## Hourly
Datetime | Irrad_kWh_kWp | DNI_kWhm2 | NumPV | PV_kWh | NumCSP_Field | CSP_Field_kWh_e | NumCSP_Turb | CSP_Turbine_kWh | Turbines_On | CSP_Charge_kWh | CSP_Discharge_kWh | CSP_SOC_kWh | NumElec | Elec_E_kWh | H2_demand_kg | H2_prod_kg | Site_Load_kWh | Total_Load_kWh | Served_Total_kWh | Unserved_Site_kWh | Unserved_Elec_kWh | Unserved_Total_kWh | Elec_from_PV_kWh | Elec_from_CSP_kWh | Elec_from_Batt_kWh | PV_to_Batt_kWh | Batt_SOC_kWh | GridExport_kWh | NumBatt
2022-01-01 | 0 | 0 | 35584 | 0 | 634 | 0 | 3 | 18375 | 1.8375 | 0 | 18375 | 811581.181 | 19 | 0 | 2620.1349 | 0 | 18375 | 143018.5583 | 18375 | 0 | 124643.5583 | 124643.5583 | 0 | 0 | 0 | 0 | 0 | 0 | 0
2022-01-01 01:00 | 0 | 0 | 35584 | 0 | 634 | 0 | 3 | 18375 | 1.8375 | 0 | 18375 | 793206.181 | 19 | 0 | 2620.1349 | 0 | 18375 | 143018.5583 | 18375 | 0 | 124643.5583 | 124643.5583 | 0 | 0 | 0 | 0 | 0 | 0 | 0
2022-01-01 02:00 | 0 | 0 | 35584 | 0 | 634 | 0 | 3 | 18375 | 1.8375 | 0 | 18375 | 774831.181 | 19 | 0 | 2620.1349 | 0 | 18375 | 143018.5583 | 18375 | 0 | 124643.5583 | 124643.5583 | 0 | 0 | 0 | 0 | 0 | 0 | 0
2022-01-01 03:00 | 0 | 0 | 35584 | 0 | 634 | 0 | 3 | 18375 | 1.8375 | 0 | 18375 | 756456.181 | 19 | 0 | 2620.1349 | 0 | 18375 | 143018.5583 | 18375 | 0 | 124643.5583 | 124643.5583 | 0 | 0 | 0 | 0 | 0 | 0 | 0
2022-01-01 04:00 | 0 | 0 | 35584 | 0 | 634 | 0 | 3 | 18375 | 1.8375 | 0 | 18375 | 738081.181 | 19 | 0 | 2620.1349 | 0 | 18375 | 143018.5583 | 18375 | 0 | 124643.5583 | 124643.5583 | 0 | 0 | 0 | 0 | 0 | 0 | 0
2022-01-01 05:00 | 0 | 0 | 35584 | 0 | 634 | 0 | 3 | 18375 | 1.8375 | 0 | 18375 | 719706.181 | 19 | 0 | 2620.1349 | 0 | 18375 | 143018.5583 | 18375 | 0 | 124643.5583 | 124643.5583 | 0 | 0 | 0 | 0 | 0 | 0 | 0
2022-01-01 06:00 | 0 | 0 | 35584 | 0 | 634 | 0 | 3 | 18375 | 1.8375 | 0 | 18375 | 701331.181 | 19 | 0 | 2620.1349 | 0 | 18375 | 143018.5583 | 18375 | 0 | 124643.5583 | 124643.5583 | 0 | 0 | 0 | 0 | 0 | 0 | 0
2022-01-01 07:00 | 0.00873 | 0 | 35584 | 301.3289 | 634 | 0 | 3 | 18073.6718 | 1.8074 | 0 | 18073.6718 | 682956.181 | 19 | 0 | 2620.1349 | 0 | 18375 | 143018.5583 | 18375 | 0 | 124643.5583 | 124643.5583 | 0 | 0 | 0 | 0 | 0 | 0 | 0
2022-01-01 08:00 | 0.09278 | 0.01851 | 35584 | 3202.439 | 634 | 1962.1488 | 3 | 15172.5677 | 1.5173 | 0 | 13210.4189 | 664882.5093 | 19 | 0 | 2620.1349 | 0 | 18375 | 143018.5583 | 18375 | 0 | 124643.5583 | 124643.5583 | 0 | 0 | 0 | 0 | 0 | 0 | 0
2022-01-01 09:00 | 0.21288 | 0.06498 | 35584 | 7347.8683 | 634 | 6888.1919 | 3 | 11027.1472 | 1.1027 | 0 | 4138.9553 | 651672.0904 | 19 | 0 | 2620.1349 | 0 | 18375 | 143018.5583 | 18375 | 0 | 124643.5583 | 124643.5583 | 0 | 0 | 0 | 0 | 0 | 0 | 0
2022-01-01 10:00 | 0.30273 | 0.10422 | 35584 | 10449.174 | 634 | 11047.8203 | 3 | 7925.848 | 0.79258 | 3121.9722 | 0 | 647533.1351 | 19 | 0 | 2620.1349 | 0 | 18375 | 143018.5583 | 18375 | 0 | 124643.5583 | 124643.5583 | 0 | 0 | 0 | 0 | 0 | 0 | 0
2022-01-01 11:00 | 0.36117 | 0.17897 | 35584 | 12466.3171 | 634 | 18971.6791 | 3 | 5908.7092 | 0.59087 | 13062.9699 | 0 | 650655.1073 | 19 | 0 | 2620.1349 | 0 | 18375 | 143018.5583 | 18375 | 0 | 124643.5583 | 124643.5583 | 0 | 0 | 0 | 0 | 0 | 0 | 0
2022-01-01 12:00 | 0.42012 | 0.04262 | 35584 | 14501.0636 | 634 | 4517.9246 | 3 | 3873.967 | 0.3874 | 643.9576 | 0 | 663718.0772 | 19 | 0 | 2620.1349 | 0 | 18375 | 143018.5583 | 18375 | 0 | 124643.5583 | 124643.5583 | 0 | 0 | 0 | 0 | 0 | 0 | 0
2022-01-01 13:00 | 0.3781 | 0.09916 | 35584 | 13050.6811 | 634 | 10511.436 | 3 | 5324.3464 | 0.53243 | 5187.0896 | 0 | 664362.0348 | 19 | 0 | 2620.1349 | 0 | 18375 | 143018.5583 | 18375 | 0 | 124643.5583 | 124643.5583 | 0 | 0 | 0 | 0 | 0 | 0 | 0
2022-01-01 14:00 | 0.2734 | 0.06855 | 35584 | 9436.8056 | 634 | 7266.629 | 3 | 8938.2142 | 0.89382 | 0 | 1671.5852 | 669549.1244 | 19 | 0 | 2620.1349 | 0 | 18375 | 143018.5583 | 18375 | 0 | 124643.5583 | 124643.5583 | 0 | 0 | 0 | 0 | 0 | 0 | 0
2022-01-01 15:00 | 0.17723 | 0.03109 | 35584 | 6117.3558 | 634 | 3295.6892 | 3 | 12257.6571 | 1.2258 | 0 | 8961.9679 | 667877.5392 | 19 | 0 | 2620.1349 | 0 | 18375 | 143018.5583 | 18375 | 0 | 124643.5583 | 124643.5583 | 0 | 0 | 0 | 0 | 0 | 0 | 0
2022-01-01 16:00 | 0.07172 | 0.01262 | 35584 | 2475.5219 | 634 | 1337.7806 | 3 | 15899.4833 | 1.5899 | 0 | 14561.7027 | 658915.5713 | 19 | 0 | 2620.1349 | 0 | 18375 | 143018.5583 | 18375 | 0 | 124643.5583 | 124643.5583 | 0 | 0 | 0 | 0 | 0 | 0 | 0
2022-01-01 17:00 | 0.00488 | 0 | 35584 | 168.4404 | 634 | 0 | 3 | 18206.5599 | 1.8207 | 0 | 18206.5599 | 644353.8686 | 19 | 0 | 2620.1349 | 0 | 18375 | 143018.5583 | 18375 | 0 | 124643.5583 | 124643.5583 | 0 | 0 | 0 | 0 | 0 | 0 | 0
2022-01-01 18:00 | 0 | 0 | 35584 | 0 | 634 | 0 | 3 | 18375 | 1.8375 | 0 | 18375 | 626147.3087 | 19 | 0 | 2620.1349 | 0 | 18375 | 143018.5583 | 18375 | 0 | 124643.5583 | 124643.5583 | 0 | 0 | 0 | 0 | 0 | 0 | 0
2022-01-01 19:00 | 0 | 0 | 35584 | 0 | 634 | 0 | 3 | 18375 | 1.8375 | 0 | 18375 | 607772.3087 | 19 | 0 | 2620.1349 | 0 | 18375 | 143018.5583 | 18375 | 0 | 124643.5583 | 124643.5583 | 0 | 0 | 0 | 0 | 0 | 0 | 0
2022-01-01 20:00 | 0 | 0 | 35584 | 0 | 634 | 0 | 3 | 18375 | 1.8375 | 0 | 18375 | 589397.3087 | 19 | 0 | 2620.1349 | 0 | 18375 | 143018.5583 | 18375 | 0 | 124643.5583 | 124643.5583 | 0 | 0 | 0 | 0 | 0 | 0 | 0
2022-01-01 21:00 | 0 | 0 | 35584 | 0 | 634 | 0 | 3 | 18375 | 1.8375 | 0 | 18375 | 571022.3087 | 19 | 0 | 2620.1349 | 0 | 18375 | 143018.5583 | 18375 | 0 | 124643.5583 | 124643.5583 | 0 | 0 | 0 | 0 | 0 | 0 | 0
2022-01-01 22:00 | 0 | 0 | 35584 | 0 | 634 | 0 | 3 | 18375 | 1.8375 | 0 | 18375 | 552647.3087 | 19 | 0 | 2620.1349 | 0 | 18375 | 143018.5583 | 18375 | 0 | 124643.5583 | 124643.5583 | 0 | 0 | 0 | 0 | 0 | 0 | 0
2022-01-01 23:00 | 0 | 0 | 35584 | 0 | 634 | 0 | 3 | 18375 | 1.8375 | 0 | 18375 | 534272.3087 | 19 | 0 | 2620.1349 | 0 | 18375 | 143018.5583 | 18375 | 0 | 124643.5583 | 124643.5583 | 0 | 0 | 0 | 0 | 0 | 0 | 0
2022-01-02 | 0 | 0 | 35584 | 0 | 634 | 0 | 3 | 18166.6667 | 1.8167 | 0 | 18166.6667 | 515897.3087 | 19 | 0 | 2620.1349 | 0 | 18166.6667 | 142810.225 | 18166.6667 | 0 | 124643.5583 | 124643.5583 | 0 | 0 | 0 | 0 | 0 | 0 | 0
2022-01-02 01:00 | 0 | 0 | 35584 | 0 | 634 | 0 | 3 | 18166.6667 | 1.8167 | 0 | 18166.6667 | 497730.642 | 19 | 0 | 2620.1349 | 0 | 18166.6667 | 142810.225 | 18166.6667 | 0 | 124643.5583 | 124643.5583 | 0 | 0 | 0 | 0 | 0 | 0 | 0
2022-01-02 02:00 | 0 | 0 | 35584 | 0 | 634 | 0 | 3 | 18166.6667 | 1.8167 | 0 | 18166.6667 | 479563.9754 | 19 | 0 | 2620.1349 | 0 | 18166.6667 | 142810.225 | 18166.6667 | 0 | 124643.5583 | 124643.5583 | 0 | 0 | 0 | 0 | 0 | 0 | 0
2022-01-02 03:00 | 0 | 0 | 35584 | 0 | 634 | 0 | 3 | 18166.6667 | 1.8167 | 0 | 18166.6667 | 461397.3087 | 19 | 0 | 2620.1349 | 0 | 18166.6667 | 142810.225 | 18166.6667 | 0 | 124643.5583 | 124643.5583 | 0 | 0 | 0 | 0 | 0 | 0 | 0
2022-01-02 04:00 | 0 | 0 | 35584 | 0 | 634 | 0 | 3 | 18166.6667 | 1.8167 | 0 | 18166.6667 | 443230.642 | 19 | 0 | 2620.1349 | 0 | 18166.6667 | 142810.225 | 18166.6667 | 0 | 124643.5583 | 124643.5583 | 0 | 0 | 0 | 0 | 0 | 0 | 0
2022-01-02 05:00 | 0 | 0 | 35584 | 0 | 634 | 0 | 3 | 18166.6667 | 1.8167 | 0 | 18166.6667 | 425063.9754 | 19 | 0 | 2620.1349 | 0 | 18166.6667 | 142810.225 | 18166.6667 | 0 | 124643.5583 | 124643.5583 | 0 | 0 | 0 | 0 | 0 | 0 | 0
2022-01-02 06:00 | 0 | 0 | 35584 | 0 | 634 | 0 | 3 | 18166.6667 | 1.8167 | 0 | 18166.6667 | 406897.3087 | 19 | 0 | 2620.1349 | 0 | 18166.6667 | 142810.225 | 18166.6667 | 0 | 124643.5583 | 124643.5583 | 0 | 0 | 0 | 0 | 0 | 0 | 0
2022-01-02 07:00 | 0.00848 | 0.00115 | 35584 | 292.6998 | 634 | 121.9055 | 3 | 17873.9675 | 1.7874 | 0 | 17752.062 | 388730.642 | 19 | 0 | 2620.1349 | 0 | 18166.6667 | 142810.225 | 18166.6667 | 0 | 124643.5583 | 124643.5583 | 0 | 0 | 0 | 0 | 0 | 0 | 0
2022-01-02 08:00 | 0.06695 | 0.01504 | 35584 | 2310.8783 | 634 | 1594.3122 | 3 | 15855.7932 | 1.5856 | 0 | 14261.481 | 370978.58 | 19 | 0 | 2620.1349 | 0 | 18166.6667 | 142810.225 | 18166.6667 | 0 | 124643.5583 | 124643.5583 | 0 | 0 | 0 | 0 | 0 | 0 | 0
2022-01-02 09:00 | 0.13198 | 0.03796 | 35584 | 4555.485 | 634 | 4023.9422 | 3 | 13611.1912 | 1.3611 | 0 | 9587.249 | 356717.099 | 19 | 0 | 2620.1349 | 0 | 18166.6667 | 142810.225 | 18166.6667 | 0 | 124643.5583 | 124643.5583 | 0 | 0 | 0 | 0 | 0 | 0 | 0
2022-01-02 10:00 | 0.17965 | 0.0497 | 35584 | 6200.8856 | 634 | 5268.4386 | 3 | 11965.7941 | 1.1966 | 0 | 6697.3555 | 347129.85 | 19 | 0 | 2620.1349 | 0 | 18166.6667 | 142810.225 | 18166.6667 | 0 | 124643.5583 | 124643.5583 | 0 | 0 | 0 | 0 | 0 | 0 | 0
2022-01-02 11:00 | 0.27817 | 0.08174 | 35584 | 9601.4492 | 634 | 8664.8324 | 3 | 8565.2376 | 0.85652 | 99.5947 | 0 | 340432.4945 | 19 | 0 | 2620.1349 | 0 | 18166.6667 | 142810.225 | 18166.6667 | 0 | 124643.5583 | 124643.5583 | 0 | 0 | 0 | 0 | 0 | 0 | 0
2022-01-02 12:00 | 0.26977 | 0.23434 | 35584 | 9311.5108 | 634 | 24841.1648 | 3 | 8855.1755 | 0.88552 | 15985.9894 | 0 | 340532.0892 | 19 | 0 | 2620.1349 | 0 | 18166.6667 | 142810.225 | 18166.6667 | 0 | 124643.5583 | 124643.5583 | 0 | 0 | 0 | 0 | 0 | 0 | 0
2022-01-02 13:00 | 0.2773 | 0.0655 | 35584 | 9571.4199 | 634 | 6943.3144 | 3 | 8595.2669 | 0.85953 | 0 | 1651.9525 | 356518.0785 | 19 | 0 | 2620.1349 | 0 | 18166.6667 | 142810.225 | 18166.6667 | 0 | 124643.5583 | 124643.5583 | 0 | 0 | 0 | 0 | 0 | 0 | 0
2022-01-02 14:00 | 0.22473 | 0.06046 | 35584 | 7756.8886 | 634 | 6409.0502 | 3 | 10409.7944 | 1.041 | 0 | 4000.7442 | 354866.126 | 19 | 0 | 2620.1349 | 0 | 18166.6667 | 142810.225 | 18166.6667 | 0 | 124643.5583 | 124643.5583 | 0 | 0 | 0 | 0 | 0 | 0 | 0
2022-01-02 15:00 | 0.1549 | 0.06229 | 35584 | 5346.6028 | 634 | 6603.039 | 3 | 12820.0752 | 1.282 | 0 | 6217.0362 | 350865.3818 | 19 | 0 | 2620.1349 | 0 | 18166.6667 | 142810.225 | 18166.6667 | 0 | 124643.5583 | 124643.5583 | 0 | 0 | 0 | 0 | 0 | 0 | 0
2022-01-02 16:00 | 0.06903 | 0.0424 | 35584 | 2382.6726 | 634 | 4494.6035 | 3 | 15783.9991 | 1.5784 | 0 | 11289.3955 | 344648.3456 | 19 | 0 | 2620.1349 | 0 | 18166.6667 | 142810.225 | 18166.6667 | 0 | 124643.5583 | 124643.5583 | 0 | 0 | 0 | 0 | 0 | 0 | 0
2022-01-02 17:00 | 0.00553 | 0.00096 | 35584 | 190.8761 | 634 | 101.7646 | 3 | 17975.7909 | 1.7976 | 0 | 17874.0263 | 333358.9501 | 19 | 0 | 2620.1349 | 0 | 18166.6667 | 142810.225 | 18166.6667 | 0 | 124643.5583 | 124643.5583 | 0 | 0 | 0 | 0 | 0 | 0 | 0
2022-01-02 18:00 | 0 | 0 | 35584 | 0 | 634 | 0 | 3 | 18166.6667 | 1.8167 | 0 | 18166.6667 | 315484.9237 | 19 | 0 | 2620.1349 | 0 | 18166.6667 | 142810.225 | 18166.6667 | 0 | 124643.5583 | 124643.5583 | 0 | 0 | 0 | 0 | 0 | 0 | 0
2022-01-02 19:00 | 0 | 0 | 35584 | 0 | 634 | 0 | 3 | 18166.6667 | 1.8167 | 0 | 18166.6667 | 297318.2571 | 19 | 0 | 2620.1349 | 0 | 18166.6667 | 142810.225 | 18166.6667 | 0 | 124643.5583 | 124643.5583 | 0 | 0 | 0 | 0 | 0 | 0 | 0
2022-01-02 20:00 | 0 | 0 | 35584 | 0 | 634 | 0 | 3 | 18166.6667 | 1.8167 | 0 | 18166.6667 | 279151.5904 | 19 | 0 | 2620.1349 | 0 | 18166.6667 | 142810.225 | 18166.6667 | 0 | 124643.5583 | 124643.5583 | 0 | 0 | 0 | 0 | 0 | 0 | 0
2022-01-02 21:00 | 0 | 0 | 35584 | 0 | 634 | 0 | 3 | 18166.6667 | 1.8167 | 0 | 18166.6667 | 260984.9237 | 19 | 0 | 2620.1349 | 0 | 18166.6667 | 142810.225 | 18166.6667 | 0 | 124643.5583 | 124643.5583 | 0 | 0 | 0 | 0 | 0 | 0 | 0
2022-01-02 22:00 | 0 | 0 | 35584 | 0 | 634 | 0 | 3 | 18166.6667 | 1.8167 | 0 | 18166.6667 | 242818.2571 | 19 | 0 | 2620.1349 | 0 | 18166.6667 | 142810.225 | 18166.6667 | 0 | 124643.5583 | 124643.5583 | 0 | 0 | 0 | 0 | 0 | 0 | 0
2022-01-02 23:00 | 0 | 0 | 35584 | 0 | 634 | 0 | 3 | 18166.6667 | 1.8167 | 0 | 18166.6667 | 224651.5904 | 19 | 0 | 2620.1349 | 0 | 18166.6667 | 142810.225 | 18166.6667 | 0 | 124643.5583 | 124643.5583 | 0 | 0 | 0 | 0 | 0 | 0 | 0
2022-01-03 | 0 | 0 | 35584 | 0 | 634 | 0 | 3 | 19125 | 1.9125 | 0 | 19125 | 206484.9237 | 19 | 0 | 2620.1349 | 0 | 19125 | 143768.5583 | 19125 | 0 | 124643.5583 | 124643.5583 | 0 | 0 | 0 | 0 | 0 | 0 | 0
2022-01-03 01:00 | 0 | 0 | 35584 | 0 | 634 | 0 | 3 | 19125 | 1.9125 | 0 | 19125 | 187359.9237 | 19 | 0 | 2620.1349 | 0 | 19125 | 143768.5583 | 19125 | 0 | 124643.5583 | 124643.5583 | 0 | 0 | 0 | 0 | 0 | 0 | 0
2022-01-03 02:00 | 0 | 0 | 35584 | 0 | 634 | 0 | 3 | 19125 | 1.9125 | 0 | 19125 | 168234.9237 | 19 | 0 | 2620.1349 | 0 | 19125 | 143768.5583 | 19125 | 0 | 124643.5583 | 124643.5583 | 0 | 0 | 0 | 0 | 0 | 0 | 0
2022-01-03 03:00 | 0 | 0 | 35584 | 0 | 634 | 0 | 3 | 19125 | 1.9125 | 0 | 19125 | 149109.9237 | 19 | 0 | 2620.1349 | 0 | 19125 | 143768.5583 | 19125 | 0 | 124643.5583 | 124643.5583 | 0 | 0 | 0 | 0 | 0 | 0 | 0
2022-01-03 04:00 | 0 | 0 | 35584 | 0 | 634 | 0 | 3 | 19125 | 1.9125 | 0 | 19125 | 129984.9237 | 19 | 0 | 2620.1349 | 0 | 19125 | 143768.5583 | 19125 | 0 | 124643.5583 | 124643.5583 | 0 | 0 | 0 | 0 | 0 | 0 | 0
2022-01-03 05:00 | 0 | 0 | 35584 | 0 | 634 | 0 | 3 | 19125 | 1.9125 | 0 | 19125 | 110859.9237 | 19 | 0 | 2620.1349 | 0 | 19125 | 143768.5583 | 19125 | 0 | 124643.5583 | 124643.5583 | 0 | 0 | 0 | 0 | 0 | 0 | 0
2022-01-03 06:00 | 0 | 0 | 35584 | 0 | 634 | 0 | 3 | 19125 | 1.9125 | 0 | 19125 | 91734.9237 | 19 | 0 | 2620.1349 | 0 | 19125 | 143768.5583 | 19125 | 0 | 124643.5583 | 124643.5583 | 0 | 0 | 0 | 0 | 0 | 0 | 0
2022-01-03 07:00 | 0.01075 | 0.00467 | 35584 | 371.0522 | 634 | 495.0424 | 3 | 18753.9486 | 1.8754 | 0 | 18258.9062 | 72609.9237 | 19 | 0 | 2620.1349 | 0 | 19125 | 143768.5583 | 19125 | 0 | 124643.5583 | 124643.5583 | 0 | 0 | 0 | 0 | 0 | 0 | 0
2022-01-03 08:00 | 0.10815 | 0.14098 | 35584 | 3732.9573 | 634 | 14944.5567 | 3 | 15392.0505 | 1.5392 | 0 | 447.4938 | 54351.0175 | 19 | 0 | 2620.1349 | 0 | 19125 | 143768.5583 | 19125 | 0 | 124643.5583 | 124643.5583 | 0 | 0 | 0 | 0 | 0 | 0 | 0
2022-01-03 09:00 | 0.20915 | 0.2538 | 35584 | 7219.1218 | 634 | 26904.0182 | 3 | 11905.8934 | 1.1906 | 14998.1248 | 0 | 53903.5237 | 19 | 0 | 2620.1349 | 0 | 19125 | 143768.5583 | 19125 | 0 | 124643.5583 | 124643.5583 | 0 | 0 | 0 | 0 | 0 | 0 | 0
2022-01-03 10:00 | 0.29925 | 0.36451 | 35584 | 10329.0566 | 634 | 38639.8096 | 3 | 8795.9651 | 0.8796 | 29843.8445 | 0 | 68901.6485 | 19 | 0 | 2620.1349 | 0 | 19125 | 143768.5583 | 19125 | 0 | 124643.5583 | 124643.5583 | 0 | 0 | 0 | 0 | 0 | 0 | 0
2022-01-03 11:00 | 0.32815 | 0.44908 | 35584 | 11326.5829 | 634 | 47604.6356 | 3 | 7798.4409 | 0.77984 | 39806.1946 | 0 | 98745.4931 | 19 | 0 | 2620.1349 | 0 | 19125 | 143768.5583 | 19125 | 0 | 124643.5583 | 124643.5583 | 0 | 0 | 0 | 0 | 0 | 0 | 0
2022-01-03 12:00 | 0.40227 | 0.48195 | 35584 | 13884.9444 | 634 | 51089.0134 | 3 | 5240.0848 | 0.52401 | 45848.9285 | 0 | 138551.6877 | 19 | 0 | 2620.1349 | 0 | 19125 | 143768.5583 | 19125 | 0 | 124643.5583 | 124643.5583 | 0 | 0 | 0 | 0 | 0 | 0 | 0
2022-01-03 13:00 | 0.38925 | 0.2787 | 35584 | 13435.5398 | 634 | 29543.5378 | 3 | 5689.4884 | 0.56895 | 23854.0493 | 0 | 184400.6162 | 19 | 0 | 2620.1349 | 0 | 19125 | 143768.5583 | 19125 | 0 | 124643.5583 | 124643.5583 | 0 | 0 | 0 | 0 | 0 | 0 | 0
2022-01-03 14:00 | 0.33373 | 0.33656 | 35584 | 11519.1849 | 634 | 35676.9755 | 3 | 7605.8394 | 0.76058 | 28071.1361 | 0 | 208254.6656 | 19 | 0 | 2620.1349 | 0 | 19125 | 143768.5583 | 19125 | 0 | 124643.5583 | 124643.5583 | 0 | 0 | 0 | 0 | 0 | 0 | 0
2022-01-03 15:00 | 0.22193 | 0.30602 | 35584 | 7660.2424 | 634 | 32439.5889 | 3 | 11464.7737 | 1.1465 | 20974.8152 | 0 | 236325.8017 | 19 | 0 | 2620.1349 | 0 | 19125 | 143768.5583 | 19125 | 0 | 124643.5583 | 124643.5583 | 0 | 0 | 0 | 0 | 0 | 0 | 0
2022-01-03 16:00 | 0.10178 | 0.22826 | 35584 | 3513.0873 | 634 | 24196.6556 | 3 | 15611.9201 | 1.5612 | 8584.7356 | 0 | 257300.6168 | 19 | 0 | 2620.1349 | 0 | 19125 | 143768.5583 | 19125 | 0 | 124643.5583 | 124643.5583 | 0 | 0 | 0 | 0 | 0 | 0 | 0
2022-01-03 17:00 | 0.00693 | 0.01254 | 35584 | 239.1992 | 634 | 1329.3002 | 3 | 18885.8013 | 1.8886 | 0 | 17556.5011 | 265885.3524 | 19 | 0 | 2620.1349 | 0 | 19125 | 143768.5583 | 19125 | 0 | 124643.5583 | 124643.5583 | 0 | 0 | 0 | 0 | 0 | 0 | 0
2022-01-03 18:00 | 0 | 0 | 35584 | 0 | 634 | 0 | 3 | 19125 | 1.9125 | 0 | 19125 | 248328.8513 | 19 | 0 | 2620.1349 | 0 | 19125 | 143768.5583 | 19125 | 0 | 124643.5583 | 124643.5583 | 0 | 0 | 0 | 0 | 0 | 0 | 0
2022-01-03 19:00 | 0 | 0 | 35584 | 0 | 634 | 0 | 3 | 19125 | 1.9125 | 0 | 19125 | 229203.8513 | 19 | 0 | 2620.1349 | 0 | 19125 | 143768.5583 | 19125 | 0 | 124643.5583 | 124643.5583 | 0 | 0 | 0 | 0 | 0 | 0 | 0
2022-01-03 20:00 | 0 | 0 | 35584 | 0 | 634 | 0 | 3 | 19125 | 1.9125 | 0 | 19125 | 210078.8513 | 19 | 0 | 2620.1349 | 0 | 19125 | 143768.5583 | 19125 | 0 | 124643.5583 | 124643.5583 | 0 | 0 | 0 | 0 | 0 | 0 | 0
2022-01-03 21:00 | 0 | 0 | 35584 | 0 | 634 | 0 | 3 | 19125 | 1.9125 | 0 | 19125 | 190953.8513 | 19 | 0 | 2620.1349 | 0 | 19125 | 143768.5583 | 19125 | 0 | 124643.5583 | 124643.5583 | 0 | 0 | 0 | 0 | 0 | 0 | 0
2022-01-03 22:00 | 0 | 0 | 35584 | 0 | 634 | 0 | 3 | 19125 | 1.9125 | 0 | 19125 | 171828.8513 | 19 | 0 | 2620.1349 | 0 | 19125 | 143768.5583 | 19125 | 0 | 124643.5583 | 124643.5583 | 0 | 0 | 0 | 0 | 0 | 0 | 0
2022-01-03 23:00 | 0 | 0 | 35584 | 0 | 634 | 0 | 3 | 19125 | 1.9125 | 0 | 19125 | 152703.8513 | 19 | 0 | 2620.1349 | 0 | 19125 | 143768.5583 | 19125 | 0 | 124643.5583 | 124643.5583 | 0 | 0 | 0 | 0 | 0 | 0 | 0
2022-01-04 | 0 | 0 | 35584 | 0 | 634 | 0 | 3 | 18583.3333 | 1.8583 | 0 | 18583.3333 | 133578.8513 | 19 | 0 | 2620.1349 | 0 | 18583.3333 | 143226.8916 | 18583.3333 | 0 | 124643.5583 | 124643.5583 | 0 | 0 | 0 | 0 | 0 | 0 | 0
2022-01-04 01:00 | 0 | 0 | 35584 | 0 | 634 | 0 | 3 | 18583.3333 | 1.8583 | 0 | 18583.3333 | 114995.518 | 19 | 0 | 2620.1349 | 0 | 18583.3333 | 143226.8916 | 18583.3333 | 0 | 124643.5583 | 124643.5583 | 0 | 0 | 0 | 0 | 0 | 0 | 0
2022-01-04 02:00 | 0 | 0 | 35584 | 0 | 634 | 0 | 3 | 18583.3333 | 1.8583 | 0 | 18583.3333 | 96412.1846 | 19 | 0 | 2620.1349 | 0 | 18583.3333 | 143226.8916 | 18583.3333 | 0 | 124643.5583 | 124643.5583 | 0 | 0 | 0 | 0 | 0 | 0 | 0
2022-01-04 03:00 | 0 | 0 | 35584 | 0 | 634 | 0 | 3 | 18583.3333 | 1.8583 | 0 | 18583.3333 | 77828.8513 | 19 | 0 | 2620.1349 | 0 | 18583.3333 | 143226.8916 | 18583.3333 | 0 | 124643.5583 | 124643.5583 | 0 | 0 | 0 | 0 | 0 | 0 | 0
2022-01-04 04:00 | 0 | 0 | 35584 | 0 | 634 | 0 | 3 | 18583.3333 | 1.8583 | 0 | 18583.3333 | 59245.518 | 19 | 0 | 2620.1349 | 0 | 18583.3333 | 143226.8916 | 18583.3333 | 0 | 124643.5583 | 124643.5583 | 0 | 0 | 0 | 0 | 0 | 0 | 0
2022-01-04 05:00 | 0 | 0 | 35584 | 0 | 634 | 0 | 3 | 18583.3333 | 1.8583 | 0 | 18583.3333 | 40662.1846 | 19 | 0 | 2620.1349 | 0 | 18583.3333 | 143226.8916 | 18583.3333 | 0 | 124643.5583 | 124643.5583 | 0 | 0 | 0 | 0 | 0 | 0 | 0
2022-01-04 06:00 | 0 | 0 | 35584 | 0 | 634 | 0 | 3 | 18583.3333 | 1.8583 | 0 | 18583.3333 | 22078.8513 | 19 | 0 | 2620.1349 | 0 | 18583.3333 | 143226.8916 | 18583.3333 | 0 | 124643.5583 | 124643.5583 | 0 | 0 | 0 | 0 | 0 | 0 | 0
2022-01-04 07:00 | 0.01665 | 0.13691 | 35584 | 574.6994 | 634 | 14513.1172 | 3 | 18008.6352 | 1.8009 | 0 | 3495.518 | 3495.518 | 19 | 0 | 2620.1349 | 0 | 18583.3333 | 143226.8916 | 18583.3333 | 0 | 124643.5583 | 124643.5583 | 0 | 0 | 0 | 0 | 0 | 0 | 0
2022-01-04 08:00 | 0.17807 | 0.6775 | 35584 | 6146.3496 | 634 | 71818.252 | 3 | 21936.9967 | 2.1937 | 49881.2553 | 0 | 0 | 19 | 9500 | 2620.1349 | 199.6997 | 18583.3333 | 143226.8916 | 28083.3333 | 0 | 115143.5583 | 115143.5583 | 0 | 9500 | 0 | 0 | 0 | 0 | 0
2022-01-04 09:00 | 0.3666 | 0.85744 | 35584 | 12653.7416 | 634 | 90892.7557 | 3 | 15429.6184 | 1.543 | 75463.1373 | 0 | 49881.2553 | 19 | 9500 | 2620.1349 | 199.6997 | 18583.3333 | 143226.8916 | 28083.3333 | 0 | 115143.5583 | 115143.5583 | 9500 | 0 | 0 | 0 | 0 | 0 | 0
2022-01-04 10:00 | 0.51835 | 0.93314 | 35584 | 17891.6174 | 634 | 98917.3191 | 3 | 10191.7536 | 1.0192 | 88725.5655 | 0 | 125344.3926 | 19 | 9500 | 2620.1349 | 199.6997 | 18583.3333 | 143226.8916 | 28083.3333 | 0 | 115143.5583 | 115143.5583 | 9500 | 0 | 0 | 0 | 0 | 0 | 0
2022-01-04 11:00 | 0.53059 | 0.63397 | 35584 | 18314.0991 | 634 | 67203.8631 | 3 | 9769.2728 | 0.97693 | 57434.5903 | 0 | 214069.9581 | 19 | 9500 | 2620.1349 | 199.6997 | 18583.3333 | 143226.8916 | 28083.3333 | 0 | 115143.5583 | 115143.5583 | 0 | 9500 | 0 | 0 | 0 | 0 | 0
2022-01-04 12:00 | 0.63405 | 0.94156 | 35584 | 21885.1741 | 634 | 99809.8795 | 3 | 6198.2053 | 0.61982 | 93611.6742 | 0 | 271504.5484 | 19 | 9500 | 2620.1349 | 199.6997 | 18583.3333 | 143226.8916 | 28083.3333 | 0 | 115143.5583 | 115143.5583 | 3301.7947 | 6198.2053 | 0 | 0 | 0 | 0 | 0
2022-01-04 13:00 | 0.59865 | 0.91619 | 35584 | 20663.2908 | 634 | 97120.5377 | 3 | 7420.0861 | 0.74201 | 89700.4516 | 0 | 365116.2226 | 19 | 9500 | 2620.1349 | 199.6997 | 18583.3333 | 143226.8916 | 28083.3333 | 0 | 115143.5583 | 115143.5583 | 9500 | 0 | 0 | 0 | 0 | 0 | 0
2022-01-04 14:00 | 0.49725 | 0.87561 | 35584 | 17163.3197 | 634 | 92818.8629 | 3 | 10920.0498 | 1.092 | 81898.8131 | 0 | 454816.6742 | 19 | 9500 | 2620.1349 | 199.6997 | 18583.3333 | 143226.8916 | 28083.3333 | 0 | 115143.5583 | 115143.5583 | 9500 | 0 | 0 | 0 | 0 | 0 | 0
2022-01-04 15:00 | 0.34098 | 0.80467 | 35584 | 11769.4294 | 634 | 85298.8824 | 3 | 16313.9288 | 1.6314 | 68984.9537 | 0 | 536715.4874 | 19 | 9500 | 2620.1349 | 199.6997 | 18583.3333 | 143226.8916 | 28083.3333 | 0 | 115143.5583 | 115143.5583 | 0 | 9500 | 0 | 0 | 0 | 0 | 0
2022-01-04 16:00 | 0.15177 | 0.55952 | 35584 | 5238.5662 | 634 | 59311.8057 | 3 | 22844.7782 | 2.2845 | 36467.0275 | 0 | 605700.441 | 19 | 9500 | 2620.1349 | 199.6997 | 18583.3333 | 143226.8916 | 28083.3333 | 0 | 115143.5583 | 115143.5583 | 5238.5551 | 4261.4449 | 0 | 0 | 0 | 0 | 0
2022-01-04 17:00 | 0.00965 | 0.0508 | 35584 | 333.084 | 634 | 5385.0438 | 3 | 27750.25 | 2.775 | 0 | 22365.2062 | 642167.4685 | 19 | 9500 | 2620.1349 | 199.6997 | 18583.3333 | 143226.8916 | 28083.3333 | 0 | 115143.5583 | 115143.5583 | 333.0833 | 9166.9167 | 0 | 0 | 0 | 0 | 0
2022-01-04 18:00 | 0 | 0 | 35584 | 0 | 634 | 0 | 3 | 28083.3333 | 2.8083 | 0 | 28083.3333 | 619802.2624 | 19 | 9500 | 2620.1349 | 199.6997 | 18583.3333 | 143226.8916 | 28083.3333 | 0 | 115143.5583 | 115143.5583 | 0 | 9500 | 0 | 0 | 0 | 0 | 0
2022-01-04 19:00 | 0 | 0 | 35584 | 0 | 634 | 0 | 3 | 28083.3333 | 2.8083 | 0 | 28083.3333 | 591718.929 | 19 | 9500 | 2620.1349 | 199.6997 | 18583.3333 | 143226.8916 | 28083.3333 | 0 | 115143.5583 | 115143.5583 | 0 | 9500 | 0 | 0 | 0 | 0 | 0
2022-01-04 20:00 | 0 | 0 | 35584 | 0 | 634 | 0 | 3 | 28083.3333 | 2.8083 | 0 | 28083.3333 | 563635.5957 | 19 | 9500 | 2620.1349 | 199.6997 | 18583.3333 | 143226.8916 | 28083.3333 | 0 | 115143.5583 | 115143.5583 | 0 | 9500 | 0 | 0 | 0 | 0 | 0
2022-01-04 21:00 | 0 | 0 | 35584 | 0 | 634 | 0 | 3 | 28083.3333 | 2.8083 | 0 | 28083.3333 | 535552.2624 | 19 | 9500 | 2620.1349 | 199.6997 | 18583.3333 | 143226.8916 | 28083.3333 | 0 | 115143.5583 | 115143.5583 | 0 | 9500 | 0 | 0 | 0 | 0 | 0
2022-01-04 22:00 | 0 | 0 | 35584 | 0 | 634 | 0 | 3 | 28083.3333 | 2.8083 | 0 | 28083.3333 | 507468.929 | 19 | 9500 | 2620.1349 | 199.6997 | 18583.3333 | 143226.8916 | 28083.3333 | 0 | 115143.5583 | 115143.5583 | 0 | 9500 | 0 | 0 | 0 | 0 | 0
2022-01-04 23:00 | 0 | 0 | 35584 | 0 | 634 | 0 | 3 | 28083.3333 | 2.8083 | 0 | 28083.3333 | 479385.5957 | 19 | 9500 | 2620.1349 | 199.6997 | 18583.3333 | 143226.8916 | 28083.3333 | 0 | 115143.5583 | 115143.5583 | 0 | 9500 | 0 | 0 | 0 | 0 | 0
2022-01-05 | 0 | 0 | 35584 | 0 | 634 | 0 | 3 | 28204.1667 | 2.8204 | 0 | 28204.1667 | 451302.2624 | 19 | 9500 | 2620.1349 | 199.6997 | 18704.1667 | 143347.725 | 28204.1667 | 0 | 115143.5583 | 115143.5583 | 0 | 9500 | 0 | 0 | 0 | 0 | 0
2022-01-05 01:00 | 0 | 0 | 35584 | 0 | 634 | 0 | 3 | 28204.1667 | 2.8204 | 0 | 28204.1667 | 423098.0957 | 19 | 9500 | 2620.1349 | 199.6997 | 18704.1667 | 143347.725 | 28204.1667 | 0 | 115143.5583 | 115143.5583 | 0 | 9500 | 0 | 0 | 0 | 0 | 0
2022-01-05 02:00 | 0 | 0 | 35584 | 0 | 634 | 0 | 3 | 28204.1667 | 2.8204 | 0 | 28204.1667 | 394893.929 | 19 | 9500 | 2620.1349 | 199.6997 | 18704.1667 | 143347.725 | 28204.1667 | 0 | 115143.5583 | 115143.5583 | 0 | 9500 | 0 | 0 | 0 | 0 | 0
2022-01-05 03:00 | 0 | 0 | 35584 | 0 | 634 | 0 | 3 | 28204.1667 | 2.8204 | 0 | 28204.1667 | 366689.7624 | 19 | 9500 | 2620.1349 | 199.6997 | 18704.1667 | 143347.725 | 28204.1667 | 0 | 115143.5583 | 115143.5583 | 0 | 9500 | 0 | 0 | 0 | 0 | 0
2022-01-05 04:00 | 0 | 0 | 35584 | 0 | 634 | 0 | 3 | 28204.1667 | 2.8204 | 0 | 28204.1667 | 338485.5957 | 19 | 9500 | 2620.1349 | 199.6997 | 18704.1667 | 143347.725 | 28204.1667 | 0 | 115143.5583 | 115143.5583 | 0 | 9500 | 0 | 0 | 0 | 0 | 0
2022-01-05 05:00 | 0 | 0 | 35584 | 0 | 634 | 0 | 3 | 28204.1667 | 2.8204 | 0 | 28204.1667 | 310281.429 | 19 | 9500 | 2620.1349 | 199.6997 | 18704.1667 | 143347.725 | 28204.1667 | 0 | 115143.5583 | 115143.5583 | 0 | 9500 | 0 | 0 | 0 | 0 | 0
2022-01-05 06:00 | 0 | 0 | 35584 | 0 | 634 | 0 | 3 | 28204.1667 | 2.8204 | 0 | 28204.1667 | 282077.2624 | 19 | 9500 | 2620.1349 | 199.6997 | 18704.1667 | 143347.725 | 28204.1667 | 0 | 115143.5583 | 115143.5583 | 0 | 9500 | 0 | 0 | 0 | 0 | 0
2022-01-05 07:00 | 0.01488 | 0.06972 | 35584 | 513.6052 | 634 | 7390.6547 | 3 | 27690.5625 | 2.7691 | 0 | 20299.9079 | 253873.0957 | 19 | 9500 | 2620.1349 | 199.6997 | 18704.1667 | 143347.725 | 28204.1667 | 0 | 115143.5583 | 115143.5583 | 513.6041 | 8986.3959 | 0 | 0 | 0 | 0 | 0
2022-01-05 08:00 | 0.16405 | 0.48475 | 35584 | 5662.4285 | 634 | 51385.8268 | 3 | 22541.75 | 2.2542 | 28844.0768 | 0 | 233573.1878 | 19 | 9500 | 2620.1349 | 199.6997 | 18704.1667 | 143347.725 | 28204.1667 | 0 | 115143.5583 | 115143.5583 | 5662.4166 | 3837.5834 | 0 | 0 | 0 | 0 | 0
2022-01-05 09:00 | 0.34708 | 0.69946 | 35584 | 11979.9799 | 634 | 74146.1174 | 3 | 16224.212 | 1.6224 | 57921.9054 | 0 | 262417.2646 | 19 | 9500 | 2620.1349 | 199.6997 | 18704.1667 | 143347.725 | 28204.1667 | 0 | 115143.5583 | 115143.5583 | 0 | 9500 | 0 | 0 | 0 | 0 | 0
2022-01-05 10:00 | 0.5029 | 0.85929 | 35584 | 17358.3378 | 634 | 91088.8646 | 3 | 10845.8654 | 1.0846 | 80242.9992 | 0 | 320339.17 | 19 | 9500 | 2620.1349 | 199.6997 | 18704.1667 | 143347.725 | 28204.1667 | 0 | 115143.5583 | 115143.5583 | 9500 | 0 | 0 | 0 | 0 | 0 | 0
2022-01-05 11:00 | 0.60038 | 0.91518 | 35584 | 20723.0043 | 634 | 97013.4729 | 3 | 7481.206 | 0.74812 | 89532.2668 | 0 | 400582.1692 | 19 | 9500 | 2620.1349 | 199.6997 | 18704.1667 | 143347.725 | 28204.1667 | 0 | 115143.5583 | 115143.5583 | 2018.794 | 7481.206 | 0 | 0 | 0 | 0 | 0
2022-01-05 12:00 | 0.61765 | 0.84519 | 35584 | 21319.1039 | 634 | 89594.1969 | 3 | 6885.1077 | 0.68851 | 82709.0892 | 0 | 490114.436 | 19 | 9500 | 2620.1349 | 199.6997 | 18704.1667 | 143347.725 | 28204.1667 | 0 | 115143.5583 | 115143.5583 | 9500 | 0 | 0 | 0 | 0 | 0 | 0
2022-01-05 13:00 | 0.55678 | 0.77691 | 35584 | 19218.0857 | 634 | 82356.1892 | 3 | 8986.1214 | 0.89861 | 82356.1892 | 8986.1214 | 572823.5252 | 19 | 9500 | 2620.1349 | 199.6997 | 18704.1667 | 143347.725 | 28204.1667 | 0 | 115143.5583 | 115143.5583 | 513.8786 | 8986.1214 | 0 | 0 | 0 | 0 | 0
2022-01-05 14:00 | 0.41833 | 0.64534 | 35584 | 14439.2791 | 634 | 68409.1376 | 3 | 13764.918 | 1.3765 | 54644.2196 | 0 | 646193.593 | 19 | 9500 | 2620.1349 | 199.6997 | 18704.1667 | 143347.725 | 28204.1667 | 0 | 115143.5583 | 115143.5583 | 0 | 9500 | 0 | 0 | 0 | 0 | 0
2022-01-05 15:00 | 0.28815 | 0.52336 | 35584 | 9945.9237 | 634 | 55478.6721 | 3 | 18258.2639 | 1.8258 | 37220.4082 | 0 | 700837.8126 | 19 | 9500 | 2620.1349 | 199.6997 | 18704.1667 | 143347.725 | 28204.1667 | 0 | 115143.5583 | 115143.5583 | 9500 | 0 | 0 | 0 | 0 | 0 | 0
2022-01-05 16:00 | 0.125 | 0.28572 | 35584 | 4314.56 | 634 | 30287.6915 | 3 | 23889.6158 | 2.389 | 6398.0757 | 0 | 738058.2209 | 19 | 9500 | 2620.1349 | 199.6997 | 18704.1667 | 143347.725 | 28204.1667 | 0 | 115143.5583 | 115143.5583 | 0 | 9500 | 0 | 0 | 0 | 0 | 0
2022-01-05 17:00 | 0.0085 | 0.0147 | 35584 | 293.3901 | 634 | 1558.2706 | 3 | 27910.7772 | 2.7911 | 0 | 26352.5066 | 744456.2966 | 19 | 9500 | 2620.1349 | 199.6997 | 18704.1667 | 143347.725 | 28204.1667 | 0 | 115143.5583 | 115143.5583 | 293.3895 | 9206.6105 | 0 | 0 | 0 | 0 | 0
2022-01-05 18:00 | 0 | 0 | 35584 | 0 | 634 | 0 | 3 | 28204.1667 | 2.8204 | 0 | 28204.1667 | 718103.7899 | 19 | 9500 | 2620.1349 | 199.6997 | 18704.1667 | 143347.725 | 28204.1667 | 0 | 115143.5583 | 115143.5583 | 0 | 9500 | 0 | 0 | 0 | 0 | 0
2022-01-05 19:00 | 0 | 0 | 35584 | 0 | 634 | 0 | 3 | 28204.1667 | 2.8204 | 0 | 28204.1667 | 689899.6233 | 19 | 9500 | 2620.1349 | 199.6997 | 18704.1667 | 143347.725 | 28204.1667 | 0 | 115143.5583 | 115143.5583 | 0 | 9500 | 0 | 0 | 0 | 0 | 0
2022-01-05 20:00 | 0 | 0 | 35584 | 0 | 634 | 0 | 3 | 28204.1667 | 2.8204 | 0 | 28204.1667 | 661695.4566 | 19 | 9500 | 2620.1349 | 199.6997 | 18704.1667 | 143347.725 | 28204.1667 | 0 | 115143.5583 | 115143.5583 | 0 | 9500 | 0 | 0 | 0 | 0 | 0
2022-01-05 21:00 | 0 | 0 | 35584 | 0 | 634 | 0 | 3 | 28204.1667 | 2.8204 | 0 | 28204.1667 | 633491.2899 | 19 | 9500 | 2620.1349 | 199.6997 | 18704.1667 | 143347.725 | 28204.1667 | 0 | 115143.5583 | 115143.5583 | 0 | 9500 | 0 | 0 | 0 | 0 | 0
2022-01-05 22:00 | 0 | 0 | 35584 | 0 | 634 | 0 | 3 | 28204.1667 | 2.8204 | 0 | 28204.1667 | 605287.1233 | 19 | 9500 | 2620.1349 | 199.6997 | 18704.1667 | 143347.725 | 28204.1667 | 0 | 115143.5583 | 115143.5583 | 0 | 9500 | 0 | 0 | 0 | 0 | 0
2022-01-05 23:00 | 0 | 0 | 35584 | 0 | 634 | 0 | 3 | 28204.1667 | 2.8204 | 0 | 28204.1667 | 577082.9566 | 19 | 9500 | 2620.1349 | 199.6997 | 18704.1667 | 143347.725 | 28204.1667 | 0 | 115143.5583 | 115143.5583 | 0 | 9500 | 0 | 0 | 0 | 0 | 0
2022-01-06 | 0 | 0 | 35584 | 0 | 634 | 0 | 3 | 28083.3333 | 2.8083 | 0 | 28083.3333 | 548878.7899 | 19 | 9500 | 2620.1349 | 199.6997 | 18583.3333 | 143226.8916 | 28083.3333 | 0 | 115143.5583 | 115143.5583 | 0 | 9500 | 0 | 0 | 0 | 0 | 0
2022-01-06 01:00 | 0 | 0 | 35584 | 0 | 634 | 0 | 3 | 28083.3333 | 2.8083 | 0 | 28083.3333 | 520795.4566 | 19 | 9500 | 2620.1349 | 199.6997 | 18583.3333 | 143226.8916 | 28083.3333 | 0 | 115143.5583 | 115143.5583 | 0 | 9500 | 0 | 0 | 0 | 0 | 0
2022-01-06 02:00 | 0 | 0 | 35584 | 0 | 634 | 0 | 3 | 28083.3333 | 2.8083 | 0 | 28083.3333 | 492712.1233 | 19 | 9500 | 2620.1349 | 199.6997 | 18583.3333 | 143226.8916 | 28083.3333 | 0 | 115143.5583 | 115143.5583 | 0 | 9500 | 0 | 0 | 0 | 0 | 0
2022-01-06 03:00 | 0 | 0 | 35584 | 0 | 634 | 0 | 3 | 28083.3333 | 2.8083 | 0 | 28083.3333 | 464628.7899 | 19 | 9500 | 2620.1349 | 199.6997 | 18583.3333 | 143226.8916 | 28083.3333 | 0 | 115143.5583 | 115143.5583 | 0 | 9500 | 0 | 0 | 0 | 0 | 0
2022-01-06 04:00 | 0 | 0 | 35584 | 0 | 634 | 0 | 3 | 28083.3333 | 2.8083 | 0 | 28083.3333 | 436545.4566 | 19 | 9500 | 2620.1349 | 199.6997 | 18583.3333 | 143226.8916 | 28083.3333 | 0 | 115143.5583 | 115143.5583 | 0 | 9500 | 0 | 0 | 0 | 0 | 0
2022-01-06 05:00 | 0 | 0 | 35584 | 0 | 634 | 0 | 3 | 28083.3333 | 2.8083 | 0 | 28083.3333 | 408462.1233 | 19 | 9500 | 2620.1349 | 199.6997 | 18583.3333 | 143226.8916 | 28083.3333 | 0 | 115143.5583 | 115143.5583 | 0 | 9500 | 0 | 0 | 0 | 0 | 0
2022-01-06 06:00 | 0 | 0 | 35584 | 0 | 634 | 0 | 3 | 28083.3333 | 2.8083 | 0 | 28083.3333 | 380378.7899 | 19 | 9500 | 2620.1349 | 199.6997 | 18583.3333 | 143226.8916 | 28083.3333 | 0 | 115143.5583 | 115143.5583 | 0 | 9500 | 0 | 0 | 0 | 0 | 0
2022-01-06 07:00 | 0.01512 | 0.09338 | 35584 | 521.8892 | 634 | 9898.7282 | 3 | 27561.4453 | 2.7561 | 0 | 17662.717 | 352295.4566 | 19 | 9500 | 2620.1349 | 199.6997 | 18583.3333 | 143226.8916 | 28083.3333 | 0 | 115143.5583 | 115143.5583 | 521.8881 | 8978.1119 | 0 | 0 | 0 | 0 | 0
2022-01-06 08:00 | 0.16948 | 0.59482 | 35584 | 5849.853 | 634 | 63053.7751 | 3 | 22233.4926 | 2.2233 | 40820.2825 | 0 | 334632.7396 | 19 | 9500 | 2620.1349 | 199.6997 | 18583.3333 | 143226.8916 | 28083.3333 | 0 | 115143.5583 | 115143.5583 | 0 | 9500 | 0 | 0 | 0 | 0 | 0
2022-01-06 09:00 | 0.35645 | 0.792 | 35584 | 12303.3993 | 634 | 83955.8016 | 3 | 15779.9599 | 1.578 | 68175.8417 | 0 | 375453.0221 | 19 | 9500 | 2620.1349 | 199.6997 | 18583.3333 | 143226.8916 | 28083.3333 | 0 | 115143.5583 | 115143.5583 | 0 | 9500 | 0 | 0 | 0 | 0 | 0
2022-01-06 10:00 | 0.50867 | 0.88227 | 35584 | 17557.4979 | 634 | 93524.8549 | 3 | 10525.8724 | 1.0526 | 82998.9825 | 0 | 443628.8637 | 19 | 9500 | 2620.1349 | 199.6997 | 18583.3333 | 143226.8916 | 28083.3333 | 0 | 115143.5583 | 115143.5583 | 9500 | 0 | 0 | 0 | 0 | 0 | 0
2022-01-06 11:00 | 0.60667 | 0.94501 | 35584 | 20940.1129 | 634 | 100175.596 | 3 | 7143.2645 | 0.71433 | 93032.3315 | 0 | 526627.8462 | 19 | 9500 | 2620.1349 | 199.6997 | 18583.3333 | 143226.8916 | 28083.3333 | 0 | 115143.5583 | 115143.5583 | 2356.7355 | 7143.2645 | 0 | 0 | 0 | 0 | 0
2022-01-06 12:00 | 0.63085 | 0.91746 | 35584 | 21774.7214 | 634 | 97255.1638 | 3 | 6308.6578 | 0.63087 | 90946.506 | 0 | 619660.1778 | 19 | 9500 | 2620.1349 | 199.6997 | 18583.3333 | 143226.8916 | 28083.3333 | 0 | 115143.5583 | 115143.5583 | 9500 | 0 | 0 | 0 | 0 | 0 | 0
2022-01-06 13:00 | 0.59725 | 0.89619 | 35584 | 20614.9677 | 634 | 95000.4417 | 3 | 7468.4091 | 0.74684 | 87532.0327 | 0 | 710606.6838 | 19 | 9500 | 2620.1349 | 199.6997 | 18583.3333 | 143226.8916 | 28083.3333 | 0 | 115143.5583 | 115143.5583 | 9500 | 0 | 0 | 0 | 0 | 0 | 0
2022-01-06 14:00 | 0.49692 | 0.85432 | 35584 | 17151.9292 | 634 | 90562.0207 | 3 | 10931.4402 | 1.0931 | 79630.5805 | 0 | 798138.7165 | 19 | 9500 | 2620.1349 | 199.6997 | 18583.3333 | 143226.8916 | 28083.3333 | 0 | 115143.5583 | 115143.5583 | 9500 | 0 | 0 | 0 | 0 | 0 | 0
2022-01-06 15:00 | 0.3432 | 0.7798 | 35584 | 11846.0559 | 634 | 82662.543 | 3 | 16237.3023 | 1.6237 | 66425.2407 | 0 | 877769.297 | 19 | 9500 | 2620.1349 | 199.6997 | 18583.3333 | 143226.8916 | 28083.3333 | 0 | 115143.5583 | 115143.5583 | 9500 | 0 | 0 | 0 | 0 | 0 | 0
2022-01-06 16:00 | 0.15598 | 0.55982 | 35584 | 5383.8806 | 634 | 59343.6071 | 3 | 22699.4641 | 2.2699 | 36644.143 | 0 | 944194.5377 | 19 | 9500 | 2620.1349 | 199.6997 | 18583.3333 | 143226.8916 | 28083.3333 | 0 | 115143.5583 | 115143.5583 | 0 | 9500 | 0 | 0 | 0 | 0 | 0
2022-01-06 17:00 | 0.01107 | 0.05965 | 35584 | 382.0974 | 634 | 6323.1863 | 3 | 27701.2367 | 2.7701 | 0 | 21378.0504 | 980838.6807 | 19 | 9500 | 2620.1349 | 199.6997 | 18583.3333 | 143226.8916 | 28083.3333 | 0 | 115143.5583 | 115143.5583 | 0 | 9500 | 0 | 0 | 0 | 0 | 0
2022-01-06 18:00 | 0 | 0 | 35584 | 0 | 634 | 0 | 3 | 28083.3333 | 2.8083 | 0 | 28083.3333 | 959460.6303 | 19 | 9500 | 2620.1349 | 199.6997 | 18583.3333 | 143226.8916 | 28083.3333 | 0 | 115143.5583 | 115143.5583 | 0 | 9500 | 0 | 0 | 0 | 0 | 0
2022-01-06 19:00 | 0 | 0 | 35584 | 0 | 634 | 0 | 3 | 28083.3333 | 2.8083 | 0 | 28083.3333 | 931377.297 | 19 | 9500 | 2620.1349 | 199.6997 | 18583.3333 | 143226.8916 | 28083.3333 | 0 | 115143.5583 | 115143.5583 | 0 | 9500 | 0 | 0 | 0 | 0 | 0
2022-01-06 20:00 | 0 | 0 | 35584 | 0 | 634 | 0 | 3 | 28083.3333 | 2.8083 | 0 | 28083.3333 | 903293.9637 | 19 | 9500 | 2620.1349 | 199.6997 | 18583.3333 | 143226.8916 | 28083.3333 | 0 | 115143.5583 | 115143.5583 | 0 | 9500 | 0 | 0 | 0 | 0 | 0
2022-01-06 21:00 | 0 | 0 | 35584 | 0 | 634 | 0 | 3 | 28083.3333 | 2.8083 | 0 | 28083.3333 | 875210.6303 | 19 | 9500 | 2620.1349 | 199.6997 | 18583.3333 | 143226.8916 | 28083.3333 | 0 | 115143.5583 | 115143.5583 | 0 | 9500 | 0 | 0 | 0 | 0 | 0
2022-01-06 22:00 | 0 | 0 | 35584 | 0 | 634 | 0 | 3 | 28083.3333 | 2.8083 | 0 | 28083.3333 | 847127.297 | 19 | 9500 | 2620.1349 | 199.6997 | 18583.3333 | 143226.8916 | 28083.3333 | 0 | 115143.5583 | 115143.5583 | 0 | 9500 | 0 | 0 | 0 | 0 | 0
2022-01-06 23:00 | 0 | 0 | 35584 | 0 | 634 | 0 | 3 | 28083.3333 | 2.8083 | 0 | 28083.3333 | 819043.9637 | 19 | 9500 | 2620.1349 | 199.6997 | 18583.3333 | 143226.8916 | 28083.3333 | 0 | 115143.5583 | 115143.5583 | 0 | 9500 | 0 | 0 | 0 | 0 | 0
2022-01-07 | 0 | 0 | 35584 | 0 | 634 | 0 | 3 | 28766.6667 | 2.8767 | 0 | 28766.6667 | 790960.6303 | 19 | 9500 | 2620.1349 | 199.6997 | 19266.6667 | 143910.225 | 28766.6667 | 0 | 115143.5583 | 115143.5583 | 0 | 9500 | 0 | 0 | 0 | 0 | 0
2022-01-07 01:00 | 0 | 0 | 35584 | 0 | 634 | 0 | 3 | 28766.6667 | 2.8767 | 0 | 28766.6667 | 762193.9637 | 19 | 9500 | 2620.1349 | 199.6997 | 19266.6667 | 143910.225 | 28766.6667 | 0 | 115143.5583 | 115143.5583 | 0 | 9500 | 0 | 0 | 0 | 0 | 0
2022-01-07 02:00 | 0 | 0 | 35584 | 0 | 634 | 0 | 3 | 28766.6667 | 2.8767 | 0 | 28766.6667 | 733427.297 | 19 | 9500 | 2620.1349 | 199.6997 | 19266.6667 | 143910.225 | 28766.6667 | 0 | 115143.5583 | 115143.5583 | 0 | 9500 | 0 | 0 | 0 | 0 | 0
2022-01-07 03:00 | 0 | 0 | 35584 | 0 | 634 | 0 | 3 | 28766.6667 | 2.8767 | 0 | 28766.6667 | 704660.6303 | 19 | 9500 | 2620.1349 | 199.6997 | 19266.6667 | 143910.225 | 28766.6667 | 0 | 115143.5583 | 115143.5583 | 0 | 9500 | 0 | 0 | 0 | 0 | 0
2022-01-07 04:00 | 0 | 0 | 35584 | 0 | 634 | 0 | 3 | 28766.6667 | 2.8767 | 0 | 28766.6667 | 675893.9637 | 19 | 9500 | 2620.1349 | 199.6997 | 19266.6667 | 143910.225 | 28766.6667 | 0 | 115143.5583 | 115143.5583 | 0 | 9500 | 0 | 0 | 0 | 0 | 0
2022-01-07 05:00 | 0 | 0 | 35584 | 0 | 634 | 0 | 3 | 28766.6667 | 2.8767 | 0 | 28766.6667 | 647127.297 | 19 | 9500 | 2620.1349 | 199.6997 | 19266.6667 | 143910.225 | 28766.6667 | 0 | 115143.5583 | 115143.5583 | 0 | 9500 | 0 | 0 | 0 | 0 | 0
2022-01-07 06:00 | 0 | 0 | 35584 | 0 | 634 | 0 | 3 | 28766.6667 | 2.8767 | 0 | 28766.6667 | 618360.6303 | 19 | 9500 | 2620.1349 | 199.6997 | 19266.6667 | 143910.225 | 28766.6667 | 0 | 115143.5583 | 115143.5583 | 0 | 9500 | 0 | 0 | 0 | 0 | 0
2022-01-07 07:00 | 0.01462 | 0.0607 | 35584 | 504.6309 | 634 | 6434.4914 | 3 | 28262.0368 | 2.8262 | 0 | 21827.5454 | 589593.9637 | 19 | 9500 | 2620.1349 | 199.6997 | 19266.6667 | 143910.225 | 28766.6667 | 0 | 115143.5583 | 115143.5583 | 0 | 9500 | 0 | 0 | 0 | 0 | 0
2022-01-07 08:00 | 0.16398 | 0.46267 | 35584 | 5660.0124 | 634 | 49045.2408 | 3 | 23106.6662 | 2.3107 | 25938.5746 | 0 | 567766.4182 | 19 | 9500 | 2620.1349 | 199.6997 | 19266.6667 | 143910.225 | 28766.6667 | 0 | 115143.5583 | 115143.5583 | 5660.0005 | 3839.9995 | 0 | 0 | 0 | 0 | 0
2022-01-07 09:00 | 0.35185 | 0.7349 | 35584 | 12144.6235 | 634 | 77902.9275 | 3 | 16622.0687 | 1.6622 | 61280.8588 | 0 | 593704.9929 | 19 | 9500 | 2620.1349 | 199.6997 | 19266.6667 | 143910.225 | 28766.6667 | 0 | 115143.5583 | 115143.5583 | 9500 | 0 | 0 | 0 | 0 | 0 | 0
2022-01-07 10:00 | 0.50812 | 0.86859 | 35584 | 17538.5138 | 634 | 92074.7092 | 3 | 11228.1898 | 1.1228 | 80846.5195 | 0 | 654985.8516 | 19 | 9500 | 2620.1349 | 199.6997 | 19266.6667 | 143910.225 | 28766.6667 | 0 | 115143.5583 | 115143.5583 | 0 | 9500 | 0 | 0 | 0 | 0 | 0
2022-01-07 11:00 | 0.5935 | 0.82325 | 35584 | 20485.5309 | 634 | 87268.4516 | 3 | 8281.1789 | 0.82812 | 78987.2727 | 0 | 735832.3711 | 19 | 9500 | 2620.1349 | 199.6997 | 19266.6667 | 143910.225 | 28766.6667 | 0 | 115143.5583 | 115143.5583 | 1218.8211 | 8281.1789 | 0 | 0 | 0 | 0 | 0
2022-01-07 12:00 | 0.59462 | 0.76119 | 35584 | 20524.1893 | 634 | 80689.7937 | 3 | 8242.5205 | 0.82425 | 72447.2732 | 0 | 814819.6438 | 19 | 9500 | 2620.1349 | 199.6997 | 19266.6667 | 143910.225 | 28766.6667 | 0 | 115143.5583 | 115143.5583 | 1257.4795 | 8242.5205 | 0 | 0 | 0 | 0 | 0
2022-01-07 13:00 | 0.57912 | 0.72324 | 35584 | 19989.1839 | 634 | 76666.9116 | 3 | 8777.5249 | 0.87775 | 67889.3867 | 0 | 887266.9169 | 19 | 9500 | 2620.1349 | 199.6997 | 19266.6667 | 143910.225 | 28766.6667 | 0 | 115143.5583 | 115143.5583 | 722.4751 | 8777.5249 | 0 | 0 | 0 | 0 | 0
2022-01-07 14:00 | 0.47225 | 0.69473 | 35584 | 16300.4077 | 634 | 73644.7147 | 3 | 12466.2933 | 1.2466 | 61178.4214 | 0 | 955156.3036 | 19 | 9500 | 2620.1349 | 199.6997 | 19266.6667 | 143910.225 | 28766.6667 | 0 | 115143.5583 | 115143.5583 | 0 | 9500 | 0 | 0 | 0 | 0 | 0
2022-01-07 15:00 | 0.3205 | 0.55614 | 35584 | 11062.5318 | 634 | 58953.5095 | 3 | 17704.1581 | 1.7704 | 58953.5095 | 17704.1581 | 1016334.725 | 19 | 9500 | 2620.1349 | 199.6997 | 19266.6667 | 143910.225 | 28766.6667 | 0 | 115143.5583 | 115143.5583 | 0 | 9500 | 0 | 0 | 0 | 0 | 0
2022-01-07 16:00 | 0.14052 | 0.31951 | 35584 | 4850.2558 | 634 | 33869.5936 | 3 | 23916.4211 | 2.3916 | 9953.1725 | 0 | 1057584.0764 | 19 | 9500 | 2620.1349 | 199.6997 | 19266.6667 | 143910.225 | 28766.6667 | 0 | 115143.5583 | 115143.5583 | 4850.2456 | 4649.7544 | 0 | 0 | 0 | 0 | 0
2022-01-07 17:00 | 0.01025 | 0.0067 | 35584 | 353.7939 | 634 | 710.2322 | 3 | 28412.8735 | 2.8413 | 0 | 27702.6413 | 1067537.2489 | 19 | 9500 | 2620.1349 | 199.6997 | 19266.6667 | 143910.225 | 28766.6667 | 0 | 115143.5583 | 115143.5583 | 0 | 9500 | 0 | 0 | 0 | 0 | 0
2022-01-07 18:00 | 0 | 0 | 35584 | 0 | 634 | 0 | 3 | 28766.6667 | 2.8767 | 0 | 28766.6667 | 1039834.6076 | 19 | 9500 | 2620.1349 | 199.6997 | 19266.6667 | 143910.225 | 28766.6667 | 0 | 115143.5583 | 115143.5583 | 0 | 9500 | 0 | 0 | 0 | 0 | 0
2022-01-07 19:00 | 0 | 0 | 35584 | 0 | 634 | 0 | 3 | 28766.6667 | 2.8767 | 0 | 28766.6667 | 1011067.9409 | 19 | 9500 | 2620.1349 | 199.6997 | 19266.6667 | 143910.225 | 28766.6667 | 0 | 115143.5583 | 115143.5583 | 0 | 9500 | 0 | 0 | 0 | 0 | 0
2022-01-07 20:00 | 0 | 0 | 35584 | 0 | 634 | 0 | 3 | 28766.6667 | 2.8767 | 0 | 28766.6667 | 982301.2743 | 19 | 9500 | 2620.1349 | 199.6997 | 19266.6667 | 143910.225 | 28766.6667 | 0 | 115143.5583 | 115143.5583 | 0 | 9500 | 0 | 0 | 0 | 0 | 0
2022-01-07 21:00 | 0 | 0 | 35584 | 0 | 634 | 0 | 3 | 28766.6667 | 2.8767 | 0 | 28766.6667 | 953534.6076 | 19 | 9500 | 2620.1349 | 199.6997 | 19266.6667 | 143910.225 | 28766.6667 | 0 | 115143.5583 | 115143.5583 | 0 | 9500 | 0 | 0 | 0 | 0 | 0
2022-01-07 22:00 | 0 | 0 | 35584 | 0 | 634 | 0 | 3 | 28766.6667 | 2.8767 | 0 | 28766.6667 | 924767.9409 | 19 | 9500 | 2620.1349 | 199.6997 | 19266.6667 | 143910.225 | 28766.6667 | 0 | 115143.5583 | 115143.5583 | 0 | 9500 | 0 | 0 | 0 | 0 | 0
2022-01-07 23:00 | 0 | 0 | 35584 | 0 | 634 | 0 | 3 | 28766.6667 | 2.8767 | 0 | 28766.6667 | 896001.2743 | 19 | 9500 | 2620.1349 | 199.6997 | 19266.6667 | 143910.225 | 28766.6667 | 0 | 115143.5583 | 115143.5583 | 0 | 9500 | 0 | 0 | 0 | 0 | 0
2022-01-08 | 0 | 0 | 35584 | 0 | 634 | 0 | 3 | 29000 | 2.9 | 0 | 29000 | 867234.6076 | 19 | 9500 | 2620.1349 | 199.6997 | 19500 | 144143.5583 | 29000 | 0 | 115143.5583 | 115143.5583 | 0 | 9500 | 0 | 0 | 0 | 0 | 0
2022-01-08 01:00 | 0 | 0 | 35584 | 0 | 634 | 0 | 3 | 29000 | 2.9 | 0 | 29000 | 838234.6076 | 19 | 9500 | 2620.1349 | 199.6997 | 19500 | 144143.5583 | 29000 | 0 | 115143.5583 | 115143.5583 | 0 | 9500 | 0 | 0 | 0 | 0 | 0
2022-01-08 02:00 | 0 | 0 | 35584 | 0 | 634 | 0 | 3 | 29000 | 2.9 | 0 | 29000 | 809234.6076 | 19 | 9500 | 2620.1349 | 199.6997 | 19500 | 144143.5583 | 29000 | 0 | 115143.5583 | 115143.5583 | 0 | 9500 | 0 | 0 | 0 | 0 | 0
2022-01-08 03:00 | 0 | 0 | 35584 | 0 | 634 | 0 | 3 | 29000 | 2.9 | 0 | 29000 | 780234.6076 | 19 | 9500 | 2620.1349 | 199.6997 | 19500 | 144143.5583 | 29000 | 0 | 115143.5583 | 115143.5583 | 0 | 9500 | 0 | 0 | 0 | 0 | 0
2022-01-08 04:00 | 0 | 0 | 35584 | 0 | 634 | 0 | 3 | 29000 | 2.9 | 0 | 29000 | 751234.6076 | 19 | 9500 | 2620.1349 | 199.6997 | 19500 | 144143.5583 | 29000 | 0 | 115143.5583 | 115143.5583 | 0 | 9500 | 0 | 0 | 0 | 0 | 0
2022-01-08 05:00 | 0 | 0 | 35584 | 0 | 634 | 0 | 3 | 29000 | 2.9 | 0 | 29000 | 722234.6076 | 19 | 9500 | 2620.1349 | 199.6997 | 19500 | 144143.5583 | 29000 | 0 | 115143.5583 | 115143.5583 | 0 | 9500 | 0 | 0 | 0 | 0 | 0
2022-01-08 06:00 | 0 | 0 | 35584 | 0 | 634 | 0 | 3 | 29000 | 2.9 | 0 | 29000 | 693234.6076 | 19 | 9500 | 2620.1349 | 199.6997 | 19500 | 144143.5583 | 29000 | 0 | 115143.5583 | 115143.5583 | 0 | 9500 | 0 | 0 | 0 | 0 | 0
2022-01-08 07:00 | 0.01348 | 0.01897 | 35584 | 465.2822 | 634 | 2010.9111 | 3 | 28534.7188 | 2.8535 | 0 | 26523.8078 | 664234.6076 | 19 | 9500 | 2620.1349 | 199.6997 | 19500 | 144143.5583 | 29000 | 0 | 115143.5583 | 115143.5583 | 465.2812 | 9034.7188 | 0 | 0 | 0 | 0 | 0
2022-01-08 08:00 | 0.16007 | 0.4367 | 35584 | 5525.053 | 634 | 46292.2962 | 3 | 23474.9587 | 2.3475 | 22817.3375 | 0 | 637710.7998 | 19 | 9500 | 2620.1349 | 199.6997 | 19500 | 144143.5583 | 29000 | 0 | 115143.5583 | 115143.5583 | 5525.0413 | 3974.9587 | 0 | 0 | 0 | 0 | 0
2022-01-08 09:00 | 0.34375 | 0.6433 | 35584 | 11865.04 | 634 | 68192.8878 | 3 | 17134.985 | 1.7135 | 51057.9029 | 0 | 660528.1373 | 19 | 9500 | 2620.1349 | 199.6997 | 19500 | 144143.5583 | 29000 | 0 | 115143.5583 | 115143.5583 | 9500 | 0 | 0 | 0 | 0 | 0 | 0
2022-01-08 10:00 | 0.49665 | 0.7486 | 35584 | 17142.6098 | 634 | 79355.1933 | 3 | 11857.4263 | 1.1857 | 67497.767 | 0 | 711586.0402 | 19 | 9500 | 2620.1349 | 199.6997 | 19500 | 144143.5583 | 29000 | 0 | 115143.5583 | 115143.5583 | 9500 | 0 | 0 | 0 | 0 | 0 | 0
2022-01-08 11:00 | 0.59435 | 0.8115 | 35584 | 20514.8699 | 634 | 86022.8952 | 3 | 8485.1733 | 0.84852 | 77537.7219 | 0 | 779083.8071 | 19 | 9500 | 2620.1349 | 199.6997 | 19500 | 144143.5583 | 29000 | 0 | 115143.5583 | 115143.5583 | 1014.8267 | 8485.1733 | 0 | 0 | 0 | 0 | 0
2022-01-08 12:00 | 0.6388 | 0.91534 | 35584 | 22049.1274 | 634 | 97030.4336 | 3 | 6950.919 | 0.69509 | 90079.5146 | 0 | 856621.529 | 19 | 9500 | 2620.1349 | 199.6997 | 19500 | 144143.5583 | 29000 | 0 | 115143.5583 | 115143.5583 | 9500 | 0 | 0 | 0 | 0 | 0 | 0
2022-01-08 13:00 | 0.59947 | 0.87817 | 35584 | 20691.5943 | 634 | 93090.2352 | 3 | 8308.4493 | 0.83084 | 84781.7859 | 0 | 946701.0437 | 19 | 9500 | 2620.1349 | 199.6997 | 19500 | 144143.5583 | 29000 | 0 | 115143.5583 | 115143.5583 | 1191.5507 | 8308.4493 | 0 | 0 | 0 | 0 | 0
2022-01-08 14:00 | 0.49327 | 0.78985 | 35584 | 17025.9441 | 634 | 83727.8913 | 3 | 11974.0918 | 1.1974 | 71753.7995 | 0 | 1031482.8296 | 19 | 9500 | 2620.1349 | 199.6997 | 19500 | 144143.5583 | 29000 | 0 | 115143.5583 | 115143.5583 | 9500 | 0 | 0 | 0 | 0 | 0 | 0
2022-01-08 15:00 | 0.3328 | 0.65569 | 35584 | 11487.0845 | 634 | 69506.2873 | 3 | 17512.9396 | 1.7513 | 51993.3477 | 0 | 1103236.6291 | 19 | 9500 | 2620.1349 | 199.6997 | 19500 | 144143.5583 | 29000 | 0 | 115143.5583 | 115143.5583 | 9500 | 0 | 0 | 0 | 0 | 0 | 0
2022-01-08 16:00 | 0.1464 | 0.39905 | 35584 | 5053.2127 | 634 | 42301.2154 | 3 | 23946.798 | 2.3947 | 18354.4175 | 0 | 1155229.9768 | 19 | 9500 | 2620.1349 | 199.6997 | 19500 | 144143.5583 | 29000 | 0 | 115143.5583 | 115143.5583 | 5053.202 | 4446.798 | 0 | 0 | 0 | 0 | 0
2022-01-08 17:00 | 0.01052 | 0.00804 | 35584 | 363.1134 | 634 | 852.2786 | 3 | 19500 | 1.95 | 0 | 18647.7214 | 1173584.3943 | 19 | 363.1126 | 2620.1349 | 7.633 | 19500 | 144143.5583 | 19863.1126 | 0 | 124280.4457 | 124280.4457 | 363.1126 | 0 | 0 | 0 | 0 | 0 | 0
2022-01-08 18:00 | 0 | 0 | 35584 | 0 | 634 | 0 | 3 | 29000 | 2.9 | 0 | 29000 | 1154936.6729 | 19 | 9500 | 2620.1349 | 199.6997 | 19500 | 144143.5583 | 29000 | 0 | 115143.5583 | 115143.5583 | 0 | 9500 | 0 | 0 | 0 | 0 | 0
2022-01-08 19:00 | 0 | 0 | 35584 | 0 | 634 | 0 | 3 | 29000 | 2.9 | 0 | 29000 | 1125936.6729 | 19 | 9500 | 2620.1349 | 199.6997 | 19500 | 144143.5583 | 29000 | 0 | 115143.5583 | 115143.5583 | 0 | 9500 | 0 | 0 | 0 | 0 | 0
2022-01-08 20:00 | 0 | 0 | 35584 | 0 | 634 | 0 | 3 | 29000 | 2.9 | 0 | 29000 | 1096936.6729 | 19 | 9500 | 2620.1349 | 199.6997 | 19500 | 144143.5583 | 29000 | 0 | 115143.5583 | 115143.5583 | 0 | 9500 | 0 | 0 | 0 | 0 | 0
2022-01-08 21:00 | 0 | 0 | 35584 | 0 | 634 | 0 | 3 | 29000 | 2.9 | 0 | 29000 | 1067936.6729 | 19 | 9500 | 2620.1349 | 199.6997 | 19500 | 144143.5583 | 29000 | 0 | 115143.5583 | 115143.5583 | 0 | 9500 | 0 | 0 | 0 | 0 | 0
2022-01-08 22:00 | 0 | 0 | 35584 | 0 | 634 | 0 | 3 | 19500 | 1.95 | 0 | 19500 | 1038936.6729 | 19 | 0 | 2620.1349 | 0 | 19500 | 144143.5583 | 19500 | 0 | 124643.5583 | 124643.5583 | 0 | 0 | 0 | 0 | 0 | 0 | 0
2022-01-08 23:00 | 0 | 0 | 35584 | 0 | 634 | 0 | 3 | 19500 | 1.95 | 0 | 19500 | 1019436.6729 | 19 | 0 | 2620.1349 | 0 | 19500 | 144143.5583 | 19500 | 0 | 124643.5583 | 124643.5583 | 0 | 0 | 0 | 0 | 0 | 0 | 0
2022-01-09 | 0 | 0 | 35584 | 0 | 634 | 0 | 3 | 28487.5 | 2.8487 | 0 | 28487.5 | 999936.6729 | 19 | 9500 | 2620.1349 | 199.6997 | 18987.5 | 143631.0583 | 28487.5 | 0 | 115143.5583 | 115143.5583 | 0 | 9500 | 0 | 0 | 0 | 0 | 0
2022-01-09 01:00 | 0 | 0 | 35584 | 0 | 634 | 0 | 3 | 18987.5 | 1.8987 | 0 | 18987.5 | 971449.1729 | 19 | 0 | 2620.1349 | 0 | 18987.5 | 143631.0583 | 18987.5 | 0 | 124643.5583 | 124643.5583 | 0 | 0 | 0 | 0 | 0 | 0 | 0
2022-01-09 02:00 | 0 | 0 | 35584 | 0 | 634 | 0 | 3 | 28487.5 | 2.8487 | 0 | 28487.5 | 952461.6729 | 19 | 9500 | 2620.1349 | 199.6997 | 18987.5 | 143631.0583 | 28487.5 | 0 | 115143.5583 | 115143.5583 | 0 | 9500 | 0 | 0 | 0 | 0 | 0
2022-01-09 03:00 | 0 | 0 | 35584 | 0 | 634 | 0 | 3 | 28487.5 | 2.8487 | 0 | 28487.5 | 923974.1729 | 19 | 9500 | 2620.1349 | 199.6997 | 18987.5 | 143631.0583 | 28487.5 | 0 | 115143.5583 | 115143.5583 | 0 | 9500 | 0 | 0 | 0 | 0 | 0
2022-01-09 04:00 | 0 | 0 | 35584 | 0 | 634 | 0 | 3 | 28487.5 | 2.8487 | 0 | 28487.5 | 895486.6729 | 19 | 9500 | 2620.1349 | 199.6997 | 18987.5 | 143631.0583 | 28487.5 | 0 | 115143.5583 | 115143.5583 | 0 | 9500 | 0 | 0 | 0 | 0 | 0
2022-01-09 05:00 | 0 | 0 | 35584 | 0 | 634 | 0 | 3 | 28487.5 | 2.8487 | 0 | 28487.5 | 866999.1729 | 19 | 9500 | 2620.1349 | 199.6997 | 18987.5 | 143631.0583 | 28487.5 | 0 | 115143.5583 | 115143.5583 | 0 | 9500 | 0 | 0 | 0 | 0 | 0
2022-01-09 06:00 | 0 | 0 | 35584 | 0 | 634 | 0 | 3 | 18987.5 | 1.8987 | 0 | 18987.5 | 838511.6729 | 19 | 0 | 2620.1349 | 0 | 18987.5 | 143631.0583 | 18987.5 | 0 | 124643.5583 | 124643.5583 | 0 | 0 | 0 | 0 | 0 | 0 | 0
2022-01-09 07:00 | 0.0108 | 0.00059 | 35584 | 372.778 | 634 | 62.5428 | 3 | 28114.7228 | 2.8115 | 0 | 28052.18 | 819524.1729 | 19 | 9500 | 2620.1349 | 199.6997 | 18987.5 | 143631.0583 | 28487.5 | 0 | 115143.5583 | 115143.5583 | 0 | 9500 | 0 | 0 | 0 | 0 | 0
2022-01-09 08:00 | 0.12507 | 0.13676 | 35584 | 4316.9762 | 634 | 14497.2164 | 3 | 24170.5329 | 2.4171 | 0 | 9673.3165 | 791471.9929 | 19 | 9500 | 2620.1349 | 199.6997 | 18987.5 | 143631.0583 | 28487.5 | 0 | 115143.5583 | 115143.5583 | 4316.9671 | 5183.0329 | 0 | 0 | 0 | 0 | 0
2022-01-09 09:00 | 0.2915 | 0.34385 | 35584 | 10061.5539 | 634 | 36449.7505 | 3 | 18425.9673 | 1.8426 | 18023.7832 | 0 | 781798.6764 | 19 | 9500 | 2620.1349 | 199.6997 | 18987.5 | 143631.0583 | 28487.5 | 0 | 115143.5583 | 115143.5583 | 0 | 9500 | 0 | 0 | 0 | 0 | 0
2022-01-09 10:00 | 0.45838 | 0.53305 | 35584 | 15821.6641 | 634 | 56505.8586 | 3 | 12665.8692 | 1.2666 | 43839.9894 | 0 | 799822.4596 | 19 | 9500 | 2620.1349 | 199.6997 | 18987.5 | 143631.0583 | 28487.5 | 0 | 115143.5583 | 115143.5583 | 9500 | 0 | 0 | 0 | 0 | 0 | 0
2022-01-09 11:00 | 0.5449 | 0.55701 | 35584 | 18808.03 | 634 | 59045.7336 | 3 | 9679.5096 | 0.96795 | 49366.224 | 0 | 843662.449 | 19 | 9500 | 2620.1349 | 199.6997 | 18987.5 | 143631.0583 | 28487.5 | 0 | 115143.5583 | 115143.5583 | 9500 | 0 | 0 | 0 | 0 | 0 | 0
2022-01-09 12:00 | 0.57983 | 0.57748 | 35584 | 20013.6906 | 634 | 61215.6519 | 3 | 0 | 0 | 61215.6519 | 0 | 893028.673 | 19 | 1026.1485 | 2620.1349 | 21.5707 | 18987.5 | 143631.0583 | 20013.6485 | 0 | 123617.4098 | 123617.4098 | 1026.1485 | 0 | 0 | 0 | 0 | 0 | 0
2022-01-09 13:00 | 0.53365 | 0.49053 | 35584 | 18419.7196 | 634 | 51998.5345 | 3 | 10067.8192 | 1.0068 | 41930.7153 | 0 | 954244.3249 | 19 | 9500 | 2620.1349 | 199.6997 | 18987.5 | 143631.0583 | 28487.5 | 0 | 115143.5583 | 115143.5583 | 9500 | 0 | 0 | 0 | 0 | 0 | 0
2022-01-09 14:00 | 0.42175 | 0.40257 | 35584 | 14557.3254 | 634 | 42674.3523 | 3 | 13930.2052 | 1.393 | 28744.1471 | 0 | 996175.0403 | 19 | 9500 | 2620.1349 | 199.6997 | 18987.5 | 143631.0583 | 28487.5 | 0 | 115143.5583 | 115143.5583 | 0 | 9500 | 0 | 0 | 0 | 0 | 0
2022-01-09 15:00 | 0.26567 | 0.18874 | 35584 | 9169.9932 | 634 | 20007.346 | 3 | 18355.4655 | 1.8355 | 1651.8805 | 0 | 1024919.1874 | 19 | 8537.9394 | 2620.1349 | 179.4762 | 18987.5 | 143631.0583 | 27525.4394 | 0 | 116105.6189 | 116105.6189 | 0 | 8537.9394 | 0 | 0 | 0 | 0 | 0
2022-01-09 16:00 | 0.12295 | 0.12364 | 35584 | 4243.8012 | 634 | 13106.4335 | 3 | 14743.7077 | 1.4744 | 0 | 1637.2742 | 1026571.0679 | 19 | 0 | 2620.1349 | 0 | 18987.5 | 143631.0583 | 18987.5 | 0 | 124643.5583 | 124643.5583 | 0 | 0 | 0 | 0 | 0 | 0 | 0
2022-01-09 17:00 | 0.01118 | 0.00138 | 35584 | 385.8942 | 634 | 146.2866 | 3 | 28101.6066 | 2.8102 | 146.2866 | 28101.6066 | 1024933.7936 | 19 | 9500 | 2620.1349 | 199.6997 | 18987.5 | 143631.0583 | 28487.5 | 0 | 115143.5583 | 115143.5583 | 385.8934 | 9114.1066 | 0 | 0 | 0 | 0 | 0
2022-01-09 18:00 | 0 | 0 | 35584 | 0 | 634 | 0 | 3 | 28487.5 | 2.8487 | 0 | 28487.5 | 996978.4737 | 19 | 9500 | 2620.1349 | 199.6997 | 18987.5 | 143631.0583 | 28487.5 | 0 | 115143.5583 | 115143.5583 | 0 | 9500 | 0 | 0 | 0 | 0 | 0
2022-01-09 19:00 | 0 | 0 | 35584 | 0 | 634 | 0 | 3 | 28487.5 | 2.8487 | 0 | 28487.5 | 968490.9737 | 19 | 9500 | 2620.1349 | 199.6997 | 18987.5 | 143631.0583 | 28487.5 | 0 | 115143.5583 | 115143.5583 | 0 | 9500 | 0 | 0 | 0 | 0 | 0
2022-01-09 20:00 | 0 | 0 | 35584 | 0 | 634 | 0 | 3 | 28487.5 | 2.8487 | 0 | 28487.5 | 940003.4737 | 19 | 9500 | 2620.1349 | 199.6997 | 18987.5 | 143631.0583 | 28487.5 | 0 | 115143.5583 | 115143.5583 | 0 | 9500 | 0 | 0 | 0 | 0 | 0
2022-01-09 21:00 | 0 | 0 | 35584 | 0 | 634 | 0 | 3 | 28487.5 | 2.8487 | 0 | 28487.5 | 911515.9737 | 19 | 9500 | 2620.1349 | 199.6997 | 18987.5 | 143631.0583 | 28487.5 | 0 | 115143.5583 | 115143.5583 | 0 | 9500 | 0 | 0 | 0 | 0 | 0
2022-01-09 22:00 | 0 | 0 | 35584 | 0 | 634 | 0 | 3 | 28487.5 | 2.8487 | 0 | 28487.5 | 883028.4737 | 19 | 9500 | 2620.1349 | 199.6997 | 18987.5 | 143631.0583 | 28487.5 | 0 | 115143.5583 | 115143.5583 | 0 | 9500 | 0 | 0 | 0 | 0 | 0
2022-01-09 23:00 | 0 | 0 | 35584 | 0 | 634 | 0 | 3 | 28487.5 | 2.8487 | 0 | 28487.5 | 854540.9737 | 19 | 9500 | 2620.1349 | 199.6997 | 18987.5 | 143631.0583 | 28487.5 | 0 | 115143.5583 | 115143.5583 | 0 | 9500 | 0 | 0 | 0 | 0 | 0
2022-01-10 | 0 | 0 | 35584 | 0 | 634 | 0 | 3 | 30000 | 3 | 0 | 30000 | 826053.4737 | 19 | 8208.3333 | 2620.1349 | 172.5475 | 21791.6667 | 146435.225 | 30000 | 0 | 116435.225 | 116435.225 | 0 | 8208.3333 | 0 | 0 | 0 | 0 | 0
2022-01-10 01:00 | 0 | 0 | 35584 | 0 | 634 | 0 | 3 | 30000 | 3 | 0 | 30000 | 796053.4737 | 19 | 8208.3333 | 2620.1349 | 172.5475 | 21791.6667 | 146435.225 | 30000 | 0 | 116435.225 | 116435.225 | 0 | 8208.3333 | 0 | 0 | 0 | 0 | 0
2022-01-10 02:00 | 0 | 0 | 35584 | 0 | 634 | 0 | 3 | 30000 | 3 | 0 | 30000 | 766053.4737 | 19 | 8208.3333 | 2620.1349 | 172.5475 | 21791.6667 | 146435.225 | 30000 | 0 | 116435.225 | 116435.225 | 0 | 8208.3333 | 0 | 0 | 0 | 0 | 0
2022-01-10 03:00 | 0 | 0 | 35584 | 0 | 634 | 0 | 3 | 30000 | 3 | 0 | 30000 | 736053.4737 | 19 | 8208.3333 | 2620.1349 | 172.5475 | 21791.6667 | 146435.225 | 30000 | 0 | 116435.225 | 116435.225 | 0 | 8208.3333 | 0 | 0 | 0 | 0 | 0
2022-01-10 04:00 | 0 | 0 | 35584 | 0 | 634 | 0 | 3 | 30000 | 3 | 0 | 30000 | 706053.4737 | 19 | 8208.3333 | 2620.1349 | 172.5475 | 21791.6667 | 146435.225 | 30000 | 0 | 116435.225 | 116435.225 | 0 | 8208.3333 | 0 | 0 | 0 | 0 | 0
2022-01-10 05:00 | 0 | 0 | 35584 | 0 | 634 | 0 | 3 | 30000 | 3 | 0 | 30000 | 676053.4737 | 19 | 8208.3333 | 2620.1349 | 172.5475 | 21791.6667 | 146435.225 | 30000 | 0 | 116435.225 | 116435.225 | 0 | 8208.3333 | 0 | 0 | 0 | 0 | 0
2022-01-10 06:00 | 0 | 0 | 35584 | 0 | 634 | 0 | 3 | 30000 | 3 | 0 | 30000 | 646053.4737 | 19 | 8208.3333 | 2620.1349 | 172.5475 | 21791.6667 | 146435.225 | 30000 | 0 | 116435.225 | 116435.225 | 0 | 8208.3333 | 0 | 0 | 0 | 0 | 0
2022-01-10 07:00 | 0.01085 | 0.00308 | 35584 | 374.5038 | 634 | 326.4948 | 3 | 30000 | 3 | 0 | 29673.5052 | 616053.4737 | 19 | 8582.8364 | 2620.1349 | 180.42 | 21791.6667 | 146435.225 | 30374.503 | 0 | 116060.7219 | 116060.7219 | 374.503 | 8208.3333 | 0 | 0 | 0 | 0 | 0
2022-01-10 08:00 | 0.10578 | 0.13172 | 35584 | 3651.1533 | 634 | 13962.9523 | 3 | 27640.5211 | 2.7641 | 0 | 13677.5688 | 586379.9685 | 19 | 9500 | 2620.1349 | 199.6997 | 21791.6667 | 146435.225 | 31291.6667 | 0 | 115143.5583 | 115143.5583 | 3651.1456 | 5848.8544 | 0 | 0 | 0 | 0 | 0
2022-01-10 09:00 | 0.21148 | 0.22321 | 35584 | 7299.5452 | 634 | 23661.3314 | 3 | 21791.6667 | 2.1792 | 1869.6647 | 0 | 572702.3996 | 19 | 7299.5298 | 2620.1349 | 153.4436 | 21791.6667 | 146435.225 | 29091.1965 | 0 | 117344.0285 | 117344.0285 | 7299.5298 | 0 | 0 | 0 | 0 | 0 | 0
2022-01-10 10:00 | 0.29462 | 0.2399 | 35584 | 10169.2453 | 634 | 25430.5515 | 3 | 21122.4427 | 2.1122 | 4308.1088 | 0 | 574572.0644 | 19 | 9500 | 2620.1349 | 199.6997 | 21791.6667 | 146435.225 | 31291.6667 | 0 | 115143.5583 | 115143.5583 | 0 | 9500 | 0 | 0 | 0 | 0 | 0
2022-01-10 11:00 | 0.35295 | 0.20156 | 35584 | 12182.5916 | 634 | 21366.3275 | 3 | 9609.1007 | 0.96091 | 11757.2268 | 0 | 578880.1731 | 19 | 0 | 2620.1349 | 0 | 21791.6667 | 146435.225 | 21791.6667 | 0 | 124643.5583 | 124643.5583 | 0 | 0 | 0 | 0 | 0 | 0 | 0
2022-01-10 12:00 | 0.3763 | 0.13084 | 35584 | 12988.5514 | 634 | 13869.668 | 3 | 18303.1426 | 1.8303 | 0 | 4433.4746 | 590637.3999 | 19 | 9500 | 2620.1349 | 199.6997 | 21791.6667 | 146435.225 | 31291.6667 | 0 | 115143.5583 | 115143.5583 | 9500 | 0 | 0 | 0 | 0 | 0 | 0
2022-01-10 13:00 | 0.3895 | 0.30506 | 35584 | 13444.169 | 634 | 32337.8243 | 3 | 8347.526 | 0.83475 | 23990.2983 | 0 | 586203.9254 | 19 | 0 | 2620.1349 | 0 | 21791.6667 | 146435.225 | 21791.6667 | 0 | 124643.5583 | 124643.5583 | 0 | 0 | 0 | 0 | 0 | 0 | 0
2022-01-10 14:00 | 0.29998 | 0.26543 | 35584 | 10354.2537 | 634 | 28136.8541 | 3 | 20937.4348 | 2.0937 | 7199.4193 | 0 | 610194.2237 | 19 | 9500 | 2620.1349 | 199.6997 | 21791.6667 | 146435.225 | 31291.6667 | 0 | 115143.5583 | 115143.5583 | 0 | 9500 | 0 | 0 | 0 | 0 | 0
2022-01-10 15:00 | 0.22048 | 0.2786 | 35584 | 7610.1935 | 634 | 29532.9373 | 3 | 23681.4892 | 2.3681 | 5851.4481 | 0 | 617393.6429 | 19 | 9500 | 2620.1349 | 199.6997 | 21791.6667 | 146435.225 | 31291.6667 | 0 | 115143.5583 | 115143.5583 | 7610.1775 | 1889.8225 | 0 | 0 | 0 | 0 | 0
2022-01-10 16:00 | 0.1199 | 0.18332 | 35584 | 4138.526 | 634 | 19432.7999 | 3 | 27153.1494 | 2.7153 | 0 | 7720.3495 | 623245.091 | 19 | 9500 | 2620.1349 | 199.6997 | 21791.6667 | 146435.225 | 31291.6667 | 0 | 115143.5583 | 115143.5583 | 4138.5172 | 5361.4828 | 0 | 0 | 0 | 0 | 0
2022-01-10 17:00 | 0.01157 | 0.00489 | 35584 | 399.3557 | 634 | 518.3635 | 3 | 30000 | 3 | 0 | 29481.6365 | 615524.7415 | 19 | 8607.6882 | 2620.1349 | 180.9424 | 21791.6667 | 146435.225 | 30399.3548 | 0 | 116035.8701 | 116035.8701 | 399.3548 | 8208.3333 | 0 | 0 | 0 | 0 | 0
2022-01-10 18:00 | 0 | 0 | 35584 | 0 | 634 | 0 | 3 | 30000 | 3 | 0 | 30000 | 586043.105 | 19 | 8208.3333 | 2620.1349 | 172.5475 | 21791.6667 | 146435.225 | 30000 | 0 | 116435.225 | 116435.225 | 0 | 8208.3333 | 0 | 0 | 0 | 0 | 0
2022-01-10 19:00 | 0 | 0 | 35584 | 0 | 634 | 0 | 3 | 30000 | 3 | 0 | 30000 | 556043.105 | 19 | 8208.3333 | 2620.1349 | 172.5475 | 21791.6667 | 146435.225 | 30000 | 0 | 116435.225 | 116435.225 | 0 | 8208.3333 | 0 | 0 | 0 | 0 | 0
2022-01-10 20:00 | 0 | 0 | 35584 | 0 | 634 | 0 | 3 | 30000 | 3 | 0 | 30000 | 526043.105 | 19 | 8208.3333 | 2620.1349 | 172.5475 | 21791.6667 | 146435.225 | 30000 | 0 | 116435.225 | 116435.225 | 0 | 8208.3333 | 0 | 0 | 0 | 0 | 0
2022-01-10 21:00 | 0 | 0 | 35584 | 0 | 634 | 0 | 3 | 30000 | 3 | 0 | 30000 | 496043.105 | 19 | 8208.3333 | 2620.1349 | 172.5475 | 21791.6667 | 146435.225 | 30000 | 0 | 116435.225 | 116435.225 | 0 | 8208.3333 | 0 | 0 | 0 | 0 | 0
2022-01-10 22:00 | 0 | 0 | 35584 | 0 | 634 | 0 | 3 | 30000 | 3 | 0 | 30000 | 466043.105 | 19 | 8208.3333 | 2620.1349 | 172.5475 | 21791.6667 | 146435.225 | 30000 | 0 | 116435.225 | 116435.225 | 0 | 8208.3333 | 0 | 0 | 0 | 0 | 0
2022-01-10 23:00 | 0 | 0 | 35584 | 0 | 634 | 0 | 3 | 30000 | 3 | 0 | 30000 | 436043.105 | 19 | 8208.3333 | 2620.1349 | 172.5475 | 21791.6667 | 146435.225 | 30000 | 0 | 116435.225 | 116435.225 | 0 | 8208.3333 | 0 | 0 | 0 | 0 | 0
2022-01-11 | 0 | 0 | 35584 | 0 | 634 | 0 | 3 | 30000 | 3 | 0 | 30000 | 406043.105 | 19 | 7333.3333 | 2620.1349 | 154.1542 | 22666.6667 | 147310.225 | 30000 | 0 | 117310.225 | 117310.225 | 0 | 7333.3333 | 0 | 0 | 0 | 0 | 0
2022-01-11 01:00 | 0 | 0 | 35584 | 0 | 634 | 0 | 3 | 30000 | 3 | 0 | 30000 | 376043.105 | 19 | 7333.3333 | 2620.1349 | 154.1542 | 22666.6667 | 147310.225 | 30000 | 0 | 117310.225 | 117310.225 | 0 | 7333.3333 | 0 | 0 | 0 | 0 | 0
2022-01-11 02:00 | 0 | 0 | 35584 | 0 | 634 | 0 | 3 | 30000 | 3 | 0 | 30000 | 346043.105 | 19 | 7333.3333 | 2620.1349 | 154.1542 | 22666.6667 | 147310.225 | 30000 | 0 | 117310.225 | 117310.225 | 0 | 7333.3333 | 0 | 0 | 0 | 0 | 0
2022-01-11 03:00 | 0 | 0 | 35584 | 0 | 634 | 0 | 3 | 30000 | 3 | 0 | 30000 | 316043.105 | 19 | 7333.3333 | 2620.1349 | 154.1542 | 22666.6667 | 147310.225 | 30000 | 0 | 117310.225 | 117310.225 | 0 | 7333.3333 | 0 | 0 | 0 | 0 | 0
2022-01-11 04:00 | 0 | 0 | 35584 | 0 | 634 | 0 | 3 | 30000 | 3 | 0 | 30000 | 286043.105 | 19 | 7333.3333 | 2620.1349 | 154.1542 | 22666.6667 | 147310.225 | 30000 | 0 | 117310.225 | 117310.225 | 0 | 7333.3333 | 0 | 0 | 0 | 0 | 0
2022-01-11 05:00 | 0 | 0 | 35584 | 0 | 634 | 0 | 3 | 30000 | 3 | 0 | 30000 | 256043.105 | 19 | 7333.3333 | 2620.1349 | 154.1542 | 22666.6667 | 147310.225 | 30000 | 0 | 117310.225 | 117310.225 | 0 | 7333.3333 | 0 | 0 | 0 | 0 | 0
2022-01-11 06:00 | 0 | 0 | 35584 | 0 | 634 | 0 | 3 | 30000 | 3 | 0 | 30000 | 226043.105 | 19 | 7333.3333 | 2620.1349 | 154.1542 | 22666.6667 | 147310.225 | 30000 | 0 | 117310.225 | 117310.225 | 0 | 7333.3333 | 0 | 0 | 0 | 0 | 0
2022-01-11 07:00 | 0.01002 | 0.0165 | 35584 | 345.8551 | 634 | 1749.0792 | 3 | 30000 | 3 | 0 | 28250.9208 | 196043.105 | 19 | 7679.1877 | 2620.1349 | 161.4244 | 22666.6667 | 147310.225 | 30345.8544 | 0 | 116964.3706 | 116964.3706 | 345.8544 | 7333.3333 | 0 | 0 | 0 | 0 | 0
2022-01-11 08:00 | 0.10205 | 0.1997 | 35584 | 3522.4068 | 634 | 21169.1586 | 3 | 28644.2673 | 2.8644 | 0 | 7475.1087 | 167792.1842 | 19 | 9500 | 2620.1349 | 199.6997 | 22666.6667 | 147310.225 | 32166.6667 | 0 | 115143.5583 | 115143.5583 | 0 | 9500 | 0 | 0 | 0 | 0 | 0
2022-01-11 09:00 | 0.1973 | 0.30282 | 35584 | 6810.1015 | 634 | 32100.3735 | 3 | 25356.5795 | 2.5357 | 6743.794 | 0 | 160317.0755 | 19 | 9500 | 2620.1349 | 199.6997 | 22666.6667 | 147310.225 | 32166.6667 | 0 | 115143.5583 | 115143.5583 | 0 | 9500 | 0 | 0 | 0 | 0 | 0
2022-01-11 10:00 | 0.27648 | 0.26977 | 35584 | 9543.1164 | 634 | 28596.9149 | 3 | 22623.5704 | 2.2624 | 5973.3445 | 0 | 167060.8695 | 19 | 9500 | 2620.1349 | 199.6997 | 22666.6667 | 147310.225 | 32166.6667 | 0 | 115143.5583 | 115143.5583 | 0 | 9500 | 0 | 0 | 0 | 0 | 0
2022-01-11 11:00 | 0.43612 | 0.42618 | 35584 | 15053.3273 | 634 | 45177.1257 | 3 | 17113.3711 | 1.7113 | 28063.7546 | 0 | 173034.214 | 19 | 9500 | 2620.1349 | 199.6997 | 22666.6667 | 147310.225 | 32166.6667 | 0 | 115143.5583 | 115143.5583 | 9500 | 0 | 0 | 0 | 0 | 0 | 0
2022-01-11 12:00 | 0.58653 | 0.63358 | 35584 | 20244.951 | 634 | 67162.5212 | 3 | 11921.7583 | 1.1922 | 55240.7629 | 0 | 201097.9686 | 19 | 9500 | 2620.1349 | 199.6997 | 22666.6667 | 147310.225 | 32166.6667 | 0 | 115143.5583 | 115143.5583 | 9500 | 0 | 0 | 0 | 0 | 0 | 0
2022-01-11 13:00 | 0.60405 | 0.84481 | 35584 | 20849.6797 | 634 | 89553.9151 | 3 | 11317.0308 | 1.1317 | 78236.8843 | 0 | 256338.7315 | 19 | 9500 | 2620.1349 | 199.6997 | 22666.6667 | 147310.225 | 32166.6667 | 0 | 115143.5583 | 115143.5583 | 9500 | 0 | 0 | 0 | 0 | 0 | 0
2022-01-11 14:00 | 0.50412 | 0.79731 | 35584 | 17400.4479 | 634 | 84518.6871 | 3 | 14766.2554 | 1.4766 | 69752.4317 | 0 | 334575.6158 | 19 | 9500 | 2620.1349 | 199.6997 | 22666.6667 | 147310.225 | 32166.6667 | 0 | 115143.5583 | 115143.5583 | 9500 | 0 | 0 | 0 | 0 | 0 | 0
2022-01-11 15:00 | 0.35038 | 0.69044 | 35584 | 12093.8843 | 634 | 73189.9541 | 3 | 10572.8079 | 1.0573 | 62617.1462 | 0 | 404328.0474 | 19 | 0 | 2620.1349 | 0 | 22666.6667 | 147310.225 | 22666.6667 | 0 | 124643.5583 | 124643.5583 | 0 | 0 | 0 | 0 | 0 | 0 | 0
2022-01-11 16:00 | 0.16462 | 0.46197 | 35584 | 5682.1029 | 634 | 48971.0375 | 3 | 26484.5757 | 2.6485 | 22486.4618 | 0 | 466945.1937 | 19 | 9500 | 2620.1349 | 199.6997 | 22666.6667 | 147310.225 | 32166.6667 | 0 | 115143.5583 | 115143.5583 | 0 | 9500 | 0 | 0 | 0 | 0 | 0
2022-01-11 17:00 | 0.01412 | 0.03648 | 35584 | 487.3727 | 634 | 3867.0551 | 3 | 30000 | 3 | 0 | 26132.9449 | 489431.6555 | 19 | 7820.705 | 2620.1349 | 164.3992 | 22666.6667 | 147310.225 | 30487.3717 | 0 | 116822.8533 | 116822.8533 | 0 | 7820.705 | 0 | 0 | 0 | 0 | 0
2022-01-11 18:00 | 0 | 0 | 35584 | 0 | 634 | 0 | 3 | 30000 | 3 | 0 | 30000 | 463298.7106 | 19 | 7333.3333 | 2620.1349 | 154.1542 | 22666.6667 | 147310.225 | 30000 | 0 | 117310.225 | 117310.225 | 0 | 7333.3333 | 0 | 0 | 0 | 0 | 0
2022-01-11 19:00 | 0 | 0 | 35584 | 0 | 634 | 0 | 3 | 22666.6667 | 2.2667 | 0 | 22666.6667 | 433298.7106 | 19 | 0 | 2620.1349 | 0 | 22666.6667 | 147310.225 | 22666.6667 | 0 | 124643.5583 | 124643.5583 | 0 | 0 | 0 | 0 | 0 | 0 | 0
2022-01-11 20:00 | 0 | 0 | 35584 | 0 | 634 | 0 | 3 | 30000 | 3 | 0 | 30000 | 410632.0439 | 19 | 7333.3333 | 2620.1349 | 154.1542 | 22666.6667 | 147310.225 | 30000 | 0 | 117310.225 | 117310.225 | 0 | 7333.3333 | 0 | 0 | 0 | 0 | 0
2022-01-11 21:00 | 0 | 0 | 35584 | 0 | 634 | 0 | 3 | 30000 | 3 | 0 | 30000 | 380632.0439 | 19 | 7333.3333 | 2620.1349 | 154.1542 | 22666.6667 | 147310.225 | 30000 | 0 | 117310.225 | 117310.225 | 0 | 7333.3333 | 0 | 0 | 0 | 0 | 0
2022-01-11 22:00 | 0 | 0 | 35584 | 0 | 634 | 0 | 3 | 30000 | 3 | 0 | 30000 | 350632.0439 | 19 | 7333.3333 | 2620.1349 | 154.1542 | 22666.6667 | 147310.225 | 30000 | 0 | 117310.225 | 117310.225 | 0 | 7333.3333 | 0 | 0 | 0 | 0 | 0
2022-01-11 23:00 | 0 | 0 | 35584 | 0 | 634 | 0 | 3 | 30000 | 3 | 0 | 30000 | 320632.0439 | 19 | 7333.3333 | 2620.1349 | 154.1542 | 22666.6667 | 147310.225 | 30000 | 0 | 117310.225 | 117310.225 | 0 | 7333.3333 | 0 | 0 | 0 | 0 | 0
2022-01-12 | 0 | 0 | 35584 | 0 | 634 | 0 | 3 | 22991.6667 | 2.2992 | 0 | 22991.6667 | 290632.0439 | 19 | 0 | 2620.1349 | 0 | 22991.6667 | 147635.225 | 22991.6667 | 0 | 124643.5583 | 124643.5583 | 0 | 0 | 0 | 0 | 0 | 0 | 0
2022-01-12 01:00 | 0 | 0 | 35584 | 0 | 634 | 0 | 3 | 22991.6667 | 2.2992 | 0 | 22991.6667 | 267640.3772 | 19 | 0 | 2620.1349 | 0 | 22991.6667 | 147635.225 | 22991.6667 | 0 | 124643.5583 | 124643.5583 | 0 | 0 | 0 | 0 | 0 | 0 | 0
2022-01-12 02:00 | 0 | 0 | 35584 | 0 | 634 | 0 | 3 | 22991.6667 | 2.2992 | 0 | 22991.6667 | 244648.7106 | 19 | 0 | 2620.1349 | 0 | 22991.6667 | 147635.225 | 22991.6667 | 0 | 124643.5583 | 124643.5583 | 0 | 0 | 0 | 0 | 0 | 0 | 0
2022-01-12 03:00 | 0 | 0 | 35584 | 0 | 634 | 0 | 3 | 22991.6667 | 2.2992 | 0 | 22991.6667 | 221657.0439 | 19 | 0 | 2620.1349 | 0 | 22991.6667 | 147635.225 | 22991.6667 | 0 | 124643.5583 | 124643.5583 | 0 | 0 | 0 | 0 | 0 | 0 | 0
2022-01-12 04:00 | 0 | 0 | 35584 | 0 | 634 | 0 | 3 | 22991.6667 | 2.2992 | 0 | 22991.6667 | 198665.3772 | 19 | 0 | 2620.1349 | 0 | 22991.6667 | 147635.225 | 22991.6667 | 0 | 124643.5583 | 124643.5583 | 0 | 0 | 0 | 0 | 0 | 0 | 0
2022-01-12 05:00 | 0 | 0 | 35584 | 0 | 634 | 0 | 3 | 22991.6667 | 2.2992 | 0 | 22991.6667 | 175673.7106 | 19 | 0 | 2620.1349 | 0 | 22991.6667 | 147635.225 | 22991.6667 | 0 | 124643.5583 | 124643.5583 | 0 | 0 | 0 | 0 | 0 | 0 | 0
2022-01-12 06:00 | 0 | 0 | 35584 | 0 | 634 | 0 | 3 | 22991.6667 | 2.2992 | 0 | 22991.6667 | 152682.0439 | 19 | 0 | 2620.1349 | 0 | 22991.6667 | 147635.225 | 22991.6667 | 0 | 124643.5583 | 124643.5583 | 0 | 0 | 0 | 0 | 0 | 0 | 0
2022-01-12 07:00 | 0.01375 | 0.02696 | 35584 | 474.6016 | 634 | 2857.8894 | 3 | 22517.0661 | 2.2517 | 0 | 19659.1767 | 129690.3772 | 19 | 0 | 2620.1349 | 0 | 22991.6667 | 147635.225 | 22991.6667 | 0 | 124643.5583 | 124643.5583 | 0 | 0 | 0 | 0 | 0 | 0 | 0
2022-01-12 08:00 | 0.1614 | 0.41457 | 35584 | 5570.9599 | 634 | 43946.4099 | 3 | 17420.7185 | 1.7421 | 26525.6914 | 0 | 110031.2006 | 19 | 0 | 2620.1349 | 0 | 22991.6667 | 147635.225 | 22991.6667 | 0 | 124643.5583 | 124643.5583 | 0 | 0 | 0 | 0 | 0 | 0 | 0
2022-01-12 09:00 | 0.35127 | 0.66366 | 35584 | 12124.6039 | 634 | 70351.1456 | 3 | 10867.0883 | 1.0867 | 59484.0573 | 0 | 136556.892 | 19 | 0 | 2620.1349 | 0 | 22991.6667 | 147635.225 | 22991.6667 | 0 | 124643.5583 | 124643.5583 | 0 | 0 | 0 | 0 | 0 | 0 | 0
2022-01-12 10:00 | 0.5107 | 0.7911 | 35584 | 17627.5663 | 634 | 83860.3973 | 3 | 5364.1374 | 0.53641 | 78496.2598 | 0 | 196040.9493 | 19 | 0 | 2620.1349 | 0 | 22991.6667 | 147635.225 | 22991.6667 | 0 | 124643.5583 | 124643.5583 | 0 | 0 | 0 | 0 | 0 | 0 | 0
2022-01-12 11:00 | 0.61312 | 0.83761 | 35584 | 21162.7442 | 634 | 88790.6805 | 3 | 1828.967 | 0.1829 | 86961.7135 | 0 | 274537.2091 | 19 | 0 | 2620.1349 | 0 | 22991.6667 | 147635.225 | 22991.6667 | 0 | 124643.5583 | 124643.5583 | 0 | 0 | 0 | 0 | 0 | 0 | 0
2022-01-12 12:00 | 0.65683 | 0.92085 | 35584 | 22671.4596 | 634 | 97614.5201 | 3 | 320.2548 | 0.032025 | 97294.2652 | 0 | 361498.9226 | 19 | 0 | 2620.1349 | 0 | 22991.6667 | 147635.225 | 22991.6667 | 0 | 124643.5583 | 124643.5583 | 0 | 0 | 0 | 0 | 0 | 0 | 0
2022-01-12 13:00 | 0.59285 | 0.80251 | 35584 | 20463.0952 | 634 | 85069.912 | 3 | 2528.6146 | 0.25286 | 82541.2975 | 0 | 458793.1879 | 19 | 0 | 2620.1349 | 0 | 22991.6667 | 147635.225 | 22991.6667 | 0 | 124643.5583 | 124643.5583 | 0 | 0 | 0 | 0 | 0 | 0 | 0
2022-01-12 14:00 | 0.46238 | 0.52801 | 35584 | 15959.73 | 634 | 55971.5944 | 3 | 7031.9702 | 0.7032 | 48939.6242 | 0 | 541334.4854 | 19 | 0 | 2620.1349 | 0 | 22991.6667 | 147635.225 | 22991.6667 | 0 | 124643.5583 | 124643.5583 | 0 | 0 | 0 | 0 | 0 | 0 | 0
2022-01-12 15:00 | 0.30535 | 0.41134 | 35584 | 10539.6072 | 634 | 43604.0144 | 3 | 12452.0817 | 1.2452 | 31151.9327 | 0 | 590274.1096 | 19 | 0 | 2620.1349 | 0 | 22991.6667 | 147635.225 | 22991.6667 | 0 | 124643.5583 | 124643.5583 | 0 | 0 | 0 | 0 | 0 | 0 | 0
2022-01-12 16:00 | 0.14085 | 0.18818 | 35584 | 4861.6462 | 634 | 19947.9833 | 3 | 18130.0307 | 1.813 | 1817.9526 | 0 | 621426.0423 | 19 | 0 | 2620.1349 | 0 | 22991.6667 | 147635.225 | 22991.6667 | 0 | 124643.5583 | 124643.5583 | 0 | 0 | 0 | 0 | 0 | 0 | 0
2022-01-12 17:00 | 0.01315 | 0.00417 | 35584 | 453.8917 | 634 | 442.04 | 3 | 22537.7759 | 2.2538 | 442.04 | 22537.7759 | 623243.9949 | 19 | 0 | 2620.1349 | 0 | 22991.6667 | 147635.225 | 22991.6667 | 0 | 124643.5583 | 124643.5583 | 0 | 0 | 0 | 0 | 0 | 0 | 0
2022-01-12 18:00 | 0 | 0 | 35584 | 0 | 634 | 0 | 3 | 22991.6667 | 2.2992 | 0 | 22991.6667 | 601148.259 | 19 | 0 | 2620.1349 | 0 | 22991.6667 | 147635.225 | 22991.6667 | 0 | 124643.5583 | 124643.5583 | 0 | 0 | 0 | 0 | 0 | 0 | 0
2022-01-12 19:00 | 0 | 0 | 35584 | 0 | 634 | 0 | 3 | 22991.6667 | 2.2992 | 0 | 22991.6667 | 578156.5923 | 19 | 0 | 2620.1349 | 0 | 22991.6667 | 147635.225 | 22991.6667 | 0 | 124643.5583 | 124643.5583 | 0 | 0 | 0 | 0 | 0 | 0 | 0
2022-01-12 20:00 | 0 | 0 | 35584 | 0 | 634 | 0 | 3 | 22991.6667 | 2.2992 | 0 | 22991.6667 | 555164.9256 | 19 | 0 | 2620.1349 | 0 | 22991.6667 | 147635.225 | 22991.6667 | 0 | 124643.5583 | 124643.5583 | 0 | 0 | 0 | 0 | 0 | 0 | 0
2022-01-12 21:00 | 0 | 0 | 35584 | 0 | 634 | 0 | 3 | 22991.6667 | 2.2992 | 0 | 22991.6667 | 532173.259 | 19 | 0 | 2620.1349 | 0 | 22991.6667 | 147635.225 | 22991.6667 | 0 | 124643.5583 | 124643.5583 | 0 | 0 | 0 | 0 | 0 | 0 | 0
2022-01-12 22:00 | 0 | 0 | 35584 | 0 | 634 | 0 | 3 | 22991.6667 | 2.2992 | 0 | 22991.6667 | 509181.5923 | 19 | 0 | 2620.1349 | 0 | 22991.6667 | 147635.225 | 22991.6667 | 0 | 124643.5583 | 124643.5583 | 0 | 0 | 0 | 0 | 0 | 0 | 0
2022-01-12 23:00 | 0 | 0 | 35584 | 0 | 634 | 0 | 3 | 22991.6667 | 2.2992 | 0 | 22991.6667 | 486189.9256 | 19 | 0 | 2620.1349 | 0 | 22991.6667 | 147635.225 | 22991.6667 | 0 | 124643.5583 | 124643.5583 | 0 | 0 | 0 | 0 | 0 | 0 | 0
2022-01-13 | 0 | 0 | 35584 | 0 | 634 | 0 | 3 | 21966.6667 | 2.1967 | 0 | 21966.6667 | 463198.259 | 19 | 0 | 2620.1349 | 0 | 21966.6667 | 146610.225 | 21966.6667 | 0 | 124643.5583 | 124643.5583 | 0 | 0 | 0 | 0 | 0 | 0 | 0
2022-01-13 01:00 | 0 | 0 | 35584 | 0 | 634 | 0 | 3 | 21966.6667 | 2.1967 | 0 | 21966.6667 | 441231.5923 | 19 | 0 | 2620.1349 | 0 | 21966.6667 | 146610.225 | 21966.6667 | 0 | 124643.5583 | 124643.5583 | 0 | 0 | 0 | 0 | 0 | 0 | 0
2022-01-13 02:00 | 0 | 0 | 35584 | 0 | 634 | 0 | 3 | 21966.6667 | 2.1967 | 0 | 21966.6667 | 419264.9256 | 19 | 0 | 2620.1349 | 0 | 21966.6667 | 146610.225 | 21966.6667 | 0 | 124643.5583 | 124643.5583 | 0 | 0 | 0 | 0 | 0 | 0 | 0
2022-01-13 03:00 | 0 | 0 | 35584 | 0 | 634 | 0 | 3 | 21966.6667 | 2.1967 | 0 | 21966.6667 | 397298.259 | 19 | 0 | 2620.1349 | 0 | 21966.6667 | 146610.225 | 21966.6667 | 0 | 124643.5583 | 124643.5583 | 0 | 0 | 0 | 0 | 0 | 0 | 0
2022-01-13 04:00 | 0 | 0 | 35584 | 0 | 634 | 0 | 3 | 21966.6667 | 2.1967 | 0 | 21966.6667 | 375331.5923 | 19 | 0 | 2620.1349 | 0 | 21966.6667 | 146610.225 | 21966.6667 | 0 | 124643.5583 | 124643.5583 | 0 | 0 | 0 | 0 | 0 | 0 | 0
2022-01-13 05:00 | 0 | 0 | 35584 | 0 | 634 | 0 | 3 | 21966.6667 | 2.1967 | 0 | 21966.6667 | 353364.9256 | 19 | 0 | 2620.1349 | 0 | 21966.6667 | 146610.225 | 21966.6667 | 0 | 124643.5583 | 124643.5583 | 0 | 0 | 0 | 0 | 0 | 0 | 0
2022-01-13 06:00 | 0 | 0 | 35584 | 0 | 634 | 0 | 3 | 21966.6667 | 2.1967 | 0 | 21966.6667 | 331398.259 | 19 | 0 | 2620.1349 | 0 | 21966.6667 | 146610.225 | 21966.6667 | 0 | 124643.5583 | 124643.5583 | 0 | 0 | 0 | 0 | 0 | 0 | 0
2022-01-13 07:00 | 0.01418 | 0.01722 | 35584 | 489.4437 | 634 | 1825.4027 | 3 | 21477.224 | 2.1477 | 0 | 19651.8214 | 309431.5923 | 19 | 0 | 2620.1349 | 0 | 21966.6667 | 146610.225 | 21966.6667 | 0 | 124643.5583 | 124643.5583 | 0 | 0 | 0 | 0 | 0 | 0 | 0
2022-01-13 08:00 | 0.13675 | 0.1914 | 35584 | 4720.1286 | 634 | 20289.3187 | 3 | 17246.548 | 1.7247 | 3042.7708 | 0 | 289779.771 | 19 | 0 | 2620.1349 | 0 | 21966.6667 | 146610.225 | 21966.6667 | 0 | 124643.5583 | 124643.5583 | 0 | 0 | 0 | 0 | 0 | 0 | 0
2022-01-13 09:00 | 0.2495 | 0.17634 | 35584 | 8611.8618 | 634 | 18692.8864 | 3 | 13354.823 | 1.3355 | 5338.0634 | 0 | 292822.5417 | 19 | 0 | 2620.1349 | 0 | 21966.6667 | 146610.225 | 21966.6667 | 0 | 124643.5583 | 124643.5583 | 0 | 0 | 0 | 0 | 0 | 0 | 0
2022-01-13 10:00 | 0.38467 | 0.07686 | 35584 | 13277.4544 | 634 | 8147.5289 | 3 | 8689.2403 | 0.86892 | 0 | 541.7113 | 298160.6051 | 19 | 0 | 2620.1349 | 0 | 21966.6667 | 146610.225 | 21966.6667 | 0 | 124643.5583 | 124643.5583 | 0 | 0 | 0 | 0 | 0 | 0 | 0
2022-01-13 11:00 | 0.41212 | 0.03994 | 35584 | 14224.9317 | 634 | 4233.8317 | 3 | 7741.7649 | 0.77418 | 0 | 3507.9332 | 297618.8938 | 19 | 0 | 2620.1349 | 0 | 21966.6667 | 146610.225 | 21966.6667 | 0 | 124643.5583 | 124643.5583 | 0 | 0 | 0 | 0 | 0 | 0 | 0
2022-01-13 12:00 | 0.4105 | 0.02902 | 35584 | 14169.015 | 634 | 3076.2593 | 3 | 7797.6815 | 0.77977 | 0 | 4721.4222 | 294110.9606 | 19 | 0 | 2620.1349 | 0 | 21966.6667 | 146610.225 | 21966.6667 | 0 | 124643.5583 | 124643.5583 | 0 | 0 | 0 | 0 | 0 | 0 | 0
2022-01-13 13:00 | 0.39338 | 0.16011 | 35584 | 13578.0929 | 634 | 16972.4285 | 3 | 8388.6024 | 0.83886 | 8583.8262 | 0 | 289389.5384 | 19 | 0 | 2620.1349 | 0 | 21966.6667 | 146610.225 | 21966.6667 | 0 | 124643.5583 | 124643.5583 | 0 | 0 | 0 | 0 | 0 | 0 | 0
2022-01-13 14:00 | 0.37552 | 0.20286 | 35584 | 12961.6286 | 634 | 21504.1337 | 3 | 9005.0654 | 0.90051 | 12499.0683 | 0 | 297973.3646 | 19 | 0 | 2620.1349 | 0 | 21966.6667 | 146610.225 | 21966.6667 | 0 | 124643.5583 | 124643.5583 | 0 | 0 | 0 | 0 | 0 | 0 | 0
2022-01-13 15:00 | 0.25898 | 0.18934 | 35584 | 8939.078 | 634 | 20070.9488 | 3 | 13027.6075 | 1.3028 | 7043.3413 | 0 | 310472.433 | 19 | 0 | 2620.1349 | 0 | 21966.6667 | 146610.225 | 21966.6667 | 0 | 124643.5583 | 124643.5583 | 0 | 0 | 0 | 0 | 0 | 0 | 0
2022-01-13 16:00 | 0.12515 | 0.0919 | 35584 | 4319.7375 | 634 | 9741.8411 | 3 | 17646.9383 | 1.7647 | 0 | 7905.0972 | 317515.7743 | 19 | 0 | 2620.1349 | 0 | 21966.6667 | 146610.225 | 21966.6667 | 0 | 124643.5583 | 124643.5583 | 0 | 0 | 0 | 0 | 0 | 0 | 0
2022-01-13 17:00 | 0.01302 | 0.00105 | 35584 | 449.4046 | 634 | 111.305 | 3 | 21517.263 | 2.1517 | 111.305 | 21517.263 | 309610.6771 | 19 | 0 | 2620.1349 | 0 | 21966.6667 | 146610.225 | 21966.6667 | 0 | 124643.5583 | 124643.5583 | 0 | 0 | 0 | 0 | 0 | 0 | 0
2022-01-13 18:00 | 0 | 0 | 35584 | 0 | 634 | 0 | 3 | 21966.6667 | 2.1967 | 0 | 21966.6667 | 288204.7191 | 19 | 0 | 2620.1349 | 0 | 21966.6667 | 146610.225 | 21966.6667 | 0 | 124643.5583 | 124643.5583 | 0 | 0 | 0 | 0 | 0 | 0 | 0
2022-01-13 19:00 | 0 | 0 | 35584 | 0 | 634 | 0 | 3 | 21966.6667 | 2.1967 | 0 | 21966.6667 | 266238.0525 | 19 | 0 | 2620.1349 | 0 | 21966.6667 | 146610.225 | 21966.6667 | 0 | 124643.5583 | 124643.5583 | 0 | 0 | 0 | 0 | 0 | 0 | 0
2022-01-13 20:00 | 0 | 0 | 35584 | 0 | 634 | 0 | 3 | 21966.6667 | 2.1967 | 0 | 21966.6667 | 244271.3858 | 19 | 0 | 2620.1349 | 0 | 21966.6667 | 146610.225 | 21966.6667 | 0 | 124643.5583 | 124643.5583 | 0 | 0 | 0 | 0 | 0 | 0 | 0
2022-01-13 21:00 | 0 | 0 | 35584 | 0 | 634 | 0 | 3 | 21966.6667 | 2.1967 | 0 | 21966.6667 | 222304.7191 | 19 | 0 | 2620.1349 | 0 | 21966.6667 | 146610.225 | 21966.6667 | 0 | 124643.5583 | 124643.5583 | 0 | 0 | 0 | 0 | 0 | 0 | 0
2022-01-13 22:00 | 0 | 0 | 35584 | 0 | 634 | 0 | 3 | 21966.6667 | 2.1967 | 0 | 21966.6667 | 200338.0525 | 19 | 0 | 2620.1349 | 0 | 21966.6667 | 146610.225 | 21966.6667 | 0 | 124643.5583 | 124643.5583 | 0 | 0 | 0 | 0 | 0 | 0 | 0
2022-01-13 23:00 | 0 | 0 | 35584 | 0 | 634 | 0 | 3 | 21966.6667 | 2.1967 | 0 | 21966.6667 | 178371.3858 | 19 | 0 | 2620.1349 | 0 | 21966.6667 | 146610.225 | 21966.6667 | 0 | 124643.5583 | 124643.5583 | 0 | 0 | 0 | 0 | 0 | 0 | 0
2022-01-14 | 0 | 0 | 35584 | 0 | 634 | 0 | 3 | 21354.1667 | 2.1354 | 0 | 21354.1667 | 156404.7191 | 19 | 0 | 2620.1349 | 0 | 21354.1667 | 145997.725 | 21354.1667 | 0 | 124643.5583 | 124643.5583 | 0 | 0 | 0 | 0 | 0 | 0 | 0
2022-01-14 01:00 | 0 | 0 | 35584 | 0 | 634 | 0 | 3 | 21354.1667 | 2.1354 | 0 | 21354.1667 | 135050.5525 | 19 | 0 | 2620.1349 | 0 | 21354.1667 | 145997.725 | 21354.1667 | 0 | 124643.5583 | 124643.5583 | 0 | 0 | 0 | 0 | 0 | 0 | 0
2022-01-14 02:00 | 0 | 0 | 35584 | 0 | 634 | 0 | 3 | 21354.1667 | 2.1354 | 0 | 21354.1667 | 113696.3858 | 19 | 0 | 2620.1349 | 0 | 21354.1667 | 145997.725 | 21354.1667 | 0 | 124643.5583 | 124643.5583 | 0 | 0 | 0 | 0 | 0 | 0 | 0
2022-01-14 03:00 | 0 | 0 | 35584 | 0 | 634 | 0 | 3 | 21354.1667 | 2.1354 | 0 | 21354.1667 | 92342.2191 | 19 | 0 | 2620.1349 | 0 | 21354.1667 | 145997.725 | 21354.1667 | 0 | 124643.5583 | 124643.5583 | 0 | 0 | 0 | 0 | 0 | 0 | 0
2022-01-14 04:00 | 0 | 0 | 35584 | 0 | 634 | 0 | 3 | 21354.1667 | 2.1354 | 0 | 21354.1667 | 70988.0525 | 19 | 0 | 2620.1349 | 0 | 21354.1667 | 145997.725 | 21354.1667 | 0 | 124643.5583 | 124643.5583 | 0 | 0 | 0 | 0 | 0 | 0 | 0
2022-01-14 05:00 | 0 | 0 | 35584 | 0 | 634 | 0 | 3 | 21354.1667 | 2.1354 | 0 | 21354.1667 | 49633.8858 | 19 | 0 | 2620.1349 | 0 | 21354.1667 | 145997.725 | 21354.1667 | 0 | 124643.5583 | 124643.5583 | 0 | 0 | 0 | 0 | 0 | 0 | 0
2022-01-14 06:00 | 0 | 0 | 35584 | 0 | 634 | 0 | 3 | 21354.1667 | 2.1354 | 0 | 21354.1667 | 28279.7191 | 19 | 0 | 2620.1349 | 0 | 21354.1667 | 145997.725 | 21354.1667 | 0 | 124643.5583 | 124643.5583 | 0 | 0 | 0 | 0 | 0 | 0 | 0
2022-01-14 07:00 | 0.0169 | 0.13061 | 35584 | 583.3285 | 634 | 13845.2869 | 3 | 20770.8394 | 2.0771 | 0 | 6925.5525 | 6925.5525 | 19 | 0 | 2620.1349 | 0 | 21354.1667 | 145997.725 | 21354.1667 | 0 | 124643.5583 | 124643.5583 | 0 | 0 | 0 | 0 | 0 | 0 | 0
2022-01-14 08:00 | 0.18057 | 0.67208 | 35584 | 6232.6408 | 634 | 71243.706 | 3 | 24621.539 | 2.4622 | 46622.167 | 0 | 0 | 19 | 9500 | 2620.1349 | 199.6997 | 21354.1667 | 145997.725 | 30854.1667 | 0 | 115143.5583 | 115143.5583 | 6232.6277 | 3267.3723 | 0 | 0 | 0 | 0 | 0
2022-01-14 09:00 | 0.37255 | 0.85058 | 35584 | 12859.1146 | 634 | 90165.5628 | 3 | 17995.0791 | 1.7995 | 72170.4837 | 0 | 46622.167 | 19 | 9500 | 2620.1349 | 199.6997 | 21354.1667 | 145997.725 | 30854.1667 | 0 | 115143.5583 | 115143.5583 | 9500 | 0 | 0 | 0 | 0 | 0 | 0
2022-01-14 10:00 | 0.52833 | 0.94758 | 35584 | 18236.0919 | 634 | 100448.0284 | 3 | 12618.1132 | 1.2618 | 87829.9152 | 0 | 118792.6507 | 19 | 9500 | 2620.1349 | 199.6997 | 21354.1667 | 145997.725 | 30854.1667 | 0 | 115143.5583 | 115143.5583 | 0 | 9500 | 0 | 0 | 0 | 0 | 0
2022-01-14 11:00 | 0.62438 | 0.94081 | 35584 | 21551.3998 | 634 | 99730.3759 | 3 | 9302.8123 | 0.93028 | 90427.5636 | 0 | 206622.5659 | 19 | 9500 | 2620.1349 | 199.6997 | 21354.1667 | 145997.725 | 30854.1667 | 0 | 115143.5583 | 115143.5583 | 197.1877 | 9302.8123 | 0 | 0 | 0 | 0 | 0
2022-01-14 12:00 | 0.6134 | 0.7044 | 35584 | 21172.4088 | 634 | 74669.7811 | 3 | 9681.8024 | 0.96818 | 64987.9787 | 0 | 297050.1295 | 19 | 9500 | 2620.1349 | 199.6997 | 21354.1667 | 145997.725 | 30854.1667 | 0 | 115143.5583 | 115143.5583 | 9500 | 0 | 0 | 0 | 0 | 0 | 0
2022-01-14 13:00 | 0.55962 | 0.61315 | 35584 | 19316.1125 | 634 | 64996.8431 | 3 | 11538.0948 | 1.1538 | 53458.7483 | 0 | 362038.1082 | 19 | 9500 | 2620.1349 | 199.6997 | 21354.1667 | 145997.725 | 30854.1667 | 0 | 115143.5583 | 115143.5583 | 9500 | 0 | 0 | 0 | 0 | 0 | 0
2022-01-14 14:00 | 0.39202 | 0.36086 | 35584 | 13531.1505 | 634 | 38252.8921 | 3 | 17323.0447 | 1.7323 | 20929.8475 | 0 | 415496.8565 | 19 | 9500 | 2620.1349 | 199.6997 | 21354.1667 | 145997.725 | 30854.1667 | 0 | 115143.5583 | 115143.5583 | 0 | 9500 | 0 | 0 | 0 | 0 | 0
2022-01-14 15:00 | 0.27142 | 0.36599 | 35584 | 9368.463 | 634 | 38796.6968 | 3 | 21485.7234 | 2.1486 | 17310.9734 | 0 | 436426.704 | 19 | 9500 | 2620.1349 | 199.6997 | 21354.1667 | 145997.725 | 30854.1667 | 0 | 115143.5583 | 115143.5583 | 0 | 9500 | 0 | 0 | 0 | 0 | 0
2022-01-14 16:00 | 0.13852 | 0.26828 | 35584 | 4781.2228 | 634 | 28438.9677 | 3 | 26072.9539 | 2.6073 | 2366.0138 | 0 | 453737.6773 | 19 | 9500 | 2620.1349 | 199.6997 | 21354.1667 | 145997.725 | 30854.1667 | 0 | 115143.5583 | 115143.5583 | 4781.2127 | 4718.7873 | 0 | 0 | 0 | 0 | 0
2022-01-14 17:00 | 0.0147 | 0.02317 | 35584 | 507.3923 | 634 | 2456.1312 | 3 | 30000 | 3 | 0 | 27543.8688 | 456103.6912 | 19 | 9153.2245 | 2620.1349 | 192.4101 | 21354.1667 | 145997.725 | 30507.3912 | 0 | 115490.3338 | 115490.3338 | 507.3912 | 8645.8333 | 0 | 0 | 0 | 0 | 0
2022-01-14 18:00 | 0 | 0 | 35584 | 0 | 634 | 0 | 3 | 30000 | 3 | 0 | 30000 | 428559.8224 | 19 | 8645.8333 | 2620.1349 | 181.7442 | 21354.1667 | 145997.725 | 30000 | 0 | 115997.725 | 115997.725 | 0 | 8645.8333 | 0 | 0 | 0 | 0 | 0
2022-01-14 19:00 | 0 | 0 | 35584 | 0 | 634 | 0 | 3 | 30000 | 3 | 0 | 30000 | 398559.8224 | 19 | 8645.8333 | 2620.1349 | 181.7442 | 21354.1667 | 145997.725 | 30000 | 0 | 115997.725 | 115997.725 | 0 | 8645.8333 | 0 | 0 | 0 | 0 | 0
2022-01-14 20:00 | 0 | 0 | 35584 | 0 | 634 | 0 | 3 | 30000 | 3 | 0 | 30000 | 368559.8224 | 19 | 8645.8333 | 2620.1349 | 181.7442 | 21354.1667 | 145997.725 | 30000 | 0 | 115997.725 | 115997.725 | 0 | 8645.8333 | 0 | 0 | 0 | 0 | 0
2022-01-14 21:00 | 0 | 0 | 35584 | 0 | 634 | 0 | 3 | 30000 | 3 | 0 | 30000 | 338559.8224 | 19 | 8645.8333 | 2620.1349 | 181.7442 | 21354.1667 | 145997.725 | 30000 | 0 | 115997.725 | 115997.725 | 0 | 8645.8333 | 0 | 0 | 0 | 0 | 0
2022-01-14 22:00 | 0 | 0 | 35584 | 0 | 634 | 0 | 3 | 30000 | 3 | 0 | 30000 | 308559.8224 | 19 | 8645.8333 | 2620.1349 | 181.7442 | 21354.1667 | 145997.725 | 30000 | 0 | 115997.725 | 115997.725 | 0 | 8645.8333 | 0 | 0 | 0 | 0 | 0
2022-01-14 23:00 | 0 | 0 | 35584 | 0 | 634 | 0 | 3 | 30000 | 3 | 0 | 30000 | 278559.8224 | 19 | 8645.8333 | 2620.1349 | 181.7442 | 21354.1667 | 145997.725 | 30000 | 0 | 115997.725 | 115997.725 | 0 | 8645.8333 | 0 | 0 | 0 | 0 | 0
2022-01-15 | 0 | 0 | 35584 | 0 | 634 | 0 | 3 | 30000 | 3 | 0 | 30000 | 248559.8224 | 19 | 7637.5 | 2620.1349 | 160.548 | 22362.5 | 147006.0583 | 30000 | 0 | 117006.0583 | 117006.0583 | 0 | 7637.5 | 0 | 0 | 0 | 0 | 0
2022-01-15 01:00 | 0 | 0 | 35584 | 0 | 634 | 0 | 3 | 29379.8634 | 2.938 | 0 | 29379.8634 | 218559.8224 | 19 | 7017.3634 | 2620.1349 | 147.5121 | 22362.5 | 147006.0583 | 29379.8634 | 0 | 117626.1949 | 117626.1949 | 0 | 7017.3634 | 0 | 0 | 0 | 0 | 0
2022-01-15 02:00 | 0 | 0 | 35584 | 0 | 634 | 0 | 3 | 22362.5 | 2.2363 | 0 | 22362.5 | 189179.959 | 19 | 0 | 2620.1349 | 0 | 22362.5 | 147006.0583 | 22362.5 | 0 | 124643.5583 | 124643.5583 | 0 | 0 | 0 | 0 | 0 | 0 | 0
2022-01-15 03:00 | 0 | 0 | 35584 | 0 | 634 | 0 | 3 | 22362.5 | 2.2363 | 0 | 22362.5 | 166817.459 | 19 | 0 | 2620.1349 | 0 | 22362.5 | 147006.0583 | 22362.5 | 0 | 124643.5583 | 124643.5583 | 0 | 0 | 0 | 0 | 0 | 0 | 0
2022-01-15 04:00 | 0 | 0 | 35584 | 0 | 634 | 0 | 3 | 22362.5 | 2.2363 | 0 | 22362.5 | 144454.959 | 19 | 0 | 2620.1349 | 0 | 22362.5 | 147006.0583 | 22362.5 | 0 | 124643.5583 | 124643.5583 | 0 | 0 | 0 | 0 | 0 | 0 | 0
2022-01-15 05:00 | 0 | 0 | 35584 | 0 | 634 | 0 | 3 | 22362.5 | 2.2363 | 0 | 22362.5 | 122092.459 | 19 | 0 | 2620.1349 | 0 | 22362.5 | 147006.0583 | 22362.5 | 0 | 124643.5583 | 124643.5583 | 0 | 0 | 0 | 0 | 0 | 0 | 0
2022-01-15 06:00 | 0 | 0 | 35584 | 0 | 634 | 0 | 3 | 22362.5 | 2.2362 | 0 | 22362.5 | 99729.959 | 19 | 0 | 2620.1349 | 0 | 22362.5 | 147006.0583 | 22362.5 | 0 | 124643.5583 | 124643.5583 | 0 | 0 | 0 | 0 | 0 | 0 | 0
2022-01-15 07:00 | 0.0171 | 0.13016 | 35584 | 590.2318 | 634 | 13797.5848 | 3 | 21772.2694 | 2.1772 | 0 | 7974.6847 | 77367.459 | 19 | 0 | 2620.1349 | 0 | 22362.5 | 147006.0583 | 22362.5 | 0 | 124643.5583 | 124643.5583 | 0 | 0 | 0 | 0 | 0 | 0 | 0
2022-01-15 08:00 | 0.18077 | 0.63841 | 35584 | 6239.5441 | 634 | 67674.5244 | 3 | 16122.969 | 1.6123 | 51551.5553 | 0 | 69392.7743 | 19 | 0 | 2620.1349 | 0 | 22362.5 | 147006.0583 | 22362.5 | 0 | 124643.5583 | 124643.5583 | 0 | 0 | 0 | 0 | 0 | 0 | 0
2022-01-15 09:00 | 0.37112 | 0.84362 | 35584 | 12809.7561 | 634 | 89427.7694 | 3 | 9552.7709 | 0.95528 | 79874.9985 | 0 | 120944.3296 | 19 | 0 | 2620.1349 | 0 | 22362.5 | 147006.0583 | 22362.5 | 0 | 124643.5583 | 124643.5583 | 0 | 0 | 0 | 0 | 0 | 0 | 0
2022-01-15 10:00 | 0.5236 | 0.92115 | 35584 | 18072.8289 | 634 | 97646.3215 | 3 | 4289.7091 | 0.42897 | 93356.6124 | 0 | 200819.3281 | 19 | 0 | 2620.1349 | 0 | 22362.5 | 147006.0583 | 22362.5 | 0 | 124643.5583 | 124643.5583 | 0 | 0 | 0 | 0 | 0 | 0 | 0
2022-01-15 11:00 | 0.62967 | 0.89657 | 35584 | 21733.992 | 634 | 95040.7235 | 3 | 628.5538 | 0.062855 | 94412.1697 | 0 | 294175.9405 | 19 | 0 | 2620.1349 | 0 | 22362.5 | 147006.0583 | 22362.5 | 0 | 124643.5583 | 124643.5583 | 0 | 0 | 0 | 0 | 0 | 0 | 0
2022-01-15 12:00 | 0.6447 | 0.8395 | 35584 | 22252.7747 | 634 | 88991.0296 | 3 | 109.7722 | 0.010977 | 88881.2574 | 0 | 388588.1102 | 19 | 0 | 2620.1349 | 0 | 22362.5 | 147006.0583 | 22362.5 | 0 | 124643.5583 | 124643.5583 | 0 | 0 | 0 | 0 | 0 | 0 | 0
2022-01-15 13:00 | 0.57005 | 0.77369 | 35584 | 19676.1194 | 634 | 82014.8537 | 3 | 2686.422 | 0.26864 | 79328.4317 | 0 | 477469.3677 | 19 | 0 | 2620.1349 | 0 | 22362.5 | 147006.0583 | 22362.5 | 0 | 124643.5583 | 124643.5583 | 0 | 0 | 0 | 0 | 0 | 0 | 0
2022-01-15 14:00 | 0.49415 | 0.69839 | 35584 | 17056.3186 | 634 | 74032.6923 | 3 | 5306.2173 | 0.53062 | 68726.475 | 0 | 556797.7994 | 19 | 0 | 2620.1349 | 0 | 22362.5 | 147006.0583 | 22362.5 | 0 | 124643.5583 | 124643.5583 | 0 | 0 | 0 | 0 | 0 | 0 | 0
2022-01-15 15:00 | 0.30258 | 0.44939 | 35584 | 10443.9965 | 634 | 47637.4971 | 3 | 11918.5255 | 1.1919 | 35718.9716 | 0 | 625524.2743 | 19 | 0 | 2620.1349 | 0 | 22362.5 | 147006.0583 | 22362.5 | 0 | 124643.5583 | 124643.5583 | 0 | 0 | 0 | 0 | 0 | 0 | 0
2022-01-15 16:00 | 0.12957 | 0.2309 | 35584 | 4472.3003 | 634 | 24476.5083 | 3 | 17890.2091 | 1.789 | 6586.2992 | 0 | 661243.2459 | 19 | 0 | 2620.1349 | 0 | 22362.5 | 147006.0583 | 22362.5 | 0 | 124643.5583 | 124643.5583 | 0 | 0 | 0 | 0 | 0 | 0 | 0
2022-01-15 17:00 | 0.0117 | 0.01497 | 35584 | 403.8428 | 634 | 1586.8919 | 3 | 21958.658 | 2.1959 | 0 | 20371.7662 | 667829.5451 | 19 | 0 | 2620.1349 | 0 | 22362.5 | 147006.0583 | 22362.5 | 0 | 124643.5583 | 124643.5583 | 0 | 0 | 0 | 0 | 0 | 0 | 0
2022-01-15 18:00 | 0 | 0 | 35584 | 0 | 634 | 0 | 3 | 22362.5 | 2.2362 | 0 | 22362.5 | 647457.779 | 19 | 0 | 2620.1349 | 0 | 22362.5 | 147006.0583 | 22362.5 | 0 | 124643.5583 | 124643.5583 | 0 | 0 | 0 | 0 | 0 | 0 | 0
2022-01-15 19:00 | 0 | 0 | 35584 | 0 | 634 | 0 | 3 | 22362.5 | 2.2363 | 0 | 22362.5 | 625095.279 | 19 | 0 | 2620.1349 | 0 | 22362.5 | 147006.0583 | 22362.5 | 0 | 124643.5583 | 124643.5583 | 0 | 0 | 0 | 0 | 0 | 0 | 0
2022-01-15 20:00 | 0 | 0 | 35584 | 0 | 634 | 0 | 3 | 22362.5 | 2.2363 | 0 | 22362.5 | 602732.779 | 19 | 0 | 2620.1349 | 0 | 22362.5 | 147006.0583 | 22362.5 | 0 | 124643.5583 | 124643.5583 | 0 | 0 | 0 | 0 | 0 | 0 | 0
2022-01-15 21:00 | 0 | 0 | 35584 | 0 | 634 | 0 | 3 | 22362.5 | 2.2363 | 0 | 22362.5 | 580370.279 | 19 | 0 | 2620.1349 | 0 | 22362.5 | 147006.0583 | 22362.5 | 0 | 124643.5583 | 124643.5583 | 0 | 0 | 0 | 0 | 0 | 0 | 0
2022-01-15 22:00 | 0 | 0 | 35584 | 0 | 634 | 0 | 3 | 22362.5 | 2.2363 | 0 | 22362.5 | 558007.779 | 19 | 0 | 2620.1349 | 0 | 22362.5 | 147006.0583 | 22362.5 | 0 | 124643.5583 | 124643.5583 | 0 | 0 | 0 | 0 | 0 | 0 | 0
2022-01-15 23:00 | 0 | 0 | 35584 | 0 | 634 | 0 | 3 | 22362.5 | 2.2363 | 0 | 22362.5 | 535645.279 | 19 | 0 | 2620.1349 | 0 | 22362.5 | 147006.0583 | 22362.5 | 0 | 124643.5583 | 124643.5583 | 0 | 0 | 0 | 0 | 0 | 0 | 0
2022-01-16 | 0 | 0 | 35584 | 0 | 634 | 0 | 3 | 21833.3333 | 2.1833 | 0 | 21833.3333 | 513282.779 | 19 | 0 | 2620.1349 | 0 | 21833.3333 | 146476.8916 | 21833.3333 | 0 | 124643.5583 | 124643.5583 | 0 | 0 | 0 | 0 | 0 | 0 | 0
2022-01-16 01:00 | 0 | 0 | 35584 | 0 | 634 | 0 | 3 | 21833.3333 | 2.1833 | 0 | 21833.3333 | 491449.4456 | 19 | 0 | 2620.1349 | 0 | 21833.3333 | 146476.8916 | 21833.3333 | 0 | 124643.5583 | 124643.5583 | 0 | 0 | 0 | 0 | 0 | 0 | 0
2022-01-16 02:00 | 0 | 0 | 35584 | 0 | 634 | 0 | 3 | 21833.3333 | 2.1833 | 0 | 21833.3333 | 469616.1123 | 19 | 0 | 2620.1349 | 0 | 21833.3333 | 146476.8916 | 21833.3333 | 0 | 124643.5583 | 124643.5583 | 0 | 0 | 0 | 0 | 0 | 0 | 0
2022-01-16 03:00 | 0 | 0 | 35584 | 0 | 634 | 0 | 3 | 21833.3333 | 2.1833 | 0 | 21833.3333 | 447782.779 | 19 | 0 | 2620.1349 | 0 | 21833.3333 | 146476.8916 | 21833.3333 | 0 | 124643.5583 | 124643.5583 | 0 | 0 | 0 | 0 | 0 | 0 | 0
2022-01-16 04:00 | 0 | 0 | 35584 | 0 | 634 | 0 | 3 | 21833.3333 | 2.1833 | 0 | 21833.3333 | 425949.4456 | 19 | 0 | 2620.1349 | 0 | 21833.3333 | 146476.8916 | 21833.3333 | 0 | 124643.5583 | 124643.5583 | 0 | 0 | 0 | 0 | 0 | 0 | 0
2022-01-16 05:00 | 0 | 0 | 35584 | 0 | 634 | 0 | 3 | 21833.3333 | 2.1833 | 0 | 21833.3333 | 404116.1123 | 19 | 0 | 2620.1349 | 0 | 21833.3333 | 146476.8916 | 21833.3333 | 0 | 124643.5583 | 124643.5583 | 0 | 0 | 0 | 0 | 0 | 0 | 0
2022-01-16 06:00 | 0 | 0 | 35584 | 0 | 634 | 0 | 3 | 21833.3333 | 2.1833 | 0 | 21833.3333 | 382282.779 | 19 | 0 | 2620.1349 | 0 | 21833.3333 | 146476.8916 | 21833.3333 | 0 | 124643.5583 | 124643.5583 | 0 | 0 | 0 | 0 | 0 | 0 | 0
2022-01-16 07:00 | 0.01182 | 0.02709 | 35584 | 407.9848 | 634 | 2871.67 | 3 | 21425.3494 | 2.1425 | 0 | 18553.6794 | 360449.4456 | 19 | 0 | 2620.1349 | 0 | 21833.3333 | 146476.8916 | 21833.3333 | 0 | 124643.5583 | 124643.5583 | 0 | 0 | 0 | 0 | 0 | 0 | 0
2022-01-16 08:00 | 0.09893 | 0.14737 | 35584 | 3414.7154 | 634 | 15621.9274 | 3 | 18418.6252 | 1.8419 | 0 | 2796.6978 | 341895.7663 | 19 | 0 | 2620.1349 | 0 | 21833.3333 | 146476.8916 | 21833.3333 | 0 | 124643.5583 | 124643.5583 | 0 | 0 | 0 | 0 | 0 | 0 | 0
2022-01-16 09:00 | 0.17115 | 0.17049 | 35584 | 5907.4956 | 634 | 18072.7584 | 3 | 15925.8502 | 1.5926 | 2146.9081 | 0 | 339099.0685 | 19 | 0 | 2620.1349 | 0 | 21833.3333 | 146476.8916 | 21833.3333 | 0 | 124643.5583 | 124643.5583 | 0 | 0 | 0 | 0 | 0 | 0 | 0
2022-01-16 10:00 | 0.22532 | 0.09601 | 35584 | 7777.2533 | 634 | 10177.5208 | 3 | 14056.0964 | 1.4056 | 0 | 3878.5756 | 341245.9766 | 19 | 0 | 2620.1349 | 0 | 21833.3333 | 146476.8916 | 21833.3333 | 0 | 124643.5583 | 124643.5583 | 0 | 0 | 0 | 0 | 0 | 0 | 0
2022-01-16 11:00 | 0.28138 | 0.03764 | 35584 | 9712.2471 | 634 | 3990.0207 | 3 | 12121.1066 | 1.2121 | 0 | 8131.086 | 337367.401 | 19 | 0 | 2620.1349 | 0 | 21833.3333 | 146476.8916 | 21833.3333 | 0 | 124643.5583 | 124643.5583 | 0 | 0 | 0 | 0 | 0 | 0 | 0
2022-01-16 12:00 | 0.3463 | 0.09711 | 35584 | 11953.057 | 634 | 10294.1261 | 3 | 9880.3015 | 0.98803 | 413.8247 | 0 | 329236.3151 | 19 | 0 | 2620.1349 | 0 | 21833.3333 | 146476.8916 | 21833.3333 | 0 | 124643.5583 | 124643.5583 | 0 | 0 | 0 | 0 | 0 | 0 | 0
2022-01-16 13:00 | 0.26058 | 0.16814 | 35584 | 8994.3044 | 634 | 17823.6471 | 3 | 12839.0479 | 1.2839 | 4984.5992 | 0 | 329650.1397 | 19 | 0 | 2620.1349 | 0 | 21833.3333 | 146476.8916 | 21833.3333 | 0 | 124643.5583 | 124643.5583 | 0 | 0 | 0 | 0 | 0 | 0 | 0
2022-01-16 14:00 | 0.2175 | 0.18821 | 35584 | 7507.3344 | 634 | 19951.1634 | 3 | 14326.0147 | 1.4326 | 5625.1487 | 0 | 334634.7389 | 19 | 0 | 2620.1349 | 0 | 21833.3333 | 146476.8916 | 21833.3333 | 0 | 124643.5583 | 124643.5583 | 0 | 0 | 0 | 0 | 0 | 0 | 0
2022-01-16 15:00 | 0.16038 | 0.11336 | 35584 | 5535.7531 | 634 | 12016.7041 | 3 | 16297.5919 | 1.6298 | 0 | 4280.8878 | 340259.8875 | 19 | 0 | 2620.1349 | 0 | 21833.3333 | 146476.8916 | 21833.3333 | 0 | 124643.5583 | 124643.5583 | 0 | 0 | 0 | 0 | 0 | 0 | 0
2022-01-16 16:00 | 0.08288 | 0.08304 | 35584 | 2860.7259 | 634 | 8802.6386 | 3 | 18972.6135 | 1.8973 | 0 | 10169.9749 | 335978.9997 | 19 | 0 | 2620.1349 | 0 | 21833.3333 | 146476.8916 | 21833.3333 | 0 | 124643.5583 | 124643.5583 | 0 | 0 | 0 | 0 | 0 | 0 | 0
2022-01-16 17:00 | 0.01175 | 0.01293 | 35584 | 405.5686 | 634 | 1370.6421 | 3 | 21427.7655 | 2.1428 | 0 | 20057.1235 | 325809.0248 | 19 | 0 | 2620.1349 | 0 | 21833.3333 | 146476.8916 | 21833.3333 | 0 | 124643.5583 | 124643.5583 | 0 | 0 | 0 | 0 | 0 | 0 | 0
2022-01-16 18:00 | 0 | 0 | 35584 | 0 | 634 | 0 | 3 | 21833.3333 | 2.1833 | 0 | 21833.3333 | 305751.9014 | 19 | 0 | 2620.1349 | 0 | 21833.3333 | 146476.8916 | 21833.3333 | 0 | 124643.5583 | 124643.5583 | 0 | 0 | 0 | 0 | 0 | 0 | 0
2022-01-16 19:00 | 0 | 0 | 35584 | 0 | 634 | 0 | 3 | 21833.3333 | 2.1833 | 0 | 21833.3333 | 283918.568 | 19 | 0 | 2620.1349 | 0 | 21833.3333 | 146476.8916 | 21833.3333 | 0 | 124643.5583 | 124643.5583 | 0 | 0 | 0 | 0 | 0 | 0 | 0
2022-01-16 20:00 | 0 | 0 | 35584 | 0 | 634 | 0 | 3 | 21833.3333 | 2.1833 | 0 | 21833.3333 | 262085.2347 | 19 | 0 | 2620.1349 | 0 | 21833.3333 | 146476.8916 | 21833.3333 | 0 | 124643.5583 | 124643.5583 | 0 | 0 | 0 | 0 | 0 | 0 | 0
2022-01-16 21:00 | 0 | 0 | 35584 | 0 | 634 | 0 | 3 | 21833.3333 | 2.1833 | 0 | 21833.3333 | 240251.9014 | 19 | 0 | 2620.1349 | 0 | 21833.3333 | 146476.8916 | 21833.3333 | 0 | 124643.5583 | 124643.5583 | 0 | 0 | 0 | 0 | 0 | 0 | 0
2022-01-16 22:00 | 0 | 0 | 35584 | 0 | 634 | 0 | 3 | 21833.3333 | 2.1833 | 0 | 21833.3333 | 218418.568 | 19 | 0 | 2620.1349 | 0 | 21833.3333 | 146476.8916 | 21833.3333 | 0 | 124643.5583 | 124643.5583 | 0 | 0 | 0 | 0 | 0 | 0 | 0
2022-01-16 23:00 | 0 | 0 | 35584 | 0 | 634 | 0 | 3 | 21833.3333 | 2.1833 | 0 | 21833.3333 | 196585.2347 | 19 | 0 | 2620.1349 | 0 | 21833.3333 | 146476.8916 | 21833.3333 | 0 | 124643.5583 | 124643.5583 | 0 | 0 | 0 | 0 | 0 | 0 | 0
2022-01-17 | 0 | 0 | 35584 | 0 | 634 | 0 | 3 | 22608.3333 | 2.2608 | 0 | 22608.3333 | 174751.9014 | 19 | 0 | 2620.1349 | 0 | 22608.3333 | 147251.8916 | 22608.3333 | 0 | 124643.5583 | 124643.5583 | 0 | 0 | 0 | 0 | 0 | 0 | 0
2022-01-17 01:00 | 0 | 0 | 35584 | 0 | 634 | 0 | 3 | 22608.3333 | 2.2608 | 0 | 22608.3333 | 152143.568 | 19 | 0 | 2620.1349 | 0 | 22608.3333 | 147251.8916 | 22608.3333 | 0 | 124643.5583 | 124643.5583 | 0 | 0 | 0 | 0 | 0 | 0 | 0
2022-01-17 02:00 | 0 | 0 | 35584 | 0 | 634 | 0 | 3 | 22608.3333 | 2.2608 | 0 | 22608.3333 | 129535.2347 | 19 | 0 | 2620.1349 | 0 | 22608.3333 | 147251.8916 | 22608.3333 | 0 | 124643.5583 | 124643.5583 | 0 | 0 | 0 | 0 | 0 | 0 | 0
2022-01-17 03:00 | 0 | 0 | 35584 | 0 | 634 | 0 | 3 | 22608.3333 | 2.2608 | 0 | 22608.3333 | 106926.9014 | 19 | 0 | 2620.1349 | 0 | 22608.3333 | 147251.8916 | 22608.3333 | 0 | 124643.5583 | 124643.5583 | 0 | 0 | 0 | 0 | 0 | 0 | 0
2022-01-17 04:00 | 0 | 0 | 35584 | 0 | 634 | 0 | 3 | 22608.3333 | 2.2608 | 0 | 22608.3333 | 84318.568 | 19 | 0 | 2620.1349 | 0 | 22608.3333 | 147251.8916 | 22608.3333 | 0 | 124643.5583 | 124643.5583 | 0 | 0 | 0 | 0 | 0 | 0 | 0
2022-01-17 05:00 | 0 | 0 | 35584 | 0 | 634 | 0 | 3 | 22608.3333 | 2.2608 | 0 | 22608.3333 | 61710.2347 | 19 | 0 | 2620.1349 | 0 | 22608.3333 | 147251.8916 | 22608.3333 | 0 | 124643.5583 | 124643.5583 | 0 | 0 | 0 | 0 | 0 | 0 | 0
2022-01-17 06:00 | 0 | 0 | 35584 | 0 | 634 | 0 | 3 | 22608.3333 | 2.2608 | 0 | 22608.3333 | 39101.9014 | 19 | 0 | 2620.1349 | 0 | 22608.3333 | 147251.8916 | 22608.3333 | 0 | 124643.5583 | 124643.5583 | 0 | 0 | 0 | 0 | 0 | 0 | 0
2022-01-17 07:00 | 0.01202 | 0.05377 | 35584 | 414.8881 | 634 | 5699.8781 | 3 | 22193.4461 | 2.2193 | 0 | 16493.568 | 16493.568 | 19 | 0 | 2620.1349 | 0 | 22608.3333 | 147251.8916 | 22608.3333 | 0 | 124643.5583 | 124643.5583 | 0 | 0 | 0 | 0 | 0 | 0 | 0
2022-01-17 08:00 | 0.14962 | 0.35747 | 35584 | 5164.3557 | 634 | 37893.5359 | 3 | 26943.9885 | 2.6944 | 0 | 0 | 0 | 19 | 9500 | 2620.1349 | 199.6997 | 22608.3333 | 147251.8916 | 32108.3333 | 0 | 115143.5583 | 115143.5583 | 0 | 9500 | 0 | 0 | 0 | 0 | 0
2022-01-17 09:00 | 0.3245 | 0.50247 | 35584 | 11200.5978 | 634 | 53264.2319 | 3 | 20907.7592 | 2.0908 | 0 | 0 | 0 | 19 | 9500 | 2620.1349 | 199.6997 | 22608.3333 | 147251.8916 | 32108.3333 | 0 | 115143.5583 | 115143.5583 | 9500 | 0 | 0 | 0 | 0 | 0 | 0
2022-01-17 10:00 | 0.49423 | 0.68038 | 35584 | 17059.0799 | 634 | 72123.5458 | 3 | 15049.2893 | 1.5049 | 0 | 0 | 0 | 19 | 9500 | 2620.1349 | 199.6997 | 22608.3333 | 147251.8916 | 32108.3333 | 0 | 115143.5583 | 115143.5583 | 9500 | 0 | 0 | 0 | 0 | 0 | 0
2022-01-17 11:00 | 0.605 | 0.79927 | 35584 | 20882.4704 | 634 | 84726.4565 | 3 | 11225.9069 | 1.1226 | 0 | 0 | 0 | 19 | 9500 | 2620.1349 | 199.6997 | 22608.3333 | 147251.8916 | 32108.3333 | 0 | 115143.5583 | 115143.5583 | 9500 | 0 | 0 | 0 | 0 | 0 | 0
2022-01-17 12:00 | 0.69035 | 1.0441 | 35584 | 23828.452 | 634 | 110681.7318 | 3 | 8279.9315 | 0.82799 | 70202.4958 | 0 | 0 | 19 | 9500 | 2620.1349 | 199.6997 | 22608.3333 | 147251.8916 | 32108.3333 | 0 | 115143.5583 | 115143.5583 | 1220.0685 | 8279.9315 | 0 | 0 | 0 | 0 | 0
2022-01-17 13:00 | 0.65047 | 1.0164 | 35584 | 22451.9347 | 634 | 107746.4589 | 3 | 9656.4459 | 0.96564 | 98090.013 | 0 | 70202.4958 | 19 | 9500 | 2620.1349 | 199.6997 | 22608.3333 | 147251.8916 | 32108.3333 | 0 | 115143.5583 | 115143.5583 | 9500 | 0 | 0 | 0 | 0 | 0 | 0
2022-01-17 14:00 | 0.56347 | 1.0261 | 35584 | 19449.001 | 634 | 108767.2851 | 3 | 12659.3733 | 1.2659 | 96107.9118 | 0 | 168292.5088 | 19 | 9500 | 2620.1349 | 199.6997 | 22608.3333 | 147251.8916 | 32108.3333 | 0 | 115143.5583 | 115143.5583 | 0 | 9500 | 0 | 0 | 0 | 0 | 0
2022-01-17 15:00 | 0.4092 | 0.91954 | 35584 | 14124.1436 | 634 | 97475.6538 | 3 | 17984.2195 | 1.7984 | 79491.4343 | 0 | 264400.4206 | 19 | 9500 | 2620.1349 | 199.6997 | 22608.3333 | 147251.8916 | 32108.3333 | 0 | 115143.5583 | 115143.5583 | 9500 | 0 | 0 | 0 | 0 | 0 | 0
2022-01-17 16:00 | 0.21455 | 0.80071 | 35584 | 7405.5108 | 634 | 84879.1034 | 3 | 24702.8381 | 2.4703 | 60176.2653 | 0 | 343891.8549 | 19 | 9500 | 2620.1349 | 199.6997 | 22608.3333 | 147251.8916 | 32108.3333 | 0 | 115143.5583 | 115143.5583 | 7405.4952 | 2094.5048 | 0 | 0 | 0 | 0 | 0
2022-01-17 17:00 | 0.02733 | 0.23883 | 35584 | 943.3354 | 634 | 25317.1264 | 3 | 30000 | 3 | 0 | 4682.8736 | 404068.1202 | 19 | 8335.0001 | 2620.1349 | 175.2102 | 22608.3333 | 147251.8916 | 30943.3334 | 0 | 116308.5582 | 116308.5582 | 943.3334 | 7391.6667 | 0 | 0 | 0 | 0 | 0
2022-01-17 18:00 | 0 | 0 | 35584 | 0 | 634 | 0 | 3 | 30000 | 3 | 0 | 30000 | 399385.2465 | 19 | 7391.6667 | 2620.1349 | 155.3804 | 22608.3333 | 147251.8916 | 30000 | 0 | 117251.8916 | 117251.8916 | 0 | 7391.6667 | 0 | 0 | 0 | 0 | 0
2022-01-17 19:00 | 0 | 0 | 35584 | 0 | 634 | 0 | 3 | 30000 | 3 | 0 | 30000 | 369385.2465 | 19 | 7391.6667 | 2620.1349 | 155.3804 | 22608.3333 | 147251.8916 | 30000 | 0 | 117251.8916 | 117251.8916 | 0 | 7391.6667 | 0 | 0 | 0 | 0 | 0
2022-01-17 20:00 | 0 | 0 | 35584 | 0 | 634 | 0 | 3 | 30000 | 3 | 0 | 30000 | 339385.2465 | 19 | 7391.6667 | 2620.1349 | 155.3804 | 22608.3333 | 147251.8916 | 30000 | 0 | 117251.8916 | 117251.8916 | 0 | 7391.6667 | 0 | 0 | 0 | 0 | 0
2022-01-17 21:00 | 0 | 0 | 35584 | 0 | 634 | 0 | 3 | 30000 | 3 | 0 | 30000 | 309385.2465 | 19 | 7391.6667 | 2620.1349 | 155.3804 | 22608.3333 | 147251.8916 | 30000 | 0 | 117251.8916 | 117251.8916 | 0 | 7391.6667 | 0 | 0 | 0 | 0 | 0
2022-01-17 22:00 | 0 | 0 | 35584 | 0 | 634 | 0 | 3 | 30000 | 3 | 0 | 30000 | 279385.2465 | 19 | 7391.6667 | 2620.1349 | 155.3804 | 22608.3333 | 147251.8916 | 30000 | 0 | 117251.8916 | 117251.8916 | 0 | 7391.6667 | 0 | 0 | 0 | 0 | 0
2022-01-17 23:00 | 0 | 0 | 35584 | 0 | 634 | 0 | 3 | 30000 | 3 | 0 | 30000 | 249385.2465 | 19 | 7391.6667 | 2620.1349 | 155.3804 | 22608.3333 | 147251.8916 | 30000 | 0 | 117251.8916 | 117251.8916 | 0 | 7391.6667 | 0 | 0 | 0 | 0 | 0
2022-01-18 | 0 | 0 | 35584 | 0 | 634 | 0 | 3 | 30000 | 3 | 0 | 30000 | 219385.2465 | 19 | 7941.6667 | 2620.1349 | 166.9419 | 22058.3333 | 146701.8916 | 30000 | 0 | 116701.8916 | 116701.8916 | 0 | 7941.6667 | 0 | 0 | 0 | 0 | 0
2022-01-18 01:00 | 0 | 0 | 35584 | 0 | 634 | 0 | 3 | 30000 | 3 | 0 | 30000 | 189385.2465 | 19 | 7941.6667 | 2620.1349 | 166.9419 | 22058.3333 | 146701.8916 | 30000 | 0 | 116701.8916 | 116701.8916 | 0 | 7941.6667 | 0 | 0 | 0 | 0 | 0
2022-01-18 02:00 | 0 | 0 | 35584 | 0 | 634 | 0 | 3 | 30000 | 3 | 0 | 30000 | 159385.2465 | 19 | 7941.6667 | 2620.1349 | 166.9419 | 22058.3333 | 146701.8916 | 30000 | 0 | 116701.8916 | 116701.8916 | 0 | 7941.6667 | 0 | 0 | 0 | 0 | 0
2022-01-18 03:00 | 0 | 0 | 35584 | 0 | 634 | 0 | 3 | 30000 | 3 | 0 | 30000 | 129385.2465 | 19 | 7941.6667 | 2620.1349 | 166.9419 | 22058.3333 | 146701.8916 | 30000 | 0 | 116701.8916 | 116701.8916 | 0 | 7941.6667 | 0 | 0 | 0 | 0 | 0
2022-01-18 04:00 | 0 | 0 | 35584 | 0 | 634 | 0 | 3 | 30000 | 3 | 0 | 30000 | 99385.2465 | 19 | 7941.6667 | 2620.1349 | 166.9419 | 22058.3333 | 146701.8916 | 30000 | 0 | 116701.8916 | 116701.8916 | 0 | 7941.6667 | 0 | 0 | 0 | 0 | 0
2022-01-18 05:00 | 0 | 0 | 35584 | 0 | 634 | 0 | 3 | 30000 | 3 | 0 | 30000 | 69385.2465 | 19 | 7941.6667 | 2620.1349 | 166.9419 | 22058.3333 | 146701.8916 | 30000 | 0 | 116701.8916 | 116701.8916 | 0 | 7941.6667 | 0 | 0 | 0 | 0 | 0
2022-01-18 06:00 | 0 | 0 | 35584 | 0 | 634 | 0 | 3 | 30000 | 3 | 0 | 30000 | 39385.2465 | 19 | 7941.6667 | 2620.1349 | 166.9419 | 22058.3333 | 146701.8916 | 30000 | 0 | 116701.8916 | 116701.8916 | 0 | 7941.6667 | 0 | 0 | 0 | 0 | 0
2022-01-18 07:00 | 0.02255 | 0.19447 | 35584 | 778.3466 | 634 | 20614.7535 | 3 | 30000 | 3 | 0 | 9385.2465 | 9385.2465 | 19 | 8720.0117 | 2620.1349 | 183.3035 | 22058.3333 | 146701.8916 | 30778.345 | 0 | 115923.5466 | 115923.5466 | 778.345 | 7941.6667 | 0 | 0 | 0 | 0 | 0
2022-01-18 08:00 | 0.20902 | 0.82273 | 35584 | 7214.6346 | 634 | 87213.3291 | 3 | 24343.7139 | 2.4344 | 0 | 0 | 0 | 19 | 9500 | 2620.1349 | 199.6997 | 22058.3333 | 146701.8916 | 31558.3333 | 0 | 115143.5583 | 115143.5583 | 7214.6195 | 2285.3805 | 0 | 0 | 0 | 0 | 0
2022-01-18 09:00 | 0.41462 | 1.0037 | 35584 | 14311.2229 | 634 | 106400.1979 | 3 | 17247.1405 | 1.7247 | 0 | 0 | 0 | 19 | 9500 | 2620.1349 | 199.6997 | 22058.3333 | 146701.8916 | 31558.3333 | 0 | 115143.5583 | 115143.5583 | 9500 | 0 | 0 | 0 | 0 | 0 | 0
2022-01-18 10:00 | 0.57878 | 1.0649 | 35584 | 19977.4483 | 634 | 112883.4515 | 3 | 11580.9271 | 1.1581 | 0 | 0 | 0 | 19 | 9500 | 2620.1349 | 199.6997 | 22058.3333 | 146701.8916 | 31558.3333 | 0 | 115143.5583 | 115143.5583 | 9500 | 0 | 0 | 0 | 0 | 0 | 0
2022-01-18 11:00 | 0.68005 | 1.0887 | 35584 | 23472.9322 | 634 | 115405.3057 | 3 | 8085.4505 | 0.80855 | 92435.5964 | 8085.4505 | 0 | 19 | 9500 | 2620.1349 | 199.6997 | 22058.3333 | 146701.8916 | 31558.3333 | 0 | 115143.5583 | 115143.5583 | 1414.5495 | 8085.4505 | 0 | 0 | 0 | 0 | 0
2022-01-18 12:00 | 0.71192 | 1.0697 | 35584 | 24572.9724 | 634 | 113392.2745 | 3 | 6985.4126 | 0.69854 | 106406.8619 | 0 | 84350.1459 | 19 | 9500 | 2620.1349 | 199.6997 | 22058.3333 | 146701.8916 | 31558.3333 | 0 | 115143.5583 | 115143.5583 | 2514.5874 | 6985.4126 | 0 | 0 | 0 | 0 | 0
2022-01-18 13:00 | 0.67912 | 1.0628 | 35584 | 23440.8319 | 634 | 112664.0215 | 3 | 8117.5508 | 0.81176 | 104546.4707 | 0 | 190757.0078 | 19 | 9500 | 2620.1349 | 199.6997 | 22058.3333 | 146701.8916 | 31558.3333 | 0 | 115143.5583 | 115143.5583 | 9500 | 0 | 0 | 0 | 0 | 0 | 0
2022-01-18 14:00 | 0.57622 | 1.0148 | 35584 | 19889.0861 | 634 | 107570.4909 | 3 | 11669.2891 | 1.1669 | 107570.4909 | 11669.2891 | 295303.4785 | 19 | 9500 | 2620.1349 | 199.6997 | 22058.3333 | 146701.8916 | 31558.3333 | 0 | 115143.5583 | 115143.5583 | 9500 | 0 | 0 | 0 | 0 | 0 | 0
2022-01-18 15:00 | 0.41565 | 0.92519 | 35584 | 14346.7749 | 634 | 98074.5809 | 3 | 17211.5886 | 1.7212 | 80862.9923 | 0 | 391204.6803 | 19 | 9500 | 2620.1349 | 199.6997 | 22058.3333 | 146701.8916 | 31558.3333 | 0 | 115143.5583 | 115143.5583 | 0 | 9500 | 0 | 0 | 0 | 0 | 0
2022-01-18 16:00 | 0.21462 | 0.76934 | 35584 | 7407.9269 | 634 | 81553.7328 | 3 | 24150.422 | 2.415 | 57403.3108 | 0 | 472067.6726 | 19 | 9500 | 2620.1349 | 199.6997 | 22058.3333 | 146701.8916 | 31558.3333 | 0 | 115143.5583 | 115143.5583 | 7407.9113 | 2092.0887 | 0 | 0 | 0 | 0 | 0
2022-01-18 17:00 | 0.0268 | 0.2158 | 35584 | 925.0417 | 634 | 22875.8358 | 3 | 30000 | 3 | 0 | 7124.1642 | 529470.9834 | 19 | 8866.7064 | 2620.1349 | 186.3872 | 22058.3333 | 146701.8916 | 30925.0397 | 0 | 115776.8519 | 115776.8519 | 0 | 8866.7064 | 0 | 0 | 0 | 0 | 0
2022-01-18 18:00 | 0 | 0 | 35584 | 0 | 634 | 0 | 3 | 30000 | 3 | 0 | 30000 | 522346.8193 | 19 | 7941.6667 | 2620.1349 | 166.9419 | 22058.3333 | 146701.8916 | 30000 | 0 | 116701.8916 | 116701.8916 | 0 | 7941.6667 | 0 | 0 | 0 | 0 | 0
2022-01-18 19:00 | 0 | 0 | 35584 | 0 | 634 | 0 | 3 | 30000 | 3 | 0 | 30000 | 492346.8193 | 19 | 7941.6667 | 2620.1349 | 166.9419 | 22058.3333 | 146701.8916 | 30000 | 0 | 116701.8916 | 116701.8916 | 0 | 7941.6667 | 0 | 0 | 0 | 0 | 0
2022-01-18 20:00 | 0 | 0 | 35584 | 0 | 634 | 0 | 3 | 30000 | 3 | 0 | 30000 | 462346.8193 | 19 | 7941.6667 | 2620.1349 | 166.9419 | 22058.3333 | 146701.8916 | 30000 | 0 | 116701.8916 | 116701.8916 | 0 | 7941.6667 | 0 | 0 | 0 | 0 | 0
2022-01-18 21:00 | 0 | 0 | 35584 | 0 | 634 | 0 | 3 | 30000 | 3 | 0 | 30000 | 432346.8193 | 19 | 7941.6667 | 2620.1349 | 166.9419 | 22058.3333 | 146701.8916 | 30000 | 0 | 116701.8916 | 116701.8916 | 0 | 7941.6667 | 0 | 0 | 0 | 0 | 0
2022-01-18 22:00 | 0 | 0 | 35584 | 0 | 634 | 0 | 3 | 30000 | 3 | 0 | 30000 | 402346.8193 | 19 | 7941.6667 | 2620.1349 | 166.9419 | 22058.3333 | 146701.8916 | 30000 | 0 | 116701.8916 | 116701.8916 | 0 | 7941.6667 | 0 | 0 | 0 | 0 | 0
2022-01-18 23:00 | 0 | 0 | 35584 | 0 | 634 | 0 | 3 | 30000 | 3 | 0 | 30000 | 372346.8193 | 19 | 7941.6667 | 2620.1349 | 166.9419 | 22058.3333 | 146701.8916 | 30000 | 0 | 116701.8916 | 116701.8916 | 0 | 7941.6667 | 0 | 0 | 0 | 0 | 0
2022-01-19 | 0 | 0 | 35584 | 0 | 634 | 0 | 3 | 30000 | 3 | 0 | 30000 | 342346.8193 | 19 | 7708.3333 | 2620.1349 | 162.037 | 22291.6667 | 146935.225 | 30000 | 0 | 116935.225 | 116935.225 | 0 | 7708.3333 | 0 | 0 | 0 | 0 | 0
2022-01-19 01:00 | 0 | 0 | 35584 | 0 | 634 | 0 | 3 | 30000 | 3 | 0 | 30000 | 312346.8193 | 19 | 7708.3333 | 2620.1349 | 162.037 | 22291.6667 | 146935.225 | 30000 | 0 | 116935.225 | 116935.225 | 0 | 7708.3333 | 0 | 0 | 0 | 0 | 0
2022-01-19 02:00 | 0 | 0 | 35584 | 0 | 634 | 0 | 3 | 30000 | 3 | 0 | 30000 | 282346.8193 | 19 | 7708.3333 | 2620.1349 | 162.037 | 22291.6667 | 146935.225 | 30000 | 0 | 116935.225 | 116935.225 | 0 | 7708.3333 | 0 | 0 | 0 | 0 | 0
2022-01-19 03:00 | 0 | 0 | 35584 | 0 | 634 | 0 | 3 | 30000 | 3 | 0 | 30000 | 252346.8193 | 19 | 7708.3333 | 2620.1349 | 162.037 | 22291.6667 | 146935.225 | 30000 | 0 | 116935.225 | 116935.225 | 0 | 7708.3333 | 0 | 0 | 0 | 0 | 0
2022-01-19 04:00 | 0 | 0 | 35584 | 0 | 634 | 0 | 3 | 30000 | 3 | 0 | 30000 | 222346.8193 | 19 | 7708.3333 | 2620.1349 | 162.037 | 22291.6667 | 146935.225 | 30000 | 0 | 116935.225 | 116935.225 | 0 | 7708.3333 | 0 | 0 | 0 | 0 | 0
2022-01-19 05:00 | 0 | 0 | 35584 | 0 | 634 | 0 | 3 | 30000 | 3 | 0 | 30000 | 192346.8193 | 19 | 7708.3333 | 2620.1349 | 162.037 | 22291.6667 | 146935.225 | 30000 | 0 | 116935.225 | 116935.225 | 0 | 7708.3333 | 0 | 0 | 0 | 0 | 0
2022-01-19 06:00 | 0 | 0 | 35584 | 0 | 634 | 0 | 3 | 30000 | 3 | 0 | 30000 | 162346.8193 | 19 | 7708.3333 | 2620.1349 | 162.037 | 22291.6667 | 146935.225 | 30000 | 0 | 116935.225 | 116935.225 | 0 | 7708.3333 | 0 | 0 | 0 | 0 | 0
2022-01-19 07:00 | 0.01642 | 0.05764 | 35584 | 566.7606 | 634 | 6110.1167 | 3 | 30000 | 3 | 0 | 23889.8833 | 132346.8193 | 19 | 8275.0927 | 2620.1349 | 173.9509 | 22291.6667 | 146935.225 | 30566.7594 | 0 | 116368.4655 | 116368.4655 | 566.7594 | 7708.3333 | 0 | 0 | 0 | 0 | 0
2022-01-19 08:00 | 0.17738 | 0.54344 | 35584 | 6122.5332 | 634 | 57607.2485 | 3 | 25669.1463 | 2.5669 | 31938.1022 | 0 | 108456.936 | 19 | 9500 | 2620.1349 | 199.6997 | 22291.6667 | 146935.225 | 31791.6667 | 0 | 115143.5583 | 115143.5583 | 0 | 9500 | 0 | 0 | 0 | 0 | 0
2022-01-19 09:00 | 0.366 | 0.76968 | 35584 | 12633.0317 | 634 | 81589.7745 | 3 | 19158.6616 | 1.9159 | 62431.1129 | 0 | 140395.0381 | 19 | 9500 | 2620.1349 | 199.6997 | 22291.6667 | 146935.225 | 31791.6667 | 0 | 115143.5583 | 115143.5583 | 0 | 9500 | 0 | 0 | 0 | 0 | 0
2022-01-19 10:00 | 0.51272 | 0.82528 | 35584 | 17697.2896 | 634 | 87483.6413 | 3 | 14094.4143 | 1.4094 | 73389.227 | 0 | 202826.151 | 19 | 9500 | 2620.1349 | 199.6997 | 22291.6667 | 146935.225 | 31791.6667 | 0 | 115143.5583 | 115143.5583 | 0 | 9500 | 0 | 0 | 0 | 0 | 0
2022-01-19 11:00 | 0.59088 | 0.78656 | 35584 | 20395.0977 | 634 | 83379.1355 | 3 | 11396.6119 | 1.1397 | 71982.5236 | 0 | 276215.3781 | 19 | 9500 | 2620.1349 | 199.6997 | 22291.6667 | 146935.225 | 31791.6667 | 0 | 115143.5583 | 115143.5583 | 0 | 9500 | 0 | 0 | 0 | 0 | 0
2022-01-19 12:00 | 0.59038 | 0.678 | 35584 | 20377.8395 | 634 | 71871.2544 | 3 | 11413.8701 | 1.1414 | 60457.3843 | 0 | 348197.9016 | 19 | 9500 | 2620.1349 | 199.6997 | 22291.6667 | 146935.225 | 31791.6667 | 0 | 115143.5583 | 115143.5583 | 9500 | 0 | 0 | 0 | 0 | 0 | 0
2022-01-19 13:00 | 0.48615 | 0.52314 | 35584 | 16780.1868 | 634 | 55455.3511 | 3 | 15011.5152 | 1.5012 | 40443.8358 | 0 | 408655.2859 | 19 | 9500 | 2620.1349 | 199.6997 | 22291.6667 | 146935.225 | 31791.6667 | 0 | 115143.5583 | 115143.5583 | 0 | 9500 | 0 | 0 | 0 | 0 | 0
2022-01-19 14:00 | 0.33885 | 0.27622 | 35584 | 11695.9092 | 634 | 29280.6459 | 3 | 20095.782 | 2.0096 | 9184.8638 | 0 | 449099.1218 | 19 | 9500 | 2620.1349 | 199.6997 | 22291.6667 | 146935.225 | 31791.6667 | 0 | 115143.5583 | 115143.5583 | 9500 | 0 | 0 | 0 | 0 | 0 | 0
2022-01-19 15:00 | 0.22132 | 0.19457 | 35584 | 7639.1874 | 634 | 20625.3539 | 3 | 24152.4954 | 2.4152 | 0 | 3527.1415 | 458283.9856 | 19 | 9500 | 2620.1349 | 199.6997 | 22291.6667 | 146935.225 | 31791.6667 | 0 | 115143.5583 | 115143.5583 | 0 | 9500 | 0 | 0 | 0 | 0 | 0
2022-01-19 16:00 | 0.11475 | 0.11879 | 35584 | 3960.7661 | 634 | 12592.3102 | 3 | 27830.9089 | 2.7831 | 0 | 15238.5987 | 454756.8441 | 19 | 9500 | 2620.1349 | 199.6997 | 22291.6667 | 146935.225 | 31791.6667 | 0 | 115143.5583 | 115143.5583 | 3960.7577 | 5539.2423 | 0 | 0 | 0 | 0 | 0
2022-01-19 17:00 | 0.01343 | 0.00946 | 35584 | 463.5563 | 634 | 1002.8054 | 3 | 30000 | 3 | 0 | 28997.1946 | 439518.2454 | 19 | 8171.8887 | 2620.1349 | 171.7814 | 22291.6667 | 146935.225 | 30463.5554 | 0 | 116471.6696 | 116471.6696 | 0 | 8171.8887 | 0 | 0 | 0 | 0 | 0
2022-01-19 18:00 | 0 | 0 | 35584 | 0 | 634 | 0 | 3 | 30000 | 3 | 0 | 30000 | 410521.0508 | 19 | 7708.3333 | 2620.1349 | 162.037 | 22291.6667 | 146935.225 | 30000 | 0 | 116935.225 | 116935.225 | 0 | 7708.3333 | 0 | 0 | 0 | 0 | 0
2022-01-19 19:00 | 0 | 0 | 35584 | 0 | 634 | 0 | 3 | 30000 | 3 | 0 | 30000 | 380521.0508 | 19 | 7708.3333 | 2620.1349 | 162.037 | 22291.6667 | 146935.225 | 30000 | 0 | 116935.225 | 116935.225 | 0 | 7708.3333 | 0 | 0 | 0 | 0 | 0
2022-01-19 20:00 | 0 | 0 | 35584 | 0 | 634 | 0 | 3 | 30000 | 3 | 0 | 30000 | 350521.0508 | 19 | 7708.3333 | 2620.1349 | 162.037 | 22291.6667 | 146935.225 | 30000 | 0 | 116935.225 | 116935.225 | 0 | 7708.3333 | 0 | 0 | 0 | 0 | 0
2022-01-19 21:00 | 0 | 0 | 35584 | 0 | 634 | 0 | 3 | 30000 | 3 | 0 | 30000 | 320521.0508 | 19 | 7708.3333 | 2620.1349 | 162.037 | 22291.6667 | 146935.225 | 30000 | 0 | 116935.225 | 116935.225 | 0 | 7708.3333 | 0 | 0 | 0 | 0 | 0
2022-01-19 22:00 | 0 | 0 | 35584 | 0 | 634 | 0 | 3 | 30000 | 3 | 0 | 30000 | 290521.0508 | 19 | 7708.3333 | 2620.1349 | 162.037 | 22291.6667 | 146935.225 | 30000 | 0 | 116935.225 | 116935.225 | 0 | 7708.3333 | 0 | 0 | 0 | 0 | 0
2022-01-19 23:00 | 0 | 0 | 35584 | 0 | 634 | 0 | 3 | 30000 | 3 | 0 | 30000 | 260521.0508 | 19 | 7708.3333 | 2620.1349 | 162.037 | 22291.6667 | 146935.225 | 30000 | 0 | 116935.225 | 116935.225 | 0 | 7708.3333 | 0 | 0 | 0 | 0 | 0
2022-01-20 | 0 | 0 | 35584 | 0 | 634 | 0 | 3 | 30000 | 3 | 0 | 30000 | 230521.0508 | 19 | 7383.3333 | 2620.1349 | 155.2052 | 22616.6667 | 147260.225 | 30000 | 0 | 117260.225 | 117260.225 | 0 | 7383.3333 | 0 | 0 | 0 | 0 | 0
2022-01-20 01:00 | 0 | 0 | 35584 | 0 | 634 | 0 | 3 | 30000 | 3 | 0 | 30000 | 200521.0508 | 19 | 7383.3333 | 2620.1349 | 155.2052 | 22616.6667 | 147260.225 | 30000 | 0 | 117260.225 | 117260.225 | 0 | 7383.3333 | 0 | 0 | 0 | 0 | 0
2022-01-20 02:00 | 0 | 0 | 35584 | 0 | 634 | 0 | 3 | 30000 | 3 | 0 | 30000 | 170521.0508 | 19 | 7383.3333 | 2620.1349 | 155.2052 | 22616.6667 | 147260.225 | 30000 | 0 | 117260.225 | 117260.225 | 0 | 7383.3333 | 0 | 0 | 0 | 0 | 0
2022-01-20 03:00 | 0 | 0 | 35584 | 0 | 634 | 0 | 3 | 30000 | 3 | 0 | 30000 | 140521.0508 | 19 | 7383.3333 | 2620.1349 | 155.2052 | 22616.6667 | 147260.225 | 30000 | 0 | 117260.225 | 117260.225 | 0 | 7383.3333 | 0 | 0 | 0 | 0 | 0
2022-01-20 04:00 | 0 | 0 | 35584 | 0 | 634 | 0 | 3 | 30000 | 3 | 0 | 30000 | 110521.0508 | 19 | 7383.3333 | 2620.1349 | 155.2052 | 22616.6667 | 147260.225 | 30000 | 0 | 117260.225 | 117260.225 | 0 | 7383.3333 | 0 | 0 | 0 | 0 | 0
2022-01-20 05:00 | 0 | 0 | 35584 | 0 | 634 | 0 | 3 | 30000 | 3 | 0 | 30000 | 80521.0508 | 19 | 7383.3333 | 2620.1349 | 155.2052 | 22616.6667 | 147260.225 | 30000 | 0 | 117260.225 | 117260.225 | 0 | 7383.3333 | 0 | 0 | 0 | 0 | 0
2022-01-20 06:00 | 0 | 0 | 35584 | 0 | 634 | 0 | 3 | 30000 | 3 | 0 | 30000 | 50521.0508 | 19 | 7383.3333 | 2620.1349 | 155.2052 | 22616.6667 | 147260.225 | 30000 | 0 | 117260.225 | 117260.225 | 0 | 7383.3333 | 0 | 0 | 0 | 0 | 0
2022-01-20 07:00 | 0.0185 | 0.08942 | 35584 | 638.5549 | 634 | 9478.9492 | 3 | 30000 | 3 | 0 | 20521.0508 | 20521.0508 | 19 | 8021.8869 | 2620.1349 | 168.6283 | 22616.6667 | 147260.225 | 30638.5535 | 0 | 116621.6714 | 116621.6714 | 638.5535 | 7383.3333 | 0 | 0 | 0 | 0 | 0
2022-01-20 08:00 | 0.19565 | 0.68332 | 35584 | 6753.1493 | 634 | 72435.1999 | 3 | 25363.5316 | 2.5364 | 0 | 0 | 0 | 19 | 9500 | 2620.1349 | 199.6997 | 22616.6667 | 147260.225 | 32116.6667 | 0 | 115143.5583 | 115143.5583 | 6753.1351 | 2746.8649 | 0 | 0 | 0 | 0 | 0
2022-01-20 09:00 | 0.39342 | 0.83555 | 35584 | 13579.4736 | 634 | 88572.3106 | 3 | 18537.2217 | 1.8537 | 0 | 0 | 0 | 19 | 9500 | 2620.1349 | 199.6997 | 22616.6667 | 147260.225 | 32116.6667 | 0 | 115143.5583 | 115143.5583 | 9500 | 0 | 0 | 0 | 0 | 0 | 0
2022-01-20 10:00 | 0.55528 | 0.90322 | 35584 | 19166.311 | 634 | 95745.6555 | 3 | 12950.396 | 1.295 | 0 | 0 | 0 | 19 | 9500 | 2620.1349 | 199.6997 | 22616.6667 | 147260.225 | 32116.6667 | 0 | 115143.5583 | 115143.5583 | 0 | 9500 | 0 | 0 | 0 | 0 | 0
2022-01-20 11:00 | 0.6562 | 0.92329 | 35584 | 22649.7142 | 634 | 97873.1718 | 3 | 9467.0002 | 0.9467 | 14956.5146 | 0 | 0 | 19 | 9500 | 2620.1349 | 199.6997 | 22616.6667 | 147260.225 | 32116.6667 | 0 | 115143.5583 | 115143.5583 | 32.9998 | 9467.0002 | 0 | 0 | 0 | 0 | 0
2022-01-20 12:00 | 0.69245 | 0.90857 | 35584 | 23900.9366 | 634 | 96312.7811 | 3 | 8215.7804 | 0.82158 | 88097.0007 | 0 | 14956.5146 | 19 | 9500 | 2620.1349 | 199.6997 | 22616.6667 | 147260.225 | 32116.6667 | 0 | 115143.5583 | 115143.5583 | 9500 | 0 | 0 | 0 | 0 | 0 | 0
2022-01-20 13:00 | 0.662 | 0.89756 | 35584 | 22849.9098 | 634 | 95145.6683 | 3 | 9266.805 | 0.92668 | 85878.8633 | 0 | 103053.5153 | 19 | 9500 | 2620.1349 | 199.6997 | 22616.6667 | 147260.225 | 32116.6667 | 0 | 115143.5583 | 115143.5583 | 233.195 | 9266.805 | 0 | 0 | 0 | 0 | 0
2022-01-20 14:00 | 0.5634 | 0.86624 | 35584 | 19446.5848 | 634 | 91825.598 | 3 | 12670.1228 | 1.267 | 79155.4752 | 0 | 188932.3786 | 19 | 9500 | 2620.1349 | 199.6997 | 22616.6667 | 147260.225 | 32116.6667 | 0 | 115143.5583 | 115143.5583 | 9500 | 0 | 0 | 0 | 0 | 0 | 0
2022-01-20 15:00 | 0.4107 | 0.83931 | 35584 | 14175.9183 | 634 | 88970.8887 | 3 | 17940.7782 | 1.7941 | 71030.1105 | 0 | 268087.8537 | 19 | 9500 | 2620.1349 | 199.6997 | 22616.6667 | 147260.225 | 32116.6667 | 0 | 115143.5583 | 115143.5583 | 9500 | 0 | 0 | 0 | 0 | 0 | 0
2022-01-20 16:00 | 0.21725 | 0.71317 | 35584 | 7498.7053 | 634 | 75599.4432 | 3 | 24617.9772 | 2.4618 | 50981.466 | 0 | 339117.9642 | 19 | 9500 | 2620.1349 | 199.6997 | 22616.6667 | 147260.225 | 32116.6667 | 0 | 115143.5583 | 115143.5583 | 0 | 9500 | 0 | 0 | 0 | 0 | 0
2022-01-20 17:00 | 0.02998 | 0.21555 | 35584 | 1034.8041 | 634 | 22849.3346 | 3 | 30000 | 3 | 0 | 7150.6654 | 390099.4303 | 19 | 8418.1352 | 2620.1349 | 176.9578 | 22616.6667 | 147260.225 | 31034.8019 | 0 | 116225.4231 | 116225.4231 | 1034.8019 | 7383.3333 | 0 | 0 | 0 | 0 | 0
2022-01-20 18:00 | 0 | 0 | 35584 | 0 | 634 | 0 | 3 | 30000 | 3 | 0 | 30000 | 382948.7649 | 19 | 7383.3333 | 2620.1349 | 155.2052 | 22616.6667 | 147260.225 | 30000 | 0 | 117260.225 | 117260.225 | 0 | 7383.3333 | 0 | 0 | 0 | 0 | 0
2022-01-20 19:00 | 0 | 0 | 35584 | 0 | 634 | 0 | 3 | 30000 | 3 | 0 | 30000 | 352948.7649 | 19 | 7383.3333 | 2620.1349 | 155.2052 | 22616.6667 | 147260.225 | 30000 | 0 | 117260.225 | 117260.225 | 0 | 7383.3333 | 0 | 0 | 0 | 0 | 0
2022-01-20 20:00 | 0 | 0 | 35584 | 0 | 634 | 0 | 3 | 30000 | 3 | 0 | 30000 | 322948.7649 | 19 | 7383.3333 | 2620.1349 | 155.2052 | 22616.6667 | 147260.225 | 30000 | 0 | 117260.225 | 117260.225 | 0 | 7383.3333 | 0 | 0 | 0 | 0 | 0
2022-01-20 21:00 | 0 | 0 | 35584 | 0 | 634 | 0 | 3 | 30000 | 3 | 0 | 30000 | 292948.7649 | 19 | 7383.3333 | 2620.1349 | 155.2052 | 22616.6667 | 147260.225 | 30000 | 0 | 117260.225 | 117260.225 | 0 | 7383.3333 | 0 | 0 | 0 | 0 | 0
2022-01-20 22:00 | 0 | 0 | 35584 | 0 | 634 | 0 | 3 | 30000 | 3 | 0 | 30000 | 262948.7649 | 19 | 7383.3333 | 2620.1349 | 155.2052 | 22616.6667 | 147260.225 | 30000 | 0 | 117260.225 | 117260.225 | 0 | 7383.3333 | 0 | 0 | 0 | 0 | 0
2022-01-20 23:00 | 0 | 0 | 35584 | 0 | 634 | 0 | 3 | 30000 | 3 | 0 | 30000 | 232948.7649 | 19 | 7383.3333 | 2620.1349 | 155.2052 | 22616.6667 | 147260.225 | 30000 | 0 | 117260.225 | 117260.225 | 0 | 7383.3333 | 0 | 0 | 0 | 0 | 0
2022-01-21 | 0 | 0 | 35584 | 0 | 634 | 0 | 3 | 28183.75 | 2.8184 | 0 | 28183.75 | 202948.7649 | 19 | 9500 | 2620.1349 | 199.6997 | 18683.75 | 143327.3083 | 28183.75 | 0 | 115143.5583 | 115143.5583 | 0 | 9500 | 0 | 0 | 0 | 0 | 0
2022-01-21 01:00 | 0 | 0 | 35584 | 0 | 634 | 0 | 3 | 28183.75 | 2.8184 | 0 | 28183.75 | 174765.0149 | 19 | 9500 | 2620.1349 | 199.6997 | 18683.75 | 143327.3083 | 28183.75 | 0 | 115143.5583 | 115143.5583 | 0 | 9500 | 0 | 0 | 0 | 0 | 0
2022-01-21 02:00 | 0 | 0 | 35584 | 0 | 634 | 0 | 3 | 28183.75 | 2.8184 | 0 | 28183.75 | 146581.2649 | 19 | 9500 | 2620.1349 | 199.6997 | 18683.75 | 143327.3083 | 28183.75 | 0 | 115143.5583 | 115143.5583 | 0 | 9500 | 0 | 0 | 0 | 0 | 0
2022-01-21 03:00 | 0 | 0 | 35584 | 0 | 634 | 0 | 3 | 28183.75 | 2.8184 | 0 | 28183.75 | 118397.5149 | 19 | 9500 | 2620.1349 | 199.6997 | 18683.75 | 143327.3083 | 28183.75 | 0 | 115143.5583 | 115143.5583 | 0 | 9500 | 0 | 0 | 0 | 0 | 0
2022-01-21 04:00 | 0 | 0 | 35584 | 0 | 634 | 0 | 3 | 28183.75 | 2.8184 | 0 | 28183.75 | 90213.7649 | 19 | 9500 | 2620.1349 | 199.6997 | 18683.75 | 143327.3083 | 28183.75 | 0 | 115143.5583 | 115143.5583 | 0 | 9500 | 0 | 0 | 0 | 0 | 0
2022-01-21 05:00 | 0 | 0 | 35584 | 0 | 634 | 0 | 3 | 28183.75 | 2.8184 | 0 | 28183.75 | 62030.0149 | 19 | 9500 | 2620.1349 | 199.6997 | 18683.75 | 143327.3083 | 28183.75 | 0 | 115143.5583 | 115143.5583 | 0 | 9500 | 0 | 0 | 0 | 0 | 0
2022-01-21 06:00 | 0 | 0 | 35584 | 0 | 634 | 0 | 3 | 28183.75 | 2.8184 | 0 | 28183.75 | 33846.2649 | 19 | 9500 | 2620.1349 | 199.6997 | 18683.75 | 143327.3083 | 28183.75 | 0 | 115143.5583 | 115143.5583 | 0 | 9500 | 0 | 0 | 0 | 0 | 0
2022-01-21 07:00 | 0.02225 | 0.20521 | 35584 | 767.9917 | 634 | 21753.245 | 3 | 27415.7599 | 2.7416 | 0 | 5662.5149 | 5662.5149 | 19 | 9500 | 2620.1349 | 199.6997 | 18683.75 | 143327.3083 | 28183.75 | 0 | 115143.5583 | 115143.5583 | 767.9901 | 8732.0099 | 0 | 0 | 0 | 0 | 0
2022-01-21 08:00 | 0.20518 | 0.78451 | 35584 | 7082.0914 | 634 | 83161.8256 | 3 | 21101.6735 | 2.1102 | 0 | 0 | 0 | 19 | 9500 | 2620.1349 | 199.6997 | 18683.75 | 143327.3083 | 28183.75 | 0 | 115143.5583 | 115143.5583 | 7082.0765 | 2417.9235 | 0 | 0 | 0 | 0 | 0
2022-01-21 09:00 | 0.40788 | 0.96135 | 35584 | 14078.5819 | 634 | 101907.7145 | 3 | 14105.1978 | 1.4105 | 0 | 0 | 0 | 19 | 9500 | 2620.1349 | 199.6997 | 18683.75 | 143327.3083 | 28183.75 | 0 | 115143.5583 | 115143.5583 | 9500 | 0 | 0 | 0 | 0 | 0 | 0
2022-01-21 10:00 | 0.5708 | 1.0309 | 35584 | 19702.0068 | 634 | 109282.4684 | 3 | 8481.7847 | 0.84818 | 0 | 0 | 0 | 19 | 9500 | 2620.1349 | 199.6997 | 18683.75 | 143327.3083 | 28183.75 | 0 | 115143.5583 | 115143.5583 | 9500 | 0 | 0 | 0 | 0 | 0 | 0
2022-01-21 11:00 | 0.67797 | 1.0759 | 35584 | 23401.1379 | 634 | 114055.8646 | 3 | 4782.6613 | 0.47827 | 0 | 0 | 0 | 19 | 9500 | 2620.1349 | 199.6997 | 18683.75 | 143327.3083 | 28183.75 | 0 | 115143.5583 | 115143.5583 | 4717.3387 | 4782.6613 | 0 | 0 | 0 | 0 | 0
2022-01-21 12:00 | 0.71178 | 1.0591 | 35584 | 24568.1401 | 634 | 112268.6236 | 3 | 3615.6616 | 0.36157 | 30439.4012 | 0 | 0 | 19 | 9500 | 2620.1349 | 199.6997 | 18683.75 | 143327.3083 | 28183.75 | 0 | 115143.5583 | 115143.5583 | 5884.3384 | 3615.6616 | 0 | 0 | 0 | 0 | 0
2022-01-21 13:00 | 0.68062 | 1.0616 | 35584 | 23492.6066 | 634 | 112535.7557 | 3 | 4691.1928 | 0.46912 | 107844.5629 | 0 | 30439.4012 | 19 | 9500 | 2620.1349 | 199.6997 | 18683.75 | 143327.3083 | 28183.75 | 0 | 115143.5583 | 115143.5583 | 4808.8072 | 4691.1928 | 0 | 0 | 0 | 0 | 0
2022-01-21 14:00 | 0.58465 | 1.024 | 35584 | 20180.06 | 634 | 108553.1554 | 3 | 8003.7325 | 0.80037 | 100549.4229 | 0 | 138283.9641 | 19 | 9500 | 2620.1349 | 199.6997 | 18683.75 | 143327.3083 | 28183.75 | 0 | 115143.5583 | 115143.5583 | 1496.2675 | 8003.7325 | 0 | 0 | 0 | 0 | 0
2022-01-21 15:00 | 0.42585 | 0.95923 | 35584 | 14698.843 | 634 | 101682.9843 | 3 | 13484.9379 | 1.3485 | 88198.0464 | 0 | 238833.387 | 19 | 9500 | 2620.1349 | 199.6997 | 18683.75 | 143327.3083 | 28183.75 | 0 | 115143.5583 | 115143.5583 | 0 | 9500 | 0 | 0 | 0 | 0 | 0
2022-01-21 16:00 | 0.22632 | 0.81845 | 35584 | 7811.7698 | 634 | 86759.6286 | 3 | 20371.9967 | 2.0372 | 66387.6319 | 0 | 327031.4334 | 19 | 9500 | 2620.1349 | 199.6997 | 18683.75 | 143327.3083 | 28183.75 | 0 | 115143.5583 | 115143.5583 | 7811.7533 | 1688.2467 | 0 | 0 | 0 | 0 | 0
2022-01-21 17:00 | 0.0329 | 0.28521 | 35584 | 1135.5922 | 634 | 30233.629 | 3 | 27048.1602 | 2.7048 | 3185.4688 | 0 | 393419.0653 | 19 | 9500 | 2620.1349 | 199.6997 | 18683.75 | 143327.3083 | 28183.75 | 0 | 115143.5583 | 115143.5583 | 1135.5898 | 8364.4102 | 0 | 0 | 0 | 0 | 0
2022-01-21 18:00 | 0 | 0 | 35584 | 0 | 634 | 0 | 3 | 28183.75 | 2.8184 | 0 | 28183.75 | 396604.5341 | 19 | 9500 | 2620.1349 | 199.6997 | 18683.75 | 143327.3083 | 28183.75 | 0 | 115143.5583 | 115143.5583 | 0 | 9500 | 0 | 0 | 0 | 0 | 0
2022-01-21 19:00 | 0 | 0 | 35584 | 0 | 634 | 0 | 3 | 28183.75 | 2.8184 | 0 | 28183.75 | 368420.7841 | 19 | 9500 | 2620.1349 | 199.6997 | 18683.75 | 143327.3083 | 28183.75 | 0 | 115143.5583 | 115143.5583 | 0 | 9500 | 0 | 0 | 0 | 0 | 0
2022-01-21 20:00 | 0 | 0 | 35584 | 0 | 634 | 0 | 3 | 28183.75 | 2.8184 | 0 | 28183.75 | 340237.0341 | 19 | 9500 | 2620.1349 | 199.6997 | 18683.75 | 143327.3083 | 28183.75 | 0 | 115143.5583 | 115143.5583 | 0 | 9500 | 0 | 0 | 0 | 0 | 0
2022-01-21 21:00 | 0 | 0 | 35584 | 0 | 634 | 0 | 3 | 28183.75 | 2.8184 | 0 | 28183.75 | 312053.2841 | 19 | 9500 | 2620.1349 | 199.6997 | 18683.75 | 143327.3083 | 28183.75 | 0 | 115143.5583 | 115143.5583 | 0 | 9500 | 0 | 0 | 0 | 0 | 0
2022-01-21 22:00 | 0 | 0 | 35584 | 0 | 634 | 0 | 3 | 28183.75 | 2.8184 | 0 | 28183.75 | 283869.5341 | 19 | 9500 | 2620.1349 | 199.6997 | 18683.75 | 143327.3083 | 28183.75 | 0 | 115143.5583 | 115143.5583 | 0 | 9500 | 0 | 0 | 0 | 0 | 0
2022-01-21 23:00 | 0 | 0 | 35584 | 0 | 634 | 0 | 3 | 28183.75 | 2.8184 | 0 | 28183.75 | 255685.7841 | 19 | 9500 | 2620.1349 | 199.6997 | 18683.75 | 143327.3083 | 28183.75 | 0 | 115143.5583 | 115143.5583 | 0 | 9500 | 0 | 0 | 0 | 0 | 0
2022-01-22 | 0 | 0 | 35584 | 0 | 634 | 0 | 3 | 30000 | 3 | 0 | 30000 | 227502.0341 | 19 | 6937.5 | 2620.1349 | 145.8333 | 23062.5 | 147706.0583 | 30000 | 0 | 117706.0583 | 117706.0583 | 0 | 6937.5 | 0 | 0 | 0 | 0 | 0
2022-01-22 01:00 | 0 | 0 | 35584 | 0 | 634 | 0 | 3 | 30000 | 3 | 0 | 30000 | 197502.0341 | 19 | 6937.5 | 2620.1349 | 145.8333 | 23062.5 | 147706.0583 | 30000 | 0 | 117706.0583 | 117706.0583 | 0 | 6937.5 | 0 | 0 | 0 | 0 | 0
2022-01-22 02:00 | 0 | 0 | 35584 | 0 | 634 | 0 | 3 | 30000 | 3 | 0 | 30000 | 167502.0341 | 19 | 6937.5 | 2620.1349 | 145.8333 | 23062.5 | 147706.0583 | 30000 | 0 | 117706.0583 | 117706.0583 | 0 | 6937.5 | 0 | 0 | 0 | 0 | 0
2022-01-22 03:00 | 0 | 0 | 35584 | 0 | 634 | 0 | 3 | 30000 | 3 | 0 | 30000 | 137502.0341 | 19 | 6937.5 | 2620.1349 | 145.8333 | 23062.5 | 147706.0583 | 30000 | 0 | 117706.0583 | 117706.0583 | 0 | 6937.5 | 0 | 0 | 0 | 0 | 0
2022-01-22 04:00 | 0 | 0 | 35584 | 0 | 634 | 0 | 3 | 30000 | 3 | 0 | 30000 | 107502.0341 | 19 | 6937.5 | 2620.1349 | 145.8333 | 23062.5 | 147706.0583 | 30000 | 0 | 117706.0583 | 117706.0583 | 0 | 6937.5 | 0 | 0 | 0 | 0 | 0
2022-01-22 05:00 | 0 | 0 | 35584 | 0 | 634 | 0 | 3 | 30000 | 3 | 0 | 30000 | 77502.0341 | 19 | 6937.5 | 2620.1349 | 145.8333 | 23062.5 | 147706.0583 | 30000 | 0 | 117706.0583 | 117706.0583 | 0 | 6937.5 | 0 | 0 | 0 | 0 | 0
2022-01-22 06:00 | 0 | 0 | 35584 | 0 | 634 | 0 | 3 | 30000 | 3 | 0 | 30000 | 47502.0341 | 19 | 6937.5 | 2620.1349 | 145.8333 | 23062.5 | 147706.0583 | 30000 | 0 | 117706.0583 | 117706.0583 | 0 | 6937.5 | 0 | 0 | 0 | 0 | 0
2022-01-22 07:00 | 0.02055 | 0.1179 | 35584 | 709.3137 | 634 | 12497.9659 | 3 | 30000 | 3 | 0 | 17502.0341 | 17502.0341 | 19 | 7646.8122 | 2620.1349 | 160.7438 | 23062.5 | 147706.0583 | 30709.3122 | 0 | 116996.7461 | 116996.7461 | 709.3122 | 6937.5 | 0 | 0 | 0 | 0 | 0
2022-01-22 08:00 | 0.19848 | 0.65947 | 35584 | 6850.831 | 634 | 69906.9855 | 3 | 25711.6835 | 2.5712 | 0 | 0 | 0 | 19 | 9500 | 2620.1349 | 199.6997 | 23062.5 | 147706.0583 | 32562.5 | 0 | 115143.5583 | 115143.5583 | 6850.8165 | 2649.1835 | 0 | 0 | 0 | 0 | 0
2022-01-22 09:00 | 0.4002 | 0.83824 | 35584 | 13813.4953 | 634 | 88857.4636 | 3 | 18749.0338 | 1.8749 | 31222.8445 | 0 | 0 | 19 | 9500 | 2620.1349 | 199.6997 | 23062.5 | 147706.0583 | 32562.5 | 0 | 115143.5583 | 115143.5583 | 9500 | 0 | 0 | 0 | 0 | 0 | 0
2022-01-22 10:00 | 0.56347 | 0.91808 | 35584 | 19449.001 | 634 | 97320.8868 | 3 | 13113.54 | 1.3114 | 84207.3468 | 0 | 31222.8445 | 19 | 9500 | 2620.1349 | 199.6997 | 23062.5 | 147706.0583 | 32562.5 | 0 | 115143.5583 | 115143.5583 | 0 | 9500 | 0 | 0 | 0 | 0 | 0
2022-01-22 11:00 | 0.66965 | 0.95877 | 35584 | 23113.9608 | 634 | 101634.2221 | 3 | 9448.5878 | 0.94486 | 92185.6343 | 0 | 115430.1914 | 19 | 9500 | 2620.1349 | 199.6997 | 23062.5 | 147706.0583 | 32562.5 | 0 | 115143.5583 | 115143.5583 | 9500 | 0 | 0 | 0 | 0 | 0 | 0
2022-01-22 12:00 | 0.70697 | 0.94191 | 35584 | 24402.1159 | 634 | 99846.9812 | 3 | 8160.4355 | 0.81604 | 91686.5457 | 0 | 207615.8256 | 19 | 9500 | 2620.1349 | 199.6997 | 23062.5 | 147706.0583 | 32562.5 | 0 | 115143.5583 | 115143.5583 | 1339.5645 | 8160.4355 | 0 | 0 | 0 | 0 | 0
2022-01-22 13:00 | 0.67433 | 0.91035 | 35584 | 23275.498 | 634 | 96501.4697 | 3 | 9287.051 | 0.92871 | 87214.4186 | 0 | 299302.3713 | 19 | 9500 | 2620.1349 | 199.6997 | 23062.5 | 147706.0583 | 32562.5 | 0 | 115143.5583 | 115143.5583 | 9500 | 0 | 0 | 0 | 0 | 0 | 0
2022-01-22 14:00 | 0.57047 | 0.84784 | 35584 | 19690.6163 | 634 | 89875.1096 | 3 | 12871.9251 | 1.2872 | 77003.1845 | 0 | 386516.7899 | 19 | 9500 | 2620.1349 | 199.6997 | 23062.5 | 147706.0583 | 32562.5 | 0 | 115143.5583 | 115143.5583 | 0 | 9500 | 0 | 0 | 0 | 0 | 0
2022-01-22 15:00 | 0.4083 | 0.73549 | 35584 | 14093.0788 | 634 | 77965.4704 | 3 | 18469.4509 | 1.8469 | 59496.0195 | 0 | 463519.9744 | 19 | 9500 | 2620.1349 | 199.6997 | 23062.5 | 147706.0583 | 32562.5 | 0 | 115143.5583 | 115143.5583 | 0 | 9500 | 0 | 0 | 0 | 0 | 0
2022-01-22 16:00 | 0.20865 | 0.51905 | 35584 | 7201.8636 | 634 | 55021.7914 | 3 | 25360.6516 | 2.5361 | 29661.1398 | 0 | 523015.9939 | 19 | 9500 | 2620.1349 | 199.6997 | 23062.5 | 147706.0583 | 32562.5 | 0 | 115143.5583 | 115143.5583 | 0 | 9500 | 0 | 0 | 0 | 0 | 0
2022-01-22 17:00 | 0.0274 | 0.05081 | 35584 | 945.7516 | 634 | 5386.1039 | 3 | 30000 | 3 | 0 | 24613.8961 | 552677.1337 | 19 | 7883.2496 | 2620.1349 | 165.714 | 23062.5 | 147706.0583 | 30945.7496 | 0 | 116760.3087 | 116760.3087 | 945.7496 | 6937.5 | 0 | 0 | 0 | 0 | 0
2022-01-22 18:00 | 0 | 0 | 35584 | 0 | 634 | 0 | 3 | 30000 | 3 | 0 | 30000 | 528063.2376 | 19 | 6937.5 | 2620.1349 | 145.8333 | 23062.5 | 147706.0583 | 30000 | 0 | 117706.0583 | 117706.0583 | 0 | 6937.5 | 0 | 0 | 0 | 0 | 0
2022-01-22 19:00 | 0 | 0 | 35584 | 0 | 634 | 0 | 3 | 30000 | 3 | 0 | 30000 | 498063.2376 | 19 | 6937.5 | 2620.1349 | 145.8333 | 23062.5 | 147706.0583 | 30000 | 0 | 117706.0583 | 117706.0583 | 0 | 6937.5 | 0 | 0 | 0 | 0 | 0
2022-01-22 20:00 | 0 | 0 | 35584 | 0 | 634 | 0 | 3 | 30000 | 3 | 0 | 30000 | 468063.2376 | 19 | 6937.5 | 2620.1349 | 145.8333 | 23062.5 | 147706.0583 | 30000 | 0 | 117706.0583 | 117706.0583 | 0 | 6937.5 | 0 | 0 | 0 | 0 | 0
2022-01-22 21:00 | 0 | 0 | 35584 | 0 | 634 | 0 | 3 | 30000 | 3 | 0 | 30000 | 438063.2376 | 19 | 6937.5 | 2620.1349 | 145.8333 | 23062.5 | 147706.0583 | 30000 | 0 | 117706.0583 | 117706.0583 | 0 | 6937.5 | 0 | 0 | 0 | 0 | 0
2022-01-22 22:00 | 0 | 0 | 35584 | 0 | 634 | 0 | 3 | 30000 | 3 | 0 | 30000 | 408063.2376 | 19 | 6937.5 | 2620.1349 | 145.8333 | 23062.5 | 147706.0583 | 30000 | 0 | 117706.0583 | 117706.0583 | 0 | 6937.5 | 0 | 0 | 0 | 0 | 0
2022-01-22 23:00 | 0 | 0 | 35584 | 0 | 634 | 0 | 3 | 30000 | 3 | 0 | 30000 | 378063.2376 | 19 | 6937.5 | 2620.1349 | 145.8333 | 23062.5 | 147706.0583 | 30000 | 0 | 117706.0583 | 117706.0583 | 0 | 6937.5 | 0 | 0 | 0 | 0 | 0
2022-01-23 | 0 | 0 | 35584 | 0 | 634 | 0 | 3 | 30000 | 3 | 0 | 30000 | 348063.2376 | 19 | 8025 | 2620.1349 | 168.6937 | 21975 | 146618.5583 | 30000 | 0 | 116618.5583 | 116618.5583 | 0 | 8025 | 0 | 0 | 0 | 0 | 0
2022-01-23 01:00 | 0 | 0 | 35584 | 0 | 634 | 0 | 3 | 30000 | 3 | 0 | 30000 | 318063.2376 | 19 | 8025 | 2620.1349 | 168.6937 | 21975 | 146618.5583 | 30000 | 0 | 116618.5583 | 116618.5583 | 0 | 8025 | 0 | 0 | 0 | 0 | 0
2022-01-23 02:00 | 0 | 0 | 35584 | 0 | 634 | 0 | 3 | 30000 | 3 | 0 | 30000 | 288063.2376 | 19 | 8025 | 2620.1349 | 168.6937 | 21975 | 146618.5583 | 30000 | 0 | 116618.5583 | 116618.5583 | 0 | 8025 | 0 | 0 | 0 | 0 | 0
2022-01-23 03:00 | 0 | 0 | 35584 | 0 | 634 | 0 | 3 | 30000 | 3 | 0 | 30000 | 258063.2376 | 19 | 8025 | 2620.1349 | 168.6937 | 21975 | 146618.5583 | 30000 | 0 | 116618.5583 | 116618.5583 | 0 | 8025 | 0 | 0 | 0 | 0 | 0
2022-01-23 04:00 | 0 | 0 | 35584 | 0 | 634 | 0 | 3 | 30000 | 3 | 0 | 30000 | 228063.2376 | 19 | 8025 | 2620.1349 | 168.6937 | 21975 | 146618.5583 | 30000 | 0 | 116618.5583 | 116618.5583 | 0 | 8025 | 0 | 0 | 0 | 0 | 0
2022-01-23 05:00 | 0 | 0 | 35584 | 0 | 634 | 0 | 3 | 30000 | 3 | 0 | 30000 | 198063.2376 | 19 | 8025 | 2620.1349 | 168.6937 | 21975 | 146618.5583 | 30000 | 0 | 116618.5583 | 116618.5583 | 0 | 8025 | 0 | 0 | 0 | 0 | 0
2022-01-23 06:00 | 0 | 0 | 35584 | 0 | 634 | 0 | 3 | 30000 | 3 | 0 | 30000 | 168063.2376 | 19 | 8025 | 2620.1349 | 168.6937 | 21975 | 146618.5583 | 30000 | 0 | 116618.5583 | 116618.5583 | 0 | 8025 | 0 | 0 | 0 | 0 | 0
2022-01-23 07:00 | 0.02042 | 0.1182 | 35584 | 704.8265 | 634 | 12529.7674 | 3 | 30000 | 3 | 0 | 17470.2326 | 138063.2376 | 19 | 8729.825 | 2620.1349 | 183.5098 | 21975 | 146618.5583 | 30704.825 | 0 | 115913.7332 | 115913.7332 | 704.825 | 8025 | 0 | 0 | 0 | 0 | 0
2022-01-23 08:00 | 0.1973 | 0.66561 | 35584 | 6810.1015 | 634 | 70557.8549 | 3 | 24664.9128 | 2.4665 | 45892.9421 | 0 | 120593.005 | 19 | 9500 | 2620.1349 | 199.6997 | 21975 | 146618.5583 | 31475 | 0 | 115143.5583 | 115143.5583 | 6810.0872 | 2689.9128 | 0 | 0 | 0 | 0 | 0
2022-01-23 09:00 | 0.39885 | 0.8592 | 35584 | 13766.898 | 634 | 91079.3242 | 3 | 17708.1309 | 1.7708 | 73371.1932 | 0 | 166485.9471 | 19 | 9500 | 2620.1349 | 199.6997 | 21975 | 146618.5583 | 31475 | 0 | 115143.5583 | 115143.5583 | 9500 | 0 | 0 | 0 | 0 | 0 | 0
2022-01-23 10:00 | 0.5629 | 0.95318 | 35584 | 19429.3266 | 634 | 101041.6553 | 3 | 12045.7143 | 1.2046 | 88995.9409 | 0 | 239857.1403 | 19 | 9500 | 2620.1349 | 199.6997 | 21975 | 146618.5583 | 31475 | 0 | 115143.5583 | 115143.5583 | 9500 | 0 | 0 | 0 | 0 | 0 | 0
2022-01-23 11:00 | 0.66845 | 1.0043 | 35584 | 23072.5411 | 634 | 106460.6206 | 3 | 8402.5075 | 0.84025 | 98058.1131 | 0 | 328853.0812 | 19 | 9500 | 2620.1349 | 199.6997 | 21975 | 146618.5583 | 31475 | 0 | 115143.5583 | 115143.5583 | 9500 | 0 | 0 | 0 | 0 | 0 | 0
2022-01-23 12:00 | 0.69362 | 0.91917 | 35584 | 23941.3209 | 634 | 97436.432 | 3 | 7533.7295 | 0.75337 | 89902.7025 | 0 | 426911.1944 | 19 | 9500 | 2620.1349 | 199.6997 | 21975 | 146618.5583 | 31475 | 0 | 115143.5583 | 115143.5583 | 9500 | 0 | 0 | 0 | 0 | 0 | 0
2022-01-23 13:00 | 0.66295 | 0.90311 | 35584 | 22882.7004 | 634 | 95733.9949 | 3 | 8592.3478 | 0.85923 | 87141.6472 | 0 | 516813.8968 | 19 | 9500 | 2620.1349 | 199.6997 | 21975 | 146618.5583 | 31475 | 0 | 115143.5583 | 115143.5583 | 9500 | 0 | 0 | 0 | 0 | 0 | 0
2022-01-23 14:00 | 0.56545 | 0.86563 | 35584 | 19517.3436 | 634 | 91760.935 | 3 | 11957.6975 | 1.1958 | 79803.2375 | 0 | 603955.544 | 19 | 9500 | 2620.1349 | 199.6997 | 21975 | 146618.5583 | 31475 | 0 | 115143.5583 | 115143.5583 | 0 | 9500 | 0 | 0 | 0 | 0 | 0
2022-01-23 15:00 | 0.40805 | 0.77238 | 35584 | 14084.4497 | 634 | 81875.9874 | 3 | 17390.58 | 1.7391 | 64485.4074 | 0 | 683758.7815 | 19 | 9500 | 2620.1349 | 199.6997 | 21975 | 146618.5583 | 31475 | 0 | 115143.5583 | 115143.5583 | 9500 | 0 | 0 | 0 | 0 | 0 | 0
2022-01-23 16:00 | 0.21307 | 0.60643 | 35584 | 7354.4264 | 634 | 64284.4909 | 3 | 24120.5891 | 2.4121 | 40163.9018 | 0 | 748244.189 | 19 | 9500 | 2620.1349 | 199.6997 | 21975 | 146618.5583 | 31475 | 0 | 115143.5583 | 115143.5583 | 7354.4109 | 2145.5891 | 0 | 0 | 0 | 0 | 0
2022-01-23 17:00 | 0.03033 | 0.12452 | 35584 | 1046.8848 | 634 | 13199.7177 | 3 | 30000 | 3 | 0 | 16800.2823 | 788408.0908 | 19 | 9071.8826 | 2620.1349 | 190.7002 | 21975 | 146618.5583 | 31046.8826 | 0 | 115571.6757 | 115571.6757 | 1046.8826 | 8025 | 0 | 0 | 0 | 0 | 0
2022-01-23 18:00 | 0 | 0 | 35584 | 0 | 634 | 0 | 3 | 30000 | 3 | 0 | 30000 | 771607.8084 | 19 | 8025 | 2620.1349 | 168.6937 | 21975 | 146618.5583 | 30000 | 0 | 116618.5583 | 116618.5583 | 0 | 8025 | 0 | 0 | 0 | 0 | 0
2022-01-23 19:00 | 0 | 0 | 35584 | 0 | 634 | 0 | 3 | 30000 | 3 | 0 | 30000 | 741607.8084 | 19 | 8025 | 2620.1349 | 168.6937 | 21975 | 146618.5583 | 30000 | 0 | 116618.5583 | 116618.5583 | 0 | 8025 | 0 | 0 | 0 | 0 | 0
2022-01-23 20:00 | 0 | 0 | 35584 | 0 | 634 | 0 | 3 | 30000 | 3 | 0 | 30000 | 711607.8084 | 19 | 8025 | 2620.1349 | 168.6937 | 21975 | 146618.5583 | 30000 | 0 | 116618.5583 | 116618.5583 | 0 | 8025 | 0 | 0 | 0 | 0 | 0
2022-01-23 21:00 | 0 | 0 | 35584 | 0 | 634 | 0 | 3 | 30000 | 3 | 0 | 30000 | 681607.8084 | 19 | 8025 | 2620.1349 | 168.6937 | 21975 | 146618.5583 | 30000 | 0 | 116618.5583 | 116618.5583 | 0 | 8025 | 0 | 0 | 0 | 0 | 0
2022-01-23 22:00 | 0 | 0 | 35584 | 0 | 634 | 0 | 3 | 30000 | 3 | 0 | 30000 | 651607.8084 | 19 | 8025 | 2620.1349 | 168.6937 | 21975 | 146618.5583 | 30000 | 0 | 116618.5583 | 116618.5583 | 0 | 8025 | 0 | 0 | 0 | 0 | 0
2022-01-23 23:00 | 0 | 0 | 35584 | 0 | 634 | 0 | 3 | 30000 | 3 | 0 | 30000 | 621607.8084 | 19 | 8025 | 2620.1349 | 168.6937 | 21975 | 146618.5583 | 30000 | 0 | 116618.5583 | 116618.5583 | 0 | 8025 | 0 | 0 | 0 | 0 | 0
2022-01-24 | 0 | 0 | 35584 | 0 | 634 | 0 | 3 | 30000 | 3 | 0 | 30000 | 591607.8084 | 19 | 7425 | 2620.1349 | 156.0811 | 22575 | 147218.5583 | 30000 | 0 | 117218.5583 | 117218.5583 | 0 | 7425 | 0 | 0 | 0 | 0 | 0
2022-01-24 01:00 | 0 | 0 | 35584 | 0 | 634 | 0 | 3 | 30000 | 3 | 0 | 30000 | 561607.8084 | 19 | 7425 | 2620.1349 | 156.0811 | 22575 | 147218.5583 | 30000 | 0 | 117218.5583 | 117218.5583 | 0 | 7425 | 0 | 0 | 0 | 0 | 0
2022-01-24 02:00 | 0 | 0 | 35584 | 0 | 634 | 0 | 3 | 30000 | 3 | 0 | 30000 | 531607.8084 | 19 | 7425 | 2620.1349 | 156.0811 | 22575 | 147218.5583 | 30000 | 0 | 117218.5583 | 117218.5583 | 0 | 7425 | 0 | 0 | 0 | 0 | 0
2022-01-24 03:00 | 0 | 0 | 35584 | 0 | 634 | 0 | 3 | 30000 | 3 | 0 | 30000 | 501607.8084 | 19 | 7425 | 2620.1349 | 156.0811 | 22575 | 147218.5583 | 30000 | 0 | 117218.5583 | 117218.5583 | 0 | 7425 | 0 | 0 | 0 | 0 | 0
2022-01-24 04:00 | 0 | 0 | 35584 | 0 | 634 | 0 | 3 | 30000 | 3 | 0 | 30000 | 471607.8084 | 19 | 7425 | 2620.1349 | 156.0811 | 22575 | 147218.5583 | 30000 | 0 | 117218.5583 | 117218.5583 | 0 | 7425 | 0 | 0 | 0 | 0 | 0
2022-01-24 05:00 | 0 | 0 | 35584 | 0 | 634 | 0 | 3 | 30000 | 3 | 0 | 30000 | 441607.8084 | 19 | 7425 | 2620.1349 | 156.0811 | 22575 | 147218.5583 | 30000 | 0 | 117218.5583 | 117218.5583 | 0 | 7425 | 0 | 0 | 0 | 0 | 0
2022-01-24 06:00 | 0 | 0 | 35584 | 0 | 634 | 0 | 3 | 30000 | 3 | 0 | 30000 | 411607.8084 | 19 | 7425 | 2620.1349 | 156.0811 | 22575 | 147218.5583 | 30000 | 0 | 117218.5583 | 117218.5583 | 0 | 7425 | 0 | 0 | 0 | 0 | 0
2022-01-24 07:00 | 0.0159 | 0.03525 | 35584 | 548.812 | 634 | 3736.6692 | 3 | 30000 | 3 | 0 | 26263.3308 | 381607.8084 | 19 | 7973.8109 | 2620.1349 | 167.6176 | 22575 | 147218.5583 | 30548.8109 | 0 | 116669.7474 | 116669.7474 | 548.8109 | 7425 | 0 | 0 | 0 | 0 | 0
2022-01-24 08:00 | 0.1696 | 0.37404 | 35584 | 5853.995 | 634 | 39650.0354 | 3 | 26221.0173 | 2.6221 | 13429.0181 | 0 | 355344.4776 | 19 | 9500 | 2620.1349 | 199.6997 | 22575 | 147218.5583 | 32075 | 0 | 115143.5583 | 115143.5583 | 0 | 9500 | 0 | 0 | 0 | 0 | 0
2022-01-24 09:00 | 0.35835 | 0.62388 | 35584 | 12368.9806 | 634 | 66134.2746 | 3 | 19706.0454 | 1.9706 | 46428.2292 | 0 | 368773.4957 | 19 | 9500 | 2620.1349 | 199.6997 | 22575 | 147218.5583 | 32075 | 0 | 115143.5583 | 115143.5583 | 9500 | 0 | 0 | 0 | 0 | 0 | 0
2022-01-24 10:00 | 0.53578 | 0.8228 | 35584 | 18493.2397 | 634 | 87220.7494 | 3 | 13581.7993 | 1.3582 | 73638.9502 | 0 | 415201.7249 | 19 | 9500 | 2620.1349 | 199.6997 | 22575 | 147218.5583 | 32075 | 0 | 115143.5583 | 115143.5583 | 9500 | 0 | 0 | 0 | 0 | 0 | 0
2022-01-24 11:00 | 0.62165 | 0.73717 | 35584 | 21457.1698 | 634 | 78143.5584 | 3 | 10617.8754 | 1.0618 | 67525.683 | 0 | 488840.6751 | 19 | 9500 | 2620.1349 | 199.6997 | 22575 | 147218.5583 | 32075 | 0 | 115143.5583 | 115143.5583 | 0 | 9500 | 0 | 0 | 0 | 0 | 0
2022-01-24 12:00 | 0.6459 | 0.74525 | 35584 | 22294.1944 | 634 | 79000.0772 | 3 | 9780.8525 | 0.97809 | 69219.2247 | 0 | 556366.3581 | 19 | 9500 | 2620.1349 | 199.6997 | 22575 | 147218.5583 | 32075 | 0 | 115143.5583 | 115143.5583 | 0 | 9500 | 0 | 0 | 0 | 0 | 0
2022-01-24 13:00 | 0.60267 | 0.63101 | 35584 | 20802.047 | 634 | 66890.0888 | 3 | 11272.9968 | 1.1273 | 55617.0921 | 0 | 625585.5828 | 19 | 9500 | 2620.1349 | 199.6997 | 22575 | 147218.5583 | 32075 | 0 | 115143.5583 | 115143.5583 | 9500 | 0 | 0 | 0 | 0 | 0 | 0
2022-01-24 14:00 | 0.55903 | 0.77896 | 35584 | 19295.7478 | 634 | 82573.499 | 3 | 12779.2928 | 1.2779 | 69794.2062 | 0 | 681202.6749 | 19 | 9500 | 2620.1349 | 199.6997 | 22575 | 147218.5583 | 32075 | 0 | 115143.5583 | 115143.5583 | 0 | 9500 | 0 | 0 | 0 | 0 | 0
2022-01-24 15:00 | 0.40077 | 0.67539 | 35584 | 13833.1697 | 634 | 71594.5819 | 3 | 18241.8594 | 1.8242 | 53352.7224 | 0 | 750996.881 | 19 | 9500 | 2620.1349 | 199.6997 | 22575 | 147218.5583 | 32075 | 0 | 115143.5583 | 115143.5583 | 0 | 9500 | 0 | 0 | 0 | 0 | 0
2022-01-24 16:00 | 0.20698 | 0.4972 | 35584 | 7144.221 | 634 | 52705.5866 | 3 | 24930.794 | 2.4931 | 27774.7925 | 0 | 804349.6035 | 19 | 9500 | 2620.1349 | 199.6997 | 22575 | 147218.5583 | 32075 | 0 | 115143.5583 | 115143.5583 | 7144.206 | 2355.794 | 0 | 0 | 0 | 0 | 0
2022-01-24 17:00 | 0.02942 | 0.07006 | 35584 | 1015.4748 | 634 | 7426.6963 | 3 | 30000 | 3 | 0 | 22573.3037 | 832124.396 | 19 | 8440.4727 | 2620.1349 | 177.4274 | 22575 | 147218.5583 | 31015.4727 | 0 | 116203.0856 | 116203.0856 | 1015.4727 | 7425 | 0 | 0 | 0 | 0 | 0
2022-01-24 18:00 | 0 | 0 | 35584 | 0 | 634 | 0 | 3 | 30000 | 3 | 0 | 30000 | 809551.0923 | 19 | 7425 | 2620.1349 | 156.0811 | 22575 | 147218.5583 | 30000 | 0 | 117218.5583 | 117218.5583 | 0 | 7425 | 0 | 0 | 0 | 0 | 0
2022-01-24 19:00 | 0 | 0 | 35584 | 0 | 634 | 0 | 3 | 30000 | 3 | 0 | 30000 | 779551.0923 | 19 | 7425 | 2620.1349 | 156.0811 | 22575 | 147218.5583 | 30000 | 0 | 117218.5583 | 117218.5583 | 0 | 7425 | 0 | 0 | 0 | 0 | 0
2022-01-24 20:00 | 0 | 0 | 35584 | 0 | 634 | 0 | 3 | 30000 | 3 | 0 | 30000 | 749551.0923 | 19 | 7425 | 2620.1349 | 156.0811 | 22575 | 147218.5583 | 30000 | 0 | 117218.5583 | 117218.5583 | 0 | 7425 | 0 | 0 | 0 | 0 | 0
2022-01-24 21:00 | 0 | 0 | 35584 | 0 | 634 | 0 | 3 | 30000 | 3 | 0 | 30000 | 719551.0923 | 19 | 7425 | 2620.1349 | 156.0811 | 22575 | 147218.5583 | 30000 | 0 | 117218.5583 | 117218.5583 | 0 | 7425 | 0 | 0 | 0 | 0 | 0
2022-01-24 22:00 | 0 | 0 | 35584 | 0 | 634 | 0 | 3 | 30000 | 3 | 0 | 30000 | 689551.0923 | 19 | 7425 | 2620.1349 | 156.0811 | 22575 | 147218.5583 | 30000 | 0 | 117218.5583 | 117218.5583 | 0 | 7425 | 0 | 0 | 0 | 0 | 0
2022-01-24 23:00 | 0 | 0 | 35584 | 0 | 634 | 0 | 3 | 30000 | 3 | 0 | 30000 | 659551.0923 | 19 | 7425 | 2620.1349 | 156.0811 | 22575 | 147218.5583 | 30000 | 0 | 117218.5583 | 117218.5583 | 0 | 7425 | 0 | 0 | 0 | 0 | 0
2022-01-25 | 0 | 0 | 35584 | 0 | 634 | 0 | 3 | 30000 | 3 | 0 | 30000 | 629551.0923 | 19 | 7458.3333 | 2620.1349 | 156.7818 | 22541.6667 | 147185.225 | 30000 | 0 | 117185.225 | 117185.225 | 0 | 7458.3333 | 0 | 0 | 0 | 0 | 0
2022-01-25 01:00 | 0 | 0 | 35584 | 0 | 634 | 0 | 3 | 30000 | 3 | 0 | 30000 | 599551.0923 | 19 | 7458.3333 | 2620.1349 | 156.7818 | 22541.6667 | 147185.225 | 30000 | 0 | 117185.225 | 117185.225 | 0 | 7458.3333 | 0 | 0 | 0 | 0 | 0
2022-01-25 02:00 | 0 | 0 | 35584 | 0 | 634 | 0 | 3 | 30000 | 3 | 0 | 30000 | 569551.0923 | 19 | 7458.3333 | 2620.1349 | 156.7818 | 22541.6667 | 147185.225 | 30000 | 0 | 117185.225 | 117185.225 | 0 | 7458.3333 | 0 | 0 | 0 | 0 | 0
2022-01-25 03:00 | 0 | 0 | 35584 | 0 | 634 | 0 | 3 | 30000 | 3 | 0 | 30000 | 539551.0923 | 19 | 7458.3333 | 2620.1349 | 156.7818 | 22541.6667 | 147185.225 | 30000 | 0 | 117185.225 | 117185.225 | 0 | 7458.3333 | 0 | 0 | 0 | 0 | 0
2022-01-25 04:00 | 0 | 0 | 35584 | 0 | 634 | 0 | 3 | 30000 | 3 | 0 | 30000 | 509551.0923 | 19 | 7458.3333 | 2620.1349 | 156.7818 | 22541.6667 | 147185.225 | 30000 | 0 | 117185.225 | 117185.225 | 0 | 7458.3333 | 0 | 0 | 0 | 0 | 0
2022-01-25 05:00 | 0 | 0 | 35584 | 0 | 634 | 0 | 3 | 30000 | 3 | 0 | 30000 | 479551.0923 | 19 | 7458.3333 | 2620.1349 | 156.7818 | 22541.6667 | 147185.225 | 30000 | 0 | 117185.225 | 117185.225 | 0 | 7458.3333 | 0 | 0 | 0 | 0 | 0
2022-01-25 06:00 | 0 | 0 | 35584 | 0 | 634 | 0 | 3 | 30000 | 3 | 0 | 30000 | 449551.0923 | 19 | 7458.3333 | 2620.1349 | 156.7818 | 22541.6667 | 147185.225 | 30000 | 0 | 117185.225 | 117185.225 | 0 | 7458.3333 | 0 | 0 | 0 | 0 | 0
2022-01-25 07:00 | 0.0195 | 0.05185 | 35584 | 673.0714 | 634 | 5496.3489 | 3 | 30000 | 3 | 0 | 24503.6511 | 419551.0923 | 19 | 8131.4033 | 2620.1349 | 170.9304 | 22541.6667 | 147185.225 | 30673.0699 | 0 | 116512.155 | 116512.155 | 673.0699 | 7458.3333 | 0 | 0 | 0 | 0 | 0
2022-01-25 08:00 | 0.1906 | 0.54437 | 35584 | 6578.8411 | 634 | 57705.833 | 3 | 25462.8394 | 2.5463 | 32242.9935 | 0 | 395047.4412 | 19 | 9500 | 2620.1349 | 199.6997 | 22541.6667 | 147185.225 | 32041.6667 | 0 | 115143.5583 | 115143.5583 | 0 | 9500 | 0 | 0 | 0 | 0 | 0
2022-01-25 09:00 | 0.39083 | 0.75467 | 35584 | 13490.0759 | 634 | 79998.6424 | 3 | 18551.6192 | 1.8552 | 61447.0232 | 0 | 427290.4347 | 19 | 9500 | 2620.1349 | 199.6997 | 22541.6667 | 147185.225 | 32041.6667 | 0 | 115143.5583 | 115143.5583 | 9500 | 0 | 0 | 0 | 0 | 0 | 0
2022-01-25 10:00 | 0.55595 | 0.86479 | 35584 | 19189.4371 | 634 | 91671.891 | 3 | 12852.27 | 1.2852 | 78819.621 | 0 | 488737.458 | 19 | 9500 | 2620.1349 | 199.6997 | 22541.6667 | 147185.225 | 32041.6667 | 0 | 115143.5583 | 115143.5583 | 9500 | 0 | 0 | 0 | 0 | 0 | 0
2022-01-25 11:00 | 0.6619 | 0.90898 | 35584 | 22846.4581 | 634 | 96356.2431 | 3 | 9195.2567 | 0.91953 | 87160.9864 | 0 | 567557.079 | 19 | 9500 | 2620.1349 | 199.6997 | 22541.6667 | 147185.225 | 32041.6667 | 0 | 115143.5583 | 115143.5583 | 9500 | 0 | 0 | 0 | 0 | 0 | 0
2022-01-25 12:00 | 0.68917 | 0.84316 | 35584 | 23787.7225 | 634 | 89379.0072 | 3 | 8253.9942 | 0.8254 | 81125.0129 | 0 | 654718.0654 | 19 | 9500 | 2620.1349 | 199.6997 | 22541.6667 | 147185.225 | 32041.6667 | 0 | 115143.5583 | 115143.5583 | 9500 | 0 | 0 | 0 | 0 | 0 | 0
2022-01-25 13:00 | 0.6594 | 0.83297 | 35584 | 22760.1669 | 634 | 88298.8183 | 3 | 9281.5477 | 0.92815 | 79017.2706 | 0 | 735843.0783 | 19 | 9500 | 2620.1349 | 199.6997 | 22541.6667 | 147185.225 | 32041.6667 | 0 | 115143.5583 | 115143.5583 | 218.4523 | 9281.5477 | 0 | 0 | 0 | 0 | 0
2022-01-25 14:00 | 0.55817 | 0.77845 | 35584 | 19266.0636 | 634 | 82519.4366 | 3 | 12775.6436 | 1.2776 | 69743.793 | 0 | 814860.3489 | 19 | 9500 | 2620.1349 | 199.6997 | 22541.6667 | 147185.225 | 32041.6667 | 0 | 115143.5583 | 115143.5583 | 0 | 9500 | 0 | 0 | 0 | 0 | 0
2022-01-25 15:00 | 0.4006 | 0.67366 | 35584 | 13827.3019 | 634 | 71411.1936 | 3 | 18214.3939 | 1.8214 | 53196.7997 | 0 | 884604.1419 | 19 | 9500 | 2620.1349 | 199.6997 | 22541.6667 | 147185.225 | 32041.6667 | 0 | 115143.5583 | 115143.5583 | 9500 | 0 | 0 | 0 | 0 | 0 | 0
2022-01-25 16:00 | 0.20757 | 0.47356 | 35584 | 7164.5858 | 634 | 50199.6331 | 3 | 24877.096 | 2.4877 | 25322.5371 | 0 | 937800.9416 | 19 | 9500 | 2620.1349 | 199.6997 | 22541.6667 | 147185.225 | 32041.6667 | 0 | 115143.5583 | 115143.5583 | 0 | 9500 | 0 | 0 | 0 | 0 | 0
2022-01-25 17:00 | 0.03038 | 0.05887 | 35584 | 1048.6107 | 634 | 6240.5026 | 3 | 30000 | 3 | 0 | 23759.4974 | 963123.4787 | 19 | 8506.9418 | 2620.1349 | 178.8246 | 22541.6667 | 147185.225 | 31048.6085 | 0 | 116136.6165 | 116136.6165 | 1048.6085 | 7458.3333 | 0 | 0 | 0 | 0 | 0
2022-01-25 18:00 | 0 | 0 | 35584 | 0 | 634 | 0 | 3 | 30000 | 3 | 0 | 30000 | 939363.9812 | 19 | 7458.3333 | 2620.1349 | 156.7818 | 22541.6667 | 147185.225 | 30000 | 0 | 117185.225 | 117185.225 | 0 | 7458.3333 | 0 | 0 | 0 | 0 | 0
2022-01-25 19:00 | 0 | 0 | 35584 | 0 | 634 | 0 | 3 | 30000 | 3 | 0 | 30000 | 909363.9812 | 19 | 7458.3333 | 2620.1349 | 156.7818 | 22541.6667 | 147185.225 | 30000 | 0 | 117185.225 | 117185.225 | 0 | 7458.3333 | 0 | 0 | 0 | 0 | 0
2022-01-25 20:00 | 0 | 0 | 35584 | 0 | 634 | 0 | 3 | 30000 | 3 | 0 | 30000 | 879363.9812 | 19 | 7458.3333 | 2620.1349 | 156.7818 | 22541.6667 | 147185.225 | 30000 | 0 | 117185.225 | 117185.225 | 0 | 7458.3333 | 0 | 0 | 0 | 0 | 0
2022-01-25 21:00 | 0 | 0 | 35584 | 0 | 634 | 0 | 3 | 30000 | 3 | 0 | 30000 | 849363.9812 | 19 | 7458.3333 | 2620.1349 | 156.7818 | 22541.6667 | 147185.225 | 30000 | 0 | 117185.225 | 117185.225 | 0 | 7458.3333 | 0 | 0 | 0 | 0 | 0
2022-01-25 22:00 | 0 | 0 | 35584 | 0 | 634 | 0 | 3 | 30000 | 3 | 0 | 30000 | 819363.9812 | 19 | 7458.3333 | 2620.1349 | 156.7818 | 22541.6667 | 147185.225 | 30000 | 0 | 117185.225 | 117185.225 | 0 | 7458.3333 | 0 | 0 | 0 | 0 | 0
2022-01-25 23:00 | 0 | 0 | 35584 | 0 | 634 | 0 | 3 | 30000 | 3 | 0 | 30000 | 789363.9812 | 19 | 7458.3333 | 2620.1349 | 156.7818 | 22541.6667 | 147185.225 | 30000 | 0 | 117185.225 | 117185.225 | 0 | 7458.3333 | 0 | 0 | 0 | 0 | 0
2022-01-26 | 0 | 0 | 35584 | 0 | 634 | 0 | 3 | 30000 | 3 | 0 | 30000 | 759363.9812 | 19 | 7083.3333 | 2620.1349 | 148.8989 | 22916.6667 | 147560.225 | 30000 | 0 | 117560.225 | 117560.225 | 0 | 7083.3333 | 0 | 0 | 0 | 0 | 0
2022-01-26 01:00 | 0 | 0 | 35584 | 0 | 634 | 0 | 3 | 30000 | 3 | 0 | 30000 | 729363.9812 | 19 | 7083.3333 | 2620.1349 | 148.8989 | 22916.6667 | 147560.225 | 30000 | 0 | 117560.225 | 117560.225 | 0 | 7083.3333 | 0 | 0 | 0 | 0 | 0
2022-01-26 02:00 | 0 | 0 | 35584 | 0 | 634 | 0 | 3 | 30000 | 3 | 0 | 30000 | 699363.9812 | 19 | 7083.3333 | 2620.1349 | 148.8989 | 22916.6667 | 147560.225 | 30000 | 0 | 117560.225 | 117560.225 | 0 | 7083.3333 | 0 | 0 | 0 | 0 | 0
2022-01-26 03:00 | 0 | 0 | 35584 | 0 | 634 | 0 | 3 | 30000 | 3 | 0 | 30000 | 669363.9812 | 19 | 7083.3333 | 2620.1349 | 148.8989 | 22916.6667 | 147560.225 | 30000 | 0 | 117560.225 | 117560.225 | 0 | 7083.3333 | 0 | 0 | 0 | 0 | 0
2022-01-26 04:00 | 0 | 0 | 35584 | 0 | 634 | 0 | 3 | 30000 | 3 | 0 | 30000 | 639363.9812 | 19 | 7083.3333 | 2620.1349 | 148.8989 | 22916.6667 | 147560.225 | 30000 | 0 | 117560.225 | 117560.225 | 0 | 7083.3333 | 0 | 0 | 0 | 0 | 0
2022-01-26 05:00 | 0 | 0 | 35584 | 0 | 634 | 0 | 3 | 30000 | 3 | 0 | 30000 | 609363.9812 | 19 | 7083.3333 | 2620.1349 | 148.8989 | 22916.6667 | 147560.225 | 30000 | 0 | 117560.225 | 117560.225 | 0 | 7083.3333 | 0 | 0 | 0 | 0 | 0
2022-01-26 06:00 | 0 | 0 | 35584 | 0 | 634 | 0 | 3 | 30000 | 3 | 0 | 30000 | 579363.9812 | 19 | 7083.3333 | 2620.1349 | 148.8989 | 22916.6667 | 147560.225 | 30000 | 0 | 117560.225 | 117560.225 | 0 | 7083.3333 | 0 | 0 | 0 | 0 | 0
2022-01-26 07:00 | 0.0212 | 0.09785 | 35584 | 731.7494 | 634 | 10372.5697 | 3 | 30000 | 3 | 0 | 19627.4303 | 549363.9812 | 19 | 7815.0812 | 2620.1349 | 164.281 | 22916.6667 | 147560.225 | 30731.7478 | 0 | 116828.4771 | 116828.4771 | 731.7478 | 7083.3333 | 0 | 0 | 0 | 0 | 0
2022-01-26 08:00 | 0.1987 | 0.62934 | 35584 | 6858.4246 | 634 | 66713.0608 | 3 | 25558.2565 | 2.5558 | 41154.8043 | 0 | 529736.5509 | 19 | 9500 | 2620.1349 | 199.6997 | 22916.6667 | 147560.225 | 32416.6667 | 0 | 115143.5583 | 115143.5583 | 6858.4101 | 2641.5899 | 0 | 0 | 0 | 0 | 0
2022-01-26 09:00 | 0.4012 | 0.84254 | 35584 | 13848.0118 | 634 | 89313.2842 | 3 | 18568.684 | 1.8569 | 70744.6001 | 0 | 570891.3552 | 19 | 9500 | 2620.1349 | 199.6997 | 22916.6667 | 147560.225 | 32416.6667 | 0 | 115143.5583 | 115143.5583 | 9500 | 0 | 0 | 0 | 0 | 0 | 0
2022-01-26 10:00 | 0.56655 | 0.93526 | 35584 | 19555.3117 | 634 | 99142.0492 | 3 | 12861.3961 | 1.2861 | 86280.6532 | 0 | 641635.9554 | 19 | 9500 | 2620.1349 | 199.6997 | 22916.6667 | 147560.225 | 32416.6667 | 0 | 115143.5583 | 115143.5583 | 0 | 9500 | 0 | 0 | 0 | 0 | 0
2022-01-26 11:00 | 0.67553 | 0.97804 | 35584 | 23316.9177 | 634 | 103676.9346 | 3 | 9099.798 | 0.90998 | 94577.1366 | 0 | 727916.6085 | 19 | 9500 | 2620.1349 | 199.6997 | 22916.6667 | 147560.225 | 32416.6667 | 0 | 115143.5583 | 115143.5583 | 400.202 | 9099.798 | 0 | 0 | 0 | 0 | 0
2022-01-26 12:00 | 0.71353 | 0.97985 | 35584 | 24628.544 | 634 | 103868.8033 | 3 | 7788.1745 | 0.77882 | 96080.6287 | 0 | 822493.7451 | 19 | 9500 | 2620.1349 | 199.6997 | 22916.6667 | 147560.225 | 32416.6667 | 0 | 115143.5583 | 115143.5583 | 1711.8255 | 7788.1745 | 0 | 0 | 0 | 0 | 0
2022-01-26 13:00 | 0.68212 | 0.95356 | 35584 | 23544.3813 | 634 | 101081.9371 | 3 | 8872.3349 | 0.88723 | 101081.9371 | 8872.3349 | 918574.3738 | 19 | 9500 | 2620.1349 | 199.6997 | 22916.6667 | 147560.225 | 32416.6667 | 0 | 115143.5583 | 115143.5583 | 627.6651 | 8872.3349 | 0 | 0 | 0 | 0 | 0
2022-01-26 14:00 | 0.57842 | 0.88552 | 35584 | 19965.0224 | 634 | 93869.3705 | 3 | 12451.6863 | 1.2452 | 81417.6842 | 0 | 1010783.976 | 19 | 9500 | 2620.1349 | 199.6997 | 22916.6667 | 147560.225 | 32416.6667 | 0 | 115143.5583 | 115143.5583 | 0 | 9500 | 0 | 0 | 0 | 0 | 0
2022-01-26 15:00 | 0.41975 | 0.79418 | 35584 | 14488.2925 | 634 | 84186.8921 | 3 | 17928.4047 | 1.7928 | 66258.4874 | 0 | 1092201.6602 | 19 | 9500 | 2620.1349 | 199.6997 | 22916.6667 | 147560.225 | 32416.6667 | 0 | 115143.5583 | 115143.5583 | 9500 | 0 | 0 | 0 | 0 | 0 | 0
2022-01-26 16:00 | 0.223 | 0.62506 | 35584 | 7697.175 | 634 | 66259.3603 | 3 | 24719.5078 | 2.472 | 41539.8525 | 0 | 1158460.1475 | 19 | 9500 | 2620.1349 | 199.6997 | 22916.6667 | 147560.225 | 32416.6667 | 0 | 115143.5583 | 115143.5583 | 0 | 9500 | 0 | 0 | 0 | 0 | 0
2022-01-26 17:00 | 0.0355 | 0.15042 | 35584 | 1225.335 | 634 | 15945.242 | 3 | 30000 | 3 | 0 | 14054.758 | 1200000 | 19 | 8308.6658 | 2620.1349 | 174.6566 | 22916.6667 | 147560.225 | 31225.3325 | 0 | 116334.8925 | 116334.8925 | 0 | 8308.6658 | 0 | 0 | 0 | 0 | 0
2022-01-26 18:00 | 0 | 0 | 35584 | 0 | 634 | 0 | 3 | 30000 | 3 | 0 | 30000 | 1185945.242 | 19 | 7083.3333 | 2620.1349 | 148.8989 | 22916.6667 | 147560.225 | 30000 | 0 | 117560.225 | 117560.225 | 0 | 7083.3333 | 0 | 0 | 0 | 0 | 0
2022-01-26 19:00 | 0 | 0 | 35584 | 0 | 634 | 0 | 3 | 30000 | 3 | 0 | 30000 | 1155945.242 | 19 | 7083.3333 | 2620.1349 | 148.8989 | 22916.6667 | 147560.225 | 30000 | 0 | 117560.225 | 117560.225 | 0 | 7083.3333 | 0 | 0 | 0 | 0 | 0
2022-01-26 20:00 | 0 | 0 | 35584 | 0 | 634 | 0 | 3 | 30000 | 3 | 0 | 30000 | 1125945.242 | 19 | 7083.3333 | 2620.1349 | 148.8989 | 22916.6667 | 147560.225 | 30000 | 0 | 117560.225 | 117560.225 | 0 | 7083.3333 | 0 | 0 | 0 | 0 | 0
2022-01-26 21:00 | 0 | 0 | 35584 | 0 | 634 | 0 | 3 | 30000 | 3 | 0 | 30000 | 1095945.242 | 19 | 7083.3333 | 2620.1349 | 148.8989 | 22916.6667 | 147560.225 | 30000 | 0 | 117560.225 | 117560.225 | 0 | 7083.3333 | 0 | 0 | 0 | 0 | 0
2022-01-26 22:00 | 0 | 0 | 35584 | 0 | 634 | 0 | 3 | 30000 | 3 | 0 | 30000 | 1065945.242 | 19 | 7083.3333 | 2620.1349 | 148.8989 | 22916.6667 | 147560.225 | 30000 | 0 | 117560.225 | 117560.225 | 0 | 7083.3333 | 0 | 0 | 0 | 0 | 0
2022-01-26 23:00 | 0 | 0 | 35584 | 0 | 634 | 0 | 3 | 30000 | 3 | 0 | 30000 | 1035945.242 | 19 | 7083.3333 | 2620.1349 | 148.8989 | 22916.6667 | 147560.225 | 30000 | 0 | 117560.225 | 117560.225 | 0 | 7083.3333 | 0 | 0 | 0 | 0 | 0
2022-01-27 | 0 | 0 | 35584 | 0 | 634 | 0 | 3 | 30000 | 3 | 0 | 30000 | 1005945.242 | 19 | 6875 | 2620.1349 | 144.5195 | 23125 | 147768.5583 | 30000 | 0 | 117768.5583 | 117768.5583 | 0 | 6875 | 0 | 0 | 0 | 0 | 0
2022-01-27 01:00 | 0 | 0 | 35584 | 0 | 634 | 0 | 3 | 30000 | 3 | 0 | 30000 | 975945.242 | 19 | 6875 | 2620.1349 | 144.5195 | 23125 | 147768.5583 | 30000 | 0 | 117768.5583 | 117768.5583 | 0 | 6875 | 0 | 0 | 0 | 0 | 0
2022-01-27 02:00 | 0 | 0 | 35584 | 0 | 634 | 0 | 3 | 30000 | 3 | 0 | 30000 | 945945.242 | 19 | 6875 | 2620.1349 | 144.5195 | 23125 | 147768.5583 | 30000 | 0 | 117768.5583 | 117768.5583 | 0 | 6875 | 0 | 0 | 0 | 0 | 0
2022-01-27 03:00 | 0 | 0 | 35584 | 0 | 634 | 0 | 3 | 30000 | 3 | 0 | 30000 | 915945.242 | 19 | 6875 | 2620.1349 | 144.5195 | 23125 | 147768.5583 | 30000 | 0 | 117768.5583 | 117768.5583 | 0 | 6875 | 0 | 0 | 0 | 0 | 0
2022-01-27 04:00 | 0 | 0 | 35584 | 0 | 634 | 0 | 3 | 30000 | 3 | 0 | 30000 | 885945.242 | 19 | 6875 | 2620.1349 | 144.5195 | 23125 | 147768.5583 | 30000 | 0 | 117768.5583 | 117768.5583 | 0 | 6875 | 0 | 0 | 0 | 0 | 0
2022-01-27 05:00 | 0 | 0 | 35584 | 0 | 634 | 0 | 3 | 30000 | 3 | 0 | 30000 | 855945.242 | 19 | 6875 | 2620.1349 | 144.5195 | 23125 | 147768.5583 | 30000 | 0 | 117768.5583 | 117768.5583 | 0 | 6875 | 0 | 0 | 0 | 0 | 0
2022-01-27 06:00 | 0 | 0 | 35584 | 0 | 634 | 0 | 3 | 30000 | 3 | 0 | 30000 | 825945.242 | 19 | 6875 | 2620.1349 | 144.5195 | 23125 | 147768.5583 | 30000 | 0 | 117768.5583 | 117768.5583 | 0 | 6875 | 0 | 0 | 0 | 0 | 0
2022-01-27 07:00 | 0.01792 | 0.01537 | 35584 | 618.5353 | 634 | 1629.2938 | 3 | 30000 | 3 | 0 | 28370.7062 | 795945.242 | 19 | 7493.534 | 2620.1349 | 157.5217 | 23125 | 147768.5583 | 30618.534 | 0 | 117150.0243 | 117150.0243 | 618.534 | 6875 | 0 | 0 | 0 | 0 | 0
2022-01-27 08:00 | 0.16435 | 0.34217 | 35584 | 5672.7835 | 634 | 36271.6624 | 3 | 23125 | 2.3125 | 13146.6624 | 0 | 767574.5358 | 19 | 5672.7715 | 2620.1349 | 119.2474 | 23125 | 147768.5583 | 28797.7715 | 0 | 118970.7867 | 118970.7867 | 5672.7715 | 0 | 0 | 0 | 0 | 0 | 0
2022-01-27 09:00 | 0.32405 | 0.43419 | 35584 | 11185.0653 | 634 | 46026.2241 | 3 | 11939.9582 | 1.194 | 34086.2659 | 0 | 780721.1982 | 19 | 0 | 2620.1349 | 0 | 23125 | 147768.5583 | 23125 | 0 | 124643.5583 | 124643.5583 | 0 | 0 | 0 | 0 | 0 | 0 | 0
2022-01-27 10:00 | 0.45777 | 0.4228 | 35584 | 15800.609 | 634 | 44818.8294 | 3 | 7324.4242 | 0.73244 | 37494.4052 | 0 | 814807.4641 | 19 | 0 | 2620.1349 | 0 | 23125 | 147768.5583 | 23125 | 0 | 124643.5583 | 124643.5583 | 0 | 0 | 0 | 0 | 0 | 0 | 0
2022-01-27 11:00 | 0.5338 | 0.2201 | 35584 | 18424.897 | 634 | 23331.6565 | 3 | 4700.1418 | 0.47001 | 18631.5147 | 0 | 852301.8693 | 19 | 0 | 2620.1349 | 0 | 23125 | 147768.5583 | 23125 | 0 | 124643.5583 | 124643.5583 | 0 | 0 | 0 | 0 | 0 | 0 | 0
2022-01-27 12:00 | 0.48745 | 0.11644 | 35584 | 16825.0582 | 634 | 12343.1989 | 3 | 12343.1989 | 1.2343 | 0 | 0 | 870933.3841 | 19 | 6043.2217 | 2620.1349 | 127.0347 | 23125 | 147768.5583 | 29168.2217 | 0 | 118600.3366 | 118600.3366 | 0 | 6043.2217 | 0 | 0 | 0 | 0 | 0
2022-01-27 13:00 | 0.44092 | 0.31547 | 35584 | 15219.0064 | 634 | 33441.3343 | 3 | 7906.0257 | 0.7906 | 25535.3086 | 0 | 870933.3841 | 19 | 0 | 2620.1349 | 0 | 23125 | 147768.5583 | 23125 | 0 | 124643.5583 | 124643.5583 | 0 | 0 | 0 | 0 | 0 | 0 | 0
2022-01-27 14:00 | 0.39998 | 0.23257 | 35584 | 13805.9017 | 634 | 24653.5363 | 3 | 18819.1274 | 1.8819 | 5834.4089 | 0 | 896468.6926 | 19 | 9500 | 2620.1349 | 199.6997 | 23125 | 147768.5583 | 32625 | 0 | 115143.5583 | 115143.5583 | 0 | 9500 | 0 | 0 | 0 | 0 | 0
2022-01-27 15:00 | 0.2964 | 0.22409 | 35584 | 10230.6847 | 634 | 23754.6156 | 3 | 22394.3369 | 2.2394 | 1360.2788 | 0 | 902303.1016 | 19 | 9500 | 2620.1349 | 199.6997 | 23125 | 147768.5583 | 32625 | 0 | 115143.5583 | 115143.5583 | 0 | 9500 | 0 | 0 | 0 | 0 | 0
2022-01-27 16:00 | 0.17215 | 0.19125 | 35584 | 5942.012 | 634 | 20273.418 | 3 | 26683.0005 | 2.6683 | 0 | 6409.5825 | 903663.3803 | 19 | 9500 | 2620.1349 | 199.6997 | 23125 | 147768.5583 | 32625 | 0 | 115143.5583 | 115143.5583 | 0 | 9500 | 0 | 0 | 0 | 0 | 0
2022-01-27 17:00 | 0.03077 | 0.04014 | 35584 | 1062.0721 | 634 | 4255.0327 | 3 | 30000 | 3 | 0 | 25744.9673 | 897253.7979 | 19 | 7937.0699 | 2620.1349 | 166.8453 | 23125 | 147768.5583 | 31062.0699 | 0 | 116706.4884 | 116706.4884 | 1062.0699 | 6875 | 0 | 0 | 0 | 0 | 0
2022-01-27 18:00 | 0 | 0 | 35584 | 0 | 634 | 0 | 3 | 30000 | 3 | 0 | 30000 | 871508.8305 | 19 | 6875 | 2620.1349 | 144.5195 | 23125 | 147768.5583 | 30000 | 0 | 117768.5583 | 117768.5583 | 0 | 6875 | 0 | 0 | 0 | 0 | 0
2022-01-27 19:00 | 0 | 0 | 35584 | 0 | 634 | 0 | 3 | 30000 | 3 | 0 | 30000 | 841508.8305 | 19 | 6875 | 2620.1349 | 144.5195 | 23125 | 147768.5583 | 30000 | 0 | 117768.5583 | 117768.5583 | 0 | 6875 | 0 | 0 | 0 | 0 | 0
2022-01-27 20:00 | 0 | 0 | 35584 | 0 | 634 | 0 | 3 | 30000 | 3 | 0 | 30000 | 811508.8305 | 19 | 6875 | 2620.1349 | 144.5195 | 23125 | 147768.5583 | 30000 | 0 | 117768.5583 | 117768.5583 | 0 | 6875 | 0 | 0 | 0 | 0 | 0
2022-01-27 21:00 | 0 | 0 | 35584 | 0 | 634 | 0 | 3 | 30000 | 3 | 0 | 30000 | 781508.8305 | 19 | 6875 | 2620.1349 | 144.5195 | 23125 | 147768.5583 | 30000 | 0 | 117768.5583 | 117768.5583 | 0 | 6875 | 0 | 0 | 0 | 0 | 0
2022-01-27 22:00 | 0 | 0 | 35584 | 0 | 634 | 0 | 3 | 30000 | 3 | 0 | 30000 | 751508.8305 | 19 | 6875 | 2620.1349 | 144.5195 | 23125 | 147768.5583 | 30000 | 0 | 117768.5583 | 117768.5583 | 0 | 6875 | 0 | 0 | 0 | 0 | 0
2022-01-27 23:00 | 0 | 0 | 35584 | 0 | 634 | 0 | 3 | 30000 | 3 | 0 | 30000 | 721508.8305 | 19 | 6875 | 2620.1349 | 144.5195 | 23125 | 147768.5583 | 30000 | 0 | 117768.5583 | 117768.5583 | 0 | 6875 | 0 | 0 | 0 | 0 | 0
2022-01-28 | 0 | 0 | 35584 | 0 | 634 | 0 | 3 | 30000 | 3 | 0 | 30000 | 691508.8305 | 19 | 7666.6667 | 2620.1349 | 161.1612 | 22333.3333 | 146976.8916 | 30000 | 0 | 116976.8916 | 116976.8916 | 0 | 7666.6667 | 0 | 0 | 0 | 0 | 0
2022-01-28 01:00 | 0 | 0 | 35584 | 0 | 634 | 0 | 3 | 30000 | 3 | 0 | 30000 | 661508.8305 | 19 | 7666.6667 | 2620.1349 | 161.1612 | 22333.3333 | 146976.8916 | 30000 | 0 | 116976.8916 | 116976.8916 | 0 | 7666.6667 | 0 | 0 | 0 | 0 | 0
2022-01-28 02:00 | 0 | 0 | 35584 | 0 | 634 | 0 | 3 | 30000 | 3 | 0 | 30000 | 631508.8305 | 19 | 7666.6667 | 2620.1349 | 161.1612 | 22333.3333 | 146976.8916 | 30000 | 0 | 116976.8916 | 116976.8916 | 0 | 7666.6667 | 0 | 0 | 0 | 0 | 0
2022-01-28 03:00 | 0 | 0 | 35584 | 0 | 634 | 0 | 3 | 30000 | 3 | 0 | 30000 | 601508.8305 | 19 | 7666.6667 | 2620.1349 | 161.1612 | 22333.3333 | 146976.8916 | 30000 | 0 | 116976.8916 | 116976.8916 | 0 | 7666.6667 | 0 | 0 | 0 | 0 | 0
2022-01-28 04:00 | 0 | 0 | 35584 | 0 | 634 | 0 | 3 | 30000 | 3 | 0 | 30000 | 571508.8305 | 19 | 7666.6667 | 2620.1349 | 161.1612 | 22333.3333 | 146976.8916 | 30000 | 0 | 116976.8916 | 116976.8916 | 0 | 7666.6667 | 0 | 0 | 0 | 0 | 0
2022-01-28 05:00 | 0 | 0 | 35584 | 0 | 634 | 0 | 3 | 30000 | 3 | 0 | 30000 | 541508.8305 | 19 | 7666.6667 | 2620.1349 | 161.1612 | 22333.3333 | 146976.8916 | 30000 | 0 | 116976.8916 | 116976.8916 | 0 | 7666.6667 | 0 | 0 | 0 | 0 | 0
2022-01-28 06:00 | 0 | 0 | 35584 | 0 | 634 | 0 | 3 | 30000 | 3 | 0 | 30000 | 511508.8305 | 19 | 7666.6667 | 2620.1349 | 161.1612 | 22333.3333 | 146976.8916 | 30000 | 0 | 116976.8916 | 116976.8916 | 0 | 7666.6667 | 0 | 0 | 0 | 0 | 0
2022-01-28 07:00 | 0.02125 | 0.09905 | 35584 | 733.4752 | 634 | 10499.7754 | 3 | 30000 | 3 | 0 | 19500.2246 | 481508.8305 | 19 | 8400.1403 | 2620.1349 | 176.5795 | 22333.3333 | 146976.8916 | 30733.4737 | 0 | 116243.418 | 116243.418 | 733.4737 | 7666.6667 | 0 | 0 | 0 | 0 | 0
2022-01-28 08:00 | 0.18848 | 0.51225 | 35584 | 6505.6662 | 634 | 54300.9588 | 3 | 25327.6809 | 2.5328 | 28973.2779 | 0 | 462008.606 | 19 | 9500 | 2620.1349 | 199.6997 | 22333.3333 | 146976.8916 | 31833.3333 | 0 | 115143.5583 | 115143.5583 | 6505.6525 | 2994.3475 | 0 | 0 | 0 | 0 | 0
2022-01-28 09:00 | 0.38308 | 0.72856 | 35584 | 13222.5732 | 634 | 77230.8571 | 3 | 9110.788 | 0.91108 | 68120.0691 | 0 | 490981.8839 | 19 | 0 | 2620.1349 | 0 | 22333.3333 | 146976.8916 | 22333.3333 | 0 | 124643.5583 | 124643.5583 | 0 | 0 | 0 | 0 | 0 | 0 | 0
2022-01-28 10:00 | 0.54955 | 0.87695 | 35584 | 18968.5316 | 634 | 92960.9094 | 3 | 3364.8417 | 0.33648 | 89596.0677 | 0 | 559101.953 | 19 | 0 | 2620.1349 | 0 | 22333.3333 | 146976.8916 | 22333.3333 | 0 | 124643.5583 | 124643.5583 | 0 | 0 | 0 | 0 | 0 | 0 | 0
2022-01-28 11:00 | 0.66238 | 0.88013 | 35584 | 22863.026 | 634 | 93298.0046 | 3 | 0 | 0 | 93298.0046 | 0 | 648698.0206 | 19 | 529.6446 | 2620.1349 | 11.1337 | 22333.3333 | 146976.8916 | 22862.9779 | 0 | 124113.9137 | 124113.9137 | 529.6446 | 0 | 0 | 0 | 0 | 0 | 0
2022-01-28 12:00 | 0.65958 | 0.83841 | 35584 | 22766.3799 | 634 | 88875.4844 | 3 | 9067.0014 | 0.9067 | 88875.4844 | 9067.0014 | 741996.0253 | 19 | 9500 | 2620.1349 | 199.6997 | 22333.3333 | 146976.8916 | 31833.3333 | 0 | 115143.5583 | 115143.5583 | 9500 | 0 | 0 | 0 | 0 | 0 | 0
2022-01-28 13:00 | 0.6038 | 0.6087 | 35584 | 20841.0506 | 634 | 64525.1218 | 3 | 1492.3266 | 0.14923 | 63032.7952 | 0 | 821804.5082 | 19 | 0 | 2620.1349 | 0 | 22333.3333 | 146976.8916 | 22333.3333 | 0 | 124643.5583 | 124643.5583 | 0 | 0 | 0 | 0 | 0 | 0 | 0
2022-01-28 14:00 | 0.47995 | 0.49515 | 35584 | 16566.1846 | 634 | 52488.2767 | 3 | 15267.1836 | 1.5267 | 37221.0931 | 0 | 884837.3034 | 19 | 9500 | 2620.1349 | 199.6997 | 22333.3333 | 146976.8916 | 31833.3333 | 0 | 115143.5583 | 115143.5583 | 9500 | 0 | 0 | 0 | 0 | 0 | 0
2022-01-28 15:00 | 0.32562 | 0.40864 | 35584 | 11239.2562 | 634 | 43317.8015 | 3 | 11094.1008 | 1.1094 | 32223.7007 | 0 | 922058.3965 | 19 | 0 | 2620.1349 | 0 | 22333.3333 | 146976.8916 | 22333.3333 | 0 | 124643.5583 | 124643.5583 | 0 | 0 | 0 | 0 | 0 | 0 | 0
2022-01-28 16:00 | 0.17295 | 0.1789 | 35584 | 5969.6252 | 634 | 18964.2587 | 3 | 25863.7207 | 2.5864 | 0 | 6899.462 | 954282.0972 | 19 | 9500 | 2620.1349 | 199.6997 | 22333.3333 | 146976.8916 | 31833.3333 | 0 | 115143.5583 | 115143.5583 | 5969.6126 | 3530.3874 | 0 | 0 | 0 | 0 | 0
2022-01-28 17:00 | 0.02992 | 0.02676 | 35584 | 1032.7331 | 634 | 2836.6884 | 3 | 30000 | 3 | 0 | 27163.3116 | 947382.6352 | 19 | 8699.3976 | 2620.1349 | 182.8702 | 22333.3333 | 146976.8916 | 31032.7309 | 0 | 115944.1607 | 115944.1607 | 1032.7309 | 7666.6667 | 0 | 0 | 0 | 0 | 0
2022-01-28 18:00 | 0 | 0 | 35584 | 0 | 634 | 0 | 3 | 30000 | 3 | 0 | 30000 | 920219.3237 | 19 | 7666.6667 | 2620.1349 | 161.1612 | 22333.3333 | 146976.8916 | 30000 | 0 | 116976.8916 | 116976.8916 | 0 | 7666.6667 | 0 | 0 | 0 | 0 | 0
2022-01-28 19:00 | 0 | 0 | 35584 | 0 | 634 | 0 | 3 | 30000 | 3 | 0 | 30000 | 890219.3237 | 19 | 7666.6667 | 2620.1349 | 161.1612 | 22333.3333 | 146976.8916 | 30000 | 0 | 116976.8916 | 116976.8916 | 0 | 7666.6667 | 0 | 0 | 0 | 0 | 0
2022-01-28 20:00 | 0 | 0 | 35584 | 0 | 634 | 0 | 3 | 30000 | 3 | 0 | 30000 | 860219.3237 | 19 | 7666.6667 | 2620.1349 | 161.1612 | 22333.3333 | 146976.8916 | 30000 | 0 | 116976.8916 | 116976.8916 | 0 | 7666.6667 | 0 | 0 | 0 | 0 | 0
2022-01-28 21:00 | 0 | 0 | 35584 | 0 | 634 | 0 | 3 | 30000 | 3 | 0 | 30000 | 830219.3237 | 19 | 7666.6667 | 2620.1349 | 161.1612 | 22333.3333 | 146976.8916 | 30000 | 0 | 116976.8916 | 116976.8916 | 0 | 7666.6667 | 0 | 0 | 0 | 0 | 0
2022-01-28 22:00 | 0 | 0 | 35584 | 0 | 634 | 0 | 3 | 30000 | 3 | 0 | 30000 | 800219.3237 | 19 | 7666.6667 | 2620.1349 | 161.1612 | 22333.3333 | 146976.8916 | 30000 | 0 | 116976.8916 | 116976.8916 | 0 | 7666.6667 | 0 | 0 | 0 | 0 | 0
2022-01-28 23:00 | 0 | 0 | 35584 | 0 | 634 | 0 | 3 | 30000 | 3 | 0 | 30000 | 770219.3237 | 19 | 7666.6667 | 2620.1349 | 161.1612 | 22333.3333 | 146976.8916 | 30000 | 0 | 116976.8916 | 116976.8916 | 0 | 7666.6667 | 0 | 0 | 0 | 0 | 0
2022-01-29 | 0 | 0 | 35584 | 0 | 634 | 0 | 3 | 30000 | 3 | 0 | 30000 | 740219.3237 | 19 | 6841.6667 | 2620.1349 | 143.8188 | 23158.3333 | 147801.8916 | 30000 | 0 | 117801.8916 | 117801.8916 | 0 | 6841.6667 | 0 | 0 | 0 | 0 | 0
2022-01-29 01:00 | 0 | 0 | 35584 | 0 | 634 | 0 | 3 | 30000 | 3 | 0 | 30000 | 710219.3237 | 19 | 6841.6667 | 2620.1349 | 143.8188 | 23158.3333 | 147801.8916 | 30000 | 0 | 117801.8916 | 117801.8916 | 0 | 6841.6667 | 0 | 0 | 0 | 0 | 0
2022-01-29 02:00 | 0 | 0 | 35584 | 0 | 634 | 0 | 3 | 30000 | 3 | 0 | 30000 | 680219.3237 | 19 | 6841.6667 | 2620.1349 | 143.8188 | 23158.3333 | 147801.8916 | 30000 | 0 | 117801.8916 | 117801.8916 | 0 | 6841.6667 | 0 | 0 | 0 | 0 | 0
2022-01-29 03:00 | 0 | 0 | 35584 | 0 | 634 | 0 | 3 | 30000 | 3 | 0 | 30000 | 650219.3237 | 19 | 6841.6667 | 2620.1349 | 143.8188 | 23158.3333 | 147801.8916 | 30000 | 0 | 117801.8916 | 117801.8916 | 0 | 6841.6667 | 0 | 0 | 0 | 0 | 0
2022-01-29 04:00 | 0 | 0 | 35584 | 0 | 634 | 0 | 3 | 30000 | 3 | 0 | 30000 | 620219.3237 | 19 | 6841.6667 | 2620.1349 | 143.8188 | 23158.3333 | 147801.8916 | 30000 | 0 | 117801.8916 | 117801.8916 | 0 | 6841.6667 | 0 | 0 | 0 | 0 | 0
2022-01-29 05:00 | 0 | 0 | 35584 | 0 | 634 | 0 | 3 | 30000 | 3 | 0 | 30000 | 590219.3237 | 19 | 6841.6667 | 2620.1349 | 143.8188 | 23158.3333 | 147801.8916 | 30000 | 0 | 117801.8916 | 117801.8916 | 0 | 6841.6667 | 0 | 0 | 0 | 0 | 0
2022-01-29 06:00 | 0 | 0 | 35584 | 0 | 634 | 0 | 3 | 30000 | 3 | 0 | 30000 | 560219.3237 | 19 | 6841.6667 | 2620.1349 | 143.8188 | 23158.3333 | 147801.8916 | 30000 | 0 | 117801.8916 | 117801.8916 | 0 | 6841.6667 | 0 | 0 | 0 | 0 | 0
2022-01-29 07:00 | 0.02048 | 0.03158 | 35584 | 706.8975 | 634 | 3347.6316 | 3 | 30000 | 3 | 0 | 26652.3684 | 530219.3237 | 19 | 7548.5627 | 2620.1349 | 158.6785 | 23158.3333 | 147801.8916 | 30706.896 | 0 | 117094.9956 | 117094.9956 | 706.896 | 6841.6667 | 0 | 0 | 0 | 0 | 0
2022-01-29 08:00 | 0.18812 | 0.44348 | 35584 | 6493.2402 | 634 | 47011.0087 | 3 | 23158.3333 | 2.3158 | 23852.6754 | 0 | 503566.9553 | 19 | 6493.2265 | 2620.1349 | 136.4943 | 23158.3333 | 147801.8916 | 29651.5599 | 0 | 118150.3317 | 118150.3317 | 6493.2265 | 0 | 0 | 0 | 0 | 0 | 0
2022-01-29 09:00 | 0.3885 | 0.66912 | 35584 | 13409.6525 | 634 | 70929.9318 | 3 | 19248.7091 | 1.9249 | 51681.2227 | 0 | 527419.6306 | 19 | 9500 | 2620.1349 | 199.6997 | 23158.3333 | 147801.8916 | 32658.3333 | 0 | 115143.5583 | 115143.5583 | 9500 | 0 | 0 | 0 | 0 | 0 | 0
2022-01-29 10:00 | 0.55547 | 0.77554 | 35584 | 19172.8691 | 634 | 82210.9626 | 3 | 3985.5046 | 0.39855 | 78225.458 | 0 | 579100.8533 | 19 | 0 | 2620.1349 | 0 | 23158.3333 | 147801.8916 | 23158.3333 | 0 | 124643.5583 | 124643.5583 | 0 | 0 | 0 | 0 | 0 | 0 | 0
2022-01-29 11:00 | 0.663 | 0.82629 | 35584 | 22884.4262 | 634 | 87590.7062 | 3 | 9773.9553 | 0.9774 | 77816.7509 | 0 | 657326.3113 | 19 | 9500 | 2620.1349 | 199.6997 | 23158.3333 | 147801.8916 | 32658.3333 | 0 | 115143.5583 | 115143.5583 | 0 | 9500 | 0 | 0 | 0 | 0 | 0
2022-01-29 12:00 | 0.7055 | 0.84596 | 35584 | 24351.3766 | 634 | 89675.8206 | 3 | 0 | 0 | 89675.8206 | 0 | 735143.0623 | 19 | 1192.992 | 2620.1349 | 25.0779 | 23158.3333 | 147801.8916 | 24351.3254 | 0 | 123450.5662 | 123450.5662 | 1192.992 | 0 | 0 | 0 | 0 | 0 | 0
2022-01-29 13:00 | 0.67545 | 0.82458 | 35584 | 23314.1564 | 634 | 87409.438 | 3 | 9344.226 | 0.93442 | 78065.212 | 0 | 824818.8829 | 19 | 9500 | 2620.1349 | 199.6997 | 23158.3333 | 147801.8916 | 32658.3333 | 0 | 115143.5583 | 115143.5583 | 155.774 | 9344.226 | 0 | 0 | 0 | 0 | 0
2022-01-29 14:00 | 0.5775 | 0.76723 | 35584 | 19933.2672 | 634 | 81330.0627 | 3 | 12725.1081 | 1.2725 | 68604.9546 | 0 | 902884.0949 | 19 | 9500 | 2620.1349 | 199.6997 | 23158.3333 | 147801.8916 | 32658.3333 | 0 | 115143.5583 | 115143.5583 | 9500 | 0 | 0 | 0 | 0 | 0 | 0
2022-01-29 15:00 | 0.41673 | 0.65587 | 35584 | 14384.0527 | 634 | 69525.3682 | 3 | 18274.3109 | 1.8274 | 51251.0573 | 0 | 971489.0495 | 19 | 9500 | 2620.1349 | 199.6997 | 23158.3333 | 147801.8916 | 32658.3333 | 0 | 115143.5583 | 115143.5583 | 9500 | 0 | 0 | 0 | 0 | 0 | 0
2022-01-29 16:00 | 0.2207 | 0.44296 | 35584 | 7617.7871 | 634 | 46955.8862 | 3 | 25040.5622 | 2.5041 | 21915.324 | 0 | 1022740.1067 | 19 | 9500 | 2620.1349 | 199.6997 | 23158.3333 | 147801.8916 | 32658.3333 | 0 | 115143.5583 | 115143.5583 | 7617.7711 | 1882.2289 | 0 | 0 | 0 | 0 | 0
2022-01-29 17:00 | 0.03645 | 0.05826 | 35584 | 1258.1257 | 634 | 6175.8396 | 3 | 30000 | 3 | 0 | 23824.1604 | 1044655.4307 | 19 | 8099.7897 | 2620.1349 | 170.2658 | 23158.3333 | 147801.8916 | 31258.123 | 0 | 116543.7686 | 116543.7686 | 1258.123 | 6841.6667 | 0 | 0 | 0 | 0 | 0
2022-01-29 18:00 | 0 | 0 | 35584 | 0 | 634 | 0 | 3 | 30000 | 3 | 0 | 30000 | 1020831.2703 | 19 | 6841.6667 | 2620.1349 | 143.8188 | 23158.3333 | 147801.8916 | 30000 | 0 | 117801.8916 | 117801.8916 | 0 | 6841.6667 | 0 | 0 | 0 | 0 | 0
2022-01-29 19:00 | 0 | 0 | 35584 | 0 | 634 | 0 | 3 | 30000 | 3 | 0 | 30000 | 990831.2703 | 19 | 6841.6667 | 2620.1349 | 143.8188 | 23158.3333 | 147801.8916 | 30000 | 0 | 117801.8916 | 117801.8916 | 0 | 6841.6667 | 0 | 0 | 0 | 0 | 0
2022-01-29 20:00 | 0 | 0 | 35584 | 0 | 634 | 0 | 3 | 30000 | 3 | 0 | 30000 | 960831.2703 | 19 | 6841.6667 | 2620.1349 | 143.8188 | 23158.3333 | 147801.8916 | 30000 | 0 | 117801.8916 | 117801.8916 | 0 | 6841.6667 | 0 | 0 | 0 | 0 | 0
2022-01-29 21:00 | 0 | 0 | 35584 | 0 | 634 | 0 | 3 | 30000 | 3 | 0 | 30000 | 930831.2703 | 19 | 6841.6667 | 2620.1349 | 143.8188 | 23158.3333 | 147801.8916 | 30000 | 0 | 117801.8916 | 117801.8916 | 0 | 6841.6667 | 0 | 0 | 0 | 0 | 0
2022-01-29 22:00 | 0 | 0 | 35584 | 0 | 634 | 0 | 3 | 30000 | 3 | 0 | 30000 | 900831.2703 | 19 | 6841.6667 | 2620.1349 | 143.8188 | 23158.3333 | 147801.8916 | 30000 | 0 | 117801.8916 | 117801.8916 | 0 | 6841.6667 | 0 | 0 | 0 | 0 | 0
2022-01-29 23:00 | 0 | 0 | 35584 | 0 | 634 | 0 | 3 | 30000 | 3 | 0 | 30000 | 870831.2703 | 19 | 6841.6667 | 2620.1349 | 143.8188 | 23158.3333 | 147801.8916 | 30000 | 0 | 117801.8916 | 117801.8916 | 0 | 6841.6667 | 0 | 0 | 0 | 0 | 0
2022-01-30 | 0 | 0 | 35584 | 0 | 634 | 0 | 3 | 30000 | 3 | 0 | 30000 | 840831.2703 | 19 | 8450 | 2620.1349 | 177.6276 | 21550 | 146193.5583 | 30000 | 0 | 116193.5583 | 116193.5583 | 0 | 8450 | 0 | 0 | 0 | 0 | 0
2022-01-30 01:00 | 0 | 0 | 35584 | 0 | 634 | 0 | 3 | 30000 | 3 | 0 | 30000 | 810831.2703 | 19 | 8450 | 2620.1349 | 177.6276 | 21550 | 146193.5583 | 30000 | 0 | 116193.5583 | 116193.5583 | 0 | 8450 | 0 | 0 | 0 | 0 | 0
2022-01-30 02:00 | 0 | 0 | 35584 | 0 | 634 | 0 | 3 | 30000 | 3 | 0 | 30000 | 780831.2703 | 19 | 8450 | 2620.1349 | 177.6276 | 21550 | 146193.5583 | 30000 | 0 | 116193.5583 | 116193.5583 | 0 | 8450 | 0 | 0 | 0 | 0 | 0
2022-01-30 03:00 | 0 | 0 | 35584 | 0 | 634 | 0 | 3 | 30000 | 3 | 0 | 30000 | 750831.2703 | 19 | 8450 | 2620.1349 | 177.6276 | 21550 | 146193.5583 | 30000 | 0 | 116193.5583 | 116193.5583 | 0 | 8450 | 0 | 0 | 0 | 0 | 0
2022-01-30 04:00 | 0 | 0 | 35584 | 0 | 634 | 0 | 3 | 30000 | 3 | 0 | 30000 | 720831.2703 | 19 | 8450 | 2620.1349 | 177.6276 | 21550 | 146193.5583 | 30000 | 0 | 116193.5583 | 116193.5583 | 0 | 8450 | 0 | 0 | 0 | 0 | 0
2022-01-30 05:00 | 0 | 0 | 35584 | 0 | 634 | 0 | 3 | 30000 | 3 | 0 | 30000 | 690831.2703 | 19 | 8450 | 2620.1349 | 177.6276 | 21550 | 146193.5583 | 30000 | 0 | 116193.5583 | 116193.5583 | 0 | 8450 | 0 | 0 | 0 | 0 | 0
2022-01-30 06:00 | 0 | 0 | 35584 | 0 | 634 | 0 | 3 | 30000 | 3 | 0 | 30000 | 660831.2703 | 19 | 8450 | 2620.1349 | 177.6276 | 21550 | 146193.5583 | 30000 | 0 | 116193.5583 | 116193.5583 | 0 | 8450 | 0 | 0 | 0 | 0 | 0
2022-01-30 07:00 | 0.01895 | 0.0016 | 35584 | 654.0873 | 634 | 169.6077 | 3 | 30000 | 3 | 169.6077 | 30000 | 630831.2703 | 19 | 9104.0859 | 2620.1349 | 191.3772 | 21550 | 146193.5583 | 30654.0859 | 0 | 115539.4724 | 115539.4724 | 654.0859 | 8450 | 0 | 0 | 0 | 0 | 0
2022-01-30 08:00 | 0.16965 | 0.22919 | 35584 | 5855.7208 | 634 | 24295.2401 | 3 | 25194.2915 | 2.5194 | 0 | 899.0514 | 601000.878 | 19 | 9500 | 2620.1349 | 199.6997 | 21550 | 146193.5583 | 31050 | 0 | 115143.5583 | 115143.5583 | 5855.7085 | 3644.2915 | 0 | 0 | 0 | 0 | 0
2022-01-30 09:00 | 0.34805 | 0.35827 | 35584 | 12013.4609 | 634 | 37978.3397 | 3 | 9536.5644 | 0.95366 | 28441.7753 | 0 | 600101.8266 | 19 | 0 | 2620.1349 | 0 | 21550 | 146193.5583 | 21550 | 0 | 124643.5583 | 124643.5583 | 0 | 0 | 0 | 0 | 0 | 0 | 0
2022-01-30 10:00 | 0.51092 | 0.46432 | 35584 | 17635.16 | 634 | 49220.1487 | 3 | 13414.8772 | 1.3415 | 35805.2716 | 0 | 628543.6019 | 19 | 9500 | 2620.1349 | 199.6997 | 21550 | 146193.5583 | 31050 | 0 | 115143.5583 | 115143.5583 | 0 | 9500 | 0 | 0 | 0 | 0 | 0
2022-01-30 11:00 | 0.62338 | 0.5375 | 35584 | 21516.8833 | 634 | 56977.58 | 3 | 9533.162 | 0.95332 | 47444.418 | 0 | 664348.8735 | 19 | 9500 | 2620.1349 | 199.6997 | 21550 | 146193.5583 | 31050 | 0 | 115143.5583 | 115143.5583 | 9500 | 0 | 0 | 0 | 0 | 0 | 0
2022-01-30 12:00 | 0.68997 | 0.67538 | 35584 | 23815.3357 | 634 | 71593.5218 | 3 | 2566.6706 | 0.25667 | 69026.8512 | 0 | 711793.2915 | 19 | 4831.9562 | 2620.1349 | 101.5727 | 21550 | 146193.5583 | 26381.9562 | 0 | 119811.6021 | 119811.6021 | 2265.2856 | 2566.6706 | 0 | 0 | 0 | 0 | 0
2022-01-30 13:00 | 0.6593 | 0.65102 | 35584 | 22756.7153 | 634 | 69011.2449 | 3 | 8293.3326 | 0.82933 | 60717.9122 | 0 | 780820.1427 | 19 | 9500 | 2620.1349 | 199.6997 | 21550 | 146193.5583 | 31050 | 0 | 115143.5583 | 115143.5583 | 9500 | 0 | 0 | 0 | 0 | 0 | 0
2022-01-30 14:00 | 0.55855 | 0.58218 | 35584 | 19279.1799 | 634 | 61713.8745 | 3 | 11770.8607 | 1.1771 | 49943.0138 | 0 | 841538.0549 | 19 | 9500 | 2620.1349 | 199.6997 | 21550 | 146193.5583 | 31050 | 0 | 115143.5583 | 115143.5583 | 0 | 9500 | 0 | 0 | 0 | 0 | 0
2022-01-30 15:00 | 0.39738 | 0.46841 | 35584 | 13716.1588 | 634 | 49653.7084 | 3 | 17333.8701 | 1.7334 | 32319.8383 | 0 | 891481.0687 | 19 | 9500 | 2620.1349 | 199.6997 | 21550 | 146193.5583 | 31050 | 0 | 115143.5583 | 115143.5583 | 9500 | 0 | 0 | 0 | 0 | 0 | 0
2022-01-30 16:00 | 0.20793 | 0.28578 | 35584 | 7177.0117 | 634 | 30294.0517 | 3 | 23873.0034 | 2.3873 | 6421.0483 | 0 | 923800.907 | 19 | 9500 | 2620.1349 | 199.6997 | 21550 | 146193.5583 | 31050 | 0 | 115143.5583 | 115143.5583 | 7176.9966 | 2323.0034 | 0 | 0 | 0 | 0 | 0
2022-01-30 17:00 | 0.0353 | 0.01464 | 35584 | 1218.4317 | 634 | 1551.9103 | 3 | 29831.5708 | 2.9832 | 0 | 28279.6605 | 930221.9553 | 19 | 9500 | 2620.1349 | 199.6997 | 21550 | 146193.5583 | 31050 | 0 | 115143.5583 | 115143.5583 | 0 | 9500 | 0 | 0 | 0 | 0 | 0
2022-01-30 18:00 | 0 | 0 | 35584 | 0 | 634 | 0 | 3 | 30000 | 3 | 0 | 30000 | 901942.2948 | 19 | 8450 | 2620.1349 | 177.6276 | 21550 | 146193.5583 | 30000 | 0 | 116193.5583 | 116193.5583 | 0 | 8450 | 0 | 0 | 0 | 0 | 0
2022-01-30 19:00 | 0 | 0 | 35584 | 0 | 634 | 0 | 3 | 30000 | 3 | 0 | 30000 | 871942.2948 | 19 | 8450 | 2620.1349 | 177.6276 | 21550 | 146193.5583 | 30000 | 0 | 116193.5583 | 116193.5583 | 0 | 8450 | 0 | 0 | 0 | 0 | 0
2022-01-30 20:00 | 0 | 0 | 35584 | 0 | 634 | 0 | 3 | 30000 | 3 | 0 | 30000 | 841942.2948 | 19 | 8450 | 2620.1349 | 177.6276 | 21550 | 146193.5583 | 30000 | 0 | 116193.5583 | 116193.5583 | 0 | 8450 | 0 | 0 | 0 | 0 | 0
2022-01-30 21:00 | 0 | 0 | 35584 | 0 | 634 | 0 | 3 | 30000 | 3 | 0 | 30000 | 811942.2948 | 19 | 8450 | 2620.1349 | 177.6276 | 21550 | 146193.5583 | 30000 | 0 | 116193.5583 | 116193.5583 | 0 | 8450 | 0 | 0 | 0 | 0 | 0
2022-01-30 22:00 | 0 | 0 | 35584 | 0 | 634 | 0 | 3 | 30000 | 3 | 0 | 30000 | 781942.2948 | 19 | 8450 | 2620.1349 | 177.6276 | 21550 | 146193.5583 | 30000 | 0 | 116193.5583 | 116193.5583 | 0 | 8450 | 0 | 0 | 0 | 0 | 0
2022-01-30 23:00 | 0 | 0 | 35584 | 0 | 634 | 0 | 3 | 30000 | 3 | 0 | 30000 | 751942.2948 | 19 | 8450 | 2620.1349 | 177.6276 | 21550 | 146193.5583 | 30000 | 0 | 116193.5583 | 116193.5583 | 0 | 8450 | 0 | 0 | 0 | 0 | 0
2022-01-31 | 0 | 0 | 35584 | 0 | 634 | 0 | 3 | 30000 | 3 | 0 | 30000 | 721942.2948 | 19 | 7050 | 2620.1349 | 148.1982 | 22950 | 147593.5583 | 30000 | 0 | 117593.5583 | 117593.5583 | 0 | 7050 | 0 | 0 | 0 | 0 | 0
2022-01-31 01:00 | 0 | 0 | 35584 | 0 | 634 | 0 | 3 | 30000 | 3 | 0 | 30000 | 691942.2948 | 19 | 7050 | 2620.1349 | 148.1982 | 22950 | 147593.5583 | 30000 | 0 | 117593.5583 | 117593.5583 | 0 | 7050 | 0 | 0 | 0 | 0 | 0
2022-01-31 02:00 | 0 | 0 | 35584 | 0 | 634 | 0 | 3 | 30000 | 3 | 0 | 30000 | 661942.2948 | 19 | 7050 | 2620.1349 | 148.1982 | 22950 | 147593.5583 | 30000 | 0 | 117593.5583 | 117593.5583 | 0 | 7050 | 0 | 0 | 0 | 0 | 0
2022-01-31 03:00 | 0 | 0 | 35584 | 0 | 634 | 0 | 3 | 30000 | 3 | 0 | 30000 | 631942.2948 | 19 | 7050 | 2620.1349 | 148.1982 | 22950 | 147593.5583 | 30000 | 0 | 117593.5583 | 117593.5583 | 0 | 7050 | 0 | 0 | 0 | 0 | 0
2022-01-31 04:00 | 0 | 0 | 35584 | 0 | 634 | 0 | 3 | 30000 | 3 | 0 | 30000 | 601942.2948 | 19 | 7050 | 2620.1349 | 148.1982 | 22950 | 147593.5583 | 30000 | 0 | 117593.5583 | 117593.5583 | 0 | 7050 | 0 | 0 | 0 | 0 | 0
2022-01-31 05:00 | 0 | 0 | 35584 | 0 | 634 | 0 | 3 | 30000 | 3 | 0 | 30000 | 571942.2948 | 19 | 7050 | 2620.1349 | 148.1982 | 22950 | 147593.5583 | 30000 | 0 | 117593.5583 | 117593.5583 | 0 | 7050 | 0 | 0 | 0 | 0 | 0
2022-01-31 06:00 | 0 | 0 | 35584 | 0 | 634 | 0 | 3 | 30000 | 3 | 0 | 30000 | 541942.2948 | 19 | 7050 | 2620.1349 | 148.1982 | 22950 | 147593.5583 | 30000 | 0 | 117593.5583 | 117593.5583 | 0 | 7050 | 0 | 0 | 0 | 0 | 0
2022-01-31 07:00 | 0.0191 | 0.00085 | 35584 | 659.2648 | 634 | 90.1041 | 3 | 30000 | 3 | 90.1041 | 30000 | 511942.2948 | 19 | 7709.2634 | 2620.1349 | 162.0566 | 22950 | 147593.5583 | 30659.2634 | 0 | 116934.2949 | 116934.2949 | 659.2634 | 7050 | 0 | 0 | 0 | 0 | 0
2022-01-31 08:00 | 0.15005 | 0.09425 | 35584 | 5179.1978 | 634 | 9990.9524 | 3 | 27270.8131 | 2.7271 | 0 | 17279.8607 | 482032.3989 | 19 | 9500 | 2620.1349 | 199.6997 | 22950 | 147593.5583 | 32450 | 0 | 115143.5583 | 115143.5583 | 5179.1869 | 4320.8131 | 0 | 0 | 0 | 0 | 0
2022-01-31 09:00 | 0.28898 | 0.13613 | 35584 | 9974.5724 | 634 | 14430.4334 | 3 | 22475.4486 | 2.2475 | 0 | 8045.0152 | 464752.5382 | 19 | 9500 | 2620.1349 | 199.6997 | 22950 | 147593.5583 | 32450 | 0 | 115143.5583 | 115143.5583 | 0 | 9500 | 0 | 0 | 0 | 0 | 0
2022-01-31 10:00 | 0.41498 | 0.17045 | 35584 | 14323.6489 | 634 | 18068.5182 | 3 | 18068.5182 | 1.8069 | 0 | 0 | 456707.523 | 19 | 9442.1369 | 2620.1349 | 198.4834 | 22950 | 147593.5583 | 32392.1369 | 0 | 115201.4214 | 115201.4214 | 0 | 9442.1369 | 0 | 0 | 0 | 0 | 0
2022-01-31 11:00 | 0.4701 | 0.09263 | 35584 | 16226.1972 | 634 | 9819.2246 | 3 | 9819.2246 | 0.98192 | 0 | 0 | 456707.523 | 19 | 3095.3877 | 2620.1349 | 65.0682 | 22950 | 147593.5583 | 26045.3877 | 0 | 121548.1706 | 121548.1706 | 3095.3877 | 0 | 0 | 0 | 0 | 0 | 0
2022-01-31 12:00 | 0.47615 | 0.04509 | 35584 | 16435.022 | 634 | 4779.7564 | 3 | 16015.0127 | 1.6015 | 0 | 11235.2562 | 456707.523 | 19 | 9500 | 2620.1349 | 199.6997 | 22950 | 147593.5583 | 32450 | 0 | 115143.5583 | 115143.5583 | 9500 | 0 | 0 | 0 | 0 | 0 | 0
2022-01-31 13:00 | 0.41305 | 0.02365 | 35584 | 14257.0321 | 634 | 2507.0135 | 3 | 18192.998 | 1.8193 | 0 | 15685.9844 | 445472.2668 | 19 | 9500 | 2620.1349 | 199.6997 | 22950 | 147593.5583 | 32450 | 0 | 115143.5583 | 115143.5583 | 0 | 9500 | 0 | 0 | 0 | 0 | 0
2022-01-31 14:00 | 0.41135 | 0.13368 | 35584 | 14198.354 | 634 | 14170.7217 | 3 | 14170.7217 | 1.4171 | 0 | 0 | 429786.2823 | 19 | 5419.0458 | 2620.1349 | 113.9139 | 22950 | 147593.5583 | 28369.0458 | 0 | 119224.5125 | 119224.5125 | 0 | 5419.0458 | 0 | 0 | 0 | 0 | 0
2022-01-31 15:00 | 0.2791 | 0.1083 | 35584 | 9633.5496 | 634 | 11480.3198 | 3 | 22816.4707 | 2.2816 | 0 | 11336.1509 | 429786.2823 | 19 | 9500 | 2620.1349 | 199.6997 | 22950 | 147593.5583 | 32450 | 0 | 115143.5583 | 115143.5583 | 0 | 9500 | 0 | 0 | 0 | 0 | 0
2022-01-31 16:00 | 0.15557 | 0.04026 | 35584 | 5369.7288 | 634 | 4267.7532 | 3 | 27080.2825 | 2.708 | 0 | 22812.5293 | 418450.1315 | 19 | 9500 | 2620.1349 | 199.6997 | 22950 | 147593.5583 | 32450 | 0 | 115143.5583 | 115143.5583 | 5369.7175 | 4130.2825 | 0 | 0 | 0 | 0 | 0
2022-01-31 17:00 | 0.03048 | 0.00034 | 35584 | 1052.0623 | 634 | 36.0416 | 3 | 30000 | 3 | 36.0416 | 30000 | 395637.6022 | 19 | 8102.0601 | 2620.1349 | 170.3136 | 22950 | 147593.5583 | 31052.0601 | 0 | 116541.4982 | 116541.4982 | 1052.0601 | 7050 | 0 | 0 | 0 | 0 | 0
2022-01-31 18:00 | 0 | 0 | 35584 | 0 | 634 | 0 | 3 | 30000 | 3 | 0 | 30000 | 365673.6438 | 19 | 7050 | 2620.1349 | 148.1982 | 22950 | 147593.5583 | 30000 | 0 | 117593.5583 | 117593.5583 | 0 | 7050 | 0 | 0 | 0 | 0 | 0
2022-01-31 19:00 | 0 | 0 | 35584 | 0 | 634 | 0 | 3 | 30000 | 3 | 0 | 30000 | 335673.6438 | 19 | 7050 | 2620.1349 | 148.1982 | 22950 | 147593.5583 | 30000 | 0 | 117593.5583 | 117593.5583 | 0 | 7050 | 0 | 0 | 0 | 0 | 0
2022-01-31 20:00 | 0 | 0 | 35584 | 0 | 634 | 0 | 3 | 30000 | 3 | 0 | 30000 | 305673.6438 | 19 | 7050 | 2620.1349 | 148.1982 | 22950 | 147593.5583 | 30000 | 0 | 117593.5583 | 117593.5583 | 0 | 7050 | 0 | 0 | 0 | 0 | 0
2022-01-31 21:00 | 0 | 0 | 35584 | 0 | 634 | 0 | 3 | 30000 | 3 | 0 | 30000 | 275673.6438 | 19 | 7050 | 2620.1349 | 148.1982 | 22950 | 147593.5583 | 30000 | 0 | 117593.5583 | 117593.5583 | 0 | 7050 | 0 | 0 | 0 | 0 | 0
2022-01-31 22:00 | 0 | 0 | 35584 | 0 | 634 | 0 | 3 | 30000 | 3 | 0 | 30000 | 245673.6438 | 19 | 7050 | 2620.1349 | 148.1982 | 22950 | 147593.5583 | 30000 | 0 | 117593.5583 | 117593.5583 | 0 | 7050 | 0 | 0 | 0 | 0 | 0
2022-01-31 23:00 | 0 | 0 | 35584 | 0 | 634 | 0 | 3 | 22950 | 2.295 | 0 | 22950 | 215673.6438 | 19 | 0 | 2620.1349 | 0 | 22950 | 147593.5583 | 22950 | 0 | 124643.5583 | 124643.5583 | 0 | 0 | 0 | 0 | 0 | 0 | 0
2022-02-01 | 0 | 0 | 35584 | 0 | 634 | 0 | 3 | 30000 | 3 | 0 | 30000 | 192723.6438 | 19 | 6070.8333 | 2768.1418 | 127.6151 | 23929.1667 | 155613.6259 | 30000 | 0 | 125613.6259 | 125613.6259 | 0 | 6070.8333 | 0 | 0 | 0 | 0 | 0
2022-02-01 01:00 | 0 | 0 | 35584 | 0 | 634 | 0 | 3 | 23929.1667 | 2.3929 | 0 | 23929.1667 | 162723.6438 | 19 | 0 | 2768.1418 | 0 | 23929.1667 | 155613.6259 | 23929.1667 | 0 | 131684.4592 | 131684.4592 | 0 | 0 | 0 | 0 | 0 | 0 | 0
2022-02-01 02:00 | 0 | 0 | 35584 | 0 | 634 | 0 | 3 | 23929.1667 | 2.3929 | 0 | 23929.1667 | 138794.4772 | 19 | 0 | 2768.1418 | 0 | 23929.1667 | 155613.6259 | 23929.1667 | 0 | 131684.4592 | 131684.4592 | 0 | 0 | 0 | 0 | 0 | 0 | 0
2022-02-01 03:00 | 0 | 0 | 35584 | 0 | 634 | 0 | 3 | 23929.1667 | 2.3929 | 0 | 23929.1667 | 114865.3105 | 19 | 0 | 2768.1418 | 0 | 23929.1667 | 155613.6259 | 23929.1667 | 0 | 131684.4592 | 131684.4592 | 0 | 0 | 0 | 0 | 0 | 0 | 0
2022-02-01 04:00 | 0 | 0 | 35584 | 0 | 634 | 0 | 3 | 23929.1667 | 2.3929 | 0 | 23929.1667 | 90936.1438 | 19 | 0 | 2768.1418 | 0 | 23929.1667 | 155613.6259 | 23929.1667 | 0 | 131684.4592 | 131684.4592 | 0 | 0 | 0 | 0 | 0 | 0 | 0
2022-02-01 05:00 | 0 | 0 | 35584 | 0 | 634 | 0 | 3 | 23929.1667 | 2.3929 | 0 | 23929.1667 | 67006.9772 | 19 | 0 | 2768.1418 | 0 | 23929.1667 | 155613.6259 | 23929.1667 | 0 | 131684.4592 | 131684.4592 | 0 | 0 | 0 | 0 | 0 | 0 | 0
2022-02-01 06:00 | 0 | 0 | 35584 | 0 | 634 | 0 | 3 | 23929.1667 | 2.3929 | 0 | 23929.1667 | 43077.8105 | 19 | 0 | 2768.1418 | 0 | 23929.1667 | 155613.6259 | 23929.1667 | 0 | 131684.4592 | 131684.4592 | 0 | 0 | 0 | 0 | 0 | 0 | 0
2022-02-01 07:00 | 0.02367 | 0.03739 | 35584 | 817.0051 | 634 | 3963.5195 | 3 | 23112.1633 | 2.3112 | 0 | 19148.6438 | 19148.6438 | 19 | 0 | 2768.1418 | 0 | 23929.1667 | 155613.6259 | 23929.1667 | 0 | 131684.4592 | 131684.4592 | 0 | 0 | 0 | 0 | 0 | 0 | 0
2022-02-01 08:00 | 0.20385 | 0.52011 | 35584 | 7036.1844 | 634 | 55134.1565 | 3 | 23929.1667 | 2.3929 | 31204.9899 | 0 | 0 | 19 | 7036.1696 | 2768.1418 | 147.9075 | 23929.1667 | 155613.6259 | 30965.3363 | 0 | 124648.2896 | 124648.2896 | 7036.1696 | 0 | 0 | 0 | 0 | 0 | 0
2022-02-01 09:00 | 0.41077 | 0.74436 | 35584 | 14178.3345 | 634 | 78905.7329 | 3 | 9750.862 | 0.97509 | 69154.8709 | 0 | 31204.9899 | 19 | 0 | 2768.1418 | 0 | 23929.1667 | 155613.6259 | 23929.1667 | 0 | 131684.4592 | 131684.4592 | 0 | 0 | 0 | 0 | 0 | 0 | 0
2022-02-01 10:00 | 0.58167 | 0.86866 | 35584 | 20077.2009 | 634 | 92082.1296 | 3 | 3852.008 | 0.3852 | 88230.1216 | 0 | 100359.8608 | 19 | 0 | 2768.1418 | 0 | 23929.1667 | 155613.6259 | 23929.1667 | 0 | 131684.4592 | 131684.4592 | 0 | 0 | 0 | 0 | 0 | 0 | 0
2022-02-01 11:00 | 0.69138 | 0.91985 | 35584 | 23864.0039 | 634 | 97508.5153 | 3 | 65.213 | 0.0065213 | 97443.3023 | 0 | 188589.9823 | 19 | 0 | 2768.1418 | 0 | 23929.1667 | 155613.6259 | 23929.1667 | 0 | 131684.4592 | 131684.4592 | 0 | 0 | 0 | 0 | 0 | 0 | 0
2022-02-01 12:00 | 0.71703 | 0.81287 | 35584 | 24749.3517 | 634 | 86168.1218 | 3 | 8679.8671 | 0.86799 | 77488.2547 | 0 | 286033.2846 | 19 | 9500 | 2768.1418 | 199.6997 | 23929.1667 | 155613.6259 | 33429.1667 | 0 | 122184.4592 | 122184.4592 | 820.1329 | 8679.8671 | 0 | 0 | 0 | 0 | 0
2022-02-01 13:00 | 0.69162 | 0.81813 | 35584 | 23872.2879 | 634 | 86725.707 | 3 | 9556.929 | 0.95569 | 86725.707 | 9556.929 | 363521.5393 | 19 | 9500 | 2768.1418 | 199.6997 | 23929.1667 | 155613.6259 | 33429.1667 | 0 | 122184.4592 | 122184.4592 | 9500 | 0 | 0 | 0 | 0 | 0 | 0
2022-02-01 14:00 | 0.59492 | 0.78708 | 35584 | 20534.5443 | 634 | 83434.258 | 3 | 12894.6656 | 1.2895 | 70539.5924 | 0 | 440690.3173 | 19 | 9500 | 2768.1418 | 199.6997 | 23929.1667 | 155613.6259 | 33429.1667 | 0 | 122184.4592 | 122184.4592 | 0 | 9500 | 0 | 0 | 0 | 0 | 0
2022-02-01 15:00 | 0.43415 | 0.67407 | 35584 | 14985.3298 | 634 | 71454.6555 | 3 | 18443.8684 | 1.8444 | 53010.7871 | 0 | 511229.9096 | 19 | 9500 | 2768.1418 | 199.6997 | 23929.1667 | 155613.6259 | 33429.1667 | 0 | 122184.4592 | 122184.4592 | 9500 | 0 | 0 | 0 | 0 | 0 | 0
2022-02-01 16:00 | 0.23548 | 0.49249 | 35584 | 8127.9407 | 634 | 52206.304 | 3 | 15801.2431 | 1.5801 | 36405.0609 | 0 | 564240.6968 | 19 | 0 | 2768.1418 | 0 | 23929.1667 | 155613.6259 | 23929.1667 | 0 | 131684.4592 | 131684.4592 | 0 | 0 | 0 | 0 | 0 | 0 | 0
2022-02-01 17:00 | 0.0432 | 0.087 | 35584 | 1491.1119 | 634 | 9222.4176 | 3 | 30000 | 3 | 0 | 20777.5824 | 600645.7576 | 19 | 7561.9421 | 2768.1418 | 158.9597 | 23929.1667 | 155613.6259 | 31491.1088 | 0 | 124122.5171 | 124122.5171 | 1491.1088 | 6070.8333 | 0 | 0 | 0 | 0 | 0
2022-02-01 18:00 | 0 | 0 | 35584 | 0 | 634 | 0 | 3 | 30000 | 3 | 0 | 30000 | 579868.1752 | 19 | 6070.8333 | 2768.1418 | 127.6151 | 23929.1667 | 155613.6259 | 30000 | 0 | 125613.6259 | 125613.6259 | 0 | 6070.8333 | 0 | 0 | 0 | 0 | 0
2022-02-01 19:00 | 0 | 0 | 35584 | 0 | 634 | 0 | 3 | 30000 | 3 | 0 | 30000 | 549868.1752 | 19 | 6070.8333 | 2768.1418 | 127.6151 | 23929.1667 | 155613.6259 | 30000 | 0 | 125613.6259 | 125613.6259 | 0 | 6070.8333 | 0 | 0 | 0 | 0 | 0
2022-02-01 20:00 | 0 | 0 | 35584 | 0 | 634 | 0 | 3 | 30000 | 3 | 0 | 30000 | 519868.1752 | 19 | 6070.8333 | 2768.1418 | 127.6151 | 23929.1667 | 155613.6259 | 30000 | 0 | 125613.6259 | 125613.6259 | 0 | 6070.8333 | 0 | 0 | 0 | 0 | 0
2022-02-01 21:00 | 0 | 0 | 35584 | 0 | 634 | 0 | 3 | 30000 | 3 | 0 | 30000 | 489868.1752 | 19 | 6070.8333 | 2768.1418 | 127.6151 | 23929.1667 | 155613.6259 | 30000 | 0 | 125613.6259 | 125613.6259 | 0 | 6070.8333 | 0 | 0 | 0 | 0 | 0
2022-02-01 22:00 | 0 | 0 | 35584 | 0 | 634 | 0 | 3 | 30000 | 3 | 0 | 30000 | 459868.1752 | 19 | 6070.8333 | 2768.1418 | 127.6151 | 23929.1667 | 155613.6259 | 30000 | 0 | 125613.6259 | 125613.6259 | 0 | 6070.8333 | 0 | 0 | 0 | 0 | 0
2022-02-01 23:00 | 0 | 0 | 35584 | 0 | 634 | 0 | 3 | 30000 | 3 | 0 | 30000 | 429868.1752 | 19 | 6070.8333 | 2768.1418 | 127.6151 | 23929.1667 | 155613.6259 | 30000 | 0 | 125613.6259 | 125613.6259 | 0 | 6070.8333 | 0 | 0 | 0 | 0 | 0
2022-02-02 | 0 | 0 | 35584 | 0 | 634 | 0 | 3 | 30000 | 3 | 0 | 30000 | 399868.1752 | 19 | 6483.3333 | 2768.1418 | 136.2863 | 23516.6667 | 155201.1259 | 30000 | 0 | 125201.1259 | 125201.1259 | 0 | 6483.3333 | 0 | 0 | 0 | 0 | 0
2022-02-02 01:00 | 0 | 0 | 35584 | 0 | 634 | 0 | 3 | 30000 | 3 | 0 | 30000 | 369868.1752 | 19 | 6483.3333 | 2768.1418 | 136.2863 | 23516.6667 | 155201.1259 | 30000 | 0 | 125201.1259 | 125201.1259 | 0 | 6483.3333 | 0 | 0 | 0 | 0 | 0
2022-02-02 02:00 | 0 | 0 | 35584 | 0 | 634 | 0 | 3 | 30000 | 3 | 0 | 30000 | 339868.1752 | 19 | 6483.3333 | 2768.1418 | 136.2863 | 23516.6667 | 155201.1259 | 30000 | 0 | 125201.1259 | 125201.1259 | 0 | 6483.3333 | 0 | 0 | 0 | 0 | 0
2022-02-02 03:00 | 0 | 0 | 35584 | 0 | 634 | 0 | 3 | 30000 | 3 | 0 | 30000 | 309868.1752 | 19 | 6483.3333 | 2768.1418 | 136.2863 | 23516.6667 | 155201.1259 | 30000 | 0 | 125201.1259 | 125201.1259 | 0 | 6483.3333 | 0 | 0 | 0 | 0 | 0
2022-02-02 04:00 | 0 | 0 | 35584 | 0 | 634 | 0 | 3 | 30000 | 3 | 0 | 30000 | 279868.1752 | 19 | 6483.3333 | 2768.1418 | 136.2863 | 23516.6667 | 155201.1259 | 30000 | 0 | 125201.1259 | 125201.1259 | 0 | 6483.3333 | 0 | 0 | 0 | 0 | 0
2022-02-02 05:00 | 0 | 0 | 35584 | 0 | 634 | 0 | 3 | 30000 | 3 | 0 | 30000 | 249868.1752 | 19 | 6483.3333 | 2768.1418 | 136.2863 | 23516.6667 | 155201.1259 | 30000 | 0 | 125201.1259 | 125201.1259 | 0 | 6483.3333 | 0 | 0 | 0 | 0 | 0
2022-02-02 06:00 | 0 | 0 | 35584 | 0 | 634 | 0 | 3 | 30000 | 3 | 0 | 30000 | 219868.1752 | 19 | 6483.3333 | 2768.1418 | 136.2863 | 23516.6667 | 155201.1259 | 30000 | 0 | 125201.1259 | 125201.1259 | 0 | 6483.3333 | 0 | 0 | 0 | 0 | 0
2022-02-02 07:00 | 0.0259 | 0.04367 | 35584 | 893.9768 | 634 | 4629.2296 | 3 | 30000 | 3 | 0 | 25370.7704 | 189868.1752 | 19 | 7377.3083 | 2768.1418 | 155.0786 | 23516.6667 | 155201.1259 | 30893.9749 | 0 | 124307.151 | 124307.151 | 893.9749 | 6483.3333 | 0 | 0 | 0 | 0 | 0
2022-02-02 08:00 | 0.21202 | 0.53017 | 35584 | 7318.1841 | 634 | 56200.5648 | 3 | 25698.498 | 2.5698 | 30502.0668 | 0 | 164497.4049 | 19 | 9500 | 2768.1418 | 199.6997 | 23516.6667 | 155201.1259 | 33016.6667 | 0 | 122184.4592 | 122184.4592 | 7318.1687 | 2181.8313 | 0 | 0 | 0 | 0 | 0
2022-02-02 09:00 | 0.42108 | 0.74542 | 35584 | 14534.1994 | 634 | 79018.098 | 3 | 18482.4979 | 1.8482 | 60535.6001 | 0 | 194999.4717 | 19 | 9500 | 2768.1418 | 199.6997 | 23516.6667 | 155201.1259 | 33016.6667 | 0 | 122184.4592 | 122184.4592 | 9500 | 0 | 0 | 0 | 0 | 0 | 0
2022-02-02 10:00 | 0.59242 | 0.8536 | 35584 | 20448.2531 | 634 | 90485.6973 | 3 | 12568.4566 | 1.2568 | 77917.2406 | 0 | 255535.0718 | 19 | 9500 | 2768.1418 | 199.6997 | 23516.6667 | 155201.1259 | 33016.6667 | 0 | 122184.4592 | 122184.4592 | 0 | 9500 | 0 | 0 | 0 | 0 | 0
2022-02-02 11:00 | 0.70517 | 0.9017 | 35584 | 24339.9862 | 634 | 95584.5282 | 3 | 8676.7317 | 0.86767 | 86907.7964 | 0 | 333452.3125 | 19 | 9500 | 2768.1418 | 199.6997 | 23516.6667 | 155201.1259 | 33016.6667 | 0 | 122184.4592 | 122184.4592 | 823.2683 | 8676.7317 | 0 | 0 | 0 | 0 | 0
2022-02-02 12:00 | 0.73783 | 0.85353 | 35584 | 25467.2944 | 634 | 90478.2769 | 3 | 7549.4258 | 0.75494 | 82928.8511 | 0 | 420360.1089 | 19 | 9500 | 2768.1418 | 199.6997 | 23516.6667 | 155201.1259 | 33016.6667 | 0 | 122184.4592 | 122184.4592 | 9500 | 0 | 0 | 0 | 0 | 0 | 0
2022-02-02 13:00 | 0.70755 | 0.82966 | 35584 | 24422.1354 | 634 | 87947.9424 | 3 | 8594.5827 | 0.85946 | 79353.3597 | 0 | 503288.96 | 19 | 9500 | 2768.1418 | 199.6997 | 23516.6667 | 155201.1259 | 33016.6667 | 0 | 122184.4592 | 122184.4592 | 905.4173 | 8594.5827 | 0 | 0 | 0 | 0 | 0
2022-02-02 14:00 | 0.60497 | 0.77333 | 35584 | 20881.4349 | 634 | 81976.692 | 3 | 12135.2757 | 1.2135 | 69841.4163 | 0 | 582642.3197 | 19 | 9500 | 2768.1418 | 199.6997 | 23516.6667 | 155201.1259 | 33016.6667 | 0 | 122184.4592 | 122184.4592 | 0 | 9500 | 0 | 0 | 0 | 0 | 0
2022-02-02 15:00 | 0.44188 | 0.65189 | 35584 | 15252.1422 | 634 | 69103.4691 | 3 | 17764.5566 | 1.7765 | 51338.9125 | 0 | 652483.736 | 19 | 9500 | 2768.1418 | 199.6997 | 23516.6667 | 155201.1259 | 33016.6667 | 0 | 122184.4592 | 122184.4592 | 9500 | 0 | 0 | 0 | 0 | 0 | 0
2022-02-02 16:00 | 0.24052 | 0.45918 | 35584 | 8301.9038 | 634 | 48675.2841 | 3 | 23516.6667 | 2.3517 | 25158.6174 | 0 | 703822.6485 | 19 | 8301.8863 | 2768.1418 | 174.5141 | 23516.6667 | 155201.1259 | 31818.553 | 0 | 123382.5729 | 123382.5729 | 8301.8863 | 0 | 0 | 0 | 0 | 0 | 0
2022-02-02 17:00 | 0.04497 | 0.06009 | 35584 | 1552.2061 | 634 | 6369.8284 | 3 | 30000 | 3 | 0 | 23630.1716 | 728981.2659 | 19 | 8035.5362 | 2768.1418 | 168.9152 | 23516.6667 | 155201.1259 | 31552.2028 | 0 | 123648.9231 | 123648.9231 | 1552.2028 | 6483.3333 | 0 | 0 | 0 | 0 | 0
2022-02-02 18:00 | 0 | 0 | 35584 | 0 | 634 | 0 | 3 | 30000 | 3 | 0 | 30000 | 705351.0943 | 19 | 6483.3333 | 2768.1418 | 136.2863 | 23516.6667 | 155201.1259 | 30000 | 0 | 125201.1259 | 125201.1259 | 0 | 6483.3333 | 0 | 0 | 0 | 0 | 0
2022-02-02 19:00 | 0 | 0 | 35584 | 0 | 634 | 0 | 3 | 30000 | 3 | 0 | 30000 | 675351.0943 | 19 | 6483.3333 | 2768.1418 | 136.2863 | 23516.6667 | 155201.1259 | 30000 | 0 | 125201.1259 | 125201.1259 | 0 | 6483.3333 | 0 | 0 | 0 | 0 | 0
2022-02-02 20:00 | 0 | 0 | 35584 | 0 | 634 | 0 | 3 | 30000 | 3 | 0 | 30000 | 645351.0943 | 19 | 6483.3333 | 2768.1418 | 136.2863 | 23516.6667 | 155201.1259 | 30000 | 0 | 125201.1259 | 125201.1259 | 0 | 6483.3333 | 0 | 0 | 0 | 0 | 0
2022-02-02 21:00 | 0 | 0 | 35584 | 0 | 634 | 0 | 3 | 30000 | 3 | 0 | 30000 | 615351.0943 | 19 | 6483.3333 | 2768.1418 | 136.2863 | 23516.6667 | 155201.1259 | 30000 | 0 | 125201.1259 | 125201.1259 | 0 | 6483.3333 | 0 | 0 | 0 | 0 | 0
2022-02-02 22:00 | 0 | 0 | 35584 | 0 | 634 | 0 | 3 | 30000 | 3 | 0 | 30000 | 585351.0943 | 19 | 6483.3333 | 2768.1418 | 136.2863 | 23516.6667 | 155201.1259 | 30000 | 0 | 125201.1259 | 125201.1259 | 0 | 6483.3333 | 0 | 0 | 0 | 0 | 0
2022-02-02 23:00 | 0 | 0 | 35584 | 0 | 634 | 0 | 3 | 30000 | 3 | 0 | 30000 | 555351.0943 | 19 | 6483.3333 | 2768.1418 | 136.2863 | 23516.6667 | 155201.1259 | 30000 | 0 | 125201.1259 | 125201.1259 | 0 | 6483.3333 | 0 | 0 | 0 | 0 | 0
2022-02-03 | 0 | 0 | 35584 | 0 | 634 | 0 | 3 | 30000 | 3 | 0 | 30000 | 525351.0943 | 19 | 5620.8333 | 2768.1418 | 118.1557 | 24379.1667 | 156063.6259 | 30000 | 0 | 126063.6259 | 126063.6259 | 0 | 5620.8333 | 0 | 0 | 0 | 0 | 0
2022-02-03 01:00 | 0 | 0 | 35584 | 0 | 634 | 0 | 3 | 30000 | 3 | 0 | 30000 | 495351.0943 | 19 | 5620.8333 | 2768.1418 | 118.1557 | 24379.1667 | 156063.6259 | 30000 | 0 | 126063.6259 | 126063.6259 | 0 | 5620.8333 | 0 | 0 | 0 | 0 | 0
2022-02-03 02:00 | 0 | 0 | 35584 | 0 | 634 | 0 | 3 | 30000 | 3 | 0 | 30000 | 465351.0943 | 19 | 5620.8333 | 2768.1418 | 118.1557 | 24379.1667 | 156063.6259 | 30000 | 0 | 126063.6259 | 126063.6259 | 0 | 5620.8333 | 0 | 0 | 0 | 0 | 0
2022-02-03 03:00 | 0 | 0 | 35584 | 0 | 634 | 0 | 3 | 30000 | 3 | 0 | 30000 | 435351.0943 | 19 | 5620.8333 | 2768.1418 | 118.1557 | 24379.1667 | 156063.6259 | 30000 | 0 | 126063.6259 | 126063.6259 | 0 | 5620.8333 | 0 | 0 | 0 | 0 | 0
2022-02-03 04:00 | 0 | 0 | 35584 | 0 | 634 | 0 | 3 | 30000 | 3 | 0 | 30000 | 405351.0943 | 19 | 5620.8333 | 2768.1418 | 118.1557 | 24379.1667 | 156063.6259 | 30000 | 0 | 126063.6259 | 126063.6259 | 0 | 5620.8333 | 0 | 0 | 0 | 0 | 0
2022-02-03 05:00 | 0 | 0 | 35584 | 0 | 634 | 0 | 3 | 30000 | 3 | 0 | 30000 | 375351.0943 | 19 | 5620.8333 | 2768.1418 | 118.1557 | 24379.1667 | 156063.6259 | 30000 | 0 | 126063.6259 | 126063.6259 | 0 | 5620.8333 | 0 | 0 | 0 | 0 | 0
2022-02-03 06:00 | 0 | 0 | 35584 | 0 | 634 | 0 | 3 | 30000 | 3 | 0 | 30000 | 345351.0943 | 19 | 5620.8333 | 2768.1418 | 118.1557 | 24379.1667 | 156063.6259 | 30000 | 0 | 126063.6259 | 126063.6259 | 0 | 5620.8333 | 0 | 0 | 0 | 0 | 0
2022-02-03 07:00 | 0.0209 | 0.00683 | 35584 | 721.3944 | 634 | 724.0128 | 3 | 30000 | 3 | 0 | 29275.9872 | 315351.0943 | 19 | 6342.2262 | 2768.1418 | 133.3201 | 24379.1667 | 156063.6259 | 30721.3929 | 0 | 125342.233 | 125342.233 | 721.3929 | 5620.8333 | 0 | 0 | 0 | 0 | 0
2022-02-03 08:00 | 0.1787 | 0.19476 | 35584 | 6168.095 | 634 | 20645.4948 | 3 | 24379.1667 | 2.4379 | 0 | 3733.6718 | 286075.1071 | 19 | 6168.082 | 2768.1418 | 129.6594 | 24379.1667 | 156063.6259 | 30547.2487 | 0 | 125516.3772 | 125516.3772 | 6168.082 | 0 | 0 | 0 | 0 | 0 | 0
2022-02-03 09:00 | 0.37377 | 0.47296 | 35584 | 12901.2247 | 634 | 50136.0302 | 3 | 11477.9691 | 1.1478 | 38658.0611 | 0 | 282341.4353 | 19 | 0 | 2768.1418 | 0 | 24379.1667 | 156063.6259 | 24379.1667 | 0 | 131684.4592 | 131684.4592 | 0 | 0 | 0 | 0 | 0 | 0 | 0
2022-02-03 10:00 | 0.55915 | 0.72023 | 35584 | 19299.8898 | 634 | 76347.8371 | 3 | 14579.3175 | 1.4579 | 76347.8371 | 14579.3175 | 320999.4964 | 19 | 9500 | 2768.1418 | 199.6997 | 24379.1667 | 156063.6259 | 33879.1667 | 0 | 122184.4592 | 122184.4592 | 9500 | 0 | 0 | 0 | 0 | 0 | 0
2022-02-03 11:00 | 0.6622 | 0.7353 | 35584 | 22856.8131 | 634 | 77945.3294 | 3 | 11022.4017 | 1.1022 | 66922.9277 | 0 | 382768.016 | 19 | 9500 | 2768.1418 | 199.6997 | 24379.1667 | 156063.6259 | 33879.1667 | 0 | 122184.4592 | 122184.4592 | 0 | 9500 | 0 | 0 | 0 | 0 | 0
2022-02-03 12:00 | 0.66135 | 0.50145 | 35584 | 22827.474 | 634 | 53156.107 | 3 | 6670.0467 | 0.667 | 46486.0603 | 0 | 449690.9437 | 19 | 5118.306 | 2768.1418 | 107.592 | 24379.1667 | 156063.6259 | 29497.4727 | 0 | 126566.1532 | 126566.1532 | 5118.306 | 0 | 0 | 0 | 0 | 0 | 0
2022-02-03 13:00 | 0.62228 | 0.52051 | 35584 | 21478.9152 | 634 | 55176.5584 | 3 | 2900.2967 | 0.29003 | 52276.2617 | 0 | 496177.0039 | 19 | 0 | 2768.1418 | 0 | 24379.1667 | 156063.6259 | 24379.1667 | 0 | 131684.4592 | 131684.4592 | 0 | 0 | 0 | 0 | 0 | 0 | 0
2022-02-03 14:00 | 0.52667 | 0.42616 | 35584 | 18178.7945 | 634 | 45175.0056 | 3 | 15700.4104 | 1.57 | 29474.5951 | 0 | 548453.2657 | 19 | 9500 | 2768.1418 | 199.6997 | 24379.1667 | 156063.6259 | 33879.1667 | 0 | 122184.4592 | 122184.4592 | 9500 | 0 | 0 | 0 | 0 | 0 | 0
2022-02-03 15:00 | 0.3863 | 0.39177 | 35584 | 13333.7162 | 634 | 41529.5005 | 3 | 20545.4785 | 2.0545 | 20984.022 | 0 | 577927.8608 | 19 | 9500 | 2768.1418 | 199.6997 | 24379.1667 | 156063.6259 | 33879.1667 | 0 | 122184.4592 | 122184.4592 | 9500 | 0 | 0 | 0 | 0 | 0 | 0
2022-02-03 16:00 | 0.2134 | 0.2828 | 35584 | 7365.8168 | 634 | 29978.1574 | 3 | 26513.3653 | 2.6513 | 3464.7921 | 0 | 598911.8828 | 19 | 9500 | 2768.1418 | 199.6997 | 24379.1667 | 156063.6259 | 33879.1667 | 0 | 122184.4592 | 122184.4592 | 7365.8013 | 2134.1987 | 0 | 0 | 0 | 0 | 0
2022-02-03 17:00 | 0.0434 | 0.03756 | 35584 | 1498.0152 | 634 | 3981.5403 | 3 | 30000 | 3 | 0 | 26018.4597 | 602376.6749 | 19 | 7118.8454 | 2768.1418 | 149.6454 | 24379.1667 | 156063.6259 | 31498.0121 | 0 | 124565.6138 | 124565.6138 | 1498.0121 | 5620.8333 | 0 | 0 | 0 | 0 | 0
2022-02-03 18:00 | 0 | 0 | 35584 | 0 | 634 | 0 | 3 | 30000 | 3 | 0 | 30000 | 576358.2152 | 19 | 5620.8333 | 2768.1418 | 118.1557 | 24379.1667 | 156063.6259 | 30000 | 0 | 126063.6259 | 126063.6259 | 0 | 5620.8333 | 0 | 0 | 0 | 0 | 0
2022-02-03 19:00 | 0 | 0 | 35584 | 0 | 634 | 0 | 3 | 30000 | 3 | 0 | 30000 | 546358.2152 | 19 | 5620.8333 | 2768.1418 | 118.1557 | 24379.1667 | 156063.6259 | 30000 | 0 | 126063.6259 | 126063.6259 | 0 | 5620.8333 | 0 | 0 | 0 | 0 | 0
2022-02-03 20:00 | 0 | 0 | 35584 | 0 | 634 | 0 | 3 | 30000 | 3 | 0 | 30000 | 516358.2152 | 19 | 5620.8333 | 2768.1418 | 118.1557 | 24379.1667 | 156063.6259 | 30000 | 0 | 126063.6259 | 126063.6259 | 0 | 5620.8333 | 0 | 0 | 0 | 0 | 0
2022-02-03 21:00 | 0 | 0 | 35584 | 0 | 634 | 0 | 3 | 30000 | 3 | 0 | 30000 | 486358.2152 | 19 | 5620.8333 | 2768.1418 | 118.1557 | 24379.1667 | 156063.6259 | 30000 | 0 | 126063.6259 | 126063.6259 | 0 | 5620.8333 | 0 | 0 | 0 | 0 | 0
2022-02-03 22:00 | 0 | 0 | 35584 | 0 | 634 | 0 | 3 | 30000 | 3 | 0 | 30000 | 456358.2152 | 19 | 5620.8333 | 2768.1418 | 118.1557 | 24379.1667 | 156063.6259 | 30000 | 0 | 126063.6259 | 126063.6259 | 0 | 5620.8333 | 0 | 0 | 0 | 0 | 0
2022-02-03 23:00 | 0 | 0 | 35584 | 0 | 634 | 0 | 3 | 30000 | 3 | 0 | 30000 | 426358.2152 | 19 | 5620.8333 | 2768.1418 | 118.1557 | 24379.1667 | 156063.6259 | 30000 | 0 | 126063.6259 | 126063.6259 | 0 | 5620.8333 | 0 | 0 | 0 | 0 | 0
2022-02-04 | 0 | 0 | 35584 | 0 | 634 | 0 | 3 | 22620.8333 | 2.2621 | 0 | 22620.8333 | 396358.2152 | 19 | 0 | 2768.1418 | 0 | 22620.8333 | 154305.2926 | 22620.8333 | 0 | 131684.4592 | 131684.4592 | 0 | 0 | 0 | 0 | 0 | 0 | 0
2022-02-04 01:00 | 0 | 0 | 35584 | 0 | 634 | 0 | 3 | 22620.8333 | 2.2621 | 0 | 22620.8333 | 373737.3818 | 19 | 0 | 2768.1418 | 0 | 22620.8333 | 154305.2926 | 22620.8333 | 0 | 131684.4592 | 131684.4592 | 0 | 0 | 0 | 0 | 0 | 0 | 0
2022-02-04 02:00 | 0 | 0 | 35584 | 0 | 634 | 0 | 3 | 22620.8333 | 2.2621 | 0 | 22620.8333 | 351116.5485 | 19 | 0 | 2768.1418 | 0 | 22620.8333 | 154305.2926 | 22620.8333 | 0 | 131684.4592 | 131684.4592 | 0 | 0 | 0 | 0 | 0 | 0 | 0
2022-02-04 03:00 | 0 | 0 | 35584 | 0 | 634 | 0 | 3 | 30000 | 3 | 0 | 30000 | 328495.7152 | 19 | 7379.1667 | 2768.1418 | 155.1176 | 22620.8333 | 154305.2926 | 30000 | 0 | 124305.2926 | 124305.2926 | 0 | 7379.1667 | 0 | 0 | 0 | 0 | 0
2022-02-04 04:00 | 0 | 0 | 35584 | 0 | 634 | 0 | 3 | 22620.8333 | 2.2621 | 0 | 22620.8333 | 298495.7152 | 19 | 0 | 2768.1418 | 0 | 22620.8333 | 154305.2926 | 22620.8333 | 0 | 131684.4592 | 131684.4592 | 0 | 0 | 0 | 0 | 0 | 0 | 0
2022-02-04 05:00 | 0 | 0 | 35584 | 0 | 634 | 0 | 3 | 30000 | 3 | 0 | 30000 | 275874.8818 | 19 | 7379.1667 | 2768.1418 | 155.1176 | 22620.8333 | 154305.2926 | 30000 | 0 | 124305.2926 | 124305.2926 | 0 | 7379.1667 | 0 | 0 | 0 | 0 | 0
2022-02-04 06:00 | 0 | 0 | 35584 | 0 | 634 | 0 | 3 | 22620.8333 | 2.2621 | 0 | 22620.8333 | 245874.8818 | 19 | 0 | 2768.1418 | 0 | 22620.8333 | 154305.2926 | 22620.8333 | 0 | 131684.4592 | 131684.4592 | 0 | 0 | 0 | 0 | 0 | 0 | 0
2022-02-04 07:00 | 0.02142 | 0.0013 | 35584 | 739.343 | 634 | 137.8062 | 3 | 21881.4919 | 2.1881 | 0 | 21743.6856 | 223254.0485 | 19 | 0 | 2768.1418 | 0 | 22620.8333 | 154305.2926 | 22620.8333 | 0 | 131684.4592 | 131684.4592 | 0 | 0 | 0 | 0 | 0 | 0 | 0
2022-02-04 08:00 | 0.14185 | 0.06601 | 35584 | 4896.1627 | 634 | 6997.3768 | 3 | 17724.681 | 1.7725 | 0 | 10727.3041 | 201510.3629 | 19 | 0 | 2768.1418 | 0 | 22620.8333 | 154305.2926 | 22620.8333 | 0 | 131684.4592 | 131684.4592 | 0 | 0 | 0 | 0 | 0 | 0 | 0
2022-02-04 09:00 | 0.2704 | 0.12267 | 35584 | 9333.2562 | 634 | 13003.6088 | 3 | 13287.5968 | 1.3288 | 0 | 283.988 | 190783.0587 | 19 | 0 | 2768.1418 | 0 | 22620.8333 | 154305.2926 | 22620.8333 | 0 | 131684.4592 | 131684.4592 | 0 | 0 | 0 | 0 | 0 | 0 | 0
2022-02-04 10:00 | 0.37905 | 0.16599 | 35584 | 13083.4717 | 634 | 17595.7368 | 3 | 9537.3891 | 0.95374 | 8058.3476 | 0 | 190499.0708 | 19 | 0 | 2768.1418 | 0 | 22620.8333 | 154305.2926 | 22620.8333 | 0 | 131684.4592 | 131684.4592 | 0 | 0 | 0 | 0 | 0 | 0 | 0
2022-02-04 11:00 | 0.46942 | 0.21223 | 35584 | 16202.726 | 634 | 22497.3987 | 3 | 6418.1414 | 0.64181 | 16079.2573 | 0 | 198557.4184 | 19 | 0 | 2768.1418 | 0 | 22620.8333 | 154305.2926 | 22620.8333 | 0 | 131684.4592 | 131684.4592 | 0 | 0 | 0 | 0 | 0 | 0 | 0
2022-02-04 12:00 | 0.62808 | 0.56416 | 35584 | 21679.1108 | 634 | 59803.668 | 3 | 941.7682 | 0.094177 | 58861.8997 | 0 | 214636.6757 | 19 | 0 | 2768.1418 | 0 | 22620.8333 | 154305.2926 | 22620.8333 | 0 | 131684.4592 | 131684.4592 | 0 | 0 | 0 | 0 | 0 | 0 | 0
2022-02-04 13:00 | 0.57295 | 0.39389 | 35584 | 19776.2172 | 634 | 41754.2307 | 3 | 2844.6578 | 0.28447 | 38909.5729 | 0 | 273498.5754 | 19 | 0 | 2768.1418 | 0 | 22620.8333 | 154305.2926 | 22620.8333 | 0 | 131684.4592 | 131684.4592 | 0 | 0 | 0 | 0 | 0 | 0 | 0
2022-02-04 14:00 | 0.41817 | 0.18069 | 35584 | 14433.7564 | 634 | 19154.0073 | 3 | 8187.1073 | 0.81871 | 10966.9 | 0 | 312408.1484 | 19 | 0 | 2768.1418 | 0 | 22620.8333 | 154305.2926 | 22620.8333 | 0 | 131684.4592 | 131684.4592 | 0 | 0 | 0 | 0 | 0 | 0 | 0
2022-02-04 15:00 | 0.27715 | 0.21734 | 35584 | 9566.2424 | 634 | 23039.0832 | 3 | 13054.611 | 1.3055 | 9984.4722 | 0 | 323375.0484 | 19 | 0 | 2768.1418 | 0 | 22620.8333 | 154305.2926 | 22620.8333 | 0 | 131684.4592 | 131684.4592 | 0 | 0 | 0 | 0 | 0 | 0 | 0
2022-02-04 16:00 | 0.16177 | 0.12136 | 35584 | 5583.731 | 634 | 12864.7425 | 3 | 17037.1141 | 1.7037 | 0 | 4172.3716 | 333359.5206 | 19 | 0 | 2768.1418 | 0 | 22620.8333 | 154305.2926 | 22620.8333 | 0 | 131684.4592 | 131684.4592 | 0 | 0 | 0 | 0 | 0 | 0 | 0
2022-02-04 17:00 | 0.03555 | 0.00552 | 35584 | 1227.0609 | 634 | 585.1465 | 3 | 21393.7751 | 2.1394 | 0 | 20808.6286 | 329187.149 | 19 | 0 | 2768.1418 | 0 | 22620.8333 | 154305.2926 | 22620.8333 | 0 | 131684.4592 | 131684.4592 | 0 | 0 | 0 | 0 | 0 | 0 | 0
2022-02-04 18:00 | 0 | 0 | 35584 | 0 | 634 | 0 | 3 | 22620.8333 | 2.2621 | 0 | 22620.8333 | 308378.5204 | 19 | 0 | 2768.1418 | 0 | 22620.8333 | 154305.2926 | 22620.8333 | 0 | 131684.4592 | 131684.4592 | 0 | 0 | 0 | 0 | 0 | 0 | 0
2022-02-04 19:00 | 0 | 0 | 35584 | 0 | 634 | 0 | 3 | 22620.8333 | 2.2621 | 0 | 22620.8333 | 285757.6871 | 19 | 0 | 2768.1418 | 0 | 22620.8333 | 154305.2926 | 22620.8333 | 0 | 131684.4592 | 131684.4592 | 0 | 0 | 0 | 0 | 0 | 0 | 0
2022-02-04 20:00 | 0 | 0 | 35584 | 0 | 634 | 0 | 3 | 22620.8333 | 2.2621 | 0 | 22620.8333 | 263136.8538 | 19 | 0 | 2768.1418 | 0 | 22620.8333 | 154305.2926 | 22620.8333 | 0 | 131684.4592 | 131684.4592 | 0 | 0 | 0 | 0 | 0 | 0 | 0
2022-02-04 21:00 | 0 | 0 | 35584 | 0 | 634 | 0 | 3 | 22620.8333 | 2.2621 | 0 | 22620.8333 | 240516.0204 | 19 | 0 | 2768.1418 | 0 | 22620.8333 | 154305.2926 | 22620.8333 | 0 | 131684.4592 | 131684.4592 | 0 | 0 | 0 | 0 | 0 | 0 | 0
2022-02-04 22:00 | 0 | 0 | 35584 | 0 | 634 | 0 | 3 | 22620.8333 | 2.2621 | 0 | 22620.8333 | 217895.1871 | 19 | 0 | 2768.1418 | 0 | 22620.8333 | 154305.2926 | 22620.8333 | 0 | 131684.4592 | 131684.4592 | 0 | 0 | 0 | 0 | 0 | 0 | 0
2022-02-04 23:00 | 0 | 0 | 35584 | 0 | 634 | 0 | 3 | 22620.8333 | 2.2621 | 0 | 22620.8333 | 195274.3538 | 19 | 0 | 2768.1418 | 0 | 22620.8333 | 154305.2926 | 22620.8333 | 0 | 131684.4592 | 131684.4592 | 0 | 0 | 0 | 0 | 0 | 0 | 0
2022-02-05 | 0 | 0 | 35584 | 0 | 634 | 0 | 3 | 22541.6667 | 2.2542 | 0 | 22541.6667 | 172653.5204 | 19 | 0 | 2768.1418 | 0 | 22541.6667 | 154226.1259 | 22541.6667 | 0 | 131684.4592 | 131684.4592 | 0 | 0 | 0 | 0 | 0 | 0 | 0
2022-02-05 01:00 | 0 | 0 | 35584 | 0 | 634 | 0 | 3 | 22541.6667 | 2.2542 | 0 | 22541.6667 | 150111.8538 | 19 | 0 | 2768.1418 | 0 | 22541.6667 | 154226.1259 | 22541.6667 | 0 | 131684.4592 | 131684.4592 | 0 | 0 | 0 | 0 | 0 | 0 | 0
2022-02-05 02:00 | 0 | 0 | 35584 | 0 | 634 | 0 | 3 | 22541.6667 | 2.2542 | 0 | 22541.6667 | 127570.1871 | 19 | 0 | 2768.1418 | 0 | 22541.6667 | 154226.1259 | 22541.6667 | 0 | 131684.4592 | 131684.4592 | 0 | 0 | 0 | 0 | 0 | 0 | 0
2022-02-05 03:00 | 0 | 0 | 35584 | 0 | 634 | 0 | 3 | 22541.6667 | 2.2542 | 0 | 22541.6667 | 105028.5204 | 19 | 0 | 2768.1418 | 0 | 22541.6667 | 154226.1259 | 22541.6667 | 0 | 131684.4592 | 131684.4592 | 0 | 0 | 0 | 0 | 0 | 0 | 0
2022-02-05 04:00 | 0 | 0 | 35584 | 0 | 634 | 0 | 3 | 22541.6667 | 2.2542 | 0 | 22541.6667 | 82486.8538 | 19 | 0 | 2768.1418 | 0 | 22541.6667 | 154226.1259 | 22541.6667 | 0 | 131684.4592 | 131684.4592 | 0 | 0 | 0 | 0 | 0 | 0 | 0
2022-02-05 05:00 | 0 | 0 | 35584 | 0 | 634 | 0 | 3 | 22541.6667 | 2.2542 | 0 | 22541.6667 | 59945.1871 | 19 | 0 | 2768.1418 | 0 | 22541.6667 | 154226.1259 | 22541.6667 | 0 | 131684.4592 | 131684.4592 | 0 | 0 | 0 | 0 | 0 | 0 | 0
2022-02-05 06:00 | 0 | 0 | 35584 | 0 | 634 | 0 | 3 | 22541.6667 | 2.2542 | 0 | 22541.6667 | 37403.5204 | 19 | 0 | 2768.1418 | 0 | 22541.6667 | 154226.1259 | 22541.6667 | 0 | 131684.4592 | 131684.4592 | 0 | 0 | 0 | 0 | 0 | 0 | 0
2022-02-05 07:00 | 0.02662 | 0.06378 | 35584 | 918.8287 | 634 | 6760.9861 | 3 | 21622.8399 | 2.1623 | 0 | 14861.8538 | 14861.8538 | 19 | 0 | 2768.1418 | 0 | 22541.6667 | 154226.1259 | 22541.6667 | 0 | 131684.4592 | 131684.4592 | 0 | 0 | 0 | 0 | 0 | 0 | 0
2022-02-05 08:00 | 0.1888 | 0.47066 | 35584 | 6516.7114 | 634 | 49892.2192 | 3 | 20758.9486 | 2.0759 | 29133.2706 | 0 | 0 | 19 | 4733.9796 | 2768.1418 | 99.5131 | 22541.6667 | 154226.1259 | 27275.6463 | 0 | 126950.4796 | 126950.4796 | 0 | 4733.9796 | 0 | 0 | 0 | 0 | 0
2022-02-05 09:00 | 0.3533 | 0.59847 | 35584 | 12194.6724 | 634 | 63440.6927 | 3 | 10347.02 | 1.0347 | 53093.6727 | 0 | 29133.2706 | 19 | 0 | 2768.1418 | 0 | 22541.6667 | 154226.1259 | 22541.6667 | 0 | 131684.4592 | 131684.4592 | 0 | 0 | 0 | 0 | 0 | 0 | 0
2022-02-05 10:00 | 0.51317 | 0.56197 | 35584 | 17712.822 | 634 | 59571.5175 | 3 | 4828.8819 | 0.48289 | 59571.5175 | 4828.8819 | 82226.9433 | 19 | 0 | 2768.1418 | 0 | 22541.6667 | 154226.1259 | 22541.6667 | 0 | 131684.4592 | 131684.4592 | 0 | 0 | 0 | 0 | 0 | 0 | 0
2022-02-05 11:00 | 0.58905 | 0.53882 | 35584 | 20331.9325 | 634 | 57117.5063 | 3 | 2209.7769 | 0.22098 | 54907.7294 | 0 | 136969.5788 | 19 | 0 | 2768.1418 | 0 | 22541.6667 | 154226.1259 | 22541.6667 | 0 | 131684.4592 | 131684.4592 | 0 | 0 | 0 | 0 | 0 | 0 | 0
2022-02-05 12:00 | 0.5952 | 0.3184 | 35584 | 20544.2089 | 634 | 33751.9283 | 3 | 1997.501 | 0.19975 | 31754.4273 | 0 | 191877.3082 | 19 | 0 | 2768.1418 | 0 | 22541.6667 | 154226.1259 | 22541.6667 | 0 | 131684.4592 | 131684.4592 | 0 | 0 | 0 | 0 | 0 | 0 | 0
2022-02-05 13:00 | 0.53483 | 0.62596 | 35584 | 18460.449 | 634 | 66354.7646 | 3 | 4081.2565 | 0.40813 | 62273.5081 | 0 | 223631.7355 | 19 | 0 | 2768.1418 | 0 | 22541.6667 | 154226.1259 | 22541.6667 | 0 | 131684.4592 | 131684.4592 | 0 | 0 | 0 | 0 | 0 | 0 | 0
2022-02-05 14:00 | 0.42008 | 0.19241 | 35584 | 14499.6829 | 634 | 20396.3836 | 3 | 8042.0143 | 0.8042 | 12354.3693 | 0 | 285905.2436 | 19 | 0 | 2768.1418 | 0 | 22541.6667 | 154226.1259 | 22541.6667 | 0 | 131684.4592 | 131684.4592 | 0 | 0 | 0 | 0 | 0 | 0 | 0
2022-02-05 15:00 | 0.3083 | 0.24962 | 35584 | 10641.4308 | 634 | 26460.9182 | 3 | 11900.2583 | 1.19 | 14560.6599 | 0 | 298259.6129 | 19 | 0 | 2768.1418 | 0 | 22541.6667 | 154226.1259 | 22541.6667 | 0 | 131684.4592 | 131684.4592 | 0 | 0 | 0 | 0 | 0 | 0 | 0
2022-02-05 16:00 | 0.17545 | 0.20727 | 35584 | 6055.9164 | 634 | 21971.6149 | 3 | 16485.763 | 1.6486 | 5485.8519 | 0 | 312820.2728 | 19 | 0 | 2768.1418 | 0 | 22541.6667 | 154226.1259 | 22541.6667 | 0 | 131684.4592 | 131684.4592 | 0 | 0 | 0 | 0 | 0 | 0 | 0
2022-02-05 17:00 | 0.04172 | 0.06779 | 35584 | 1440.0275 | 634 | 7186.0654 | 3 | 21101.6422 | 2.1102 | 0 | 13915.5768 | 318306.1247 | 19 | 0 | 2768.1418 | 0 | 22541.6667 | 154226.1259 | 22541.6667 | 0 | 131684.4592 | 131684.4592 | 0 | 0 | 0 | 0 | 0 | 0 | 0
2022-02-05 18:00 | 0 | 0 | 35584 | 0 | 634 | 0 | 3 | 22541.6667 | 2.2542 | 0 | 22541.6667 | 304390.5479 | 19 | 0 | 2768.1418 | 0 | 22541.6667 | 154226.1259 | 22541.6667 | 0 | 131684.4592 | 131684.4592 | 0 | 0 | 0 | 0 | 0 | 0 | 0
2022-02-05 19:00 | 0 | 0 | 35584 | 0 | 634 | 0 | 3 | 22541.6667 | 2.2542 | 0 | 22541.6667 | 281848.8812 | 19 | 0 | 2768.1418 | 0 | 22541.6667 | 154226.1259 | 22541.6667 | 0 | 131684.4592 | 131684.4592 | 0 | 0 | 0 | 0 | 0 | 0 | 0
2022-02-05 20:00 | 0 | 0 | 35584 | 0 | 634 | 0 | 3 | 22541.6667 | 2.2542 | 0 | 22541.6667 | 259307.2146 | 19 | 0 | 2768.1418 | 0 | 22541.6667 | 154226.1259 | 22541.6667 | 0 | 131684.4592 | 131684.4592 | 0 | 0 | 0 | 0 | 0 | 0 | 0
2022-02-05 21:00 | 0 | 0 | 35584 | 0 | 634 | 0 | 3 | 22541.6667 | 2.2542 | 0 | 22541.6667 | 236765.5479 | 19 | 0 | 2768.1418 | 0 | 22541.6667 | 154226.1259 | 22541.6667 | 0 | 131684.4592 | 131684.4592 | 0 | 0 | 0 | 0 | 0 | 0 | 0
2022-02-05 22:00 | 0 | 0 | 35584 | 0 | 634 | 0 | 3 | 22541.6667 | 2.2542 | 0 | 22541.6667 | 214223.8812 | 19 | 0 | 2768.1418 | 0 | 22541.6667 | 154226.1259 | 22541.6667 | 0 | 131684.4592 | 131684.4592 | 0 | 0 | 0 | 0 | 0 | 0 | 0
2022-02-05 23:00 | 0 | 0 | 35584 | 0 | 634 | 0 | 3 | 22541.6667 | 2.2542 | 0 | 22541.6667 | 191682.2146 | 19 | 0 | 2768.1418 | 0 | 22541.6667 | 154226.1259 | 22541.6667 | 0 | 131684.4592 | 131684.4592 | 0 | 0 | 0 | 0 | 0 | 0 | 0
2022-02-06 | 0 | 0 | 35584 | 0 | 634 | 0 | 3 | 21950 | 2.195 | 0 | 21950 | 169140.5479 | 19 | 0 | 2768.1418 | 0 | 21950 | 153634.4592 | 21950 | 0 | 131684.4592 | 131684.4592 | 0 | 0 | 0 | 0 | 0 | 0 | 0
2022-02-06 01:00 | 0 | 0 | 35584 | 0 | 634 | 0 | 3 | 21950 | 2.195 | 0 | 21950 | 147190.5479 | 19 | 0 | 2768.1418 | 0 | 21950 | 153634.4592 | 21950 | 0 | 131684.4592 | 131684.4592 | 0 | 0 | 0 | 0 | 0 | 0 | 0
2022-02-06 02:00 | 0 | 0 | 35584 | 0 | 634 | 0 | 3 | 21950 | 2.195 | 0 | 21950 | 125240.5479 | 19 | 0 | 2768.1418 | 0 | 21950 | 153634.4592 | 21950 | 0 | 131684.4592 | 131684.4592 | 0 | 0 | 0 | 0 | 0 | 0 | 0
2022-02-06 03:00 | 0 | 0 | 35584 | 0 | 634 | 0 | 3 | 21950 | 2.195 | 0 | 21950 | 103290.5479 | 19 | 0 | 2768.1418 | 0 | 21950 | 153634.4592 | 21950 | 0 | 131684.4592 | 131684.4592 | 0 | 0 | 0 | 0 | 0 | 0 | 0
2022-02-06 04:00 | 0 | 0 | 35584 | 0 | 634 | 0 | 3 | 21950 | 2.195 | 0 | 21950 | 81340.5479 | 19 | 0 | 2768.1418 | 0 | 21950 | 153634.4592 | 21950 | 0 | 131684.4592 | 131684.4592 | 0 | 0 | 0 | 0 | 0 | 0 | 0
2022-02-06 05:00 | 0 | 0 | 35584 | 0 | 634 | 0 | 3 | 21950 | 2.195 | 0 | 21950 | 59390.5479 | 19 | 0 | 2768.1418 | 0 | 21950 | 153634.4592 | 21950 | 0 | 131684.4592 | 131684.4592 | 0 | 0 | 0 | 0 | 0 | 0 | 0
2022-02-06 06:00 | 0 | 0 | 35584 | 0 | 634 | 0 | 3 | 21950 | 2.195 | 0 | 21950 | 37440.5479 | 19 | 0 | 2768.1418 | 0 | 21950 | 153634.4592 | 21950 | 0 | 131684.4592 | 131684.4592 | 0 | 0 | 0 | 0 | 0 | 0 | 0
2022-02-06 07:00 | 0.02692 | 0.05217 | 35584 | 929.1836 | 634 | 5530.2704 | 3 | 21020.8183 | 2.1021 | 0 | 15490.5479 | 15490.5479 | 19 | 0 | 2768.1418 | 0 | 21950 | 153634.4592 | 21950 | 0 | 131684.4592 | 131684.4592 | 0 | 0 | 0 | 0 | 0 | 0 | 0
2022-02-06 08:00 | 0.18695 | 0.32517 | 35584 | 6452.8559 | 634 | 34469.5808 | 3 | 24997.1576 | 2.4997 | 9472.4232 | 0 | 0 | 19 | 9500 | 2768.1418 | 199.6997 | 21950 | 153634.4592 | 31450 | 0 | 122184.4592 | 122184.4592 | 6452.8424 | 3047.1576 | 0 | 0 | 0 | 0 | 0
2022-02-06 09:00 | 0.37045 | 0.46922 | 35584 | 12786.63 | 634 | 49739.5723 | 3 | 18663.3969 | 1.8663 | 31076.1754 | 0 | 9472.4232 | 19 | 9500 | 2768.1418 | 199.6997 | 21950 | 153634.4592 | 31450 | 0 | 122184.4592 | 122184.4592 | 9500 | 0 | 0 | 0 | 0 | 0 | 0
2022-02-06 10:00 | 0.53328 | 0.53926 | 35584 | 18406.9485 | 634 | 57164.1484 | 3 | 13043.0903 | 1.3043 | 44121.0581 | 0 | 40548.5985 | 19 | 9500 | 2768.1418 | 199.6997 | 21950 | 153634.4592 | 31450 | 0 | 122184.4592 | 122184.4592 | 9500 | 0 | 0 | 0 | 0 | 0 | 0
2022-02-06 11:00 | 0.6533 | 0.86579 | 35584 | 22549.6164 | 634 | 91777.8958 | 3 | 8900.4311 | 0.89004 | 82877.4647 | 0 | 84669.6567 | 19 | 9500 | 2768.1418 | 199.6997 | 21950 | 153634.4592 | 31450 | 0 | 122184.4592 | 122184.4592 | 599.5689 | 8900.4311 | 0 | 0 | 0 | 0 | 0
2022-02-06 12:00 | 0.61525 | 0.28439 | 35584 | 21236.2643 | 634 | 30146.7051 | 3 | 10213.7804 | 1.0214 | 19932.9247 | 0 | 167547.1214 | 19 | 9500 | 2768.1418 | 199.6997 | 21950 | 153634.4592 | 31450 | 0 | 122184.4592 | 122184.4592 | 0 | 9500 | 0 | 0 | 0 | 0 | 0
2022-02-06 13:00 | 0.54278 | 0.05923 | 35584 | 18734.855 | 634 | 6278.6643 | 3 | 12405.2225 | 1.2405 | 0 | 6126.5582 | 187480.046 | 19 | 9190.0381 | 2768.1418 | 193.184 | 21950 | 153634.4592 | 31140.0381 | 0 | 122494.4212 | 122494.4212 | 0 | 9190.0381 | 0 | 0 | 0 | 0 | 0
2022-02-06 14:00 | 0.5508 | 0.61758 | 35584 | 19011.6772 | 634 | 65466.4444 | 3 | 12438.3628 | 1.2438 | 53028.0815 | 0 | 181353.4879 | 19 | 9500 | 2768.1418 | 199.6997 | 21950 | 153634.4592 | 31450 | 0 | 122184.4592 | 122184.4592 | 0 | 9500 | 0 | 0 | 0 | 0 | 0
2022-02-06 15:00 | 0.372 | 0.60939 | 35584 | 12840.1306 | 634 | 64598.2651 | 3 | 18609.8965 | 1.861 | 45988.3686 | 0 | 234381.5694 | 19 | 9500 | 2768.1418 | 199.6997 | 21950 | 153634.4592 | 31450 | 0 | 122184.4592 | 122184.4592 | 9500 | 0 | 0 | 0 | 0 | 0 | 0
2022-02-06 16:00 | 0.21707 | 0.47523 | 35584 | 7492.4923 | 634 | 50376.6611 | 3 | 23957.5235 | 2.3958 | 26419.1376 | 0 | 280369.938 | 19 | 9500 | 2768.1418 | 199.6997 | 21950 | 153634.4592 | 31450 | 0 | 122184.4592 | 122184.4592 | 7492.4765 | 2007.5235 | 0 | 0 | 0 | 0 | 0
2022-02-06 17:00 | 0.04945 | 0.19336 | 35584 | 1706.8399 | 634 | 20497.0881 | 3 | 20243.1637 | 2.0243 | 253.9245 | 0 | 306789.0756 | 19 | 0 | 2768.1418 | 0 | 21950 | 153634.4592 | 21950 | 0 | 131684.4592 | 131684.4592 | 0 | 0 | 0 | 0 | 0 | 0 | 0
2022-02-06 18:00 | 0 | 0 | 35584 | 0 | 634 | 0 | 3 | 21950 | 2.195 | 0 | 21950 | 307043.0001 | 19 | 0 | 2768.1418 | 0 | 21950 | 153634.4592 | 21950 | 0 | 131684.4592 | 131684.4592 | 0 | 0 | 0 | 0 | 0 | 0 | 0
2022-02-06 19:00 | 0 | 0 | 35584 | 0 | 634 | 0 | 3 | 21950 | 2.195 | 0 | 21950 | 285093.0001 | 19 | 0 | 2768.1418 | 0 | 21950 | 153634.4592 | 21950 | 0 | 131684.4592 | 131684.4592 | 0 | 0 | 0 | 0 | 0 | 0 | 0
2022-02-06 20:00 | 0 | 0 | 35584 | 0 | 634 | 0 | 3 | 21950 | 2.195 | 0 | 21950 | 263143.0001 | 19 | 0 | 2768.1418 | 0 | 21950 | 153634.4592 | 21950 | 0 | 131684.4592 | 131684.4592 | 0 | 0 | 0 | 0 | 0 | 0 | 0
2022-02-06 21:00 | 0 | 0 | 35584 | 0 | 634 | 0 | 3 | 21950 | 2.195 | 0 | 21950 | 241193.0001 | 19 | 0 | 2768.1418 | 0 | 21950 | 153634.4592 | 21950 | 0 | 131684.4592 | 131684.4592 | 0 | 0 | 0 | 0 | 0 | 0 | 0
2022-02-06 22:00 | 0 | 0 | 35584 | 0 | 634 | 0 | 3 | 21950 | 2.195 | 0 | 21950 | 219243.0001 | 19 | 0 | 2768.1418 | 0 | 21950 | 153634.4592 | 21950 | 0 | 131684.4592 | 131684.4592 | 0 | 0 | 0 | 0 | 0 | 0 | 0
2022-02-06 23:00 | 0 | 0 | 35584 | 0 | 634 | 0 | 3 | 21950 | 2.195 | 0 | 21950 | 197293.0001 | 19 | 0 | 2768.1418 | 0 | 21950 | 153634.4592 | 21950 | 0 | 131684.4592 | 131684.4592 | 0 | 0 | 0 | 0 | 0 | 0 | 0
2022-02-07 | 0 | 0 | 35584 | 0 | 634 | 0 | 3 | 23258.3333 | 2.3258 | 0 | 23258.3333 | 175343.0001 | 19 | 0 | 2768.1418 | 0 | 23258.3333 | 154942.7926 | 23258.3333 | 0 | 131684.4592 | 131684.4592 | 0 | 0 | 0 | 0 | 0 | 0 | 0
2022-02-07 01:00 | 0 | 0 | 35584 | 0 | 634 | 0 | 3 | 23258.3333 | 2.3258 | 0 | 23258.3333 | 152084.6668 | 19 | 0 | 2768.1418 | 0 | 23258.3333 | 154942.7926 | 23258.3333 | 0 | 131684.4592 | 131684.4592 | 0 | 0 | 0 | 0 | 0 | 0 | 0
2022-02-07 02:00 | 0 | 0 | 35584 | 0 | 634 | 0 | 3 | 23258.3333 | 2.3258 | 0 | 23258.3333 | 128826.3334 | 19 | 0 | 2768.1418 | 0 | 23258.3333 | 154942.7926 | 23258.3333 | 0 | 131684.4592 | 131684.4592 | 0 | 0 | 0 | 0 | 0 | 0 | 0
2022-02-07 03:00 | 0 | 0 | 35584 | 0 | 634 | 0 | 3 | 23258.3333 | 2.3258 | 0 | 23258.3333 | 105568.0001 | 19 | 0 | 2768.1418 | 0 | 23258.3333 | 154942.7926 | 23258.3333 | 0 | 131684.4592 | 131684.4592 | 0 | 0 | 0 | 0 | 0 | 0 | 0
2022-02-07 04:00 | 0 | 0 | 35584 | 0 | 634 | 0 | 3 | 23258.3333 | 2.3258 | 0 | 23258.3333 | 82309.6668 | 19 | 0 | 2768.1418 | 0 | 23258.3333 | 154942.7926 | 23258.3333 | 0 | 131684.4592 | 131684.4592 | 0 | 0 | 0 | 0 | 0 | 0 | 0
2022-02-07 05:00 | 0 | 0 | 35584 | 0 | 634 | 0 | 3 | 23258.3333 | 2.3258 | 0 | 23258.3333 | 59051.3334 | 19 | 0 | 2768.1418 | 0 | 23258.3333 | 154942.7926 | 23258.3333 | 0 | 131684.4592 | 131684.4592 | 0 | 0 | 0 | 0 | 0 | 0 | 0
2022-02-07 06:00 | 0 | 0 | 35584 | 0 | 634 | 0 | 3 | 23258.3333 | 2.3258 | 0 | 23258.3333 | 35793.0001 | 19 | 0 | 2768.1418 | 0 | 23258.3333 | 154942.7926 | 23258.3333 | 0 | 131684.4592 | 131684.4592 | 0 | 0 | 0 | 0 | 0 | 0 | 0
2022-02-07 07:00 | 0.03038 | 0.09127 | 35584 | 1048.6107 | 634 | 9675.0581 | 3 | 22209.7249 | 2.221 | 0 | 12534.6668 | 12534.6668 | 19 | 0 | 2768.1418 | 0 | 23258.3333 | 154942.7926 | 23258.3333 | 0 | 131684.4592 | 131684.4592 | 0 | 0 | 0 | 0 | 0 | 0 | 0
2022-02-07 08:00 | 0.20785 | 0.4365 | 35584 | 7174.2504 | 634 | 46271.0952 | 3 | 25584.0981 | 2.5584 | 0 | 0 | 0 | 19 | 9500 | 2768.1418 | 199.6997 | 23258.3333 | 154942.7926 | 32758.3333 | 0 | 122184.4592 | 122184.4592 | 7174.2353 | 2325.7647 | 0 | 0 | 0 | 0 | 0
2022-02-07 09:00 | 0.40708 | 0.61487 | 35584 | 14050.9687 | 634 | 65179.1714 | 3 | 18707.3942 | 1.8707 | 0 | 0 | 0 | 19 | 9500 | 2768.1418 | 199.6997 | 23258.3333 | 154942.7926 | 32758.3333 | 0 | 122184.4592 | 122184.4592 | 9500 | 0 | 0 | 0 | 0 | 0 | 0
2022-02-07 10:00 | 0.58092 | 0.75819 | 35584 | 20051.3136 | 634 | 80371.7793 | 3 | 12707.062 | 1.2707 | 13589.5372 | 0 | 0 | 19 | 9500 | 2768.1418 | 199.6997 | 23258.3333 | 154942.7926 | 32758.3333 | 0 | 122184.4592 | 122184.4592 | 0 | 9500 | 0 | 0 | 0 | 0 | 0
2022-02-07 11:00 | 0.69653 | 0.86543 | 35584 | 24041.7638 | 634 | 91739.7341 | 3 | 8716.6201 | 0.87166 | 83023.1139 | 0 | 13589.5372 | 19 | 9500 | 2768.1418 | 199.6997 | 23258.3333 | 154942.7926 | 32758.3333 | 0 | 122184.4592 | 122184.4592 | 9500 | 0 | 0 | 0 | 0 | 0 | 0
2022-02-07 12:00 | 0.73372 | 0.8283 | 35584 | 25325.4317 | 634 | 87803.7758 | 3 | 7432.9549 | 0.7433 | 80370.8209 | 0 | 96612.6511 | 19 | 9500 | 2768.1418 | 199.6997 | 23258.3333 | 154942.7926 | 32758.3333 | 0 | 122184.4592 | 122184.4592 | 9500 | 0 | 0 | 0 | 0 | 0 | 0
2022-02-07 13:00 | 0.6901 | 0.80016 | 35584 | 23819.8228 | 634 | 84820.8008 | 3 | 8938.5606 | 0.89386 | 75882.2401 | 0 | 176983.472 | 19 | 9500 | 2768.1418 | 199.6997 | 23258.3333 | 154942.7926 | 32758.3333 | 0 | 122184.4592 | 122184.4592 | 561.4394 | 8938.5606 | 0 | 0 | 0 | 0 | 0
2022-02-07 14:00 | 0.60892 | 0.81223 | 35584 | 21017.775 | 634 | 86100.2787 | 3 | 11740.6026 | 1.1741 | 74359.6761 | 0 | 252865.7122 | 19 | 9500 | 2768.1418 | 199.6997 | 23258.3333 | 154942.7926 | 32758.3333 | 0 | 122184.4592 | 122184.4592 | 0 | 9500 | 0 | 0 | 0 | 0 | 0
2022-02-07 15:00 | 0.43777 | 0.70173 | 35584 | 15110.2794 | 634 | 74386.7483 | 3 | 17648.0857 | 1.7648 | 56738.6626 | 0 | 327225.3883 | 19 | 9500 | 2768.1418 | 199.6997 | 23258.3333 | 154942.7926 | 32758.3333 | 0 | 122184.4592 | 122184.4592 | 9500 | 0 | 0 | 0 | 0 | 0 | 0
2022-02-07 16:00 | 0.24615 | 0.51369 | 35584 | 8496.2316 | 634 | 54453.6057 | 3 | 24262.1197 | 2.4262 | 54453.6057 | 24262.1197 | 383964.0509 | 19 | 9500 | 2768.1418 | 199.6997 | 23258.3333 | 154942.7926 | 32758.3333 | 0 | 122184.4592 | 122184.4592 | 0 | 9500 | 0 | 0 | 0 | 0 | 0
2022-02-07 17:00 | 0.05553 | 0.17023 | 35584 | 1916.7001 | 634 | 18045.1971 | 3 | 30000 | 3 | 0 | 11954.8029 | 414155.5369 | 19 | 8658.3628 | 2768.1418 | 182.0076 | 23258.3333 | 154942.7926 | 31916.6961 | 0 | 123026.0965 | 123026.0965 | 1916.6961 | 6741.6667 | 0 | 0 | 0 | 0 | 0
2022-02-07 18:00 | 0 | 0 | 35584 | 0 | 634 | 0 | 3 | 30000 | 3 | 0 | 30000 | 402200.734 | 19 | 6741.6667 | 2768.1418 | 141.7167 | 23258.3333 | 154942.7926 | 30000 | 0 | 124942.7926 | 124942.7926 | 0 | 6741.6667 | 0 | 0 | 0 | 0 | 0
2022-02-07 19:00 | 0 | 0 | 35584 | 0 | 634 | 0 | 3 | 30000 | 3 | 0 | 30000 | 372200.734 | 19 | 6741.6667 | 2768.1418 | 141.7167 | 23258.3333 | 154942.7926 | 30000 | 0 | 124942.7926 | 124942.7926 | 0 | 6741.6667 | 0 | 0 | 0 | 0 | 0
2022-02-07 20:00 | 0 | 0 | 35584 | 0 | 634 | 0 | 3 | 30000 | 3 | 0 | 30000 | 342200.734 | 19 | 6741.6667 | 2768.1418 | 141.7167 | 23258.3333 | 154942.7926 | 30000 | 0 | 124942.7926 | 124942.7926 | 0 | 6741.6667 | 0 | 0 | 0 | 0 | 0
2022-02-07 21:00 | 0 | 0 | 35584 | 0 | 634 | 0 | 3 | 30000 | 3 | 0 | 30000 | 312200.734 | 19 | 6741.6667 | 2768.1418 | 141.7167 | 23258.3333 | 154942.7926 | 30000 | 0 | 124942.7926 | 124942.7926 | 0 | 6741.6667 | 0 | 0 | 0 | 0 | 0
2022-02-07 22:00 | 0 | 0 | 35584 | 0 | 634 | 0 | 3 | 30000 | 3 | 0 | 30000 | 282200.734 | 19 | 6741.6667 | 2768.1418 | 141.7167 | 23258.3333 | 154942.7926 | 30000 | 0 | 124942.7926 | 124942.7926 | 0 | 6741.6667 | 0 | 0 | 0 | 0 | 0
2022-02-07 23:00 | 0 | 0 | 35584 | 0 | 634 | 0 | 3 | 30000 | 3 | 0 | 30000 | 252200.734 | 19 | 6741.6667 | 2768.1418 | 141.7167 | 23258.3333 | 154942.7926 | 30000 | 0 | 124942.7926 | 124942.7926 | 0 | 6741.6667 | 0 | 0 | 0 | 0 | 0
2022-02-08 | 0 | 0 | 35584 | 0 | 634 | 0 | 3 | 30000 | 3 | 0 | 30000 | 222200.734 | 19 | 7066.6667 | 2768.1418 | 148.5485 | 22933.3333 | 154617.7926 | 30000 | 0 | 124617.7926 | 124617.7926 | 0 | 7066.6667 | 0 | 0 | 0 | 0 | 0
2022-02-08 01:00 | 0 | 0 | 35584 | 0 | 634 | 0 | 3 | 30000 | 3 | 0 | 30000 | 192200.734 | 19 | 7066.6667 | 2768.1418 | 148.5485 | 22933.3333 | 154617.7926 | 30000 | 0 | 124617.7926 | 124617.7926 | 0 | 7066.6667 | 0 | 0 | 0 | 0 | 0
2022-02-08 02:00 | 0 | 0 | 35584 | 0 | 634 | 0 | 3 | 30000 | 3 | 0 | 30000 | 162200.734 | 19 | 7066.6667 | 2768.1418 | 148.5485 | 22933.3333 | 154617.7926 | 30000 | 0 | 124617.7926 | 124617.7926 | 0 | 7066.6667 | 0 | 0 | 0 | 0 | 0
2022-02-08 03:00 | 0 | 0 | 35584 | 0 | 634 | 0 | 3 | 30000 | 3 | 0 | 30000 | 132200.734 | 19 | 7066.6667 | 2768.1418 | 148.5485 | 22933.3333 | 154617.7926 | 30000 | 0 | 124617.7926 | 124617.7926 | 0 | 7066.6667 | 0 | 0 | 0 | 0 | 0
2022-02-08 04:00 | 0 | 0 | 35584 | 0 | 634 | 0 | 3 | 30000 | 3 | 0 | 30000 | 102200.734 | 19 | 7066.6667 | 2768.1418 | 148.5485 | 22933.3333 | 154617.7926 | 30000 | 0 | 124617.7926 | 124617.7926 | 0 | 7066.6667 | 0 | 0 | 0 | 0 | 0
2022-02-08 05:00 | 0 | 0 | 35584 | 0 | 634 | 0 | 3 | 30000 | 3 | 0 | 30000 | 72200.734 | 19 | 7066.6667 | 2768.1418 | 148.5485 | 22933.3333 | 154617.7926 | 30000 | 0 | 124617.7926 | 124617.7926 | 0 | 7066.6667 | 0 | 0 | 0 | 0 | 0
2022-02-08 06:00 | 0 | 0 | 35584 | 0 | 634 | 0 | 3 | 30000 | 3 | 0 | 30000 | 42200.734 | 19 | 7066.6667 | 2768.1418 | 148.5485 | 22933.3333 | 154617.7926 | 30000 | 0 | 124617.7926 | 124617.7926 | 0 | 7066.6667 | 0 | 0 | 0 | 0 | 0
2022-02-08 07:00 | 0.03583 | 0.16791 | 35584 | 1236.7255 | 634 | 17799.266 | 3 | 30000 | 3 | 0 | 12200.734 | 12200.734 | 19 | 8303.3895 | 2768.1418 | 174.5457 | 22933.3333 | 154617.7926 | 31236.7229 | 0 | 123381.0697 | 123381.0697 | 0 | 8303.3895 | 0 | 0 | 0 | 0 | 0
2022-02-08 08:00 | 0.2332 | 0.66385 | 35584 | 8049.2431 | 634 | 70371.2865 | 3 | 24384.1071 | 2.4384 | 35392.6284 | 0 | 0 | 19 | 9500 | 2768.1418 | 199.6997 | 22933.3333 | 154617.7926 | 32433.3333 | 0 | 122184.4592 | 122184.4592 | 0 | 9500 | 0 | 0 | 0 | 0 | 0
2022-02-08 09:00 | 0.44077 | 0.82117 | 35584 | 15213.8289 | 634 | 87047.9616 | 3 | 17219.5365 | 1.722 | 69828.4251 | 0 | 35392.6284 | 19 | 9500 | 2768.1418 | 199.6997 | 22933.3333 | 154617.7926 | 32433.3333 | 0 | 122184.4592 | 122184.4592 | 9500 | 0 | 0 | 0 | 0 | 0 | 0
2022-02-08 10:00 | 0.6111 | 0.90852 | 35584 | 21093.0209 | 634 | 96307.4809 | 3 | 11340.3568 | 1.134 | 84967.1241 | 0 | 105221.0536 | 19 | 9500 | 2768.1418 | 199.6997 | 22933.3333 | 154617.7926 | 32433.3333 | 0 | 122184.4592 | 122184.4592 | 9500 | 0 | 0 | 0 | 0 | 0 | 0
2022-02-08 11:00 | 0.7193 | 0.93357 | 35584 | 24827.7041 | 634 | 98962.9011 | 3 | 7605.6815 | 0.76057 | 91357.2196 | 0 | 190188.1777 | 19 | 9500 | 2768.1418 | 199.6997 | 22933.3333 | 154617.7926 | 32433.3333 | 0 | 122184.4592 | 122184.4592 | 1894.3185 | 7605.6815 | 0 | 0 | 0 | 0 | 0
2022-02-08 12:00 | 0.74678 | 0.85246 | 35584 | 25776.2169 | 634 | 90364.8518 | 3 | 6657.1707 | 0.66572 | 83707.6811 | 0 | 281545.3973 | 19 | 9500 | 2768.1418 | 199.6997 | 22933.3333 | 154617.7926 | 32433.3333 | 0 | 122184.4592 | 122184.4592 | 2842.8293 | 6657.1707 | 0 | 0 | 0 | 0 | 0
2022-02-08 13:00 | 0.72012 | 0.83428 | 35584 | 24856.0076 | 634 | 88437.6845 | 3 | 7577.3781 | 0.75774 | 80860.3065 | 0 | 365253.0784 | 19 | 9500 | 2768.1418 | 199.6997 | 22933.3333 | 154617.7926 | 32433.3333 | 0 | 122184.4592 | 122184.4592 | 9500 | 0 | 0 | 0 | 0 | 0 | 0
2022-02-08 14:00 | 0.6239 | 0.79014 | 35584 | 21534.8319 | 634 | 83758.6327 | 3 | 10898.5468 | 1.0899 | 72860.0859 | 0 | 446113.3849 | 19 | 9500 | 2768.1418 | 199.6997 | 22933.3333 | 154617.7926 | 32433.3333 | 0 | 122184.4592 | 122184.4592 | 9500 | 0 | 0 | 0 | 0 | 0 | 0
2022-02-08 15:00 | 0.46325 | 0.69333 | 35584 | 15989.7594 | 634 | 73496.308 | 3 | 16443.6076 | 1.6444 | 57052.7003 | 0 | 518973.4707 | 19 | 9500 | 2768.1418 | 199.6997 | 22933.3333 | 154617.7926 | 32433.3333 | 0 | 122184.4592 | 122184.4592 | 0 | 9500 | 0 | 0 | 0 | 0 | 0
2022-02-08 16:00 | 0.26233 | 0.5091 | 35584 | 9054.7082 | 634 | 53967.0437 | 3 | 23378.6442 | 2.3379 | 53967.0437 | 23378.6442 | 576026.1711 | 19 | 9500 | 2768.1418 | 199.6997 | 22933.3333 | 154617.7926 | 32433.3333 | 0 | 122184.4592 | 122184.4592 | 9054.6891 | 445.3109 | 0 | 0 | 0 | 0 | 0
2022-02-08 17:00 | 0.0593 | 0.11809 | 35584 | 2046.8273 | 634 | 12518.1068 | 3 | 30000 | 3 | 0 | 17481.8932 | 606614.5706 | 19 | 9113.4896 | 2768.1418 | 191.5749 | 22933.3333 | 154617.7926 | 32046.823 | 0 | 122570.9696 | 122570.9696 | 2046.823 | 7066.6667 | 0 | 0 | 0 | 0 | 0
2022-02-08 18:00 | 0 | 0 | 35584 | 0 | 634 | 0 | 3 | 30000 | 3 | 0 | 30000 | 589132.6774 | 19 | 7066.6667 | 2768.1418 | 148.5485 | 22933.3333 | 154617.7926 | 30000 | 0 | 124617.7926 | 124617.7926 | 0 | 7066.6667 | 0 | 0 | 0 | 0 | 0
2022-02-08 19:00 | 0 | 0 | 35584 | 0 | 634 | 0 | 3 | 30000 | 3 | 0 | 30000 | 559132.6774 | 19 | 7066.6667 | 2768.1418 | 148.5485 | 22933.3333 | 154617.7926 | 30000 | 0 | 124617.7926 | 124617.7926 | 0 | 7066.6667 | 0 | 0 | 0 | 0 | 0
2022-02-08 20:00 | 0 | 0 | 35584 | 0 | 634 | 0 | 3 | 30000 | 3 | 0 | 30000 | 529132.6774 | 19 | 7066.6667 | 2768.1418 | 148.5485 | 22933.3333 | 154617.7926 | 30000 | 0 | 124617.7926 | 124617.7926 | 0 | 7066.6667 | 0 | 0 | 0 | 0 | 0
2022-02-08 21:00 | 0 | 0 | 35584 | 0 | 634 | 0 | 3 | 30000 | 3 | 0 | 30000 | 499132.6774 | 19 | 7066.6667 | 2768.1418 | 148.5485 | 22933.3333 | 154617.7926 | 30000 | 0 | 124617.7926 | 124617.7926 | 0 | 7066.6667 | 0 | 0 | 0 | 0 | 0
2022-02-08 22:00 | 0 | 0 | 35584 | 0 | 634 | 0 | 3 | 30000 | 3 | 0 | 30000 | 469132.6774 | 19 | 7066.6667 | 2768.1418 | 148.5485 | 22933.3333 | 154617.7926 | 30000 | 0 | 124617.7926 | 124617.7926 | 0 | 7066.6667 | 0 | 0 | 0 | 0 | 0
2022-02-08 23:00 | 0 | 0 | 35584 | 0 | 634 | 0 | 3 | 30000 | 3 | 0 | 30000 | 439132.6774 | 19 | 7066.6667 | 2768.1418 | 148.5485 | 22933.3333 | 154617.7926 | 30000 | 0 | 124617.7926 | 124617.7926 | 0 | 7066.6667 | 0 | 0 | 0 | 0 | 0
2022-02-09 | 0 | 0 | 35584 | 0 | 634 | 0 | 3 | 30000 | 3 | 0 | 30000 | 409132.6774 | 19 | 7916.6667 | 2768.1418 | 166.4164 | 22083.3333 | 153767.7926 | 30000 | 0 | 123767.7926 | 123767.7926 | 0 | 7916.6667 | 0 | 0 | 0 | 0 | 0
2022-02-09 01:00 | 0 | 0 | 35584 | 0 | 634 | 0 | 3 | 30000 | 3 | 0 | 30000 | 379132.6774 | 19 | 7916.6667 | 2768.1418 | 166.4164 | 22083.3333 | 153767.7926 | 30000 | 0 | 123767.7926 | 123767.7926 | 0 | 7916.6667 | 0 | 0 | 0 | 0 | 0
2022-02-09 02:00 | 0 | 0 | 35584 | 0 | 634 | 0 | 3 | 30000 | 3 | 0 | 30000 | 349132.6774 | 19 | 7916.6667 | 2768.1418 | 166.4164 | 22083.3333 | 153767.7926 | 30000 | 0 | 123767.7926 | 123767.7926 | 0 | 7916.6667 | 0 | 0 | 0 | 0 | 0
2022-02-09 03:00 | 0 | 0 | 35584 | 0 | 634 | 0 | 3 | 30000 | 3 | 0 | 30000 | 319132.6774 | 19 | 7916.6667 | 2768.1418 | 166.4164 | 22083.3333 | 153767.7926 | 30000 | 0 | 123767.7926 | 123767.7926 | 0 | 7916.6667 | 0 | 0 | 0 | 0 | 0
2022-02-09 04:00 | 0 | 0 | 35584 | 0 | 634 | 0 | 3 | 30000 | 3 | 0 | 30000 | 289132.6774 | 19 | 7916.6667 | 2768.1418 | 166.4164 | 22083.3333 | 153767.7926 | 30000 | 0 | 123767.7926 | 123767.7926 | 0 | 7916.6667 | 0 | 0 | 0 | 0 | 0
2022-02-09 05:00 | 0 | 0 | 35584 | 0 | 634 | 0 | 3 | 30000 | 3 | 0 | 30000 | 259132.6774 | 19 | 7916.6667 | 2768.1418 | 166.4164 | 22083.3333 | 153767.7926 | 30000 | 0 | 123767.7926 | 123767.7926 | 0 | 7916.6667 | 0 | 0 | 0 | 0 | 0
2022-02-09 06:00 | 0 | 0 | 35584 | 0 | 634 | 0 | 3 | 30000 | 3 | 0 | 30000 | 229132.6774 | 19 | 7916.6667 | 2768.1418 | 166.4164 | 22083.3333 | 153767.7926 | 30000 | 0 | 123767.7926 | 123767.7926 | 0 | 7916.6667 | 0 | 0 | 0 | 0 | 0
2022-02-09 07:00 | 0.02998 | 0.01009 | 35584 | 1034.8041 | 634 | 1069.5884 | 3 | 30000 | 3 | 0 | 28930.4116 | 199132.6774 | 19 | 8951.4686 | 2768.1418 | 188.169 | 22083.3333 | 153767.7926 | 31034.8019 | 0 | 122732.9907 | 122732.9907 | 1034.8019 | 7916.6667 | 0 | 0 | 0 | 0 | 0
2022-02-09 08:00 | 0.20427 | 0.29828 | 35584 | 7050.6814 | 634 | 31619.1117 | 3 | 24532.6668 | 2.4533 | 7086.4449 | 0 | 170202.2658 | 19 | 9500 | 2768.1418 | 199.6997 | 22083.3333 | 153767.7926 | 31583.3333 | 0 | 122184.4592 | 122184.4592 | 7050.6665 | 2449.3335 | 0 | 0 | 0 | 0 | 0
2022-02-09 09:00 | 0.40498 | 0.49241 | 35584 | 13978.4841 | 634 | 52197.8236 | 3 | 17604.8787 | 1.7605 | 34592.9449 | 0 | 177288.7108 | 19 | 9500 | 2768.1418 | 199.6997 | 22083.3333 | 153767.7926 | 31583.3333 | 0 | 122184.4592 | 122184.4592 | 0 | 9500 | 0 | 0 | 0 | 0 | 0
2022-02-09 10:00 | 0.5786 | 0.62464 | 35584 | 19971.2353 | 634 | 66214.8383 | 3 | 11612.1401 | 1.1612 | 54602.6982 | 0 | 211881.6556 | 19 | 9500 | 2768.1418 | 199.6997 | 22083.3333 | 153767.7926 | 31583.3333 | 0 | 122184.4592 | 122184.4592 | 9500 | 0 | 0 | 0 | 0 | 0 | 0
2022-02-09 11:00 | 0.6954 | 0.69405 | 35584 | 24002.7602 | 634 | 73572.6314 | 3 | 7580.6237 | 0.75806 | 65992.0078 | 0 | 266484.3538 | 19 | 9500 | 2768.1418 | 199.6997 | 22083.3333 | 153767.7926 | 31583.3333 | 0 | 122184.4592 | 122184.4592 | 1919.3763 | 7580.6237 | 0 | 0 | 0 | 0 | 0
2022-02-09 12:00 | 0.733 | 0.71844 | 35584 | 25300.5798 | 634 | 76158.0885 | 3 | 6282.8068 | 0.62828 | 76158.0885 | 6282.8068 | 332476.3616 | 19 | 9500 | 2768.1418 | 199.6997 | 22083.3333 | 153767.7926 | 31583.3333 | 0 | 122184.4592 | 122184.4592 | 9500 | 0 | 0 | 0 | 0 | 0 | 0
2022-02-09 13:00 | 0.68885 | 0.64613 | 35584 | 23776.6772 | 634 | 68492.8814 | 3 | 7806.7061 | 0.78067 | 60686.1753 | 0 | 402351.6434 | 19 | 9500 | 2768.1418 | 199.6997 | 22083.3333 | 153767.7926 | 31583.3333 | 0 | 122184.4592 | 122184.4592 | 1693.2939 | 7806.7061 | 0 | 0 | 0 | 0 | 0
2022-02-09 14:00 | 0.60022 | 0.59085 | 35584 | 20717.4816 | 634 | 62632.9361 | 3 | 10865.8953 | 1.0866 | 51767.0408 | 0 | 463037.8186 | 19 | 9500 | 2768.1418 | 199.6997 | 22083.3333 | 153767.7926 | 31583.3333 | 0 | 122184.4592 | 122184.4592 | 9500 | 0 | 0 | 0 | 0 | 0 | 0
2022-02-09 15:00 | 0.43692 | 0.49379 | 35584 | 15080.9404 | 634 | 52344.1102 | 3 | 16502.4246 | 1.6502 | 35841.6855 | 0 | 514804.8594 | 19 | 9500 | 2768.1418 | 199.6997 | 22083.3333 | 153767.7926 | 31583.3333 | 0 | 122184.4592 | 122184.4592 | 9500 | 0 | 0 | 0 | 0 | 0 | 0
2022-02-09 16:00 | 0.24493 | 0.33663 | 35584 | 8454.1214 | 634 | 35684.3958 | 3 | 23129.2297 | 2.3129 | 12555.1661 | 0 | 550646.5449 | 19 | 9500 | 2768.1418 | 199.6997 | 22083.3333 | 153767.7926 | 31583.3333 | 0 | 122184.4592 | 122184.4592 | 0 | 9500 | 0 | 0 | 0 | 0 | 0
2022-02-09 17:00 | 0.05678 | 0.05586 | 35584 | 1959.8457 | 634 | 5921.4281 | 3 | 29623.4917 | 2.9623 | 0 | 23702.0636 | 563201.7111 | 19 | 9500 | 2768.1418 | 199.6997 | 22083.3333 | 153767.7926 | 31583.3333 | 0 | 122184.4592 | 122184.4592 | 0 | 9500 | 0 | 0 | 0 | 0 | 0
2022-02-09 18:00 | 0 | 0 | 35584 | 0 | 634 | 0 | 3 | 30000 | 3 | 0 | 30000 | 539499.6475 | 19 | 7916.6667 | 2768.1418 | 166.4164 | 22083.3333 | 153767.7926 | 30000 | 0 | 123767.7926 | 123767.7926 | 0 | 7916.6667 | 0 | 0 | 0 | 0 | 0
2022-02-09 19:00 | 0 | 0 | 35584 | 0 | 634 | 0 | 3 | 30000 | 3 | 0 | 30000 | 509499.6475 | 19 | 7916.6667 | 2768.1418 | 166.4164 | 22083.3333 | 153767.7926 | 30000 | 0 | 123767.7926 | 123767.7926 | 0 | 7916.6667 | 0 | 0 | 0 | 0 | 0
2022-02-09 20:00 | 0 | 0 | 35584 | 0 | 634 | 0 | 3 | 30000 | 3 | 0 | 30000 | 479499.6475 | 19 | 7916.6667 | 2768.1418 | 166.4164 | 22083.3333 | 153767.7926 | 30000 | 0 | 123767.7926 | 123767.7926 | 0 | 7916.6667 | 0 | 0 | 0 | 0 | 0
2022-02-09 21:00 | 0 | 0 | 35584 | 0 | 634 | 0 | 3 | 30000 | 3 | 0 | 30000 | 449499.6475 | 19 | 7916.6667 | 2768.1418 | 166.4164 | 22083.3333 | 153767.7926 | 30000 | 0 | 123767.7926 | 123767.7926 | 0 | 7916.6667 | 0 | 0 | 0 | 0 | 0
2022-02-09 22:00 | 0 | 0 | 35584 | 0 | 634 | 0 | 3 | 30000 | 3 | 0 | 30000 | 419499.6475 | 19 | 7916.6667 | 2768.1418 | 166.4164 | 22083.3333 | 153767.7926 | 30000 | 0 | 123767.7926 | 123767.7926 | 0 | 7916.6667 | 0 | 0 | 0 | 0 | 0
2022-02-09 23:00 | 0 | 0 | 35584 | 0 | 634 | 0 | 3 | 30000 | 3 | 0 | 30000 | 389499.6475 | 19 | 7916.6667 | 2768.1418 | 166.4164 | 22083.3333 | 153767.7926 | 30000 | 0 | 123767.7926 | 123767.7926 | 0 | 7916.6667 | 0 | 0 | 0 | 0 | 0
2022-02-10 | 0 | 0 | 35584 | 0 | 634 | 0 | 3 | 30000 | 3 | 0 | 30000 | 359499.6475 | 19 | 7083.3333 | 2768.1418 | 148.8989 | 22916.6667 | 154601.1259 | 30000 | 0 | 124601.1259 | 124601.1259 | 0 | 7083.3333 | 0 | 0 | 0 | 0 | 0
2022-02-10 01:00 | 0 | 0 | 35584 | 0 | 634 | 0 | 3 | 30000 | 3 | 0 | 30000 | 329499.6475 | 19 | 7083.3333 | 2768.1418 | 148.8989 | 22916.6667 | 154601.1259 | 30000 | 0 | 124601.1259 | 124601.1259 | 0 | 7083.3333 | 0 | 0 | 0 | 0 | 0
2022-02-10 02:00 | 0 | 0 | 35584 | 0 | 634 | 0 | 3 | 30000 | 3 | 0 | 30000 | 299499.6475 | 19 | 7083.3333 | 2768.1418 | 148.8989 | 22916.6667 | 154601.1259 | 30000 | 0 | 124601.1259 | 124601.1259 | 0 | 7083.3333 | 0 | 0 | 0 | 0 | 0
2022-02-10 03:00 | 0 | 0 | 35584 | 0 | 634 | 0 | 3 | 30000 | 3 | 0 | 30000 | 269499.6475 | 19 | 7083.3333 | 2768.1418 | 148.8989 | 22916.6667 | 154601.1259 | 30000 | 0 | 124601.1259 | 124601.1259 | 0 | 7083.3333 | 0 | 0 | 0 | 0 | 0
2022-02-10 04:00 | 0 | 0 | 35584 | 0 | 634 | 0 | 3 | 30000 | 3 | 0 | 30000 | 239499.6475 | 19 | 7083.3333 | 2768.1418 | 148.8989 | 22916.6667 | 154601.1259 | 30000 | 0 | 124601.1259 | 124601.1259 | 0 | 7083.3333 | 0 | 0 | 0 | 0 | 0
2022-02-10 05:00 | 0 | 0 | 35584 | 0 | 634 | 0 | 3 | 30000 | 3 | 0 | 30000 | 209499.6475 | 19 | 7083.3333 | 2768.1418 | 148.8989 | 22916.6667 | 154601.1259 | 30000 | 0 | 124601.1259 | 124601.1259 | 0 | 7083.3333 | 0 | 0 | 0 | 0 | 0
2022-02-10 06:00 | 0 | 0 | 35584 | 0 | 634 | 0 | 3 | 30000 | 3 | 0 | 30000 | 179499.6475 | 19 | 7083.3333 | 2768.1418 | 148.8989 | 22916.6667 | 154601.1259 | 30000 | 0 | 124601.1259 | 124601.1259 | 0 | 7083.3333 | 0 | 0 | 0 | 0 | 0
2022-02-10 07:00 | 0.03962 | 0.15711 | 35584 | 1367.5429 | 634 | 16654.4141 | 3 | 30000 | 3 | 0 | 13345.5859 | 149499.6475 | 19 | 8450.8734 | 2768.1418 | 177.646 | 22916.6667 | 154601.1259 | 31367.5401 | 0 | 123233.5858 | 123233.5858 | 1367.5401 | 7083.3333 | 0 | 0 | 0 | 0 | 0
2022-02-10 08:00 | 0.2428 | 0.6463 | 35584 | 8380.6013 | 634 | 68510.9022 | 3 | 24036.083 | 2.4036 | 44474.8193 | 0 | 136154.0616 | 19 | 9500 | 2768.1418 | 199.6997 | 22916.6667 | 154601.1259 | 32416.6667 | 0 | 122184.4592 | 122184.4592 | 8380.5837 | 1119.4163 | 0 | 0 | 0 | 0 | 0
2022-02-10 09:00 | 0.45483 | 0.8119 | 35584 | 15699.1306 | 634 | 86065.2971 | 3 | 16717.5691 | 1.6718 | 69347.728 | 0 | 180628.8809 | 19 | 9500 | 2768.1418 | 199.6997 | 22916.6667 | 154601.1259 | 32416.6667 | 0 | 122184.4592 | 122184.4592 | 9500 | 0 | 0 | 0 | 0 | 0 | 0
2022-02-10 10:00 | 0.62578 | 0.88418 | 35584 | 21599.7229 | 634 | 93727.3241 | 3 | 10816.9893 | 1.0817 | 82910.3348 | 0 | 249976.6089 | 19 | 9500 | 2768.1418 | 199.6997 | 22916.6667 | 154601.1259 | 32416.6667 | 0 | 122184.4592 | 122184.4592 | 9500 | 0 | 0 | 0 | 0 | 0 | 0
2022-02-10 11:00 | 0.73097 | 0.8933 | 35584 | 25230.5114 | 634 | 94694.0878 | 3 | 7186.2084 | 0.71862 | 87507.8794 | 0 | 332886.9437 | 19 | 9500 | 2768.1418 | 199.6997 | 22916.6667 | 154601.1259 | 32416.6667 | 0 | 122184.4592 | 122184.4592 | 9500 | 0 | 0 | 0 | 0 | 0 | 0
2022-02-10 12:00 | 0.76195 | 0.81994 | 35584 | 26299.8319 | 634 | 86917.5757 | 3 | 6116.8901 | 0.61169 | 80800.6856 | 0 | 420394.8231 | 19 | 9500 | 2768.1418 | 199.6997 | 22916.6667 | 154601.1259 | 32416.6667 | 0 | 122184.4592 | 122184.4592 | 9500 | 0 | 0 | 0 | 0 | 0 | 0
2022-02-10 13:00 | 0.6995 | 0.75448 | 35584 | 24144.2778 | 634 | 79978.5015 | 3 | 8272.4397 | 0.82724 | 71706.0618 | 0 | 501195.5087 | 19 | 9500 | 2768.1418 | 199.6997 | 22916.6667 | 154601.1259 | 32416.6667 | 0 | 122184.4592 | 122184.4592 | 9500 | 0 | 0 | 0 | 0 | 0 | 0
2022-02-10 14:00 | 0.60603 | 0.63211 | 35584 | 20918.0224 | 634 | 67006.6941 | 3 | 11498.6883 | 1.1499 | 55508.0058 | 0 | 572901.5705 | 19 | 9500 | 2768.1418 | 199.6997 | 22916.6667 | 154601.1259 | 32416.6667 | 0 | 122184.4592 | 122184.4592 | 0 | 9500 | 0 | 0 | 0 | 0 | 0
2022-02-10 15:00 | 0.42942 | 0.57322 | 35584 | 14822.0668 | 634 | 60764.0715 | 3 | 17594.631 | 1.7595 | 43169.4404 | 0 | 628409.5763 | 19 | 9500 | 2768.1418 | 199.6997 | 22916.6667 | 154601.1259 | 32416.6667 | 0 | 122184.4592 | 122184.4592 | 9500 | 0 | 0 | 0 | 0 | 0 | 0
2022-02-10 16:00 | 0.24282 | 0.45846 | 35584 | 8381.2917 | 634 | 48598.9606 | 3 | 24035.3926 | 2.4035 | 24563.568 | 0 | 671579.0167 | 19 | 9500 | 2768.1418 | 199.6997 | 22916.6667 | 154601.1259 | 32416.6667 | 0 | 122184.4592 | 122184.4592 | 8381.274 | 1118.726 | 0 | 0 | 0 | 0 | 0
2022-02-10 17:00 | 0.06145 | 0.17032 | 35584 | 2121.0377 | 634 | 18054.7375 | 3 | 30000 | 3 | 0 | 11945.2625 | 696142.5847 | 19 | 9204.3666 | 2768.1418 | 193.4852 | 22916.6667 | 154601.1259 | 32121.0332 | 0 | 122480.0927 | 122480.0927 | 2121.0332 | 7083.3333 | 0 | 0 | 0 | 0 | 0
2022-02-10 18:00 | 0 | 0 | 35584 | 0 | 634 | 0 | 3 | 30000 | 3 | 0 | 30000 | 684197.3222 | 19 | 7083.3333 | 2768.1418 | 148.8989 | 22916.6667 | 154601.1259 | 30000 | 0 | 124601.1259 | 124601.1259 | 0 | 7083.3333 | 0 | 0 | 0 | 0 | 0
2022-02-10 19:00 | 0 | 0 | 35584 | 0 | 634 | 0 | 3 | 30000 | 3 | 0 | 30000 | 654197.3222 | 19 | 7083.3333 | 2768.1418 | 148.8989 | 22916.6667 | 154601.1259 | 30000 | 0 | 124601.1259 | 124601.1259 | 0 | 7083.3333 | 0 | 0 | 0 | 0 | 0
2022-02-10 20:00 | 0 | 0 | 35584 | 0 | 634 | 0 | 3 | 30000 | 3 | 0 | 30000 | 624197.3222 | 19 | 7083.3333 | 2768.1418 | 148.8989 | 22916.6667 | 154601.1259 | 30000 | 0 | 124601.1259 | 124601.1259 | 0 | 7083.3333 | 0 | 0 | 0 | 0 | 0
2022-02-10 21:00 | 0 | 0 | 35584 | 0 | 634 | 0 | 3 | 30000 | 3 | 0 | 30000 | 594197.3222 | 19 | 7083.3333 | 2768.1418 | 148.8989 | 22916.6667 | 154601.1259 | 30000 | 0 | 124601.1259 | 124601.1259 | 0 | 7083.3333 | 0 | 0 | 0 | 0 | 0
2022-02-10 22:00 | 0 | 0 | 35584 | 0 | 634 | 0 | 3 | 30000 | 3 | 0 | 30000 | 564197.3222 | 19 | 7083.3333 | 2768.1418 | 148.8989 | 22916.6667 | 154601.1259 | 30000 | 0 | 124601.1259 | 124601.1259 | 0 | 7083.3333 | 0 | 0 | 0 | 0 | 0
2022-02-10 23:00 | 0 | 0 | 35584 | 0 | 634 | 0 | 3 | 30000 | 3 | 0 | 30000 | 534197.3222 | 19 | 7083.3333 | 2768.1418 | 148.8989 | 22916.6667 | 154601.1259 | 30000 | 0 | 124601.1259 | 124601.1259 | 0 | 7083.3333 | 0 | 0 | 0 | 0 | 0
2022-02-11 | 0 | 0 | 35584 | 0 | 634 | 0 | 3 | 30000 | 3 | 0 | 30000 | 504197.3222 | 19 | 7000 | 2768.1418 | 147.1471 | 23000 | 154684.4592 | 30000 | 0 | 124684.4592 | 124684.4592 | 0 | 7000 | 0 | 0 | 0 | 0 | 0
2022-02-11 01:00 | 0 | 0 | 35584 | 0 | 634 | 0 | 3 | 30000 | 3 | 0 | 30000 | 474197.3222 | 19 | 7000 | 2768.1418 | 147.1471 | 23000 | 154684.4592 | 30000 | 0 | 124684.4592 | 124684.4592 | 0 | 7000 | 0 | 0 | 0 | 0 | 0
2022-02-11 02:00 | 0 | 0 | 35584 | 0 | 634 | 0 | 3 | 30000 | 3 | 0 | 30000 | 444197.3222 | 19 | 7000 | 2768.1418 | 147.1471 | 23000 | 154684.4592 | 30000 | 0 | 124684.4592 | 124684.4592 | 0 | 7000 | 0 | 0 | 0 | 0 | 0
2022-02-11 03:00 | 0 | 0 | 35584 | 0 | 634 | 0 | 3 | 30000 | 3 | 0 | 30000 | 414197.3222 | 19 | 7000 | 2768.1418 | 147.1471 | 23000 | 154684.4592 | 30000 | 0 | 124684.4592 | 124684.4592 | 0 | 7000 | 0 | 0 | 0 | 0 | 0
2022-02-11 04:00 | 0 | 0 | 35584 | 0 | 634 | 0 | 3 | 30000 | 3 | 0 | 30000 | 384197.3222 | 19 | 7000 | 2768.1418 | 147.1471 | 23000 | 154684.4592 | 30000 | 0 | 124684.4592 | 124684.4592 | 0 | 7000 | 0 | 0 | 0 | 0 | 0
2022-02-11 05:00 | 0 | 0 | 35584 | 0 | 634 | 0 | 3 | 30000 | 3 | 0 | 30000 | 354197.3222 | 19 | 7000 | 2768.1418 | 147.1471 | 23000 | 154684.4592 | 30000 | 0 | 124684.4592 | 124684.4592 | 0 | 7000 | 0 | 0 | 0 | 0 | 0
2022-02-11 06:00 | 0 | 0 | 35584 | 0 | 634 | 0 | 3 | 30000 | 3 | 0 | 30000 | 324197.3222 | 19 | 7000 | 2768.1418 | 147.1471 | 23000 | 154684.4592 | 30000 | 0 | 124684.4592 | 124684.4592 | 0 | 7000 | 0 | 0 | 0 | 0 | 0
2022-02-11 07:00 | 0.0397 | 0.16774 | 35584 | 1370.3043 | 634 | 17781.2452 | 3 | 30000 | 3 | 0 | 12218.7548 | 294197.3222 | 19 | 8370.3014 | 2768.1418 | 175.9523 | 23000 | 154684.4592 | 31370.3014 | 0 | 123314.1579 | 123314.1579 | 1370.3014 | 7000 | 0 | 0 | 0 | 0 | 0
2022-02-11 08:00 | 0.22027 | 0.53648 | 35584 | 7602.945 | 634 | 56869.4551 | 3 | 24897.071 | 2.4897 | 31972.3841 | 0 | 281978.5673 | 19 | 9500 | 2768.1418 | 199.6997 | 23000 | 154684.4592 | 32500 | 0 | 122184.4592 | 122184.4592 | 7602.929 | 1897.071 | 0 | 0 | 0 | 0 | 0
2022-02-11 09:00 | 0.39175 | 0.6911 | 35584 | 13521.831 | 634 | 73259.9173 | 3 | 18978.1974 | 1.8978 | 54281.7199 | 0 | 313950.9515 | 19 | 9500 | 2768.1418 | 199.6997 | 23000 | 154684.4592 | 32500 | 0 | 122184.4592 | 122184.4592 | 9500 | 0 | 0 | 0 | 0 | 0 | 0
2022-02-11 10:00 | 0.57147 | 0.66875 | 35584 | 19725.1328 | 634 | 70890.71 | 3 | 12774.9087 | 1.2775 | 58115.8013 | 0 | 368232.6713 | 19 | 9500 | 2768.1418 | 199.6997 | 23000 | 154684.4592 | 32500 | 0 | 122184.4592 | 122184.4592 | 0 | 9500 | 0 | 0 | 0 | 0 | 0
2022-02-11 11:00 | 0.57435 | 0.51923 | 35584 | 19824.5403 | 634 | 55040.8723 | 3 | 12675.5015 | 1.2676 | 42365.3709 | 0 | 426348.4726 | 19 | 9500 | 2768.1418 | 199.6997 | 23000 | 154684.4592 | 32500 | 0 | 122184.4592 | 122184.4592 | 0 | 9500 | 0 | 0 | 0 | 0 | 0
2022-02-11 12:00 | 0.48985 | 0.16414 | 35584 | 16907.8977 | 634 | 17399.6279 | 3 | 15592.1379 | 1.5592 | 1807.49 | 0 | 468713.8435 | 19 | 9500 | 2768.1418 | 199.6997 | 23000 | 154684.4592 | 32500 | 0 | 122184.4592 | 122184.4592 | 9500 | 0 | 0 | 0 | 0 | 0 | 0
2022-02-11 13:00 | 0.45715 | 0.16906 | 35584 | 15779.2088 | 634 | 17921.1715 | 3 | 16720.8244 | 1.6721 | 1200.3471 | 0 | 470521.3335 | 19 | 9500 | 2768.1418 | 199.6997 | 23000 | 154684.4592 | 32500 | 0 | 122184.4592 | 122184.4592 | 0 | 9500 | 0 | 0 | 0 | 0 | 0
2022-02-11 14:00 | 0.31025 | 0.11319 | 35584 | 10708.7379 | 634 | 11998.6833 | 3 | 21791.2846 | 2.1791 | 0 | 9792.6013 | 471721.6806 | 19 | 9500 | 2768.1418 | 199.6997 | 23000 | 154684.4592 | 32500 | 0 | 122184.4592 | 122184.4592 | 9500 | 0 | 0 | 0 | 0 | 0 | 0
2022-02-11 15:00 | 0.2349 | 0.07996 | 35584 | 8107.9212 | 634 | 8476.1438 | 3 | 24392.0959 | 2.4392 | 0 | 15915.9521 | 461929.0793 | 19 | 9500 | 2768.1418 | 199.6997 | 23000 | 154684.4592 | 32500 | 0 | 122184.4592 | 122184.4592 | 0 | 9500 | 0 | 0 | 0 | 0 | 0
2022-02-11 16:00 | 0.12905 | 0.07932 | 35584 | 4454.3517 | 634 | 8408.3007 | 3 | 28045.6576 | 2.8046 | 0 | 19637.3569 | 446013.1272 | 19 | 9500 | 2768.1418 | 199.6997 | 23000 | 154684.4592 | 32500 | 0 | 122184.4592 | 122184.4592 | 0 | 9500 | 0 | 0 | 0 | 0 | 0
2022-02-11 17:00 | 0.04122 | 0.03381 | 35584 | 1422.7693 | 634 | 3584.0223 | 3 | 30000 | 3 | 0 | 26415.9777 | 426375.7703 | 19 | 8422.7663 | 2768.1418 | 177.0551 | 23000 | 154684.4592 | 31422.7663 | 0 | 123261.6929 | 123261.6929 | 1422.7663 | 7000 | 0 | 0 | 0 | 0 | 0
2022-02-11 18:00 | 0 | 0 | 35584 | 0 | 634 | 0 | 3 | 30000 | 3 | 0 | 30000 | 399959.7926 | 19 | 7000 | 2768.1418 | 147.1471 | 23000 | 154684.4592 | 30000 | 0 | 124684.4592 | 124684.4592 | 0 | 7000 | 0 | 0 | 0 | 0 | 0
2022-02-11 19:00 | 0 | 0 | 35584 | 0 | 634 | 0 | 3 | 30000 | 3 | 0 | 30000 | 369959.7926 | 19 | 7000 | 2768.1418 | 147.1471 | 23000 | 154684.4592 | 30000 | 0 | 124684.4592 | 124684.4592 | 0 | 7000 | 0 | 0 | 0 | 0 | 0
2022-02-11 20:00 | 0 | 0 | 35584 | 0 | 634 | 0 | 3 | 30000 | 3 | 0 | 30000 | 339959.7926 | 19 | 7000 | 2768.1418 | 147.1471 | 23000 | 154684.4592 | 30000 | 0 | 124684.4592 | 124684.4592 | 0 | 7000 | 0 | 0 | 0 | 0 | 0
2022-02-11 21:00 | 0 | 0 | 35584 | 0 | 634 | 0 | 3 | 30000 | 3 | 0 | 30000 | 309959.7926 | 19 | 7000 | 2768.1418 | 147.1471 | 23000 | 154684.4592 | 30000 | 0 | 124684.4592 | 124684.4592 | 0 | 7000 | 0 | 0 | 0 | 0 | 0
2022-02-11 22:00 | 0 | 0 | 35584 | 0 | 634 | 0 | 3 | 30000 | 3 | 0 | 30000 | 279959.7926 | 19 | 7000 | 2768.1418 | 147.1471 | 23000 | 154684.4592 | 30000 | 0 | 124684.4592 | 124684.4592 | 0 | 7000 | 0 | 0 | 0 | 0 | 0
2022-02-11 23:00 | 0 | 0 | 35584 | 0 | 634 | 0 | 3 | 30000 | 3 | 0 | 30000 | 249959.7926 | 19 | 7000 | 2768.1418 | 147.1471 | 23000 | 154684.4592 | 30000 | 0 | 124684.4592 | 124684.4592 | 0 | 7000 | 0 | 0 | 0 | 0 | 0
2022-02-12 | 0 | 0 | 35584 | 0 | 634 | 0 | 3 | 30000 | 3 | 0 | 30000 | 219959.7926 | 19 | 6791.6667 | 2768.1418 | 142.7678 | 23208.3333 | 154892.7926 | 30000 | 0 | 124892.7926 | 124892.7926 | 0 | 6791.6667 | 0 | 0 | 0 | 0 | 0
2022-02-12 01:00 | 0 | 0 | 35584 | 0 | 634 | 0 | 3 | 30000 | 3 | 0 | 30000 | 189959.7926 | 19 | 6791.6667 | 2768.1418 | 142.7678 | 23208.3333 | 154892.7926 | 30000 | 0 | 124892.7926 | 124892.7926 | 0 | 6791.6667 | 0 | 0 | 0 | 0 | 0
2022-02-12 02:00 | 0 | 0 | 35584 | 0 | 634 | 0 | 3 | 30000 | 3 | 0 | 30000 | 159959.7926 | 19 | 6791.6667 | 2768.1418 | 142.7678 | 23208.3333 | 154892.7926 | 30000 | 0 | 124892.7926 | 124892.7926 | 0 | 6791.6667 | 0 | 0 | 0 | 0 | 0
2022-02-12 03:00 | 0 | 0 | 35584 | 0 | 634 | 0 | 3 | 30000 | 3 | 0 | 30000 | 129959.7926 | 19 | 6791.6667 | 2768.1418 | 142.7678 | 23208.3333 | 154892.7926 | 30000 | 0 | 124892.7926 | 124892.7926 | 0 | 6791.6667 | 0 | 0 | 0 | 0 | 0
2022-02-12 04:00 | 0 | 0 | 35584 | 0 | 634 | 0 | 3 | 30000 | 3 | 0 | 30000 | 99959.7926 | 19 | 6791.6667 | 2768.1418 | 142.7678 | 23208.3333 | 154892.7926 | 30000 | 0 | 124892.7926 | 124892.7926 | 0 | 6791.6667 | 0 | 0 | 0 | 0 | 0
2022-02-12 05:00 | 0 | 0 | 35584 | 0 | 634 | 0 | 3 | 30000 | 3 | 0 | 30000 | 69959.7926 | 19 | 6791.6667 | 2768.1418 | 142.7678 | 23208.3333 | 154892.7926 | 30000 | 0 | 124892.7926 | 124892.7926 | 0 | 6791.6667 | 0 | 0 | 0 | 0 | 0
2022-02-12 06:00 | 0 | 0 | 35584 | 0 | 634 | 0 | 3 | 30000 | 3 | 0 | 30000 | 39959.7926 | 19 | 6791.6667 | 2768.1418 | 142.7678 | 23208.3333 | 154892.7926 | 30000 | 0 | 124892.7926 | 124892.7926 | 0 | 6791.6667 | 0 | 0 | 0 | 0 | 0
2022-02-12 07:00 | 0.04367 | 0.18905 | 35584 | 1507.3347 | 634 | 20040.2074 | 3 | 30000 | 3 | 0 | 9959.7926 | 9959.7926 | 19 | 8298.9982 | 2768.1418 | 174.4534 | 23208.3333 | 154892.7926 | 31507.3315 | 0 | 123385.4611 | 123385.4611 | 0 | 8298.9982 | 0 | 0 | 0 | 0 | 0
2022-02-12 08:00 | 0.25212 | 0.66257 | 35584 | 8702.2949 | 634 | 70235.6003 | 3 | 24006.0567 | 2.4006 | 0 | 0 | 0 | 19 | 9500 | 2768.1418 | 199.6997 | 23208.3333 | 154892.7926 | 32708.3333 | 0 | 122184.4592 | 122184.4592 | 0 | 9500 | 0 | 0 | 0 | 0 | 0
2022-02-12 09:00 | 0.46577 | 0.84039 | 35584 | 16076.7409 | 634 | 89085.3739 | 3 | 16631.6263 | 1.6632 | 0 | 0 | 0 | 19 | 9500 | 2768.1418 | 199.6997 | 23208.3333 | 154892.7926 | 32708.3333 | 0 | 122184.4592 | 122184.4592 | 9500 | 0 | 0 | 0 | 0 | 0 | 0
2022-02-12 10:00 | 0.63992 | 0.93584 | 35584 | 22087.7859 | 634 | 99203.532 | 3 | 10620.594 | 1.0621 | 0 | 0 | 0 | 19 | 9500 | 2768.1418 | 199.6997 | 23208.3333 | 154892.7926 | 32708.3333 | 0 | 122184.4592 | 122184.4592 | 9500 | 0 | 0 | 0 | 0 | 0 | 0
2022-02-12 11:00 | 0.7522 | 0.97981 | 35584 | 25963.2963 | 634 | 103864.5631 | 3 | 6745.0917 | 0.67451 | 11766.526 | 0 | 0 | 19 | 9500 | 2768.1418 | 199.6997 | 23208.3333 | 154892.7926 | 32708.3333 | 0 | 122184.4592 | 122184.4592 | 2754.9083 | 6745.0917 | 0 | 0 | 0 | 0 | 0
2022-02-12 12:00 | 0.78425 | 0.90286 | 35584 | 27069.5494 | 634 | 95707.4937 | 3 | 5638.8409 | 0.56388 | 90068.6528 | 0 | 11766.526 | 19 | 9500 | 2768.1418 | 199.6997 | 23208.3333 | 154892.7926 | 32708.3333 | 0 | 122184.4592 | 122184.4592 | 3861.1591 | 5638.8409 | 0 | 0 | 0 | 0 | 0
2022-02-12 13:00 | 0.7579 | 0.91236 | 35584 | 26160.0402 | 634 | 96714.5393 | 3 | 6548.3482 | 0.65483 | 90166.1911 | 0 | 101835.1789 | 19 | 9500 | 2768.1418 | 199.6997 | 23208.3333 | 154892.7926 | 32708.3333 | 0 | 122184.4592 | 122184.4592 | 2951.6518 | 6548.3482 | 0 | 0 | 0 | 0 | 0
2022-02-12 14:00 | 0.65858 | 0.87405 | 35584 | 22731.8634 | 634 | 92653.4954 | 3 | 9976.5178 | 0.99765 | 82676.9776 | 0 | 192001.37 | 19 | 9500 | 2768.1418 | 199.6997 | 23208.3333 | 154892.7926 | 32708.3333 | 0 | 122184.4592 | 122184.4592 | 9500 | 0 | 0 | 0 | 0 | 0 | 0
2022-02-12 15:00 | 0.49915 | 0.80308 | 35584 | 17228.901 | 634 | 85130.3348 | 3 | 15479.4686 | 1.5479 | 69650.8662 | 0 | 274678.3476 | 19 | 9500 | 2768.1418 | 199.6997 | 23208.3333 | 154892.7926 | 32708.3333 | 0 | 122184.4592 | 122184.4592 | 9500 | 0 | 0 | 0 | 0 | 0 | 0
2022-02-12 16:00 | 0.29448 | 0.67031 | 35584 | 10164.413 | 634 | 71056.0775 | 3 | 22543.9417 | 2.2544 | 48512.1358 | 0 | 344329.2138 | 19 | 9500 | 2768.1418 | 199.6997 | 23208.3333 | 154892.7926 | 32708.3333 | 0 | 122184.4592 | 122184.4592 | 0 | 9500 | 0 | 0 | 0 | 0 | 0
2022-02-12 17:00 | 0.07935 | 0.28748 | 35584 | 2738.8827 | 634 | 30474.2599 | 3 | 29969.4564 | 2.9969 | 504.8035 | 0 | 392841.3496 | 19 | 9500 | 2768.1418 | 199.6997 | 23208.3333 | 154892.7926 | 32708.3333 | 0 | 122184.4592 | 122184.4592 | 2738.8769 | 6761.1231 | 0 | 0 | 0 | 0 | 0
2022-02-12 18:00 | 0 | 0 | 35584 | 0 | 634 | 0 | 3 | 30000 | 3 | 0 | 30000 | 393346.1531 | 19 | 6791.6667 | 2768.1418 | 142.7678 | 23208.3333 | 154892.7926 | 30000 | 0 | 124892.7926 | 124892.7926 | 0 | 6791.6667 | 0 | 0 | 0 | 0 | 0
2022-02-12 19:00 | 0 | 0 | 35584 | 0 | 634 | 0 | 3 | 30000 | 3 | 0 | 30000 | 363346.1531 | 19 | 6791.6667 | 2768.1418 | 142.7678 | 23208.3333 | 154892.7926 | 30000 | 0 | 124892.7926 | 124892.7926 | 0 | 6791.6667 | 0 | 0 | 0 | 0 | 0
2022-02-12 20:00 | 0 | 0 | 35584 | 0 | 634 | 0 | 3 | 30000 | 3 | 0 | 30000 | 333346.1531 | 19 | 6791.6667 | 2768.1418 | 142.7678 | 23208.3333 | 154892.7926 | 30000 | 0 | 124892.7926 | 124892.7926 | 0 | 6791.6667 | 0 | 0 | 0 | 0 | 0
2022-02-12 21:00 | 0 | 0 | 35584 | 0 | 634 | 0 | 3 | 30000 | 3 | 0 | 30000 | 303346.1531 | 19 | 6791.6667 | 2768.1418 | 142.7678 | 23208.3333 | 154892.7926 | 30000 | 0 | 124892.7926 | 124892.7926 | 0 | 6791.6667 | 0 | 0 | 0 | 0 | 0
2022-02-12 22:00 | 0 | 0 | 35584 | 0 | 634 | 0 | 3 | 30000 | 3 | 0 | 30000 | 273346.1531 | 19 | 6791.6667 | 2768.1418 | 142.7678 | 23208.3333 | 154892.7926 | 30000 | 0 | 124892.7926 | 124892.7926 | 0 | 6791.6667 | 0 | 0 | 0 | 0 | 0
2022-02-12 23:00 | 0 | 0 | 35584 | 0 | 634 | 0 | 3 | 30000 | 3 | 0 | 30000 | 243346.1531 | 19 | 6791.6667 | 2768.1418 | 142.7678 | 23208.3333 | 154892.7926 | 30000 | 0 | 124892.7926 | 124892.7926 | 0 | 6791.6667 | 0 | 0 | 0 | 0 | 0
2022-02-13 | 0 | 0 | 35584 | 0 | 634 | 0 | 3 | 30000 | 3 | 0 | 30000 | 213346.1531 | 19 | 7625 | 2768.1418 | 160.2853 | 22375 | 154059.4592 | 30000 | 0 | 124059.4592 | 124059.4592 | 0 | 7625 | 0 | 0 | 0 | 0 | 0
2022-02-13 01:00 | 0 | 0 | 35584 | 0 | 634 | 0 | 3 | 30000 | 3 | 0 | 30000 | 183346.1531 | 19 | 7625 | 2768.1418 | 160.2853 | 22375 | 154059.4592 | 30000 | 0 | 124059.4592 | 124059.4592 | 0 | 7625 | 0 | 0 | 0 | 0 | 0
2022-02-13 02:00 | 0 | 0 | 35584 | 0 | 634 | 0 | 3 | 30000 | 3 | 0 | 30000 | 153346.1531 | 19 | 7625 | 2768.1418 | 160.2853 | 22375 | 154059.4592 | 30000 | 0 | 124059.4592 | 124059.4592 | 0 | 7625 | 0 | 0 | 0 | 0 | 0
2022-02-13 03:00 | 0 | 0 | 35584 | 0 | 634 | 0 | 3 | 30000 | 3 | 0 | 30000 | 123346.1531 | 19 | 7625 | 2768.1418 | 160.2853 | 22375 | 154059.4592 | 30000 | 0 | 124059.4592 | 124059.4592 | 0 | 7625 | 0 | 0 | 0 | 0 | 0
2022-02-13 04:00 | 0 | 0 | 35584 | 0 | 634 | 0 | 3 | 30000 | 3 | 0 | 30000 | 93346.1531 | 19 | 7625 | 2768.1418 | 160.2853 | 22375 | 154059.4592 | 30000 | 0 | 124059.4592 | 124059.4592 | 0 | 7625 | 0 | 0 | 0 | 0 | 0
2022-02-13 05:00 | 0 | 0 | 35584 | 0 | 634 | 0 | 3 | 30000 | 3 | 0 | 30000 | 63346.1531 | 19 | 7625 | 2768.1418 | 160.2853 | 22375 | 154059.4592 | 30000 | 0 | 124059.4592 | 124059.4592 | 0 | 7625 | 0 | 0 | 0 | 0 | 0
2022-02-13 06:00 | 0 | 0 | 35584 | 0 | 634 | 0 | 3 | 30000 | 3 | 0 | 30000 | 33346.1531 | 19 | 7625 | 2768.1418 | 160.2853 | 22375 | 154059.4592 | 30000 | 0 | 124059.4592 | 124059.4592 | 0 | 7625 | 0 | 0 | 0 | 0 | 0
2022-02-13 07:00 | 0.04942 | 0.25144 | 35584 | 1705.8044 | 634 | 26653.8469 | 3 | 30000 | 3 | 26653.8469 | 30000 | 3346.1531 | 19 | 9330.8009 | 2768.1418 | 196.143 | 22375 | 154059.4592 | 31705.8009 | 0 | 122353.6584 | 122353.6584 | 1705.8009 | 7625 | 0 | 0 | 0 | 0 | 0
2022-02-13 08:00 | 0.26595 | 0.74105 | 35584 | 9179.6579 | 634 | 78554.857 | 3 | 22695.3615 | 2.2695 | 0 | 0 | 0 | 19 | 9500 | 2768.1418 | 199.6997 | 22375 | 154059.4592 | 31875 | 0 | 122184.4592 | 122184.4592 | 0 | 9500 | 0 | 0 | 0 | 0 | 0
2022-02-13 09:00 | 0.48233 | 0.88877 | 35584 | 16648.3338 | 634 | 94213.8861 | 3 | 15226.7013 | 1.5227 | 0 | 0 | 0 | 19 | 9500 | 2768.1418 | 199.6997 | 22375 | 154059.4592 | 31875 | 0 | 122184.4592 | 122184.4592 | 9500 | 0 | 0 | 0 | 0 | 0 | 0
2022-02-13 10:00 | 0.65703 | 0.97387 | 35584 | 22678.3629 | 634 | 103234.8946 | 3 | 9196.6849 | 0.91967 | 14754.3169 | 0 | 0 | 19 | 9500 | 2768.1418 | 199.6997 | 22375 | 154059.4592 | 31875 | 0 | 122184.4592 | 122184.4592 | 303.3151 | 9196.6849 | 0 | 0 | 0 | 0 | 0
2022-02-13 11:00 | 0.77412 | 1.0273 | 35584 | 26719.8975 | 634 | 108902.9712 | 3 | 5155.1588 | 0.51552 | 103747.8125 | 0 | 14754.3169 | 19 | 9500 | 2768.1418 | 199.6997 | 22375 | 154059.4592 | 31875 | 0 | 122184.4592 | 122184.4592 | 9500 | 0 | 0 | 0 | 0 | 0 | 0
2022-02-13 12:00 | 0.80683 | 0.95088 | 35584 | 27848.9316 | 634 | 100797.8442 | 3 | 4026.1271 | 0.40261 | 96771.7171 | 0 | 118502.1293 | 19 | 9500 | 2768.1418 | 199.6997 | 22375 | 154059.4592 | 31875 | 0 | 122184.4592 | 122184.4592 | 5473.8729 | 4026.1271 | 0 | 0 | 0 | 0 | 0
2022-02-13 13:00 | 0.68636 | 0.63896 | 35584 | 23690.7312 | 634 | 67732.827 | 3 | 8184.3187 | 0.81843 | 59548.5083 | 0 | 215273.8465 | 19 | 9500 | 2768.1418 | 199.6997 | 22375 | 154059.4592 | 31875 | 0 | 122184.4592 | 122184.4592 | 9500 | 0 | 0 | 0 | 0 | 0 | 0
2022-02-13 14:00 | 0.67375 | 0.89987 | 35584 | 23255.4784 | 634 | 95390.5394 | 3 | 8619.5706 | 0.86196 | 86770.9688 | 0 | 274822.3548 | 19 | 9500 | 2768.1418 | 199.6997 | 22375 | 154059.4592 | 31875 | 0 | 122184.4592 | 122184.4592 | 9500 | 0 | 0 | 0 | 0 | 0 | 0
2022-02-13 15:00 | 0.50898 | 0.8171 | 35584 | 17568.198 | 634 | 86616.5221 | 3 | 14306.839 | 1.4307 | 72309.6831 | 0 | 361593.3236 | 19 | 9500 | 2768.1418 | 199.6997 | 22375 | 154059.4592 | 31875 | 0 | 122184.4592 | 122184.4592 | 9500 | 0 | 0 | 0 | 0 | 0 | 0
2022-02-13 16:00 | 0.30038 | 0.67559 | 35584 | 10368.0603 | 634 | 71615.7828 | 3 | 21506.9616 | 2.1507 | 50108.8213 | 0 | 433903.0067 | 19 | 9500 | 2768.1418 | 199.6997 | 22375 | 154059.4592 | 31875 | 0 | 122184.4592 | 122184.4592 | 0 | 9500 | 0 | 0 | 0 | 0 | 0
2022-02-13 17:00 | 0.08338 | 0.28899 | 35584 | 2877.9841 | 634 | 30634.3272 | 3 | 28997.022 | 2.8997 | 1637.3052 | 0 | 484011.828 | 19 | 9500 | 2768.1418 | 199.6997 | 22375 | 154059.4592 | 31875 | 0 | 122184.4592 | 122184.4592 | 2877.978 | 6622.022 | 0 | 0 | 0 | 0 | 0
2022-02-13 18:00 | 0 | 0 | 35584 | 0 | 634 | 0 | 3 | 30000 | 3 | 0 | 30000 | 485649.1332 | 19 | 7625 | 2768.1418 | 160.2853 | 22375 | 154059.4592 | 30000 | 0 | 124059.4592 | 124059.4592 | 0 | 7625 | 0 | 0 | 0 | 0 | 0
2022-02-13 19:00 | 0 | 0 | 35584 | 0 | 634 | 0 | 3 | 30000 | 3 | 0 | 30000 | 455649.1332 | 19 | 7625 | 2768.1418 | 160.2853 | 22375 | 154059.4592 | 30000 | 0 | 124059.4592 | 124059.4592 | 0 | 7625 | 0 | 0 | 0 | 0 | 0
2022-02-13 20:00 | 0 | 0 | 35584 | 0 | 634 | 0 | 3 | 30000 | 3 | 0 | 30000 | 425649.1332 | 19 | 7625 | 2768.1418 | 160.2853 | 22375 | 154059.4592 | 30000 | 0 | 124059.4592 | 124059.4592 | 0 | 7625 | 0 | 0 | 0 | 0 | 0
2022-02-13 21:00 | 0 | 0 | 35584 | 0 | 634 | 0 | 3 | 30000 | 3 | 0 | 30000 | 395649.1332 | 19 | 7625 | 2768.1418 | 160.2853 | 22375 | 154059.4592 | 30000 | 0 | 124059.4592 | 124059.4592 | 0 | 7625 | 0 | 0 | 0 | 0 | 0
2022-02-13 22:00 | 0 | 0 | 35584 | 0 | 634 | 0 | 3 | 30000 | 3 | 0 | 30000 | 365649.1332 | 19 | 7625 | 2768.1418 | 160.2853 | 22375 | 154059.4592 | 30000 | 0 | 124059.4592 | 124059.4592 | 0 | 7625 | 0 | 0 | 0 | 0 | 0
2022-02-13 23:00 | 0 | 0 | 35584 | 0 | 634 | 0 | 3 | 30000 | 3 | 0 | 30000 | 335649.1332 | 19 | 7625 | 2768.1418 | 160.2853 | 22375 | 154059.4592 | 30000 | 0 | 124059.4592 | 124059.4592 | 0 | 7625 | 0 | 0 | 0 | 0 | 0
2022-02-14 | 0 | 0 | 35584 | 0 | 634 | 0 | 3 | 30000 | 3 | 0 | 30000 | 305649.1332 | 19 | 6958.3333 | 2768.1418 | 146.2713 | 23041.6667 | 154726.1259 | 30000 | 0 | 124726.1259 | 124726.1259 | 0 | 6958.3333 | 0 | 0 | 0 | 0 | 0
2022-02-14 01:00 | 0 | 0 | 35584 | 0 | 634 | 0 | 3 | 30000 | 3 | 0 | 30000 | 275649.1332 | 19 | 6958.3333 | 2768.1418 | 146.2713 | 23041.6667 | 154726.1259 | 30000 | 0 | 124726.1259 | 124726.1259 | 0 | 6958.3333 | 0 | 0 | 0 | 0 | 0
2022-02-14 02:00 | 0 | 0 | 35584 | 0 | 634 | 0 | 3 | 30000 | 3 | 0 | 30000 | 245649.1332 | 19 | 6958.3333 | 2768.1418 | 146.2713 | 23041.6667 | 154726.1259 | 30000 | 0 | 124726.1259 | 124726.1259 | 0 | 6958.3333 | 0 | 0 | 0 | 0 | 0
2022-02-14 03:00 | 0 | 0 | 35584 | 0 | 634 | 0 | 3 | 30000 | 3 | 0 | 30000 | 215649.1332 | 19 | 6958.3333 | 2768.1418 | 146.2713 | 23041.6667 | 154726.1259 | 30000 | 0 | 124726.1259 | 124726.1259 | 0 | 6958.3333 | 0 | 0 | 0 | 0 | 0
2022-02-14 04:00 | 0 | 0 | 35584 | 0 | 634 | 0 | 3 | 30000 | 3 | 0 | 30000 | 185649.1332 | 19 | 6958.3333 | 2768.1418 | 146.2713 | 23041.6667 | 154726.1259 | 30000 | 0 | 124726.1259 | 124726.1259 | 0 | 6958.3333 | 0 | 0 | 0 | 0 | 0
2022-02-14 05:00 | 0 | 0 | 35584 | 0 | 634 | 0 | 3 | 30000 | 3 | 0 | 30000 | 155649.1332 | 19 | 6958.3333 | 2768.1418 | 146.2713 | 23041.6667 | 154726.1259 | 30000 | 0 | 124726.1259 | 124726.1259 | 0 | 6958.3333 | 0 | 0 | 0 | 0 | 0
2022-02-14 06:00 | 0 | 0 | 35584 | 0 | 634 | 0 | 3 | 30000 | 3 | 0 | 30000 | 125649.1332 | 19 | 6958.3333 | 2768.1418 | 146.2713 | 23041.6667 | 154726.1259 | 30000 | 0 | 124726.1259 | 124726.1259 | 0 | 6958.3333 | 0 | 0 | 0 | 0 | 0
2022-02-14 07:00 | 0.04597 | 0.14442 | 35584 | 1586.7226 | 634 | 15309.2132 | 3 | 30000 | 3 | 0 | 14690.7868 | 95649.1332 | 19 | 8545.0526 | 2768.1418 | 179.6257 | 23041.6667 | 154726.1259 | 31586.7192 | 0 | 123139.4067 | 123139.4067 | 0 | 8545.0526 | 0 | 0 | 0 | 0 | 0
2022-02-14 08:00 | 0.25468 | 0.61144 | 35584 | 8790.6571 | 634 | 64815.5749 | 3 | 23751.028 | 2.3751 | 41064.5469 | 0 | 80958.3464 | 19 | 9500 | 2768.1418 | 199.6997 | 23041.6667 | 154726.1259 | 32541.6667 | 0 | 122184.4592 | 122184.4592 | 8790.6386 | 709.3614 | 0 | 0 | 0 | 0 | 0
2022-02-14 09:00 | 0.4694 | 0.79473 | 35584 | 16202.0357 | 634 | 84245.1947 | 3 | 16339.6651 | 1.634 | 67905.5296 | 0 | 122022.8933 | 19 | 9500 | 2768.1418 | 199.6997 | 23041.6667 | 154726.1259 | 32541.6667 | 0 | 122184.4592 | 122184.4592 | 9500 | 0 | 0 | 0 | 0 | 0 | 0
2022-02-14 10:00 | 0.56923 | 0.60398 | 35584 | 19647.8159 | 634 | 64024.7791 | 3 | 12893.8921 | 1.2894 | 51130.887 | 0 | 189928.4229 | 19 | 9500 | 2768.1418 | 199.6997 | 23041.6667 | 154726.1259 | 32541.6667 | 0 | 122184.4592 | 122184.4592 | 9500 | 0 | 0 | 0 | 0 | 0 | 0
2022-02-14 11:00 | 0.7592 | 0.95054 | 35584 | 26204.9116 | 634 | 100761.8026 | 3 | 6336.8102 | 0.63368 | 94424.9924 | 0 | 241059.3099 | 19 | 9500 | 2768.1418 | 199.6997 | 23041.6667 | 154726.1259 | 32541.6667 | 0 | 122184.4592 | 122184.4592 | 9500 | 0 | 0 | 0 | 0 | 0 | 0
2022-02-14 12:00 | 0.80062 | 0.9473 | 35584 | 27634.5842 | 634 | 100418.347 | 3 | 4907.1406 | 0.49071 | 100418.347 | 4907.1406 | 335484.3023 | 19 | 9500 | 2768.1418 | 199.6997 | 23041.6667 | 154726.1259 | 32541.6667 | 0 | 122184.4592 | 122184.4592 | 9500 | 0 | 0 | 0 | 0 | 0 | 0
2022-02-14 13:00 | 0.77212 | 0.94041 | 35584 | 26650.8645 | 634 | 99687.974 | 3 | 5890.8582 | 0.58909 | 93797.1157 | 0 | 430995.5087 | 19 | 9500 | 2768.1418 | 199.6997 | 23041.6667 | 154726.1259 | 32541.6667 | 0 | 122184.4592 | 122184.4592 | 9500 | 0 | 0 | 0 | 0 | 0 | 0
2022-02-14 14:00 | 0.6692 | 0.89342 | 35584 | 23098.4284 | 634 | 94706.8084 | 3 | 9443.2869 | 0.94433 | 85263.5215 | 0 | 524792.6244 | 19 | 9500 | 2768.1418 | 199.6997 | 23041.6667 | 154726.1259 | 32541.6667 | 0 | 122184.4592 | 122184.4592 | 56.7131 | 9443.2869 | 0 | 0 | 0 | 0 | 0
2022-02-14 15:00 | 0.50602 | 0.80242 | 35584 | 17466.0292 | 634 | 85060.3716 | 3 | 15075.6742 | 1.5076 | 69984.6974 | 0 | 610056.1459 | 19 | 9500 | 2768.1418 | 199.6997 | 23041.6667 | 154726.1259 | 32541.6667 | 0 | 122184.4592 | 122184.4592 | 9500 | 0 | 0 | 0 | 0 | 0 | 0
2022-02-14 16:00 | 0.29875 | 0.65254 | 35584 | 10311.7984 | 634 | 69172.3722 | 3 | 22229.89 | 2.223 | 46942.4822 | 0 | 680040.8433 | 19 | 9500 | 2768.1418 | 199.6997 | 23041.6667 | 154726.1259 | 32541.6667 | 0 | 122184.4592 | 122184.4592 | 0 | 9500 | 0 | 0 | 0 | 0 | 0
2022-02-14 17:00 | 0.08353 | 0.27581 | 35584 | 2883.1616 | 634 | 29237.1839 | 3 | 29658.5112 | 2.9659 | 0 | 421.3273 | 726983.3255 | 19 | 9500 | 2768.1418 | 199.6997 | 23041.6667 | 154726.1259 | 32541.6667 | 0 | 122184.4592 | 122184.4592 | 2883.1555 | 6616.8445 | 0 | 0 | 0 | 0 | 0
2022-02-14 18:00 | 0 | 0 | 35584 | 0 | 634 | 0 | 3 | 30000 | 3 | 0 | 30000 | 726561.9983 | 19 | 6958.3333 | 2768.1418 | 146.2713 | 23041.6667 | 154726.1259 | 30000 | 0 | 124726.1259 | 124726.1259 | 0 | 6958.3333 | 0 | 0 | 0 | 0 | 0
2022-02-14 19:00 | 0 | 0 | 35584 | 0 | 634 | 0 | 3 | 30000 | 3 | 0 | 30000 | 696561.9983 | 19 | 6958.3333 | 2768.1418 | 146.2713 | 23041.6667 | 154726.1259 | 30000 | 0 | 124726.1259 | 124726.1259 | 0 | 6958.3333 | 0 | 0 | 0 | 0 | 0
2022-02-14 20:00 | 0 | 0 | 35584 | 0 | 634 | 0 | 3 | 30000 | 3 | 0 | 30000 | 666561.9983 | 19 | 6958.3333 | 2768.1418 | 146.2713 | 23041.6667 | 154726.1259 | 30000 | 0 | 124726.1259 | 124726.1259 | 0 | 6958.3333 | 0 | 0 | 0 | 0 | 0
2022-02-14 21:00 | 0 | 0 | 35584 | 0 | 634 | 0 | 3 | 30000 | 3 | 0 | 30000 | 636561.9983 | 19 | 6958.3333 | 2768.1418 | 146.2713 | 23041.6667 | 154726.1259 | 30000 | 0 | 124726.1259 | 124726.1259 | 0 | 6958.3333 | 0 | 0 | 0 | 0 | 0
2022-02-14 22:00 | 0 | 0 | 35584 | 0 | 634 | 0 | 3 | 30000 | 3 | 0 | 30000 | 606561.9983 | 19 | 6958.3333 | 2768.1418 | 146.2713 | 23041.6667 | 154726.1259 | 30000 | 0 | 124726.1259 | 124726.1259 | 0 | 6958.3333 | 0 | 0 | 0 | 0 | 0
2022-02-14 23:00 | 0 | 0 | 35584 | 0 | 634 | 0 | 3 | 30000 | 3 | 0 | 30000 | 576561.9983 | 19 | 6958.3333 | 2768.1418 | 146.2713 | 23041.6667 | 154726.1259 | 30000 | 0 | 124726.1259 | 124726.1259 | 0 | 6958.3333 | 0 | 0 | 0 | 0 | 0
2022-02-15 | 0 | 0 | 35584 | 0 | 634 | 0 | 3 | 30000 | 3 | 0 | 30000 | 546561.9983 | 19 | 7216.6667 | 2768.1418 | 151.7017 | 22783.3333 | 154467.7926 | 30000 | 0 | 124467.7926 | 124467.7926 | 0 | 7216.6667 | 0 | 0 | 0 | 0 | 0
2022-02-15 01:00 | 0 | 0 | 35584 | 0 | 634 | 0 | 3 | 30000 | 3 | 0 | 30000 | 516561.9983 | 19 | 7216.6667 | 2768.1418 | 151.7017 | 22783.3333 | 154467.7926 | 30000 | 0 | 124467.7926 | 124467.7926 | 0 | 7216.6667 | 0 | 0 | 0 | 0 | 0
2022-02-15 02:00 | 0 | 0 | 35584 | 0 | 634 | 0 | 3 | 30000 | 3 | 0 | 30000 | 486561.9983 | 19 | 7216.6667 | 2768.1418 | 151.7017 | 22783.3333 | 154467.7926 | 30000 | 0 | 124467.7926 | 124467.7926 | 0 | 7216.6667 | 0 | 0 | 0 | 0 | 0
2022-02-15 03:00 | 0 | 0 | 35584 | 0 | 634 | 0 | 3 | 30000 | 3 | 0 | 30000 | 456561.9983 | 19 | 7216.6667 | 2768.1418 | 151.7017 | 22783.3333 | 154467.7926 | 30000 | 0 | 124467.7926 | 124467.7926 | 0 | 7216.6667 | 0 | 0 | 0 | 0 | 0
2022-02-15 04:00 | 0 | 0 | 35584 | 0 | 634 | 0 | 3 | 30000 | 3 | 0 | 30000 | 426561.9983 | 19 | 7216.6667 | 2768.1418 | 151.7017 | 22783.3333 | 154467.7926 | 30000 | 0 | 124467.7926 | 124467.7926 | 0 | 7216.6667 | 0 | 0 | 0 | 0 | 0
2022-02-15 05:00 | 0 | 0 | 35584 | 0 | 634 | 0 | 3 | 30000 | 3 | 0 | 30000 | 396561.9983 | 19 | 7216.6667 | 2768.1418 | 151.7017 | 22783.3333 | 154467.7926 | 30000 | 0 | 124467.7926 | 124467.7926 | 0 | 7216.6667 | 0 | 0 | 0 | 0 | 0
2022-02-15 06:00 | 0 | 0 | 35584 | 0 | 634 | 0 | 3 | 30000 | 3 | 0 | 30000 | 366561.9983 | 19 | 7216.6667 | 2768.1418 | 151.7017 | 22783.3333 | 154467.7926 | 30000 | 0 | 124467.7926 | 124467.7926 | 0 | 7216.6667 | 0 | 0 | 0 | 0 | 0
2022-02-15 07:00 | 0.04785 | 0.15954 | 35584 | 1651.6136 | 634 | 16912.0058 | 3 | 30000 | 3 | 0 | 13087.9942 | 336561.9983 | 19 | 8868.2768 | 2768.1418 | 186.4202 | 22783.3333 | 154467.7926 | 31651.6101 | 0 | 122816.1825 | 122816.1825 | 0 | 8868.2768 | 0 | 0 | 0 | 0 | 0
2022-02-15 08:00 | 0.25057 | 0.56459 | 35584 | 8648.7944 | 634 | 59849.25 | 3 | 23634.5571 | 2.3635 | 36214.6929 | 0 | 323474.004 | 19 | 9500 | 2768.1418 | 199.6997 | 22783.3333 | 154467.7926 | 32283.3333 | 0 | 122184.4592 | 122184.4592 | 0 | 9500 | 0 | 0 | 0 | 0 | 0
2022-02-15 09:00 | 0.4631 | 0.77225 | 35584 | 15984.5819 | 634 | 81862.2068 | 3 | 16298.7851 | 1.6299 | 65563.4217 | 0 | 359688.6969 | 19 | 9500 | 2768.1418 | 199.6997 | 22783.3333 | 154467.7926 | 32283.3333 | 0 | 122184.4592 | 122184.4592 | 0 | 9500 | 0 | 0 | 0 | 0 | 0
2022-02-15 10:00 | 0.6392 | 0.88238 | 35584 | 22062.934 | 634 | 93536.5154 | 3 | 10220.4458 | 1.022 | 83316.0697 | 0 | 425252.1186 | 19 | 9500 | 2768.1418 | 199.6997 | 22783.3333 | 154467.7926 | 32283.3333 | 0 | 122184.4592 | 122184.4592 | 9500 | 0 | 0 | 0 | 0 | 0 | 0
2022-02-15 11:00 | 0.75138 | 0.9282 | 35584 | 25934.9927 | 634 | 98393.6554 | 3 | 6348.3952 | 0.63484 | 92045.2602 | 0 | 508568.1883 | 19 | 9500 | 2768.1418 | 199.6997 | 22783.3333 | 154467.7926 | 32283.3333 | 0 | 122184.4592 | 122184.4592 | 3151.6048 | 6348.3952 | 0 | 0 | 0 | 0 | 0
2022-02-15 12:00 | 0.78238 | 0.86403 | 35584 | 27005.0036 | 634 | 91591.3273 | 3 | 5278.3866 | 0.52784 | 86312.9408 | 0 | 600613.4485 | 19 | 9500 | 2768.1418 | 199.6997 | 22783.3333 | 154467.7926 | 32283.3333 | 0 | 122184.4592 | 122184.4592 | 9500 | 0 | 0 | 0 | 0 | 0 | 0
2022-02-15 13:00 | 0.75267 | 0.85532 | 35584 | 25979.519 | 634 | 90668.0255 | 3 | 6303.869 | 0.63039 | 90668.0255 | 6303.869 | 686926.3892 | 19 | 9500 | 2768.1418 | 199.6997 | 22783.3333 | 154467.7926 | 32283.3333 | 0 | 122184.4592 | 122184.4592 | 3196.131 | 6303.869 | 0 | 0 | 0 | 0 | 0
2022-02-15 14:00 | 0.65412 | 0.81195 | 35584 | 22577.9199 | 634 | 86070.5974 | 3 | 9705.461 | 0.97055 | 86070.5974 | 9705.461 | 771290.5457 | 19 | 9500 | 2768.1418 | 199.6997 | 22783.3333 | 154467.7926 | 32283.3333 | 0 | 122184.4592 | 122184.4592 | 9500 | 0 | 0 | 0 | 0 | 0 | 0
2022-02-15 15:00 | 0.49138 | 0.7165 | 35584 | 16960.7079 | 634 | 75952.4392 | 3 | 15322.6611 | 1.5323 | 60629.7781 | 0 | 847655.6821 | 19 | 9500 | 2768.1418 | 199.6997 | 22783.3333 | 154467.7926 | 32283.3333 | 0 | 122184.4592 | 122184.4592 | 9500 | 0 | 0 | 0 | 0 | 0 | 0
2022-02-15 16:00 | 0.28655 | 0.57089 | 35584 | 9890.6973 | 634 | 60517.0803 | 3 | 22392.6568 | 2.2393 | 38124.4235 | 0 | 908285.4602 | 19 | 9500 | 2768.1418 | 199.6997 | 22783.3333 | 154467.7926 | 32283.3333 | 0 | 122184.4592 | 122184.4592 | 0 | 9500 | 0 | 0 | 0 | 0 | 0
2022-02-15 17:00 | 0.08015 | 0.2016 | 35584 | 2766.4959 | 634 | 21370.5677 | 3 | 29516.8433 | 2.9517 | 0 | 8146.2756 | 946409.8837 | 19 | 9500 | 2768.1418 | 199.6997 | 22783.3333 | 154467.7926 | 32283.3333 | 0 | 122184.4592 | 122184.4592 | 2766.49 | 6733.51 | 0 | 0 | 0 | 0 | 0
2022-02-15 18:00 | 0 | 0 | 35584 | 0 | 634 | 0 | 3 | 30000 | 3 | 0 | 30000 | 938263.6081 | 19 | 7216.6667 | 2768.1418 | 151.7017 | 22783.3333 | 154467.7926 | 30000 | 0 | 124467.7926 | 124467.7926 | 0 | 7216.6667 | 0 | 0 | 0 | 0 | 0
2022-02-15 19:00 | 0 | 0 | 35584 | 0 | 634 | 0 | 3 | 30000 | 3 | 0 | 30000 | 908263.6081 | 19 | 7216.6667 | 2768.1418 | 151.7017 | 22783.3333 | 154467.7926 | 30000 | 0 | 124467.7926 | 124467.7926 | 0 | 7216.6667 | 0 | 0 | 0 | 0 | 0
2022-02-15 20:00 | 0 | 0 | 35584 | 0 | 634 | 0 | 3 | 30000 | 3 | 0 | 30000 | 878263.6081 | 19 | 7216.6667 | 2768.1418 | 151.7017 | 22783.3333 | 154467.7926 | 30000 | 0 | 124467.7926 | 124467.7926 | 0 | 7216.6667 | 0 | 0 | 0 | 0 | 0
2022-02-15 21:00 | 0 | 0 | 35584 | 0 | 634 | 0 | 3 | 30000 | 3 | 0 | 30000 | 848263.6081 | 19 | 7216.6667 | 2768.1418 | 151.7017 | 22783.3333 | 154467.7926 | 30000 | 0 | 124467.7926 | 124467.7926 | 0 | 7216.6667 | 0 | 0 | 0 | 0 | 0
2022-02-15 22:00 | 0 | 0 | 35584 | 0 | 634 | 0 | 3 | 30000 | 3 | 0 | 30000 | 818263.6081 | 19 | 7216.6667 | 2768.1418 | 151.7017 | 22783.3333 | 154467.7926 | 30000 | 0 | 124467.7926 | 124467.7926 | 0 | 7216.6667 | 0 | 0 | 0 | 0 | 0
2022-02-15 23:00 | 0 | 0 | 35584 | 0 | 634 | 0 | 3 | 30000 | 3 | 0 | 30000 | 788263.6081 | 19 | 7216.6667 | 2768.1418 | 151.7017 | 22783.3333 | 154467.7926 | 30000 | 0 | 124467.7926 | 124467.7926 | 0 | 7216.6667 | 0 | 0 | 0 | 0 | 0
2022-02-16 | 0 | 0 | 35584 | 0 | 634 | 0 | 3 | 30000 | 3 | 0 | 30000 | 758263.6081 | 19 | 6758.3333 | 2768.1418 | 142.0671 | 23241.6667 | 154926.1259 | 30000 | 0 | 124926.1259 | 124926.1259 | 0 | 6758.3333 | 0 | 0 | 0 | 0 | 0
2022-02-16 01:00 | 0 | 0 | 35584 | 0 | 634 | 0 | 3 | 30000 | 3 | 0 | 30000 | 728263.6081 | 19 | 6758.3333 | 2768.1418 | 142.0671 | 23241.6667 | 154926.1259 | 30000 | 0 | 124926.1259 | 124926.1259 | 0 | 6758.3333 | 0 | 0 | 0 | 0 | 0
2022-02-16 02:00 | 0 | 0 | 35584 | 0 | 634 | 0 | 3 | 30000 | 3 | 0 | 30000 | 698263.6081 | 19 | 6758.3333 | 2768.1418 | 142.0671 | 23241.6667 | 154926.1259 | 30000 | 0 | 124926.1259 | 124926.1259 | 0 | 6758.3333 | 0 | 0 | 0 | 0 | 0
2022-02-16 03:00 | 0 | 0 | 35584 | 0 | 634 | 0 | 3 | 30000 | 3 | 0 | 30000 | 668263.6081 | 19 | 6758.3333 | 2768.1418 | 142.0671 | 23241.6667 | 154926.1259 | 30000 | 0 | 124926.1259 | 124926.1259 | 0 | 6758.3333 | 0 | 0 | 0 | 0 | 0
2022-02-16 04:00 | 0 | 0 | 35584 | 0 | 634 | 0 | 3 | 30000 | 3 | 0 | 30000 | 638263.6081 | 19 | 6758.3333 | 2768.1418 | 142.0671 | 23241.6667 | 154926.1259 | 30000 | 0 | 124926.1259 | 124926.1259 | 0 | 6758.3333 | 0 | 0 | 0 | 0 | 0
2022-02-16 05:00 | 0 | 0 | 35584 | 0 | 634 | 0 | 3 | 30000 | 3 | 0 | 30000 | 608263.6081 | 19 | 6758.3333 | 2768.1418 | 142.0671 | 23241.6667 | 154926.1259 | 30000 | 0 | 124926.1259 | 124926.1259 | 0 | 6758.3333 | 0 | 0 | 0 | 0 | 0
2022-02-16 06:00 | 0 | 0 | 35584 | 0 | 634 | 0 | 3 | 30000 | 3 | 0 | 30000 | 578263.6081 | 19 | 6758.3333 | 2768.1418 | 142.0671 | 23241.6667 | 154926.1259 | 30000 | 0 | 124926.1259 | 124926.1259 | 0 | 6758.3333 | 0 | 0 | 0 | 0 | 0
2022-02-16 07:00 | 0.04885 | 0.16052 | 35584 | 1686.13 | 634 | 17015.8905 | 3 | 30000 | 3 | 0 | 12984.1095 | 548263.6081 | 19 | 8444.4598 | 2768.1418 | 177.5112 | 23241.6667 | 154926.1259 | 31686.1265 | 0 | 123239.9994 | 123239.9994 | 1686.1265 | 6758.3333 | 0 | 0 | 0 | 0 | 0
2022-02-16 08:00 | 0.25327 | 0.57765 | 35584 | 8741.9889 | 634 | 61233.6727 | 3 | 23999.6962 | 2.4 | 61233.6727 | 23999.6962 | 535279.4986 | 19 | 9500 | 2768.1418 | 199.6997 | 23241.6667 | 154926.1259 | 32741.6667 | 0 | 122184.4592 | 122184.4592 | 0 | 9500 | 0 | 0 | 0 | 0 | 0
2022-02-16 09:00 | 0.46283 | 0.7617 | 35584 | 15975.2624 | 634 | 80743.8562 | 3 | 16766.4379 | 1.6766 | 63977.4183 | 0 | 572513.4751 | 19 | 9500 | 2768.1418 | 199.6997 | 23241.6667 | 154926.1259 | 32741.6667 | 0 | 122184.4592 | 122184.4592 | 0 | 9500 | 0 | 0 | 0 | 0 | 0
2022-02-16 10:00 | 0.63495 | 0.86189 | 35584 | 21916.239 | 634 | 91364.4771 | 3 | 10825.4738 | 1.0825 | 80539.0032 | 0 | 636490.8934 | 19 | 9500 | 2768.1418 | 199.6997 | 23241.6667 | 154926.1259 | 32741.6667 | 0 | 122184.4592 | 122184.4592 | 9500 | 0 | 0 | 0 | 0 | 0 | 0
2022-02-16 11:00 | 0.74928 | 0.90969 | 35584 | 25862.5081 | 634 | 96431.5065 | 3 | 6879.213 | 0.68792 | 89552.2935 | 0 | 717029.8966 | 19 | 9500 | 2768.1418 | 199.6997 | 23241.6667 | 154926.1259 | 32741.6667 | 0 | 122184.4592 | 122184.4592 | 9500 | 0 | 0 | 0 | 0 | 0 | 0
2022-02-16 12:00 | 0.79425 | 0.93417 | 35584 | 27414.7142 | 634 | 99026.504 | 3 | 5327.0101 | 0.5327 | 93699.4939 | 0 | 806582.1902 | 19 | 9500 | 2768.1418 | 199.6997 | 23241.6667 | 154926.1259 | 32741.6667 | 0 | 122184.4592 | 122184.4592 | 4172.9899 | 5327.0101 | 0 | 0 | 0 | 0 | 0
2022-02-16 13:00 | 0.767 | 0.9298 | 35584 | 26474.1402 | 634 | 98563.263 | 3 | 6267.5822 | 0.62676 | 92295.6808 | 0 | 900281.684 | 19 | 9500 | 2768.1418 | 199.6997 | 23241.6667 | 154926.1259 | 32741.6667 | 0 | 122184.4592 | 122184.4592 | 9500 | 0 | 0 | 0 | 0 | 0 | 0
2022-02-16 14:00 | 0.66588 | 0.88663 | 35584 | 22983.8337 | 634 | 93987.0358 | 3 | 9757.8814 | 0.97579 | 84229.1545 | 0 | 992577.3648 | 19 | 9500 | 2768.1418 | 199.6997 | 23241.6667 | 154926.1259 | 32741.6667 | 0 | 122184.4592 | 122184.4592 | 0 | 9500 | 0 | 0 | 0 | 0 | 0
2022-02-16 15:00 | 0.50577 | 0.81324 | 35584 | 17457.4001 | 634 | 86207.3436 | 3 | 15284.3033 | 1.5284 | 70923.0402 | 0 | 1076806.5193 | 19 | 9500 | 2768.1418 | 199.6997 | 23241.6667 | 154926.1259 | 32741.6667 | 0 | 122184.4592 | 122184.4592 | 9500 | 0 | 0 | 0 | 0 | 0 | 0
2022-02-16 16:00 | 0.30092 | 0.68288 | 35584 | 10386.6992 | 634 | 72388.5578 | 3 | 22354.9894 | 2.2355 | 50033.5685 | 0 | 1147729.5595 | 19 | 9500 | 2768.1418 | 199.6997 | 23241.6667 | 154926.1259 | 32741.6667 | 0 | 122184.4592 | 122184.4592 | 0 | 9500 | 0 | 0 | 0 | 0 | 0
2022-02-16 17:00 | 0.0879 | 0.30135 | 35584 | 3033.9986 | 634 | 31944.5465 | 3 | 29707.6745 | 2.9708 | 2236.872 | 0 | 1197763.128 | 19 | 9500 | 2768.1418 | 199.6997 | 23241.6667 | 154926.1259 | 32741.6667 | 0 | 122184.4592 | 122184.4592 | 0 | 9500 | 0 | 0 | 0 | 0 | 0
2022-02-16 18:00 | 0 | 0 | 35584 | 0 | 634 | 0 | 3 | 30000 | 3 | 0 | 30000 | 1200000 | 19 | 6758.3333 | 2768.1418 | 142.0671 | 23241.6667 | 154926.1259 | 30000 | 0 | 124926.1259 | 124926.1259 | 0 | 6758.3333 | 0 | 0 | 0 | 0 | 0
2022-02-16 19:00 | 0 | 0 | 35584 | 0 | 634 | 0 | 3 | 30000 | 3 | 0 | 30000 | 1170000 | 19 | 6758.3333 | 2768.1418 | 142.0671 | 23241.6667 | 154926.1259 | 30000 | 0 | 124926.1259 | 124926.1259 | 0 | 6758.3333 | 0 | 0 | 0 | 0 | 0
2022-02-16 20:00 | 0 | 0 | 35584 | 0 | 634 | 0 | 3 | 30000 | 3 | 0 | 30000 | 1140000 | 19 | 6758.3333 | 2768.1418 | 142.0671 | 23241.6667 | 154926.1259 | 30000 | 0 | 124926.1259 | 124926.1259 | 0 | 6758.3333 | 0 | 0 | 0 | 0 | 0
2022-02-16 21:00 | 0 | 0 | 35584 | 0 | 634 | 0 | 3 | 30000 | 3 | 0 | 30000 | 1110000 | 19 | 6758.3333 | 2768.1418 | 142.0671 | 23241.6667 | 154926.1259 | 30000 | 0 | 124926.1259 | 124926.1259 | 0 | 6758.3333 | 0 | 0 | 0 | 0 | 0
2022-02-16 22:00 | 0 | 0 | 35584 | 0 | 634 | 0 | 3 | 30000 | 3 | 0 | 30000 | 1080000 | 19 | 6758.3333 | 2768.1418 | 142.0671 | 23241.6667 | 154926.1259 | 30000 | 0 | 124926.1259 | 124926.1259 | 0 | 6758.3333 | 0 | 0 | 0 | 0 | 0
2022-02-16 23:00 | 0 | 0 | 35584 | 0 | 634 | 0 | 3 | 30000 | 3 | 0 | 30000 | 1050000 | 19 | 6758.3333 | 2768.1418 | 142.0671 | 23241.6667 | 154926.1259 | 30000 | 0 | 124926.1259 | 124926.1259 | 0 | 6758.3333 | 0 | 0 | 0 | 0 | 0
2022-02-17 | 0 | 0 | 35584 | 0 | 634 | 0 | 3 | 30000 | 3 | 0 | 30000 | 1020000 | 19 | 6891.6667 | 2768.1418 | 144.8699 | 23108.3333 | 154792.7926 | 30000 | 0 | 124792.7926 | 124792.7926 | 0 | 6891.6667 | 0 | 0 | 0 | 0 | 0
2022-02-17 01:00 | 0 | 0 | 35584 | 0 | 634 | 0 | 3 | 30000 | 3 | 0 | 30000 | 990000 | 19 | 6891.6667 | 2768.1418 | 144.8699 | 23108.3333 | 154792.7926 | 30000 | 0 | 124792.7926 | 124792.7926 | 0 | 6891.6667 | 0 | 0 | 0 | 0 | 0
2022-02-17 02:00 | 0 | 0 | 35584 | 0 | 634 | 0 | 3 | 23108.3333 | 2.3108 | 0 | 23108.3333 | 960000 | 19 | 0 | 2768.1418 | 0 | 23108.3333 | 154792.7926 | 23108.3333 | 0 | 131684.4592 | 131684.4592 | 0 | 0 | 0 | 0 | 0 | 0 | 0
2022-02-17 03:00 | 0 | 0 | 35584 | 0 | 634 | 0 | 3 | 23108.3333 | 2.3108 | 0 | 23108.3333 | 936891.6667 | 19 | 0 | 2768.1418 | 0 | 23108.3333 | 154792.7926 | 23108.3333 | 0 | 131684.4592 | 131684.4592 | 0 | 0 | 0 | 0 | 0 | 0 | 0
2022-02-17 04:00 | 0 | 0 | 35584 | 0 | 634 | 0 | 3 | 23108.3333 | 2.3108 | 0 | 23108.3333 | 913783.3333 | 19 | 0 | 2768.1418 | 0 | 23108.3333 | 154792.7926 | 23108.3333 | 0 | 131684.4592 | 131684.4592 | 0 | 0 | 0 | 0 | 0 | 0 | 0
2022-02-17 05:00 | 0 | 0 | 35584 | 0 | 634 | 0 | 3 | 26154.0898 | 2.6154 | 0 | 26154.0898 | 890675 | 19 | 3045.7564 | 2768.1418 | 64.0249 | 23108.3333 | 154792.7926 | 26154.0898 | 0 | 128638.7028 | 128638.7028 | 0 | 3045.7564 | 0 | 0 | 0 | 0 | 0
2022-02-17 06:00 | 0 | 0 | 35584 | 0 | 634 | 0 | 3 | 23108.3333 | 2.3108 | 0 | 23108.3333 | 864520.9102 | 19 | 0 | 2768.1418 | 0 | 23108.3333 | 154792.7926 | 23108.3333 | 0 | 131684.4592 | 131684.4592 | 0 | 0 | 0 | 0 | 0 | 0 | 0
2022-02-17 07:00 | 0.04697 | 0.08676 | 35584 | 1621.2391 | 634 | 9196.9764 | 3 | 21487.0977 | 2.1487 | 0 | 12290.1212 | 841412.5769 | 19 | 0 | 2768.1418 | 0 | 23108.3333 | 154792.7926 | 23108.3333 | 0 | 131684.4592 | 131684.4592 | 0 | 0 | 0 | 0 | 0 | 0 | 0
2022-02-17 08:00 | 0.23265 | 0.32148 | 35584 | 8030.2591 | 634 | 34078.4231 | 3 | 15078.0912 | 1.5078 | 19000.3319 | 0 | 829122.4557 | 19 | 0 | 2768.1418 | 0 | 23108.3333 | 154792.7926 | 23108.3333 | 0 | 131684.4592 | 131684.4592 | 0 | 0 | 0 | 0 | 0 | 0 | 0
2022-02-17 09:00 | 0.41767 | 0.52155 | 35584 | 14416.4982 | 634 | 55286.8034 | 3 | 8691.8655 | 0.86919 | 46594.938 | 0 | 848122.7876 | 19 | 0 | 2768.1418 | 0 | 23108.3333 | 154792.7926 | 23108.3333 | 0 | 131684.4592 | 131684.4592 | 0 | 0 | 0 | 0 | 0 | 0 | 0
2022-02-17 10:00 | 0.58042 | 0.55081 | 35584 | 20034.0553 | 634 | 58388.5039 | 3 | 3074.3202 | 0.30743 | 55314.1837 | 0 | 894717.7255 | 19 | 0 | 2768.1418 | 0 | 23108.3333 | 154792.7926 | 23108.3333 | 0 | 131684.4592 | 131684.4592 | 0 | 0 | 0 | 0 | 0 | 0 | 0
2022-02-17 11:00 | 0.66792 | 0.55211 | 35584 | 23054.2473 | 634 | 58526.3101 | 3 | 54.1346 | 0.0054135 | 58472.1756 | 0 | 950031.9092 | 19 | 0 | 2768.1418 | 0 | 23108.3333 | 154792.7926 | 23108.3333 | 0 | 131684.4592 | 131684.4592 | 0 | 0 | 0 | 0 | 0 | 0 | 0
2022-02-17 12:00 | 0.65403 | 0.28388 | 35584 | 22574.8134 | 634 | 30092.6426 | 3 | 533.5674 | 0.053357 | 29559.0752 | 0 | 1008504.0848 | 19 | 0 | 2768.1418 | 0 | 23108.3333 | 154792.7926 | 23108.3333 | 0 | 131684.4592 | 131684.4592 | 0 | 0 | 0 | 0 | 0 | 0 | 0
2022-02-17 13:00 | 0.61965 | 0.34979 | 35584 | 21388.1368 | 634 | 37079.419 | 3 | 1720.2415 | 0.17202 | 35359.1775 | 0 | 1038063.16 | 19 | 0 | 2768.1418 | 0 | 23108.3333 | 154792.7926 | 23108.3333 | 0 | 131684.4592 | 131684.4592 | 0 | 0 | 0 | 0 | 0 | 0 | 0
2022-02-17 14:00 | 0.47912 | 0.09669 | 35584 | 16537.5359 | 634 | 10249.6041 | 3 | 6570.8323 | 0.65708 | 3678.7719 | 0 | 1073422.3375 | 19 | 0 | 2768.1418 | 0 | 23108.3333 | 154792.7926 | 23108.3333 | 0 | 131684.4592 | 131684.4592 | 0 | 0 | 0 | 0 | 0 | 0 | 0
2022-02-17 15:00 | 0.30733 | 0.00677 | 35584 | 10607.9498 | 634 | 717.6525 | 3 | 12500.4059 | 1.25 | 0 | 11782.7534 | 1077101.1093 | 19 | 0 | 2768.1418 | 0 | 23108.3333 | 154792.7926 | 23108.3333 | 0 | 131684.4592 | 131684.4592 | 0 | 0 | 0 | 0 | 0 | 0 | 0
2022-02-17 16:00 | 0.16595 | 0.00149 | 35584 | 5728.0099 | 634 | 157.9472 | 3 | 17380.3355 | 1.738 | 0 | 17222.3884 | 1065318.3559 | 19 | 0 | 2768.1418 | 0 | 23108.3333 | 154792.7926 | 23108.3333 | 0 | 131684.4592 | 131684.4592 | 0 | 0 | 0 | 0 | 0 | 0 | 0
2022-02-17 17:00 | 0.04722 | 0 | 35584 | 1629.8682 | 634 | 0 | 3 | 21478.4686 | 2.1478 | 0 | 21478.4686 | 1048095.9676 | 19 | 0 | 2768.1418 | 0 | 23108.3333 | 154792.7926 | 23108.3333 | 0 | 131684.4592 | 131684.4592 | 0 | 0 | 0 | 0 | 0 | 0 | 0
2022-02-17 18:00 | 0 | 0 | 35584 | 0 | 634 | 0 | 3 | 23108.3333 | 2.3108 | 0 | 23108.3333 | 1026617.499 | 19 | 0 | 2768.1418 | 0 | 23108.3333 | 154792.7926 | 23108.3333 | 0 | 131684.4592 | 131684.4592 | 0 | 0 | 0 | 0 | 0 | 0 | 0
2022-02-17 19:00 | 0 | 0 | 35584 | 0 | 634 | 0 | 3 | 23108.3333 | 2.3108 | 0 | 23108.3333 | 1003509.1656 | 19 | 0 | 2768.1418 | 0 | 23108.3333 | 154792.7926 | 23108.3333 | 0 | 131684.4592 | 131684.4592 | 0 | 0 | 0 | 0 | 0 | 0 | 0
2022-02-17 20:00 | 0 | 0 | 35584 | 0 | 634 | 0 | 3 | 23108.3333 | 2.3108 | 0 | 23108.3333 | 980400.8323 | 19 | 0 | 2768.1418 | 0 | 23108.3333 | 154792.7926 | 23108.3333 | 0 | 131684.4592 | 131684.4592 | 0 | 0 | 0 | 0 | 0 | 0 | 0
2022-02-17 21:00 | 0 | 0 | 35584 | 0 | 634 | 0 | 3 | 23108.3333 | 2.3108 | 0 | 23108.3333 | 957292.499 | 19 | 0 | 2768.1418 | 0 | 23108.3333 | 154792.7926 | 23108.3333 | 0 | 131684.4592 | 131684.4592 | 0 | 0 | 0 | 0 | 0 | 0 | 0
2022-02-17 22:00 | 0 | 0 | 35584 | 0 | 634 | 0 | 3 | 23108.3333 | 2.3108 | 0 | 23108.3333 | 934184.1656 | 19 | 0 | 2768.1418 | 0 | 23108.3333 | 154792.7926 | 23108.3333 | 0 | 131684.4592 | 131684.4592 | 0 | 0 | 0 | 0 | 0 | 0 | 0
2022-02-17 23:00 | 0 | 0 | 35584 | 0 | 634 | 0 | 3 | 23108.3333 | 2.3108 | 0 | 23108.3333 | 911075.8323 | 19 | 0 | 2768.1418 | 0 | 23108.3333 | 154792.7926 | 23108.3333 | 0 | 131684.4592 | 131684.4592 | 0 | 0 | 0 | 0 | 0 | 0 | 0
2022-02-18 | 0 | 0 | 35584 | 0 | 634 | 0 | 3 | 23545.8333 | 2.3546 | 0 | 23545.8333 | 887967.499 | 19 | 0 | 2768.1418 | 0 | 23545.8333 | 155230.2926 | 23545.8333 | 0 | 131684.4592 | 131684.4592 | 0 | 0 | 0 | 0 | 0 | 0 | 0
2022-02-18 01:00 | 0 | 0 | 35584 | 0 | 634 | 0 | 3 | 23545.8333 | 2.3546 | 0 | 23545.8333 | 864421.6656 | 19 | 0 | 2768.1418 | 0 | 23545.8333 | 155230.2926 | 23545.8333 | 0 | 131684.4592 | 131684.4592 | 0 | 0 | 0 | 0 | 0 | 0 | 0
2022-02-18 02:00 | 0 | 0 | 35584 | 0 | 634 | 0 | 3 | 23545.8333 | 2.3546 | 0 | 23545.8333 | 840875.8323 | 19 | 0 | 2768.1418 | 0 | 23545.8333 | 155230.2926 | 23545.8333 | 0 | 131684.4592 | 131684.4592 | 0 | 0 | 0 | 0 | 0 | 0 | 0
2022-02-18 03:00 | 0 | 0 | 35584 | 0 | 634 | 0 | 3 | 23545.8333 | 2.3546 | 0 | 23545.8333 | 817329.999 | 19 | 0 | 2768.1418 | 0 | 23545.8333 | 155230.2926 | 23545.8333 | 0 | 131684.4592 | 131684.4592 | 0 | 0 | 0 | 0 | 0 | 0 | 0
2022-02-18 04:00 | 0 | 0 | 35584 | 0 | 634 | 0 | 3 | 23545.8333 | 2.3546 | 0 | 23545.8333 | 793784.1656 | 19 | 0 | 2768.1418 | 0 | 23545.8333 | 155230.2926 | 23545.8333 | 0 | 131684.4592 | 131684.4592 | 0 | 0 | 0 | 0 | 0 | 0 | 0
2022-02-18 05:00 | 0 | 0 | 35584 | 0 | 634 | 0 | 3 | 23545.8333 | 2.3546 | 0 | 23545.8333 | 770238.3323 | 19 | 0 | 2768.1418 | 0 | 23545.8333 | 155230.2926 | 23545.8333 | 0 | 131684.4592 | 131684.4592 | 0 | 0 | 0 | 0 | 0 | 0 | 0
2022-02-18 06:00 | 0 | 0 | 35584 | 0 | 634 | 0 | 3 | 23545.8333 | 2.3546 | 0 | 23545.8333 | 746692.499 | 19 | 0 | 2768.1418 | 0 | 23545.8333 | 155230.2926 | 23545.8333 | 0 | 131684.4592 | 131684.4592 | 0 | 0 | 0 | 0 | 0 | 0 | 0
2022-02-18 07:00 | 0.02625 | 0 | 35584 | 906.0576 | 634 | 0 | 3 | 22639.7776 | 2.264 | 0 | 22639.7776 | 723146.6656 | 19 | 0 | 2768.1418 | 0 | 23545.8333 | 155230.2926 | 23545.8333 | 0 | 131684.4592 | 131684.4592 | 0 | 0 | 0 | 0 | 0 | 0 | 0
2022-02-18 08:00 | 0.13368 | 0.00926 | 35584 | 4614.163 | 634 | 981.6044 | 3 | 18931.68 | 1.8932 | 0 | 17950.0756 | 700506.888 | 19 | 0 | 2768.1418 | 0 | 23545.8333 | 155230.2926 | 23545.8333 | 0 | 131684.4592 | 131684.4592 | 0 | 0 | 0 | 0 | 0 | 0 | 0
2022-02-18 09:00 | 0.26105 | 0.00979 | 35584 | 9010.5271 | 634 | 1037.787 | 3 | 14535.3252 | 1.4535 | 0 | 13497.5382 | 682556.8124 | 19 | 0 | 2768.1418 | 0 | 23545.8333 | 155230.2926 | 23545.8333 | 0 | 131684.4592 | 131684.4592 | 0 | 0 | 0 | 0 | 0 | 0 | 0
2022-02-18 10:00 | 0.39325 | 0.0245 | 35584 | 13573.6058 | 634 | 2597.1176 | 3 | 9972.2562 | 0.99723 | 0 | 7375.1386 | 669059.2742 | 19 | 0 | 2768.1418 | 0 | 23545.8333 | 155230.2926 | 23545.8333 | 0 | 131684.4592 | 131684.4592 | 0 | 0 | 0 | 0 | 0 | 0 | 0
2022-02-18 11:00 | 0.51238 | 0.05329 | 35584 | 17685.554 | 634 | 5648.9958 | 3 | 5860.3165 | 0.58603 | 0 | 211.3208 | 661684.1357 | 19 | 0 | 2768.1418 | 0 | 23545.8333 | 155230.2926 | 23545.8333 | 0 | 131684.4592 | 131684.4592 | 0 | 0 | 0 | 0 | 0 | 0 | 0
2022-02-18 12:00 | 0.56258 | 0.11015 | 35584 | 19418.2813 | 634 | 11676.4287 | 3 | 4127.5929 | 0.41276 | 7548.8358 | 0 | 661472.8149 | 19 | 0 | 2768.1418 | 0 | 23545.8333 | 155230.2926 | 23545.8333 | 0 | 131684.4592 | 131684.4592 | 0 | 0 | 0 | 0 | 0 | 0 | 0
2022-02-18 13:00 | 0.52553 | 0.0445 | 35584 | 18139.4457 | 634 | 4717.2136 | 3 | 5406.4258 | 0.54064 | 0 | 689.2122 | 669021.6508 | 19 | 0 | 2768.1418 | 0 | 23545.8333 | 155230.2926 | 23545.8333 | 0 | 131684.4592 | 131684.4592 | 0 | 0 | 0 | 0 | 0 | 0 | 0
2022-02-18 14:00 | 0.43425 | 0.03664 | 35584 | 14988.7814 | 634 | 3884.0159 | 3 | 8557.0835 | 0.85571 | 0 | 4673.0676 | 668332.4386 | 19 | 0 | 2768.1418 | 0 | 23545.8333 | 155230.2926 | 23545.8333 | 0 | 131684.4592 | 131684.4592 | 0 | 0 | 0 | 0 | 0 | 0 | 0
2022-02-18 15:00 | 0.3015 | 0.0071 | 35584 | 10406.7187 | 634 | 752.6341 | 3 | 13139.1365 | 1.3139 | 0 | 12386.5024 | 663659.371 | 19 | 0 | 2768.1418 | 0 | 23545.8333 | 155230.2926 | 23545.8333 | 0 | 131684.4592 | 131684.4592 | 0 | 0 | 0 | 0 | 0 | 0 | 0
2022-02-18 16:00 | 0.18212 | 0.01047 | 35584 | 6286.1413 | 634 | 1109.8703 | 3 | 17259.7052 | 1.726 | 0 | 16149.835 | 651272.8685 | 19 | 0 | 2768.1418 | 0 | 23545.8333 | 155230.2926 | 23545.8333 | 0 | 131684.4592 | 131684.4592 | 0 | 0 | 0 | 0 | 0 | 0 | 0
2022-02-18 17:00 | 0.05647 | 0.0036 | 35584 | 1949.1456 | 634 | 381.6173 | 3 | 21596.6918 | 2.1597 | 0 | 21215.0745 | 635123.0336 | 19 | 0 | 2768.1418 | 0 | 23545.8333 | 155230.2926 | 23545.8333 | 0 | 131684.4592 | 131684.4592 | 0 | 0 | 0 | 0 | 0 | 0 | 0
2022-02-18 18:00 | 0 | 0 | 35584 | 0 | 634 | 0 | 3 | 23545.8333 | 2.3546 | 0 | 23545.8333 | 613907.959 | 19 | 0 | 2768.1418 | 0 | 23545.8333 | 155230.2926 | 23545.8333 | 0 | 131684.4592 | 131684.4592 | 0 | 0 | 0 | 0 | 0 | 0 | 0
2022-02-18 19:00 | 0 | 0 | 35584 | 0 | 634 | 0 | 3 | 23545.8333 | 2.3546 | 0 | 23545.8333 | 590362.1257 | 19 | 0 | 2768.1418 | 0 | 23545.8333 | 155230.2926 | 23545.8333 | 0 | 131684.4592 | 131684.4592 | 0 | 0 | 0 | 0 | 0 | 0 | 0
2022-02-18 20:00 | 0 | 0 | 35584 | 0 | 634 | 0 | 3 | 23545.8333 | 2.3546 | 0 | 23545.8333 | 566816.2924 | 19 | 0 | 2768.1418 | 0 | 23545.8333 | 155230.2926 | 23545.8333 | 0 | 131684.4592 | 131684.4592 | 0 | 0 | 0 | 0 | 0 | 0 | 0
2022-02-18 21:00 | 0 | 0 | 35584 | 0 | 634 | 0 | 3 | 23545.8333 | 2.3546 | 0 | 23545.8333 | 543270.459 | 19 | 0 | 2768.1418 | 0 | 23545.8333 | 155230.2926 | 23545.8333 | 0 | 131684.4592 | 131684.4592 | 0 | 0 | 0 | 0 | 0 | 0 | 0
2022-02-18 22:00 | 0 | 0 | 35584 | 0 | 634 | 0 | 3 | 23545.8333 | 2.3546 | 0 | 23545.8333 | 519724.6257 | 19 | 0 | 2768.1418 | 0 | 23545.8333 | 155230.2926 | 23545.8333 | 0 | 131684.4592 | 131684.4592 | 0 | 0 | 0 | 0 | 0 | 0 | 0
2022-02-18 23:00 | 0 | 0 | 35584 | 0 | 634 | 0 | 3 | 23545.8333 | 2.3546 | 0 | 23545.8333 | 496178.7924 | 19 | 0 | 2768.1418 | 0 | 23545.8333 | 155230.2926 | 23545.8333 | 0 | 131684.4592 | 131684.4592 | 0 | 0 | 0 | 0 | 0 | 0 | 0
2022-02-19 | 0 | 0 | 35584 | 0 | 634 | 0 | 3 | 23237.5 | 2.3237 | 0 | 23237.5 | 472632.959 | 19 | 0 | 2768.1418 | 0 | 23237.5 | 154921.9592 | 23237.5 | 0 | 131684.4592 | 131684.4592 | 0 | 0 | 0 | 0 | 0 | 0 | 0
2022-02-19 01:00 | 0 | 0 | 35584 | 0 | 634 | 0 | 3 | 23237.5 | 2.3237 | 0 | 23237.5 | 449395.459 | 19 | 0 | 2768.1418 | 0 | 23237.5 | 154921.9592 | 23237.5 | 0 | 131684.4592 | 131684.4592 | 0 | 0 | 0 | 0 | 0 | 0 | 0
2022-02-19 02:00 | 0 | 0 | 35584 | 0 | 634 | 0 | 3 | 23237.5 | 2.3237 | 0 | 23237.5 | 426157.959 | 19 | 0 | 2768.1418 | 0 | 23237.5 | 154921.9592 | 23237.5 | 0 | 131684.4592 | 131684.4592 | 0 | 0 | 0 | 0 | 0 | 0 | 0
2022-02-19 03:00 | 0 | 0 | 35584 | 0 | 634 | 0 | 3 | 23237.5 | 2.3237 | 0 | 23237.5 | 402920.459 | 19 | 0 | 2768.1418 | 0 | 23237.5 | 154921.9592 | 23237.5 | 0 | 131684.4592 | 131684.4592 | 0 | 0 | 0 | 0 | 0 | 0 | 0
2022-02-19 04:00 | 0 | 0 | 35584 | 0 | 634 | 0 | 3 | 23237.5 | 2.3237 | 0 | 23237.5 | 379682.959 | 19 | 0 | 2768.1418 | 0 | 23237.5 | 154921.9592 | 23237.5 | 0 | 131684.4592 | 131684.4592 | 0 | 0 | 0 | 0 | 0 | 0 | 0
2022-02-19 05:00 | 0 | 0 | 35584 | 0 | 634 | 0 | 3 | 23237.5 | 2.3237 | 0 | 23237.5 | 356445.459 | 19 | 0 | 2768.1418 | 0 | 23237.5 | 154921.9592 | 23237.5 | 0 | 131684.4592 | 131684.4592 | 0 | 0 | 0 | 0 | 0 | 0 | 0
2022-02-19 06:00 | 0 | 0 | 35584 | 0 | 634 | 0 | 3 | 23237.5 | 2.3237 | 0 | 23237.5 | 333207.959 | 19 | 0 | 2768.1418 | 0 | 23237.5 | 154921.9592 | 23237.5 | 0 | 131684.4592 | 131684.4592 | 0 | 0 | 0 | 0 | 0 | 0 | 0
2022-02-19 07:00 | 0.04005 | 0.00512 | 35584 | 1382.385 | 634 | 542.7446 | 3 | 21855.1179 | 2.1855 | 0 | 21312.3733 | 309970.459 | 19 | 0 | 2768.1418 | 0 | 23237.5 | 154921.9592 | 23237.5 | 0 | 131684.4592 | 131684.4592 | 0 | 0 | 0 | 0 | 0 | 0 | 0
2022-02-19 08:00 | 0.1872 | 0.08746 | 35584 | 6461.4851 | 634 | 9271.1798 | 3 | 16776.0285 | 1.6776 | 0 | 7504.8487 | 288658.0857 | 19 | 0 | 2768.1418 | 0 | 23237.5 | 154921.9592 | 23237.5 | 0 | 131684.4592 | 131684.4592 | 0 | 0 | 0 | 0 | 0 | 0 | 0
2022-02-19 09:00 | 0.32795 | 0.13015 | 35584 | 11319.6796 | 634 | 13796.5247 | 3 | 11917.8442 | 1.1918 | 1878.6805 | 0 | 281153.237 | 19 | 0 | 2768.1418 | 0 | 23237.5 | 154921.9592 | 23237.5 | 0 | 131684.4592 | 131684.4592 | 0 | 0 | 0 | 0 | 0 | 0 | 0
2022-02-19 10:00 | 0.45562 | 0.15487 | 35584 | 15726.3986 | 634 | 16416.9634 | 3 | 7511.1345 | 0.75111 | 8905.8289 | 0 | 283031.9175 | 19 | 0 | 2768.1418 | 0 | 23237.5 | 154921.9592 | 23237.5 | 0 | 131684.4592 | 131684.4592 | 0 | 0 | 0 | 0 | 0 | 0 | 0
2022-02-19 11:00 | 0.52045 | 0.09151 | 35584 | 17964.102 | 634 | 9700.4992 | 3 | 5273.4358 | 0.52734 | 4427.0634 | 0 | 291937.7464 | 19 | 0 | 2768.1418 | 0 | 23237.5 | 154921.9592 | 23237.5 | 0 | 131684.4592 | 131684.4592 | 0 | 0 | 0 | 0 | 0 | 0 | 0
2022-02-19 12:00 | 0.51817 | 0.07641 | 35584 | 17885.4044 | 634 | 8099.8268 | 3 | 5352.1332 | 0.53521 | 2747.6936 | 0 | 296364.8098 | 19 | 0 | 2768.1418 | 0 | 23237.5 | 154921.9592 | 23237.5 | 0 | 131684.4592 | 131684.4592 | 0 | 0 | 0 | 0 | 0 | 0 | 0
2022-02-19 13:00 | 0.502 | 0.13915 | 35584 | 17327.273 | 634 | 14750.5679 | 3 | 5910.2635 | 0.59103 | 8840.3044 | 0 | 299112.5034 | 19 | 0 | 2768.1418 | 0 | 23237.5 | 154921.9592 | 23237.5 | 0 | 131684.4592 | 131684.4592 | 0 | 0 | 0 | 0 | 0 | 0 | 0
2022-02-19 14:00 | 0.46865 | 0.06733 | 35584 | 16176.1484 | 634 | 7137.3032 | 3 | 7061.3857 | 0.70614 | 75.9175 | 0 | 307952.8078 | 19 | 0 | 2768.1418 | 0 | 23237.5 | 154921.9592 | 23237.5 | 0 | 131684.4592 | 131684.4592 | 0 | 0 | 0 | 0 | 0 | 0 | 0
2022-02-19 15:00 | 0.34262 | 0.14901 | 35584 | 11826.0364 | 634 | 15795.7752 | 3 | 11411.4885 | 1.1411 | 4384.2867 | 0 | 308028.7252 | 19 | 0 | 2768.1418 | 0 | 23237.5 | 154921.9592 | 23237.5 | 0 | 131684.4592 | 131684.4592 | 0 | 0 | 0 | 0 | 0 | 0 | 0
2022-02-19 16:00 | 0.17745 | 0.07171 | 35584 | 6124.9494 | 634 | 7601.6042 | 3 | 17112.5635 | 1.7113 | 0 | 9510.9593 | 312413.012 | 19 | 0 | 2768.1418 | 0 | 23237.5 | 154921.9592 | 23237.5 | 0 | 131684.4592 | 131684.4592 | 0 | 0 | 0 | 0 | 0 | 0 | 0
2022-02-19 17:00 | 0.0554 | 0.00735 | 35584 | 1912.213 | 634 | 779.1353 | 3 | 21325.291 | 2.1325 | 0 | 20546.1558 | 302902.0527 | 19 | 0 | 2768.1418 | 0 | 23237.5 | 154921.9592 | 23237.5 | 0 | 131684.4592 | 131684.4592 | 0 | 0 | 0 | 0 | 0 | 0 | 0
2022-02-19 18:00 | 0 | 0 | 35584 | 0 | 634 | 0 | 3 | 23237.5 | 2.3237 | 0 | 23237.5 | 282355.8969 | 19 | 0 | 2768.1418 | 0 | 23237.5 | 154921.9592 | 23237.5 | 0 | 131684.4592 | 131684.4592 | 0 | 0 | 0 | 0 | 0 | 0 | 0
2022-02-19 19:00 | 0 | 0 | 35584 | 0 | 634 | 0 | 3 | 23237.5 | 2.3237 | 0 | 23237.5 | 259118.3969 | 19 | 0 | 2768.1418 | 0 | 23237.5 | 154921.9592 | 23237.5 | 0 | 131684.4592 | 131684.4592 | 0 | 0 | 0 | 0 | 0 | 0 | 0
2022-02-19 20:00 | 0 | 0 | 35584 | 0 | 634 | 0 | 3 | 23237.5 | 2.3237 | 0 | 23237.5 | 235880.8969 | 19 | 0 | 2768.1418 | 0 | 23237.5 | 154921.9592 | 23237.5 | 0 | 131684.4592 | 131684.4592 | 0 | 0 | 0 | 0 | 0 | 0 | 0
2022-02-19 21:00 | 0 | 0 | 35584 | 0 | 634 | 0 | 3 | 23237.5 | 2.3237 | 0 | 23237.5 | 212643.3969 | 19 | 0 | 2768.1418 | 0 | 23237.5 | 154921.9592 | 23237.5 | 0 | 131684.4592 | 131684.4592 | 0 | 0 | 0 | 0 | 0 | 0 | 0
2022-02-19 22:00 | 0 | 0 | 35584 | 0 | 634 | 0 | 3 | 23237.5 | 2.3237 | 0 | 23237.5 | 189405.8969 | 19 | 0 | 2768.1418 | 0 | 23237.5 | 154921.9592 | 23237.5 | 0 | 131684.4592 | 131684.4592 | 0 | 0 | 0 | 0 | 0 | 0 | 0
2022-02-19 23:00 | 0 | 0 | 35584 | 0 | 634 | 0 | 3 | 23237.5 | 2.3237 | 0 | 23237.5 | 166168.3969 | 19 | 0 | 2768.1418 | 0 | 23237.5 | 154921.9592 | 23237.5 | 0 | 131684.4592 | 131684.4592 | 0 | 0 | 0 | 0 | 0 | 0 | 0
2022-02-20 | 0 | 0 | 35584 | 0 | 634 | 0 | 3 | 15208.3333 | 1.5208 | 0 | 15208.3333 | 142930.8969 | 19 | 0 | 2768.1418 | 0 | 15208.3333 | 146892.7926 | 15208.3333 | 0 | 131684.4592 | 131684.4592 | 0 | 0 | 0 | 0 | 0 | 0 | 0
2022-02-20 01:00 | 0 | 0 | 35584 | 0 | 634 | 0 | 3 | 15208.3333 | 1.5208 | 0 | 15208.3333 | 127722.5636 | 19 | 0 | 2768.1418 | 0 | 15208.3333 | 146892.7926 | 15208.3333 | 0 | 131684.4592 | 131684.4592 | 0 | 0 | 0 | 0 | 0 | 0 | 0
2022-02-20 02:00 | 0 | 0 | 35584 | 0 | 634 | 0 | 3 | 15208.3333 | 1.5208 | 0 | 15208.3333 | 112514.2302 | 19 | 0 | 2768.1418 | 0 | 15208.3333 | 146892.7926 | 15208.3333 | 0 | 131684.4592 | 131684.4592 | 0 | 0 | 0 | 0 | 0 | 0 | 0
2022-02-20 03:00 | 0 | 0 | 35584 | 0 | 634 | 0 | 3 | 15208.3333 | 1.5208 | 0 | 15208.3333 | 97305.8969 | 19 | 0 | 2768.1418 | 0 | 15208.3333 | 146892.7926 | 15208.3333 | 0 | 131684.4592 | 131684.4592 | 0 | 0 | 0 | 0 | 0 | 0 | 0
2022-02-20 04:00 | 0 | 0 | 35584 | 0 | 634 | 0 | 3 | 15208.3333 | 1.5208 | 0 | 15208.3333 | 82097.5636 | 19 | 0 | 2768.1418 | 0 | 15208.3333 | 146892.7926 | 15208.3333 | 0 | 131684.4592 | 131684.4592 | 0 | 0 | 0 | 0 | 0 | 0 | 0
2022-02-20 05:00 | 0 | 0 | 35584 | 0 | 634 | 0 | 3 | 15208.3333 | 1.5208 | 0 | 15208.3333 | 66889.2302 | 19 | 0 | 2768.1418 | 0 | 15208.3333 | 146892.7926 | 15208.3333 | 0 | 131684.4592 | 131684.4592 | 0 | 0 | 0 | 0 | 0 | 0 | 0
2022-02-20 06:00 | 0 | 0 | 35584 | 0 | 634 | 0 | 3 | 15208.3333 | 1.5208 | 0 | 15208.3333 | 51680.8969 | 19 | 0 | 2768.1418 | 0 | 15208.3333 | 146892.7926 | 15208.3333 | 0 | 131684.4592 | 131684.4592 | 0 | 0 | 0 | 0 | 0 | 0 | 0
2022-02-20 07:00 | 0.03375 | 0.00083 | 35584 | 1164.9312 | 634 | 87.984 | 3 | 14043.4046 | 1.4043 | 0 | 13955.4206 | 36472.5636 | 19 | 0 | 2768.1418 | 0 | 15208.3333 | 146892.7926 | 15208.3333 | 0 | 131684.4592 | 131684.4592 | 0 | 0 | 0 | 0 | 0 | 0 | 0
2022-02-20 08:00 | 0.15302 | 0.04996 | 35584 | 5281.7118 | 634 | 5295.9998 | 3 | 9926.6327 | 0.99266 | 0 | 4630.6329 | 22517.143 | 19 | 0 | 2768.1418 | 0 | 15208.3333 | 146892.7926 | 15208.3333 | 0 | 131684.4592 | 131684.4592 | 0 | 0 | 0 | 0 | 0 | 0 | 0
2022-02-20 09:00 | 0.32295 | 0.14787 | 35584 | 11147.0972 | 634 | 15674.9298 | 3 | 4061.2596 | 0.40613 | 11613.6702 | 0 | 17886.5101 | 19 | 0 | 2768.1418 | 0 | 15208.3333 | 146892.7926 | 15208.3333 | 0 | 131684.4592 | 131684.4592 | 0 | 0 | 0 | 0 | 0 | 0 | 0
2022-02-20 10:00 | 0.52085 | 0.30164 | 35584 | 17977.9086 | 634 | 31975.2879 | 3 | 0 | 0 | 31975.2879 | 0 | 29500.1803 | 19 | 2769.5374 | 2768.1418 | 58.2185 | 15208.3333 | 146892.7926 | 17977.8708 | 0 | 128914.9218 | 128914.9218 | 2769.5374 | 0 | 0 | 0 | 0 | 0 | 0
2022-02-20 11:00 | 0.6257 | 0.35234 | 35584 | 21596.9615 | 634 | 37349.7312 | 3 | 0 | 0 | 37349.7312 | 0 | 61475.4682 | 19 | 6388.5827 | 2768.1418 | 134.2945 | 15208.3333 | 146892.7926 | 21596.9161 | 0 | 125295.8765 | 125295.8765 | 6388.5827 | 0 | 0 | 0 | 0 | 0 | 0
2022-02-20 12:00 | 0.70445 | 0.3734 | 35584 | 24315.1343 | 634 | 39582.1923 | 3 | 0 | 0 | 39582.1923 | 0 | 98825.1994 | 19 | 9106.7498 | 2768.1418 | 191.4332 | 15208.3333 | 146892.7926 | 24315.0831 | 0 | 122577.7094 | 122577.7094 | 9106.7498 | 0 | 0 | 0 | 0 | 0 | 0
2022-02-20 13:00 | 0.693 | 0.42856 | 35584 | 23919.9206 | 634 | 45429.4171 | 3 | 0 | 0 | 45429.4171 | 0 | 138407.3917 | 19 | 8711.5369 | 2768.1418 | 183.1254 | 15208.3333 | 146892.7926 | 23919.8703 | 0 | 122972.9223 | 122972.9223 | 8711.5369 | 0 | 0 | 0 | 0 | 0 | 0
2022-02-20 14:00 | 0.5788 | 0.34619 | 35584 | 19978.1386 | 634 | 36697.8017 | 3 | 0 | 0 | 36697.8017 | 0 | 183836.8088 | 19 | 4769.7632 | 2768.1418 | 100.2653 | 15208.3333 | 146892.7926 | 19978.0966 | 0 | 126914.696 | 126914.696 | 4769.7632 | 0 | 0 | 0 | 0 | 0 | 0
2022-02-20 15:00 | 0.42295 | 0.26873 | 35584 | 14598.7452 | 634 | 28486.6699 | 3 | 609.6189 | 0.060962 | 27877.0511 | 0 | 220534.6105 | 19 | 0 | 2768.1418 | 0 | 15208.3333 | 146892.7926 | 15208.3333 | 0 | 131684.4592 | 131684.4592 | 0 | 0 | 0 | 0 | 0 | 0 | 0
2022-02-20 16:00 | 0.24093 | 0.17087 | 35584 | 8316.0555 | 634 | 18113.0402 | 3 | 6892.2953 | 0.68923 | 11220.7449 | 0 | 248411.6616 | 19 | 0 | 2768.1418 | 0 | 15208.3333 | 146892.7926 | 15208.3333 | 0 | 131684.4592 | 131684.4592 | 0 | 0 | 0 | 0 | 0 | 0 | 0
2022-02-20 17:00 | 0.07457 | 0.0373 | 35584 | 2573.8939 | 634 | 3953.979 | 3 | 12634.4448 | 1.2634 | 0 | 8680.4658 | 259632.4064 | 19 | 0 | 2768.1418 | 0 | 15208.3333 | 146892.7926 | 15208.3333 | 0 | 131684.4592 | 131684.4592 | 0 | 0 | 0 | 0 | 0 | 0 | 0
2022-02-20 18:00 | 0 | 0 | 35584 | 0 | 634 | 0 | 3 | 15208.3333 | 1.5208 | 0 | 15208.3333 | 250951.9406 | 19 | 0 | 2768.1418 | 0 | 15208.3333 | 146892.7926 | 15208.3333 | 0 | 131684.4592 | 131684.4592 | 0 | 0 | 0 | 0 | 0 | 0 | 0
2022-02-20 19:00 | 0 | 0 | 35584 | 0 | 634 | 0 | 3 | 15208.3333 | 1.5208 | 0 | 15208.3333 | 235743.6073 | 19 | 0 | 2768.1418 | 0 | 15208.3333 | 146892.7926 | 15208.3333 | 0 | 131684.4592 | 131684.4592 | 0 | 0 | 0 | 0 | 0 | 0 | 0
2022-02-20 20:00 | 0 | 0 | 35584 | 0 | 634 | 0 | 3 | 15208.3333 | 1.5208 | 0 | 15208.3333 | 220535.274 | 19 | 0 | 2768.1418 | 0 | 15208.3333 | 146892.7926 | 15208.3333 | 0 | 131684.4592 | 131684.4592 | 0 | 0 | 0 | 0 | 0 | 0 | 0
2022-02-20 21:00 | 0 | 0 | 35584 | 0 | 634 | 0 | 3 | 15208.3333 | 1.5208 | 0 | 15208.3333 | 205326.9406 | 19 | 0 | 2768.1418 | 0 | 15208.3333 | 146892.7926 | 15208.3333 | 0 | 131684.4592 | 131684.4592 | 0 | 0 | 0 | 0 | 0 | 0 | 0
2022-02-20 22:00 | 0 | 0 | 35584 | 0 | 634 | 0 | 3 | 15208.3333 | 1.5208 | 0 | 15208.3333 | 190118.6073 | 19 | 0 | 2768.1418 | 0 | 15208.3333 | 146892.7926 | 15208.3333 | 0 | 131684.4592 | 131684.4592 | 0 | 0 | 0 | 0 | 0 | 0 | 0
2022-02-20 23:00 | 0 | 0 | 35584 | 0 | 634 | 0 | 3 | 15208.3333 | 1.5208 | 0 | 15208.3333 | 174910.274 | 19 | 0 | 2768.1418 | 0 | 15208.3333 | 146892.7926 | 15208.3333 | 0 | 131684.4592 | 131684.4592 | 0 | 0 | 0 | 0 | 0 | 0 | 0
2022-02-21 | 0 | 0 | 35584 | 0 | 634 | 0 | 3 | 22666.6667 | 2.2667 | 0 | 22666.6667 | 159701.9406 | 19 | 0 | 2768.1418 | 0 | 22666.6667 | 154351.1259 | 22666.6667 | 0 | 131684.4592 | 131684.4592 | 0 | 0 | 0 | 0 | 0 | 0 | 0
2022-02-21 01:00 | 0 | 0 | 35584 | 0 | 634 | 0 | 3 | 22666.6667 | 2.2667 | 0 | 22666.6667 | 137035.274 | 19 | 0 | 2768.1418 | 0 | 22666.6667 | 154351.1259 | 22666.6667 | 0 | 131684.4592 | 131684.4592 | 0 | 0 | 0 | 0 | 0 | 0 | 0
2022-02-21 02:00 | 0 | 0 | 35584 | 0 | 634 | 0 | 3 | 22666.6667 | 2.2667 | 0 | 22666.6667 | 114368.6073 | 19 | 0 | 2768.1418 | 0 | 22666.6667 | 154351.1259 | 22666.6667 | 0 | 131684.4592 | 131684.4592 | 0 | 0 | 0 | 0 | 0 | 0 | 0
2022-02-21 03:00 | 0 | 0 | 35584 | 0 | 634 | 0 | 3 | 22666.6667 | 2.2667 | 0 | 22666.6667 | 91701.9406 | 19 | 0 | 2768.1418 | 0 | 22666.6667 | 154351.1259 | 22666.6667 | 0 | 131684.4592 | 131684.4592 | 0 | 0 | 0 | 0 | 0 | 0 | 0
2022-02-21 04:00 | 0 | 0 | 35584 | 0 | 634 | 0 | 3 | 22666.6667 | 2.2667 | 0 | 22666.6667 | 69035.274 | 19 | 0 | 2768.1418 | 0 | 22666.6667 | 154351.1259 | 22666.6667 | 0 | 131684.4592 | 131684.4592 | 0 | 0 | 0 | 0 | 0 | 0 | 0
2022-02-21 05:00 | 0 | 0 | 35584 | 0 | 634 | 0 | 3 | 22666.6667 | 2.2667 | 0 | 22666.6667 | 46368.6073 | 19 | 0 | 2768.1418 | 0 | 22666.6667 | 154351.1259 | 22666.6667 | 0 | 131684.4592 | 131684.4592 | 0 | 0 | 0 | 0 | 0 | 0 | 0
2022-02-21 06:00 | 0 | 0 | 35584 | 0 | 634 | 0 | 3 | 22666.6667 | 2.2667 | 0 | 22666.6667 | 23701.9406 | 19 | 0 | 2768.1418 | 0 | 22666.6667 | 154351.1259 | 22666.6667 | 0 | 131684.4592 | 131684.4592 | 0 | 0 | 0 | 0 | 0 | 0 | 0
2022-02-21 07:00 | 0.06253 | 0.1837 | 35584 | 2158.3155 | 634 | 19473.0818 | 3 | 20508.3557 | 2.0508 | 0 | 1035.274 | 1035.274 | 19 | 0 | 2768.1418 | 0 | 22666.6667 | 154351.1259 | 22666.6667 | 0 | 131684.4592 | 131684.4592 | 0 | 0 | 0 | 0 | 0 | 0 | 0
2022-02-21 08:00 | 0.27825 | 0.61877 | 35584 | 9604.2106 | 634 | 65592.5901 | 3 | 22562.4763 | 2.2562 | 0 | 0 | 0 | 19 | 9500 | 2768.1418 | 199.6997 | 22666.6667 | 154351.1259 | 32166.6667 | 0 | 122184.4592 | 122184.4592 | 0 | 9500 | 0 | 0 | 0 | 0 | 0
2022-02-21 09:00 | 0.49498 | 0.80507 | 35584 | 17084.9673 | 634 | 85341.2843 | 3 | 15081.7354 | 1.5082 | 0 | 0 | 0 | 19 | 9500 | 2768.1418 | 199.6997 | 22666.6667 | 154351.1259 | 32166.6667 | 0 | 122184.4592 | 122184.4592 | 9500 | 0 | 0 | 0 | 0 | 0 | 0
2022-02-21 10:00 | 0.66862 | 0.90604 | 35584 | 23078.4089 | 634 | 96044.589 | 3 | 9088.3064 | 0.90883 | 33938.1908 | 0 | 0 | 19 | 9500 | 2768.1418 | 199.6997 | 22666.6667 | 154351.1259 | 32166.6667 | 0 | 122184.4592 | 122184.4592 | 9500 | 0 | 0 | 0 | 0 | 0 | 0
2022-02-21 11:00 | 0.78483 | 0.95705 | 35584 | 27089.569 | 634 | 101451.8938 | 3 | 5077.1547 | 0.50772 | 96374.7391 | 0 | 33938.1908 | 19 | 9500 | 2768.1418 | 199.6997 | 22666.6667 | 154351.1259 | 32166.6667 | 0 | 122184.4592 | 122184.4592 | 9500 | 0 | 0 | 0 | 0 | 0 | 0
2022-02-21 12:00 | 0.8064 | 0.84335 | 35584 | 27834.0895 | 634 | 89399.1481 | 3 | 4332.6358 | 0.43326 | 85066.5123 | 0 | 130312.9299 | 19 | 9500 | 2768.1418 | 199.6997 | 22666.6667 | 154351.1259 | 32166.6667 | 0 | 122184.4592 | 122184.4592 | 5167.3642 | 4332.6358 | 0 | 0 | 0 | 0 | 0
2022-02-21 13:00 | 0.75958 | 0.7652 | 35584 | 26218.0279 | 634 | 81114.873 | 3 | 5948.694 | 0.59487 | 75166.179 | 0 | 215379.4422 | 19 | 9500 | 2768.1418 | 199.6997 | 22666.6667 | 154351.1259 | 32166.6667 | 0 | 122184.4592 | 122184.4592 | 3551.306 | 5948.694 | 0 | 0 | 0 | 0 | 0
2022-02-21 14:00 | 0.65308 | 0.73489 | 35584 | 22542.0228 | 634 | 77901.8675 | 3 | 9624.6914 | 0.96247 | 68277.1761 | 0 | 290545.6212 | 19 | 9500 | 2768.1418 | 199.6997 | 22666.6667 | 154351.1259 | 32166.6667 | 0 | 122184.4592 | 122184.4592 | 0 | 9500 | 0 | 0 | 0 | 0 | 0
2022-02-21 15:00 | 0.48935 | 0.66383 | 35584 | 16890.6395 | 634 | 70369.1664 | 3 | 15276.0627 | 1.5276 | 55093.1036 | 0 | 358822.7973 | 19 | 9500 | 2768.1418 | 199.6997 | 22666.6667 | 154351.1259 | 32166.6667 | 0 | 122184.4592 | 122184.4592 | 9500 | 0 | 0 | 0 | 0 | 0 | 0
2022-02-21 16:00 | 0.2905 | 0.51133 | 35584 | 10027.0374 | 634 | 54203.4344 | 3 | 22139.6503 | 2.214 | 32063.784 | 0 | 413915.9009 | 19 | 9500 | 2768.1418 | 199.6997 | 22666.6667 | 154351.1259 | 32166.6667 | 0 | 122184.4592 | 122184.4592 | 0 | 9500 | 0 | 0 | 0 | 0 | 0
2022-02-21 17:00 | 0.0939 | 0.23526 | 35584 | 3241.0975 | 634 | 24938.6892 | 3 | 28925.576 | 2.8926 | 0 | 3986.8868 | 445979.685 | 19 | 9500 | 2768.1418 | 199.6997 | 22666.6667 | 154351.1259 | 32166.6667 | 0 | 122184.4592 | 122184.4592 | 3241.0906 | 6258.9094 | 0 | 0 | 0 | 0 | 0
2022-02-21 18:00 | 0 | 0 | 35584 | 0 | 634 | 0 | 3 | 30000 | 3 | 0 | 30000 | 441992.7982 | 19 | 7333.3333 | 2768.1418 | 154.1542 | 22666.6667 | 154351.1259 | 30000 | 0 | 124351.1259 | 124351.1259 | 0 | 7333.3333 | 0 | 0 | 0 | 0 | 0
2022-02-21 19:00 | 0 | 0 | 35584 | 0 | 634 | 0 | 3 | 30000 | 3 | 0 | 30000 | 411992.7982 | 19 | 7333.3333 | 2768.1418 | 154.1542 | 22666.6667 | 154351.1259 | 30000 | 0 | 124351.1259 | 124351.1259 | 0 | 7333.3333 | 0 | 0 | 0 | 0 | 0
2022-02-21 20:00 | 0 | 0 | 35584 | 0 | 634 | 0 | 3 | 30000 | 3 | 0 | 30000 | 381992.7982 | 19 | 7333.3333 | 2768.1418 | 154.1542 | 22666.6667 | 154351.1259 | 30000 | 0 | 124351.1259 | 124351.1259 | 0 | 7333.3333 | 0 | 0 | 0 | 0 | 0
2022-02-21 21:00 | 0 | 0 | 35584 | 0 | 634 | 0 | 3 | 30000 | 3 | 0 | 30000 | 351992.7982 | 19 | 7333.3333 | 2768.1418 | 154.1542 | 22666.6667 | 154351.1259 | 30000 | 0 | 124351.1259 | 124351.1259 | 0 | 7333.3333 | 0 | 0 | 0 | 0 | 0
2022-02-21 22:00 | 0 | 0 | 35584 | 0 | 634 | 0 | 3 | 30000 | 3 | 0 | 30000 | 321992.7982 | 19 | 7333.3333 | 2768.1418 | 154.1542 | 22666.6667 | 154351.1259 | 30000 | 0 | 124351.1259 | 124351.1259 | 0 | 7333.3333 | 0 | 0 | 0 | 0 | 0
2022-02-21 23:00 | 0 | 0 | 35584 | 0 | 634 | 0 | 3 | 30000 | 3 | 0 | 30000 | 291992.7982 | 19 | 7333.3333 | 2768.1418 | 154.1542 | 22666.6667 | 154351.1259 | 30000 | 0 | 124351.1259 | 124351.1259 | 0 | 7333.3333 | 0 | 0 | 0 | 0 | 0
2022-02-22 | 0 | 0 | 35584 | 0 | 634 | 0 | 3 | 30000 | 3 | 0 | 30000 | 261992.7982 | 19 | 7250 | 2768.1418 | 152.4024 | 22750 | 154434.4592 | 30000 | 0 | 124434.4592 | 124434.4592 | 0 | 7250 | 0 | 0 | 0 | 0 | 0
2022-02-22 01:00 | 0 | 0 | 35584 | 0 | 634 | 0 | 3 | 30000 | 3 | 0 | 30000 | 231992.7982 | 19 | 7250 | 2768.1418 | 152.4024 | 22750 | 154434.4592 | 30000 | 0 | 124434.4592 | 124434.4592 | 0 | 7250 | 0 | 0 | 0 | 0 | 0
2022-02-22 02:00 | 0 | 0 | 35584 | 0 | 634 | 0 | 3 | 30000 | 3 | 0 | 30000 | 201992.7982 | 19 | 7250 | 2768.1418 | 152.4024 | 22750 | 154434.4592 | 30000 | 0 | 124434.4592 | 124434.4592 | 0 | 7250 | 0 | 0 | 0 | 0 | 0
2022-02-22 03:00 | 0 | 0 | 35584 | 0 | 634 | 0 | 3 | 30000 | 3 | 0 | 30000 | 171992.7982 | 19 | 7250 | 2768.1418 | 152.4024 | 22750 | 154434.4592 | 30000 | 0 | 124434.4592 | 124434.4592 | 0 | 7250 | 0 | 0 | 0 | 0 | 0
2022-02-22 04:00 | 0 | 0 | 35584 | 0 | 634 | 0 | 3 | 30000 | 3 | 0 | 30000 | 141992.7982 | 19 | 7250 | 2768.1418 | 152.4024 | 22750 | 154434.4592 | 30000 | 0 | 124434.4592 | 124434.4592 | 0 | 7250 | 0 | 0 | 0 | 0 | 0
2022-02-22 05:00 | 0 | 0 | 35584 | 0 | 634 | 0 | 3 | 30000 | 3 | 0 | 30000 | 111992.7982 | 19 | 7250 | 2768.1418 | 152.4024 | 22750 | 154434.4592 | 30000 | 0 | 124434.4592 | 124434.4592 | 0 | 7250 | 0 | 0 | 0 | 0 | 0
2022-02-22 06:00 | 0 | 0 | 35584 | 0 | 634 | 0 | 3 | 30000 | 3 | 0 | 30000 | 81992.7982 | 19 | 7250 | 2768.1418 | 152.4024 | 22750 | 154434.4592 | 30000 | 0 | 124434.4592 | 124434.4592 | 0 | 7250 | 0 | 0 | 0 | 0 | 0
2022-02-22 07:00 | 0.05467 | 0.05575 | 35584 | 1887.016 | 634 | 5909.7676 | 3 | 30000 | 3 | 0 | 24090.2324 | 51992.7982 | 19 | 9137.012 | 2768.1418 | 192.0693 | 22750 | 154434.4592 | 31887.012 | 0 | 122547.4472 | 122547.4472 | 1887.012 | 7250 | 0 | 0 | 0 | 0 | 0
2022-02-22 08:00 | 0.24943 | 0.34087 | 35584 | 8609.4456 | 634 | 36133.8562 | 3 | 23640.5725 | 2.3641 | 12493.2837 | 0 | 27902.5658 | 19 | 9500 | 2768.1418 | 199.6997 | 22750 | 154434.4592 | 32250 | 0 | 122184.4592 | 122184.4592 | 0 | 9500 | 0 | 0 | 0 | 0 | 0
2022-02-22 09:00 | 0.4682 | 0.64328 | 35584 | 16160.6159 | 634 | 68190.7677 | 3 | 16089.4181 | 1.6089 | 52101.3497 | 0 | 40395.8494 | 19 | 9500 | 2768.1418 | 199.6997 | 22750 | 154434.4592 | 32250 | 0 | 122184.4592 | 122184.4592 | 9500 | 0 | 0 | 0 | 0 | 0 | 0
2022-02-22 10:00 | 0.65885 | 0.82025 | 35584 | 22741.1828 | 634 | 86950.4372 | 3 | 9508.865 | 0.95089 | 77441.5722 | 0 | 92497.1991 | 19 | 9500 | 2768.1418 | 199.6997 | 22750 | 154434.4592 | 32250 | 0 | 122184.4592 | 122184.4592 | 9500 | 0 | 0 | 0 | 0 | 0 | 0
2022-02-22 11:00 | 0.77455 | 0.86239 | 35584 | 26734.7396 | 634 | 91417.4795 | 3 | 5515.3167 | 0.55153 | 85902.1628 | 0 | 169938.7713 | 19 | 9500 | 2768.1418 | 199.6997 | 22750 | 154434.4592 | 32250 | 0 | 122184.4592 | 122184.4592 | 9500 | 0 | 0 | 0 | 0 | 0 | 0
2022-02-22 12:00 | 0.8093 | 0.83397 | 35584 | 27934.1873 | 634 | 88404.8231 | 3 | 4315.8715 | 0.43159 | 84088.9515 | 0 | 255840.934 | 19 | 9500 | 2768.1418 | 199.6997 | 22750 | 154434.4592 | 32250 | 0 | 122184.4592 | 122184.4592 | 5184.1285 | 4315.8715 | 0 | 0 | 0 | 0 | 0
2022-02-22 13:00 | 0.78045 | 0.82923 | 35584 | 26938.3868 | 634 | 87902.3603 | 3 | 5311.6699 | 0.53117 | 82590.6904 | 0 | 339929.8855 | 19 | 9500 | 2768.1418 | 199.6997 | 22750 | 154434.4592 | 32250 | 0 | 122184.4592 | 122184.4592 | 4188.3301 | 5311.6699 | 0 | 0 | 0 | 0 | 0
2022-02-22 14:00 | 0.68125 | 0.788 | 35584 | 23514.352 | 634 | 83531.7824 | 3 | 8735.6975 | 0.87357 | 83531.7824 | 8735.6975 | 422520.576 | 19 | 9500 | 2768.1418 | 199.6997 | 22750 | 154434.4592 | 32250 | 0 | 122184.4592 | 122184.4592 | 764.3025 | 8735.6975 | 0 | 0 | 0 | 0 | 0
2022-02-22 15:00 | 0.51722 | 0.70383 | 35584 | 17852.6138 | 634 | 74609.3584 | 3 | 14397.4238 | 1.4397 | 60211.9346 | 0 | 497316.6608 | 19 | 9500 | 2768.1418 | 199.6997 | 22750 | 154434.4592 | 32250 | 0 | 122184.4592 | 122184.4592 | 0 | 9500 | 0 | 0 | 0 | 0 | 0
2022-02-22 16:00 | 0.30862 | 0.55243 | 35584 | 10652.4761 | 634 | 58560.2317 | 3 | 21597.5464 | 2.1598 | 36962.6853 | 0 | 557528.5954 | 19 | 9500 | 2768.1418 | 199.6997 | 22750 | 154434.4592 | 32250 | 0 | 122184.4592 | 122184.4592 | 0 | 9500 | 0 | 0 | 0 | 0 | 0
2022-02-22 17:00 | 0.0989 | 0.2182 | 35584 | 3413.6799 | 634 | 23130.2474 | 3 | 28836.3273 | 2.8836 | 0 | 5706.08 | 594491.2807 | 19 | 9500 | 2768.1418 | 199.6997 | 22750 | 154434.4592 | 32250 | 0 | 122184.4592 | 122184.4592 | 3413.6727 | 6086.3273 | 0 | 0 | 0 | 0 | 0
2022-02-22 18:00 | 0 | 0 | 35584 | 0 | 634 | 0 | 3 | 30000 | 3 | 0 | 30000 | 588785.2008 | 19 | 7250 | 2768.1418 | 152.4024 | 22750 | 154434.4592 | 30000 | 0 | 124434.4592 | 124434.4592 | 0 | 7250 | 0 | 0 | 0 | 0 | 0
2022-02-22 19:00 | 0 | 0 | 35584 | 0 | 634 | 0 | 3 | 30000 | 3 | 0 | 30000 | 558785.2008 | 19 | 7250 | 2768.1418 | 152.4024 | 22750 | 154434.4592 | 30000 | 0 | 124434.4592 | 124434.4592 | 0 | 7250 | 0 | 0 | 0 | 0 | 0
2022-02-22 20:00 | 0 | 0 | 35584 | 0 | 634 | 0 | 3 | 30000 | 3 | 0 | 30000 | 528785.2008 | 19 | 7250 | 2768.1418 | 152.4024 | 22750 | 154434.4592 | 30000 | 0 | 124434.4592 | 124434.4592 | 0 | 7250 | 0 | 0 | 0 | 0 | 0
2022-02-22 21:00 | 0 | 0 | 35584 | 0 | 634 | 0 | 3 | 30000 | 3 | 0 | 30000 | 498785.2008 | 19 | 7250 | 2768.1418 | 152.4024 | 22750 | 154434.4592 | 30000 | 0 | 124434.4592 | 124434.4592 | 0 | 7250 | 0 | 0 | 0 | 0 | 0
2022-02-22 22:00 | 0 | 0 | 35584 | 0 | 634 | 0 | 3 | 30000 | 3 | 0 | 30000 | 468785.2008 | 19 | 7250 | 2768.1418 | 152.4024 | 22750 | 154434.4592 | 30000 | 0 | 124434.4592 | 124434.4592 | 0 | 7250 | 0 | 0 | 0 | 0 | 0
2022-02-22 23:00 | 0 | 0 | 35584 | 0 | 634 | 0 | 3 | 30000 | 3 | 0 | 30000 | 438785.2008 | 19 | 7250 | 2768.1418 | 152.4024 | 22750 | 154434.4592 | 30000 | 0 | 124434.4592 | 124434.4592 | 0 | 7250 | 0 | 0 | 0 | 0 | 0
2022-02-23 | 0 | 0 | 35584 | 0 | 634 | 0 | 3 | 30000 | 3 | 0 | 30000 | 408785.2008 | 19 | 7333.3333 | 2768.1418 | 154.1542 | 22666.6667 | 154351.1259 | 30000 | 0 | 124351.1259 | 124351.1259 | 0 | 7333.3333 | 0 | 0 | 0 | 0 | 0
2022-02-23 01:00 | 0 | 0 | 35584 | 0 | 634 | 0 | 3 | 30000 | 3 | 0 | 30000 | 378785.2008 | 19 | 7333.3333 | 2768.1418 | 154.1542 | 22666.6667 | 154351.1259 | 30000 | 0 | 124351.1259 | 124351.1259 | 0 | 7333.3333 | 0 | 0 | 0 | 0 | 0
2022-02-23 02:00 | 0 | 0 | 35584 | 0 | 634 | 0 | 3 | 30000 | 3 | 0 | 30000 | 348785.2008 | 19 | 7333.3333 | 2768.1418 | 154.1542 | 22666.6667 | 154351.1259 | 30000 | 0 | 124351.1259 | 124351.1259 | 0 | 7333.3333 | 0 | 0 | 0 | 0 | 0
2022-02-23 03:00 | 0 | 0 | 35584 | 0 | 634 | 0 | 3 | 30000 | 3 | 0 | 30000 | 318785.2008 | 19 | 7333.3333 | 2768.1418 | 154.1542 | 22666.6667 | 154351.1259 | 30000 | 0 | 124351.1259 | 124351.1259 | 0 | 7333.3333 | 0 | 0 | 0 | 0 | 0
2022-02-23 04:00 | 0 | 0 | 35584 | 0 | 634 | 0 | 3 | 30000 | 3 | 0 | 30000 | 288785.2008 | 19 | 7333.3333 | 2768.1418 | 154.1542 | 22666.6667 | 154351.1259 | 30000 | 0 | 124351.1259 | 124351.1259 | 0 | 7333.3333 | 0 | 0 | 0 | 0 | 0
2022-02-23 05:00 | 0 | 0 | 35584 | 0 | 634 | 0 | 3 | 30000 | 3 | 0 | 30000 | 258785.2008 | 19 | 7333.3333 | 2768.1418 | 154.1542 | 22666.6667 | 154351.1259 | 30000 | 0 | 124351.1259 | 124351.1259 | 0 | 7333.3333 | 0 | 0 | 0 | 0 | 0
2022-02-23 06:00 | 0 | 0 | 35584 | 0 | 634 | 0 | 3 | 30000 | 3 | 0 | 30000 | 228785.2008 | 19 | 7333.3333 | 2768.1418 | 154.1542 | 22666.6667 | 154351.1259 | 30000 | 0 | 124351.1259 | 124351.1259 | 0 | 7333.3333 | 0 | 0 | 0 | 0 | 0
2022-02-23 07:00 | 0.0595 | 0.06061 | 35584 | 2053.7306 | 634 | 6424.9509 | 3 | 30000 | 3 | 0 | 23575.0491 | 198785.2008 | 19 | 9387.0596 | 2768.1418 | 197.3256 | 22666.6667 | 154351.1259 | 32053.7262 | 0 | 122297.3997 | 122297.3997 | 2053.7262 | 7333.3333 | 0 | 0 | 0 | 0 | 0
2022-02-23 08:00 | 0.25733 | 0.37954 | 35584 | 8882.1258 | 634 | 40233.0618 | 3 | 23284.5596 | 2.3285 | 16948.5022 | 0 | 175210.1517 | 19 | 9500 | 2768.1418 | 199.6997 | 22666.6667 | 154351.1259 | 32166.6667 | 0 | 122184.4592 | 122184.4592 | 0 | 9500 | 0 | 0 | 0 | 0 | 0
2022-02-23 09:00 | 0.47283 | 0.57668 | 35584 | 16320.4272 | 634 | 61130.8481 | 3 | 15846.2738 | 1.5846 | 45284.5743 | 0 | 192158.6539 | 19 | 9500 | 2768.1418 | 199.6997 | 22666.6667 | 154351.1259 | 32166.6667 | 0 | 122184.4592 | 122184.4592 | 9500 | 0 | 0 | 0 | 0 | 0 | 0
2022-02-23 10:00 | 0.65155 | 0.69419 | 35584 | 22489.2125 | 634 | 73587.4721 | 3 | 9677.5015 | 0.96775 | 63909.9706 | 0 | 237443.2282 | 19 | 9500 | 2768.1418 | 199.6997 | 22666.6667 | 154351.1259 | 32166.6667 | 0 | 122184.4592 | 122184.4592 | 0 | 9500 | 0 | 0 | 0 | 0 | 0
2022-02-23 11:00 | 0.7702 | 0.76877 | 35584 | 26584.5929 | 634 | 81493.3101 | 3 | 5582.1297 | 0.55821 | 75911.1804 | 0 | 301353.1988 | 19 | 9500 | 2768.1418 | 199.6997 | 22666.6667 | 154351.1259 | 32166.6667 | 0 | 122184.4592 | 122184.4592 | 9500 | 0 | 0 | 0 | 0 | 0 | 0
2022-02-23 12:00 | 0.82385 | 0.84498 | 35584 | 28436.402 | 634 | 89571.9359 | 3 | 3730.3245 | 0.37303 | 85841.6114 | 0 | 377264.3792 | 19 | 9500 | 2768.1418 | 199.6997 | 22666.6667 | 154351.1259 | 32166.6667 | 0 | 122184.4592 | 122184.4592 | 9500 | 0 | 0 | 0 | 0 | 0 | 0
2022-02-23 13:00 | 0.79135 | 0.81514 | 35584 | 27314.6164 | 634 | 86408.7527 | 3 | 4852.1077 | 0.48521 | 81556.6449 | 0 | 463105.9906 | 19 | 9500 | 2768.1418 | 199.6997 | 22666.6667 | 154351.1259 | 32166.6667 | 0 | 122184.4592 | 122184.4592 | 9500 | 0 | 0 | 0 | 0 | 0 | 0
2022-02-23 14:00 | 0.67375 | 0.72209 | 35584 | 23255.4784 | 634 | 76545.006 | 3 | 8911.2372 | 0.89112 | 67633.7688 | 0 | 544662.6355 | 19 | 9500 | 2768.1418 | 199.6997 | 22666.6667 | 154351.1259 | 32166.6667 | 0 | 122184.4592 | 122184.4592 | 588.7628 | 8911.2372 | 0 | 0 | 0 | 0 | 0
2022-02-23 15:00 | 0.4395 | 0.37009 | 35584 | 15169.993 | 634 | 39231.3164 | 3 | 16996.7056 | 1.6997 | 22234.6108 | 0 | 612296.4043 | 19 | 9500 | 2768.1418 | 199.6997 | 22666.6667 | 154351.1259 | 32166.6667 | 0 | 122184.4592 | 122184.4592 | 0 | 9500 | 0 | 0 | 0 | 0 | 0
2022-02-23 16:00 | 0.25338 | 0.214 | 35584 | 8745.7857 | 634 | 22685.0272 | 3 | 23420.8994 | 2.3421 | 0 | 735.8722 | 634531.0151 | 19 | 9500 | 2768.1418 | 199.6997 | 22666.6667 | 154351.1259 | 32166.6667 | 0 | 122184.4592 | 122184.4592 | 0 | 9500 | 0 | 0 | 0 | 0 | 0
2022-02-23 17:00 | 0.08418 | 0.05573 | 35584 | 2905.5973 | 634 | 5907.6475 | 3 | 29261.0755 | 2.9261 | 0 | 23353.428 | 633795.143 | 19 | 9500 | 2768.1418 | 199.6997 | 22666.6667 | 154351.1259 | 32166.6667 | 0 | 122184.4592 | 122184.4592 | 2905.5912 | 6594.4088 | 0 | 0 | 0 | 0 | 0
2022-02-23 18:00 | 0 | 0 | 35584 | 0 | 634 | 0 | 3 | 30000 | 3 | 0 | 30000 | 610441.715 | 19 | 7333.3333 | 2768.1418 | 154.1542 | 22666.6667 | 154351.1259 | 30000 | 0 | 124351.1259 | 124351.1259 | 0 | 7333.3333 | 0 | 0 | 0 | 0 | 0
2022-02-23 19:00 | 0 | 0 | 35584 | 0 | 634 | 0 | 3 | 30000 | 3 | 0 | 30000 | 580441.715 | 19 | 7333.3333 | 2768.1418 | 154.1542 | 22666.6667 | 154351.1259 | 30000 | 0 | 124351.1259 | 124351.1259 | 0 | 7333.3333 | 0 | 0 | 0 | 0 | 0
2022-02-23 20:00 | 0 | 0 | 35584 | 0 | 634 | 0 | 3 | 30000 | 3 | 0 | 30000 | 550441.715 | 19 | 7333.3333 | 2768.1418 | 154.1542 | 22666.6667 | 154351.1259 | 30000 | 0 | 124351.1259 | 124351.1259 | 0 | 7333.3333 | 0 | 0 | 0 | 0 | 0
2022-02-23 21:00 | 0 | 0 | 35584 | 0 | 634 | 0 | 3 | 30000 | 3 | 0 | 30000 | 520441.715 | 19 | 7333.3333 | 2768.1418 | 154.1542 | 22666.6667 | 154351.1259 | 30000 | 0 | 124351.1259 | 124351.1259 | 0 | 7333.3333 | 0 | 0 | 0 | 0 | 0
2022-02-23 22:00 | 0 | 0 | 35584 | 0 | 634 | 0 | 3 | 30000 | 3 | 0 | 30000 | 490441.715 | 19 | 7333.3333 | 2768.1418 | 154.1542 | 22666.6667 | 154351.1259 | 30000 | 0 | 124351.1259 | 124351.1259 | 0 | 7333.3333 | 0 | 0 | 0 | 0 | 0
2022-02-23 23:00 | 0 | 0 | 35584 | 0 | 634 | 0 | 3 | 30000 | 3 | 0 | 30000 | 460441.715 | 19 | 7333.3333 | 2768.1418 | 154.1542 | 22666.6667 | 154351.1259 | 30000 | 0 | 124351.1259 | 124351.1259 | 0 | 7333.3333 | 0 | 0 | 0 | 0 | 0
2022-02-24 | 0 | 0 | 35584 | 0 | 634 | 0 | 3 | 30000 | 3 | 0 | 30000 | 430441.715 | 19 | 7000 | 2768.1418 | 147.1471 | 23000 | 154684.4592 | 30000 | 0 | 124684.4592 | 124684.4592 | 0 | 7000 | 0 | 0 | 0 | 0 | 0
2022-02-24 01:00 | 0 | 0 | 35584 | 0 | 634 | 0 | 3 | 30000 | 3 | 0 | 30000 | 400441.715 | 19 | 7000 | 2768.1418 | 147.1471 | 23000 | 154684.4592 | 30000 | 0 | 124684.4592 | 124684.4592 | 0 | 7000 | 0 | 0 | 0 | 0 | 0
2022-02-24 02:00 | 0 | 0 | 35584 | 0 | 634 | 0 | 3 | 30000 | 3 | 0 | 30000 | 370441.715 | 19 | 7000 | 2768.1418 | 147.1471 | 23000 | 154684.4592 | 30000 | 0 | 124684.4592 | 124684.4592 | 0 | 7000 | 0 | 0 | 0 | 0 | 0
2022-02-24 03:00 | 0 | 0 | 35584 | 0 | 634 | 0 | 3 | 30000 | 3 | 0 | 30000 | 340441.715 | 19 | 7000 | 2768.1418 | 147.1471 | 23000 | 154684.4592 | 30000 | 0 | 124684.4592 | 124684.4592 | 0 | 7000 | 0 | 0 | 0 | 0 | 0
2022-02-24 04:00 | 0 | 0 | 35584 | 0 | 634 | 0 | 3 | 30000 | 3 | 0 | 30000 | 310441.715 | 19 | 7000 | 2768.1418 | 147.1471 | 23000 | 154684.4592 | 30000 | 0 | 124684.4592 | 124684.4592 | 0 | 7000 | 0 | 0 | 0 | 0 | 0
2022-02-24 05:00 | 0 | 0 | 35584 | 0 | 634 | 0 | 3 | 30000 | 3 | 0 | 30000 | 280441.715 | 19 | 7000 | 2768.1418 | 147.1471 | 23000 | 154684.4592 | 30000 | 0 | 124684.4592 | 124684.4592 | 0 | 7000 | 0 | 0 | 0 | 0 | 0
2022-02-24 06:00 | 0 | 0 | 35584 | 0 | 634 | 0 | 3 | 30000 | 3 | 0 | 30000 | 250441.715 | 19 | 7000 | 2768.1418 | 147.1471 | 23000 | 154684.4592 | 30000 | 0 | 124684.4592 | 124684.4592 | 0 | 7000 | 0 | 0 | 0 | 0 | 0
2022-02-24 07:00 | 0.05712 | 0.03835 | 35584 | 1971.5813 | 634 | 4065.2841 | 3 | 30000 | 3 | 0 | 25934.7159 | 220441.715 | 19 | 8971.5772 | 2768.1418 | 188.5917 | 23000 | 154684.4592 | 31971.5772 | 0 | 122712.882 | 122712.882 | 1971.5772 | 7000 | 0 | 0 | 0 | 0 | 0
2022-02-24 08:00 | 0.24445 | 0.30181 | 35584 | 8437.5535 | 634 | 31993.3087 | 3 | 24062.4642 | 2.4062 | 7930.8445 | 0 | 194506.999 | 19 | 9500 | 2768.1418 | 199.6997 | 23000 | 154684.4592 | 32500 | 0 | 122184.4592 | 122184.4592 | 0 | 9500 | 0 | 0 | 0 | 0 | 0
2022-02-24 09:00 | 0.45298 | 0.48294 | 35584 | 15635.2751 | 634 | 51193.9581 | 3 | 16864.7578 | 1.6865 | 34329.2003 | 0 | 202437.8435 | 19 | 9500 | 2768.1418 | 199.6997 | 23000 | 154684.4592 | 32500 | 0 | 122184.4592 | 122184.4592 | 9500 | 0 | 0 | 0 | 0 | 0 | 0
2022-02-24 10:00 | 0.62797 | 0.58431 | 35584 | 21675.3139 | 634 | 61939.6647 | 3 | 10824.7317 | 1.0825 | 51114.933 | 0 | 236767.0438 | 19 | 9500 | 2768.1418 | 199.6997 | 23000 | 154684.4592 | 32500 | 0 | 122184.4592 | 122184.4592 | 9500 | 0 | 0 | 0 | 0 | 0 | 0
2022-02-24 11:00 | 0.72317 | 0.58937 | 35584 | 24961.2828 | 634 | 62476.049 | 3 | 7538.7697 | 0.75388 | 54937.2793 | 0 | 287881.9768 | 19 | 9500 | 2768.1418 | 199.6997 | 23000 | 154684.4592 | 32500 | 0 | 122184.4592 | 122184.4592 | 1961.2303 | 7538.7697 | 0 | 0 | 0 | 0 | 0
2022-02-24 12:00 | 0.73675 | 0.46763 | 35584 | 25430.0166 | 634 | 49571.0246 | 3 | 7070.0369 | 0.707 | 42500.9877 | 0 | 342819.2561 | 19 | 9500 | 2768.1418 | 199.6997 | 23000 | 154684.4592 | 32500 | 0 | 122184.4592 | 122184.4592 | 2429.9631 | 7070.0369 | 0 | 0 | 0 | 0 | 0
2022-02-24 13:00 | 0.6856 | 0.42173 | 35584 | 23664.4987 | 634 | 44705.4043 | 3 | 8835.5511 | 0.88356 | 35869.8532 | 0 | 385320.2438 | 19 | 9500 | 2768.1418 | 199.6997 | 23000 | 154684.4592 | 32500 | 0 | 122184.4592 | 122184.4592 | 9500 | 0 | 0 | 0 | 0 | 0 | 0
2022-02-24 14:00 | 0.55203 | 0.37827 | 35584 | 19054.1325 | 634 | 40098.4357 | 3 | 13445.9077 | 1.3446 | 26652.528 | 0 | 421190.097 | 19 | 9500 | 2768.1418 | 199.6997 | 23000 | 154684.4592 | 32500 | 0 | 122184.4592 | 122184.4592 | 0 | 9500 | 0 | 0 | 0 | 0 | 0
2022-02-24 15:00 | 0.43595 | 0.3216 | 35584 | 15047.4595 | 634 | 34091.1437 | 3 | 17452.5722 | 1.7453 | 16638.5715 | 0 | 447842.625 | 19 | 9500 | 2768.1418 | 199.6997 | 23000 | 154684.4592 | 32500 | 0 | 122184.4592 | 122184.4592 | 0 | 9500 | 0 | 0 | 0 | 0 | 0
2022-02-24 16:00 | 0.24657 | 0.16582 | 35584 | 8510.7285 | 634 | 17577.7159 | 3 | 23989.2894 | 2.3989 | 0 | 6411.5735 | 464481.1965 | 19 | 9500 | 2768.1418 | 199.6997 | 23000 | 154684.4592 | 32500 | 0 | 122184.4592 | 122184.4592 | 0 | 9500 | 0 | 0 | 0 | 0 | 0
2022-02-24 17:00 | 0.07918 | 0.01999 | 35584 | 2733.0149 | 634 | 2119.036 | 3 | 29766.9909 | 2.9767 | 0 | 27647.9549 | 458069.6229 | 19 | 9500 | 2768.1418 | 199.6997 | 23000 | 154684.4592 | 32500 | 0 | 122184.4592 | 122184.4592 | 2733.0091 | 6766.9909 | 0 | 0 | 0 | 0 | 0
2022-02-24 18:00 | 0 | 0 | 35584 | 0 | 634 | 0 | 3 | 30000 | 3 | 0 | 30000 | 430421.668 | 19 | 7000 | 2768.1418 | 147.1471 | 23000 | 154684.4592 | 30000 | 0 | 124684.4592 | 124684.4592 | 0 | 7000 | 0 | 0 | 0 | 0 | 0
2022-02-24 19:00 | 0 | 0 | 35584 | 0 | 634 | 0 | 3 | 30000 | 3 | 0 | 30000 | 400421.668 | 19 | 7000 | 2768.1418 | 147.1471 | 23000 | 154684.4592 | 30000 | 0 | 124684.4592 | 124684.4592 | 0 | 7000 | 0 | 0 | 0 | 0 | 0
2022-02-24 20:00 | 0 | 0 | 35584 | 0 | 634 | 0 | 3 | 30000 | 3 | 0 | 30000 | 370421.668 | 19 | 7000 | 2768.1418 | 147.1471 | 23000 | 154684.4592 | 30000 | 0 | 124684.4592 | 124684.4592 | 0 | 7000 | 0 | 0 | 0 | 0 | 0
2022-02-24 21:00 | 0 | 0 | 35584 | 0 | 634 | 0 | 3 | 30000 | 3 | 0 | 30000 | 340421.668 | 19 | 7000 | 2768.1418 | 147.1471 | 23000 | 154684.4592 | 30000 | 0 | 124684.4592 | 124684.4592 | 0 | 7000 | 0 | 0 | 0 | 0 | 0
2022-02-24 22:00 | 0 | 0 | 35584 | 0 | 634 | 0 | 3 | 30000 | 3 | 0 | 30000 | 310421.668 | 19 | 7000 | 2768.1418 | 147.1471 | 23000 | 154684.4592 | 30000 | 0 | 124684.4592 | 124684.4592 | 0 | 7000 | 0 | 0 | 0 | 0 | 0
2022-02-24 23:00 | 0 | 0 | 35584 | 0 | 634 | 0 | 3 | 30000 | 3 | 0 | 30000 | 280421.668 | 19 | 7000 | 2768.1418 | 147.1471 | 23000 | 154684.4592 | 30000 | 0 | 124684.4592 | 124684.4592 | 0 | 7000 | 0 | 0 | 0 | 0 | 0
2022-02-25 | 0 | 0 | 35584 | 0 | 634 | 0 | 3 | 30000 | 3 | 0 | 30000 | 250421.668 | 19 | 7375 | 2768.1418 | 155.03 | 22625 | 154309.4592 | 30000 | 0 | 124309.4592 | 124309.4592 | 0 | 7375 | 0 | 0 | 0 | 0 | 0
2022-02-25 01:00 | 0 | 0 | 35584 | 0 | 634 | 0 | 3 | 30000 | 3 | 0 | 30000 | 220421.668 | 19 | 7375 | 2768.1418 | 155.03 | 22625 | 154309.4592 | 30000 | 0 | 124309.4592 | 124309.4592 | 0 | 7375 | 0 | 0 | 0 | 0 | 0
2022-02-25 02:00 | 0 | 0 | 35584 | 0 | 634 | 0 | 3 | 30000 | 3 | 0 | 30000 | 190421.668 | 19 | 7375 | 2768.1418 | 155.03 | 22625 | 154309.4592 | 30000 | 0 | 124309.4592 | 124309.4592 | 0 | 7375 | 0 | 0 | 0 | 0 | 0
2022-02-25 03:00 | 0 | 0 | 35584 | 0 | 634 | 0 | 3 | 30000 | 3 | 0 | 30000 | 160421.668 | 19 | 7375 | 2768.1418 | 155.03 | 22625 | 154309.4592 | 30000 | 0 | 124309.4592 | 124309.4592 | 0 | 7375 | 0 | 0 | 0 | 0 | 0
2022-02-25 04:00 | 0 | 0 | 35584 | 0 | 634 | 0 | 3 | 30000 | 3 | 0 | 30000 | 130421.668 | 19 | 7375 | 2768.1418 | 155.03 | 22625 | 154309.4592 | 30000 | 0 | 124309.4592 | 124309.4592 | 0 | 7375 | 0 | 0 | 0 | 0 | 0
2022-02-25 05:00 | 0 | 0 | 35584 | 0 | 634 | 0 | 3 | 30000 | 3 | 0 | 30000 | 100421.668 | 19 | 7375 | 2768.1418 | 155.03 | 22625 | 154309.4592 | 30000 | 0 | 124309.4592 | 124309.4592 | 0 | 7375 | 0 | 0 | 0 | 0 | 0
2022-02-25 06:00 | 0 | 0 | 35584 | 0 | 634 | 0 | 3 | 30000 | 3 | 0 | 30000 | 70421.668 | 19 | 7375 | 2768.1418 | 155.03 | 22625 | 154309.4592 | 30000 | 0 | 124309.4592 | 124309.4592 | 0 | 7375 | 0 | 0 | 0 | 0 | 0
2022-02-25 07:00 | 0.07478 | 0.1768 | 35584 | 2581.1424 | 634 | 18741.6486 | 3 | 29543.8631 | 2.9544 | 0 | 10802.2144 | 40421.668 | 19 | 9500 | 2768.1418 | 199.6997 | 22625 | 154309.4592 | 32125 | 0 | 122184.4592 | 122184.4592 | 2581.1369 | 6918.8631 | 0 | 0 | 0 | 0 | 0
2022-02-25 08:00 | 0.29248 | 0.57489 | 35584 | 10095.3801 | 634 | 60941.0995 | 3 | 22029.6412 | 2.203 | 38911.4583 | 0 | 29619.4536 | 19 | 9500 | 2768.1418 | 199.6997 | 22625 | 154309.4592 | 32125 | 0 | 122184.4592 | 122184.4592 | 0 | 9500 | 0 | 0 | 0 | 0 | 0
2022-02-25 09:00 | 0.51158 | 0.74867 | 35584 | 17657.9408 | 634 | 79362.6136 | 3 | 14467.0963 | 1.4467 | 64895.5173 | 0 | 68530.9119 | 19 | 9500 | 2768.1418 | 199.6997 | 22625 | 154309.4592 | 32125 | 0 | 122184.4592 | 122184.4592 | 9500 | 0 | 0 | 0 | 0 | 0 | 0
2022-02-25 10:00 | 0.68628 | 0.84628 | 35584 | 23687.9699 | 634 | 89709.7421 | 3 | 8437.08 | 0.84371 | 81272.6622 | 0 | 133426.4292 | 19 | 9500 | 2768.1418 | 199.6997 | 22625 | 154309.4592 | 32125 | 0 | 122184.4592 | 122184.4592 | 9500 | 0 | 0 | 0 | 0 | 0 | 0
2022-02-25 11:00 | 0.79838 | 0.87712 | 35584 | 27557.2673 | 634 | 92978.9302 | 3 | 4567.7907 | 0.45678 | 88411.1395 | 0 | 214699.0913 | 19 | 9500 | 2768.1418 | 199.6997 | 22625 | 154309.4592 | 32125 | 0 | 122184.4592 | 122184.4592 | 4932.2093 | 4567.7907 | 0 | 0 | 0 | 0 | 0
2022-02-25 12:00 | 0.82758 | 0.78928 | 35584 | 28565.1485 | 634 | 83667.4685 | 3 | 3559.9116 | 0.35599 | 80107.5569 | 0 | 303110.2308 | 19 | 9500 | 2768.1418 | 199.6997 | 22625 | 154309.4592 | 32125 | 0 | 122184.4592 | 122184.4592 | 5940.0884 | 3559.9116 | 0 | 0 | 0 | 0 | 0
2022-02-25 13:00 | 0.70947 | 0.68658 | 35584 | 24488.4071 | 634 | 72780.7756 | 3 | 7636.6445 | 0.76366 | 65144.1311 | 0 | 383217.7877 | 19 | 9500 | 2768.1418 | 199.6997 | 22625 | 154309.4592 | 32125 | 0 | 122184.4592 | 122184.4592 | 1863.3555 | 7636.6445 | 0 | 0 | 0 | 0 | 0
2022-02-25 14:00 | 0.55395 | 0.25095 | 35584 | 19120.4041 | 634 | 26601.9046 | 3 | 13004.6362 | 1.3005 | 13597.2684 | 0 | 448361.9188 | 19 | 9500 | 2768.1418 | 199.6997 | 22625 | 154309.4592 | 32125 | 0 | 122184.4592 | 122184.4592 | 9500 | 0 | 0 | 0 | 0 | 0 | 0
2022-02-25 15:00 | 0.33112 | 0.15662 | 35584 | 11429.0969 | 634 | 16602.4718 | 3 | 20695.9272 | 2.0696 | 0 | 4093.4554 | 461959.1872 | 19 | 9500 | 2768.1418 | 199.6997 | 22625 | 154309.4592 | 32125 | 0 | 122184.4592 | 122184.4592 | 0 | 9500 | 0 | 0 | 0 | 0 | 0
2022-02-25 16:00 | 0.18425 | 0.15585 | 35584 | 6359.6614 | 634 | 16520.8481 | 3 | 25765.3519 | 2.5765 | 0 | 9244.5039 | 457865.7318 | 19 | 9500 | 2768.1418 | 199.6997 | 22625 | 154309.4592 | 32125 | 0 | 122184.4592 | 122184.4592 | 0 | 9500 | 0 | 0 | 0 | 0 | 0
2022-02-25 17:00 | 0.06553 | 0.05137 | 35584 | 2261.8649 | 634 | 5445.4666 | 3 | 29863.1398 | 2.9863 | 0 | 24417.6733 | 448621.2279 | 19 | 9500 | 2768.1418 | 199.6997 | 22625 | 154309.4592 | 32125 | 0 | 122184.4592 | 122184.4592 | 0 | 9500 | 0 | 0 | 0 | 0 | 0
2022-02-25 18:00 | 0 | 0 | 35584 | 0 | 634 | 0 | 3 | 30000 | 3 | 0 | 30000 | 424203.5547 | 19 | 7375 | 2768.1418 | 155.03 | 22625 | 154309.4592 | 30000 | 0 | 124309.4592 | 124309.4592 | 0 | 7375 | 0 | 0 | 0 | 0 | 0
2022-02-25 19:00 | 0 | 0 | 35584 | 0 | 634 | 0 | 3 | 30000 | 3 | 0 | 30000 | 394203.5547 | 19 | 7375 | 2768.1418 | 155.03 | 22625 | 154309.4592 | 30000 | 0 | 124309.4592 | 124309.4592 | 0 | 7375 | 0 | 0 | 0 | 0 | 0
2022-02-25 20:00 | 0 | 0 | 35584 | 0 | 634 | 0 | 3 | 30000 | 3 | 0 | 30000 | 364203.5547 | 19 | 7375 | 2768.1418 | 155.03 | 22625 | 154309.4592 | 30000 | 0 | 124309.4592 | 124309.4592 | 0 | 7375 | 0 | 0 | 0 | 0 | 0
2022-02-25 21:00 | 0 | 0 | 35584 | 0 | 634 | 0 | 3 | 30000 | 3 | 0 | 30000 | 334203.5547 | 19 | 7375 | 2768.1418 | 155.03 | 22625 | 154309.4592 | 30000 | 0 | 124309.4592 | 124309.4592 | 0 | 7375 | 0 | 0 | 0 | 0 | 0
2022-02-25 22:00 | 0 | 0 | 35584 | 0 | 634 | 0 | 3 | 30000 | 3 | 0 | 30000 | 304203.5547 | 19 | 7375 | 2768.1418 | 155.03 | 22625 | 154309.4592 | 30000 | 0 | 124309.4592 | 124309.4592 | 0 | 7375 | 0 | 0 | 0 | 0 | 0
2022-02-25 23:00 | 0 | 0 | 35584 | 0 | 634 | 0 | 3 | 30000 | 3 | 0 | 30000 | 274203.5547 | 19 | 7375 | 2768.1418 | 155.03 | 22625 | 154309.4592 | 30000 | 0 | 124309.4592 | 124309.4592 | 0 | 7375 | 0 | 0 | 0 | 0 | 0
2022-02-26 | 0 | 0 | 35584 | 0 | 634 | 0 | 3 | 30000 | 3 | 0 | 30000 | 244203.5547 | 19 | 7645.8333 | 2768.1418 | 160.7232 | 22354.1667 | 154038.6259 | 30000 | 0 | 124038.6259 | 124038.6259 | 0 | 7645.8333 | 0 | 0 | 0 | 0 | 0
2022-02-26 01:00 | 0 | 0 | 35584 | 0 | 634 | 0 | 3 | 30000 | 3 | 0 | 30000 | 214203.5547 | 19 | 7645.8333 | 2768.1418 | 160.7232 | 22354.1667 | 154038.6259 | 30000 | 0 | 124038.6259 | 124038.6259 | 0 | 7645.8333 | 0 | 0 | 0 | 0 | 0
2022-02-26 02:00 | 0 | 0 | 35584 | 0 | 634 | 0 | 3 | 30000 | 3 | 0 | 30000 | 184203.5547 | 19 | 7645.8333 | 2768.1418 | 160.7232 | 22354.1667 | 154038.6259 | 30000 | 0 | 124038.6259 | 124038.6259 | 0 | 7645.8333 | 0 | 0 | 0 | 0 | 0
2022-02-26 03:00 | 0 | 0 | 35584 | 0 | 634 | 0 | 3 | 30000 | 3 | 0 | 30000 | 154203.5547 | 19 | 7645.8333 | 2768.1418 | 160.7232 | 22354.1667 | 154038.6259 | 30000 | 0 | 124038.6259 | 124038.6259 | 0 | 7645.8333 | 0 | 0 | 0 | 0 | 0
2022-02-26 04:00 | 0 | 0 | 35584 | 0 | 634 | 0 | 3 | 30000 | 3 | 0 | 30000 | 124203.5547 | 19 | 7645.8333 | 2768.1418 | 160.7232 | 22354.1667 | 154038.6259 | 30000 | 0 | 124038.6259 | 124038.6259 | 0 | 7645.8333 | 0 | 0 | 0 | 0 | 0
2022-02-26 05:00 | 0 | 0 | 35584 | 0 | 634 | 0 | 3 | 30000 | 3 | 0 | 30000 | 94203.5547 | 19 | 7645.8333 | 2768.1418 | 160.7232 | 22354.1667 | 154038.6259 | 30000 | 0 | 124038.6259 | 124038.6259 | 0 | 7645.8333 | 0 | 0 | 0 | 0 | 0
2022-02-26 06:00 | 0 | 0 | 35584 | 0 | 634 | 0 | 3 | 30000 | 3 | 0 | 30000 | 64203.5547 | 19 | 7645.8333 | 2768.1418 | 160.7232 | 22354.1667 | 154038.6259 | 30000 | 0 | 124038.6259 | 124038.6259 | 0 | 7645.8333 | 0 | 0 | 0 | 0 | 0
2022-02-26 07:00 | 0.08582 | 0.33002 | 35584 | 2962.2043 | 634 | 34983.7041 | 3 | 28891.9686 | 2.8892 | 6091.7355 | 0 | 34203.5547 | 19 | 9500 | 2768.1418 | 199.6997 | 22354.1667 | 154038.6259 | 31854.1667 | 0 | 122184.4592 | 122184.4592 | 2962.1981 | 6537.8019 | 0 | 0 | 0 | 0 | 0
2022-02-26 08:00 | 0.30562 | 0.70545 | 35584 | 10548.9266 | 634 | 74781.0862 | 3 | 21305.2623 | 2.1305 | 53475.8239 | 0 | 40295.2902 | 19 | 9500 | 2768.1418 | 199.6997 | 22354.1667 | 154038.6259 | 31854.1667 | 0 | 122184.4592 | 122184.4592 | 0 | 9500 | 0 | 0 | 0 | 0 | 0
2022-02-26 09:00 | 0.5227 | 0.85529 | 35584 | 18041.7641 | 634 | 90664.8454 | 3 | 13812.4406 | 1.3812 | 76852.4048 | 0 | 93771.1141 | 19 | 9500 | 2768.1418 | 199.6997 | 22354.1667 | 154038.6259 | 31854.1667 | 0 | 122184.4592 | 122184.4592 | 9500 | 0 | 0 | 0 | 0 | 0 | 0
2022-02-26 10:00 | 0.69353 | 0.95154 | 35584 | 23938.2144 | 634 | 100867.8074 | 3 | 7916.0027 | 0.7916 | 92951.8047 | 0 | 170623.5189 | 19 | 9500 | 2768.1418 | 199.6997 | 22354.1667 | 154038.6259 | 31854.1667 | 0 | 122184.4592 | 122184.4592 | 9500 | 0 | 0 | 0 | 0 | 0 | 0
2022-02-26 11:00 | 0.80645 | 0.99242 | 35584 | 27835.8153 | 634 | 105201.2836 | 3 | 4018.41 | 0.40184 | 101182.8736 | 0 | 263575.3236 | 19 | 9500 | 2768.1418 | 199.6997 | 22354.1667 | 154038.6259 | 31854.1667 | 0 | 122184.4592 | 122184.4592 | 9500 | 0 | 0 | 0 | 0 | 0 | 0
2022-02-26 12:00 | 0.83805 | 0.91722 | 35584 | 28926.5361 | 634 | 97229.7227 | 3 | 2927.6915 | 0.29277 | 94302.0312 | 0 | 364758.1972 | 19 | 9500 | 2768.1418 | 199.6997 | 22354.1667 | 154038.6259 | 31854.1667 | 0 | 122184.4592 | 122184.4592 | 9500 | 0 | 0 | 0 | 0 | 0 | 0
2022-02-26 13:00 | 0.67328 | 0.75541 | 35584 | 23239.2557 | 634 | 80077.086 | 3 | 8614.9599 | 0.8615 | 71462.126 | 0 | 459060.2284 | 19 | 9500 | 2768.1418 | 199.6997 | 22354.1667 | 154038.6259 | 31854.1667 | 0 | 122184.4592 | 122184.4592 | 885.0401 | 8614.9599 | 0 | 0 | 0 | 0 | 0
2022-02-26 14:00 | 0.65078 | 0.6343 | 35584 | 22462.6349 | 634 | 67238.8446 | 3 | 9391.5791 | 0.93916 | 57847.2655 | 0 | 530522.3544 | 19 | 9500 | 2768.1418 | 199.6997 | 22354.1667 | 154038.6259 | 31854.1667 | 0 | 122184.4592 | 122184.4592 | 108.4209 | 9391.5791 | 0 | 0 | 0 | 0 | 0
2022-02-26 15:00 | 0.42927 | 0.45428 | 35584 | 14816.8894 | 634 | 48155.8605 | 3 | 17037.3085 | 1.7037 | 31118.5521 | 0 | 588369.62 | 19 | 9500 | 2768.1418 | 199.6997 | 22354.1667 | 154038.6259 | 31854.1667 | 0 | 122184.4592 | 122184.4592 | 0 | 9500 | 0 | 0 | 0 | 0 | 0
2022-02-26 16:00 | 0.25348 | 0.37792 | 35584 | 8749.2374 | 634 | 40061.334 | 3 | 23104.9477 | 2.3105 | 16956.3863 | 0 | 619488.172 | 19 | 9500 | 2768.1418 | 199.6997 | 22354.1667 | 154038.6259 | 31854.1667 | 0 | 122184.4592 | 122184.4592 | 8749.2189 | 750.7811 | 0 | 0 | 0 | 0 | 0
2022-02-26 17:00 | 0.0903 | 0.18879 | 35584 | 3116.8381 | 634 | 20012.6462 | 3 | 28737.3351 | 2.8737 | 0 | 8724.6889 | 636444.5583 | 19 | 9500 | 2768.1418 | 199.6997 | 22354.1667 | 154038.6259 | 31854.1667 | 0 | 122184.4592 | 122184.4592 | 3116.8316 | 6383.1684 | 0 | 0 | 0 | 0 | 0
2022-02-26 18:00 | 0 | 0 | 35584 | 0 | 634 | 0 | 3 | 30000 | 3 | 0 | 30000 | 627719.8694 | 19 | 7645.8333 | 2768.1418 | 160.7232 | 22354.1667 | 154038.6259 | 30000 | 0 | 124038.6259 | 124038.6259 | 0 | 7645.8333 | 0 | 0 | 0 | 0 | 0
2022-02-26 19:00 | 0 | 0 | 35584 | 0 | 634 | 0 | 3 | 30000 | 3 | 0 | 30000 | 597719.8694 | 19 | 7645.8333 | 2768.1418 | 160.7232 | 22354.1667 | 154038.6259 | 30000 | 0 | 124038.6259 | 124038.6259 | 0 | 7645.8333 | 0 | 0 | 0 | 0 | 0
2022-02-26 20:00 | 0 | 0 | 35584 | 0 | 634 | 0 | 3 | 30000 | 3 | 0 | 30000 | 567719.8694 | 19 | 7645.8333 | 2768.1418 | 160.7232 | 22354.1667 | 154038.6259 | 30000 | 0 | 124038.6259 | 124038.6259 | 0 | 7645.8333 | 0 | 0 | 0 | 0 | 0
2022-02-26 21:00 | 0 | 0 | 35584 | 0 | 634 | 0 | 3 | 30000 | 3 | 0 | 30000 | 537719.8694 | 19 | 7645.8333 | 2768.1418 | 160.7232 | 22354.1667 | 154038.6259 | 30000 | 0 | 124038.6259 | 124038.6259 | 0 | 7645.8333 | 0 | 0 | 0 | 0 | 0
2022-02-26 22:00 | 0 | 0 | 35584 | 0 | 634 | 0 | 3 | 30000 | 3 | 0 | 30000 | 507719.8694 | 19 | 7645.8333 | 2768.1418 | 160.7232 | 22354.1667 | 154038.6259 | 30000 | 0 | 124038.6259 | 124038.6259 | 0 | 7645.8333 | 0 | 0 | 0 | 0 | 0
2022-02-26 23:00 | 0 | 0 | 35584 | 0 | 634 | 0 | 3 | 30000 | 3 | 0 | 30000 | 477719.8694 | 19 | 7645.8333 | 2768.1418 | 160.7232 | 22354.1667 | 154038.6259 | 30000 | 0 | 124038.6259 | 124038.6259 | 0 | 7645.8333 | 0 | 0 | 0 | 0 | 0
2022-02-27 | 0 | 0 | 35584 | 0 | 634 | 0 | 3 | 30000 | 3 | 0 | 30000 | 447719.8694 | 19 | 7483.3333 | 2768.1418 | 157.3073 | 22516.6667 | 154201.1259 | 30000 | 0 | 124201.1259 | 124201.1259 | 0 | 7483.3333 | 0 | 0 | 0 | 0 | 0
2022-02-27 01:00 | 0 | 0 | 35584 | 0 | 634 | 0 | 3 | 30000 | 3 | 0 | 30000 | 417719.8694 | 19 | 7483.3333 | 2768.1418 | 157.3073 | 22516.6667 | 154201.1259 | 30000 | 0 | 124201.1259 | 124201.1259 | 0 | 7483.3333 | 0 | 0 | 0 | 0 | 0
2022-02-27 02:00 | 0 | 0 | 35584 | 0 | 634 | 0 | 3 | 30000 | 3 | 0 | 30000 | 387719.8694 | 19 | 7483.3333 | 2768.1418 | 157.3073 | 22516.6667 | 154201.1259 | 30000 | 0 | 124201.1259 | 124201.1259 | 0 | 7483.3333 | 0 | 0 | 0 | 0 | 0
2022-02-27 03:00 | 0 | 0 | 35584 | 0 | 634 | 0 | 3 | 30000 | 3 | 0 | 30000 | 357719.8694 | 19 | 7483.3333 | 2768.1418 | 157.3073 | 22516.6667 | 154201.1259 | 30000 | 0 | 124201.1259 | 124201.1259 | 0 | 7483.3333 | 0 | 0 | 0 | 0 | 0
2022-02-27 04:00 | 0 | 0 | 35584 | 0 | 634 | 0 | 3 | 30000 | 3 | 0 | 30000 | 327719.8694 | 19 | 7483.3333 | 2768.1418 | 157.3073 | 22516.6667 | 154201.1259 | 30000 | 0 | 124201.1259 | 124201.1259 | 0 | 7483.3333 | 0 | 0 | 0 | 0 | 0
2022-02-27 05:00 | 0 | 0 | 35584 | 0 | 634 | 0 | 3 | 30000 | 3 | 0 | 30000 | 297719.8694 | 19 | 7483.3333 | 2768.1418 | 157.3073 | 22516.6667 | 154201.1259 | 30000 | 0 | 124201.1259 | 124201.1259 | 0 | 7483.3333 | 0 | 0 | 0 | 0 | 0
2022-02-27 06:00 | 0 | 0 | 35584 | 0 | 634 | 0 | 3 | 30000 | 3 | 0 | 30000 | 267719.8694 | 19 | 7483.3333 | 2768.1418 | 157.3073 | 22516.6667 | 154201.1259 | 30000 | 0 | 124201.1259 | 124201.1259 | 0 | 7483.3333 | 0 | 0 | 0 | 0 | 0
2022-02-27 07:00 | 0.08795 | 0.3128 | 35584 | 3035.7244 | 634 | 33158.3014 | 3 | 28980.9486 | 2.8981 | 33158.3014 | 28980.9486 | 237719.8694 | 19 | 9500 | 2768.1418 | 199.6997 | 22516.6667 | 154201.1259 | 32016.6667 | 0 | 122184.4592 | 122184.4592 | 3035.718 | 6464.282 | 0 | 0 | 0 | 0 | 0
2022-02-27 08:00 | 0.30967 | 0.71084 | 35584 | 10688.7184 | 634 | 75352.452 | 3 | 21327.9708 | 2.1328 | 54024.4812 | 0 | 241897.2222 | 19 | 9500 | 2768.1418 | 199.6997 | 22516.6667 | 154201.1259 | 32016.6667 | 0 | 122184.4592 | 122184.4592 | 0 | 9500 | 0 | 0 | 0 | 0 | 0
2022-02-27 09:00 | 0.52528 | 0.84903 | 35584 | 18130.8166 | 634 | 90001.2553 | 3 | 13885.8882 | 1.3886 | 76115.3671 | 0 | 295921.7034 | 19 | 9500 | 2768.1418 | 199.6997 | 22516.6667 | 154201.1259 | 32016.6667 | 0 | 122184.4592 | 122184.4592 | 0 | 9500 | 0 | 0 | 0 | 0 | 0
2022-02-27 10:00 | 0.69808 | 0.92746 | 35584 | 24095.2644 | 634 | 98315.2118 | 3 | 7921.453 | 0.79215 | 90393.7588 | 0 | 372037.0705 | 19 | 9500 | 2768.1418 | 199.6997 | 22516.6667 | 154201.1259 | 32016.6667 | 0 | 122184.4592 | 122184.4592 | 9500 | 0 | 0 | 0 | 0 | 0 | 0
2022-02-27 11:00 | 0.8123 | 0.98077 | 35584 | 28037.7367 | 634 | 103966.3277 | 3 | 3978.989 | 0.3979 | 99987.3387 | 0 | 462430.8293 | 19 | 9500 | 2768.1418 | 199.6997 | 22516.6667 | 154201.1259 | 32016.6667 | 0 | 122184.4592 | 122184.4592 | 5521.011 | 3978.989 | 0 | 0 | 0 | 0 | 0
2022-02-27 12:00 | 0.84242 | 0.91768 | 35584 | 29077.3731 | 634 | 97278.4849 | 3 | 2939.3548 | 0.29394 | 94339.1301 | 0 | 562418.168 | 19 | 9500 | 2768.1418 | 199.6997 | 22516.6667 | 154201.1259 | 32016.6667 | 0 | 122184.4592 | 122184.4592 | 6560.6452 | 2939.3548 | 0 | 0 | 0 | 0 | 0
2022-02-27 13:00 | 0.81158 | 0.91174 | 35584 | 28012.8848 | 634 | 96648.8164 | 3 | 4003.8408 | 0.40038 | 92644.9755 | 0 | 656757.2981 | 19 | 9500 | 2768.1418 | 199.6997 | 22516.6667 | 154201.1259 | 32016.6667 | 0 | 122184.4592 | 122184.4592 | 9500 | 0 | 0 | 0 | 0 | 0 | 0
2022-02-27 14:00 | 0.70522 | 0.85049 | 35584 | 24341.712 | 634 | 90156.0224 | 3 | 7675.0059 | 0.7675 | 82481.0165 | 0 | 749402.2736 | 19 | 9500 | 2768.1418 | 199.6997 | 22516.6667 | 154201.1259 | 32016.6667 | 0 | 122184.4592 | 122184.4592 | 1824.9941 | 7675.0059 | 0 | 0 | 0 | 0 | 0
2022-02-27 15:00 | 0.54185 | 0.77565 | 35584 | 18702.7547 | 634 | 82222.6231 | 3 | 13313.9514 | 1.3314 | 68908.6718 | 0 | 831883.2901 | 19 | 9500 | 2768.1418 | 199.6997 | 22516.6667 | 154201.1259 | 32016.6667 | 0 | 122184.4592 | 122184.4592 | 9500 | 0 | 0 | 0 | 0 | 0 | 0
2022-02-27 16:00 | 0.3332 | 0.63568 | 35584 | 11500.8911 | 634 | 67385.1313 | 3 | 20515.7997 | 2.0516 | 46869.3315 | 0 | 900791.9618 | 19 | 9500 | 2768.1418 | 199.6997 | 22516.6667 | 154201.1259 | 32016.6667 | 0 | 122184.4592 | 122184.4592 | 9500 | 0 | 0 | 0 | 0 | 0 | 0
2022-02-27 17:00 | 0.12003 | 0.31622 | 35584 | 4143.0131 | 634 | 33520.8379 | 3 | 27873.6623 | 2.7874 | 5647.1756 | 0 | 947661.2934 | 19 | 9500 | 2768.1418 | 199.6997 | 22516.6667 | 154201.1259 | 32016.6667 | 0 | 122184.4592 | 122184.4592 | 4143.0044 | 5356.9956 | 0 | 0 | 0 | 0 | 0
2022-02-27 18:00 | 0 | 0 | 35584 | 0 | 634 | 0 | 3 | 30000 | 3 | 0 | 30000 | 953308.4689 | 19 | 7483.3333 | 2768.1418 | 157.3073 | 22516.6667 | 154201.1259 | 30000 | 0 | 124201.1259 | 124201.1259 | 0 | 7483.3333 | 0 | 0 | 0 | 0 | 0
2022-02-27 19:00 | 0 | 0 | 35584 | 0 | 634 | 0 | 3 | 30000 | 3 | 0 | 30000 | 923308.4689 | 19 | 7483.3333 | 2768.1418 | 157.3073 | 22516.6667 | 154201.1259 | 30000 | 0 | 124201.1259 | 124201.1259 | 0 | 7483.3333 | 0 | 0 | 0 | 0 | 0
2022-02-27 20:00 | 0 | 0 | 35584 | 0 | 634 | 0 | 3 | 30000 | 3 | 0 | 30000 | 893308.4689 | 19 | 7483.3333 | 2768.1418 | 157.3073 | 22516.6667 | 154201.1259 | 30000 | 0 | 124201.1259 | 124201.1259 | 0 | 7483.3333 | 0 | 0 | 0 | 0 | 0
2022-02-27 21:00 | 0 | 0 | 35584 | 0 | 634 | 0 | 3 | 30000 | 3 | 0 | 30000 | 863308.4689 | 19 | 7483.3333 | 2768.1418 | 157.3073 | 22516.6667 | 154201.1259 | 30000 | 0 | 124201.1259 | 124201.1259 | 0 | 7483.3333 | 0 | 0 | 0 | 0 | 0
2022-02-27 22:00 | 0 | 0 | 35584 | 0 | 634 | 0 | 3 | 30000 | 3 | 0 | 30000 | 833308.4689 | 19 | 7483.3333 | 2768.1418 | 157.3073 | 22516.6667 | 154201.1259 | 30000 | 0 | 124201.1259 | 124201.1259 | 0 | 7483.3333 | 0 | 0 | 0 | 0 | 0
2022-02-27 23:00 | 0 | 0 | 35584 | 0 | 634 | 0 | 3 | 30000 | 3 | 0 | 30000 | 803308.4689 | 19 | 7483.3333 | 2768.1418 | 157.3073 | 22516.6667 | 154201.1259 | 30000 | 0 | 124201.1259 | 124201.1259 | 0 | 7483.3333 | 0 | 0 | 0 | 0 | 0
2022-02-28 | 0 | 0 | 35584 | 0 | 634 | 0 | 3 | 30000 | 3 | 0 | 30000 | 773308.4689 | 19 | 7258.3333 | 2768.1418 | 152.5776 | 22741.6667 | 154426.1259 | 30000 | 0 | 124426.1259 | 124426.1259 | 0 | 7258.3333 | 0 | 0 | 0 | 0 | 0
2022-02-28 01:00 | 0 | 0 | 35584 | 0 | 634 | 0 | 3 | 30000 | 3 | 0 | 30000 | 743308.4689 | 19 | 7258.3333 | 2768.1418 | 152.5776 | 22741.6667 | 154426.1259 | 30000 | 0 | 124426.1259 | 124426.1259 | 0 | 7258.3333 | 0 | 0 | 0 | 0 | 0
2022-02-28 02:00 | 0 | 0 | 35584 | 0 | 634 | 0 | 3 | 30000 | 3 | 0 | 30000 | 713308.4689 | 19 | 7258.3333 | 2768.1418 | 152.5776 | 22741.6667 | 154426.1259 | 30000 | 0 | 124426.1259 | 124426.1259 | 0 | 7258.3333 | 0 | 0 | 0 | 0 | 0
2022-02-28 03:00 | 0 | 0 | 35584 | 0 | 634 | 0 | 3 | 30000 | 3 | 0 | 30000 | 683308.4689 | 19 | 7258.3333 | 2768.1418 | 152.5776 | 22741.6667 | 154426.1259 | 30000 | 0 | 124426.1259 | 124426.1259 | 0 | 7258.3333 | 0 | 0 | 0 | 0 | 0
2022-02-28 04:00 | 0 | 0 | 35584 | 0 | 634 | 0 | 3 | 30000 | 3 | 0 | 30000 | 653308.4689 | 19 | 7258.3333 | 2768.1418 | 152.5776 | 22741.6667 | 154426.1259 | 30000 | 0 | 124426.1259 | 124426.1259 | 0 | 7258.3333 | 0 | 0 | 0 | 0 | 0
2022-02-28 05:00 | 0 | 0 | 35584 | 0 | 634 | 0 | 3 | 30000 | 3 | 0 | 30000 | 623308.4689 | 19 | 7258.3333 | 2768.1418 | 152.5776 | 22741.6667 | 154426.1259 | 30000 | 0 | 124426.1259 | 124426.1259 | 0 | 7258.3333 | 0 | 0 | 0 | 0 | 0
2022-02-28 06:00 | 0 | 0 | 35584 | 0 | 634 | 0 | 3 | 30000 | 3 | 0 | 30000 | 593308.4689 | 19 | 7258.3333 | 2768.1418 | 152.5776 | 22741.6667 | 154426.1259 | 30000 | 0 | 124426.1259 | 124426.1259 | 0 | 7258.3333 | 0 | 0 | 0 | 0 | 0
2022-02-28 07:00 | 0.08878 | 0.25254 | 35584 | 3064.3731 | 634 | 26770.4522 | 3 | 29177.3 | 2.9177 | 0 | 2406.8478 | 563308.4689 | 19 | 9500 | 2768.1418 | 199.6997 | 22741.6667 | 154426.1259 | 32241.6667 | 0 | 122184.4592 | 122184.4592 | 3064.3666 | 6435.6334 | 0 | 0 | 0 | 0 | 0
2022-02-28 08:00 | 0.30962 | 0.62943 | 35584 | 10686.9925 | 634 | 66722.6013 | 3 | 21554.6966 | 2.1555 | 45167.9046 | 0 | 560901.6211 | 19 | 9500 | 2768.1418 | 199.6997 | 22741.6667 | 154426.1259 | 32241.6667 | 0 | 122184.4592 | 122184.4592 | 0 | 9500 | 0 | 0 | 0 | 0 | 0
2022-02-28 09:00 | 0.52775 | 0.7908 | 35584 | 18216.0723 | 634 | 83828.5958 | 3 | 14025.6327 | 1.4026 | 69802.9631 | 0 | 606069.5257 | 19 | 9500 | 2768.1418 | 199.6997 | 22741.6667 | 154426.1259 | 32241.6667 | 0 | 122184.4592 | 122184.4592 | 9500 | 0 | 0 | 0 | 0 | 0 | 0
2022-02-28 10:00 | 0.70328 | 0.87843 | 35584 | 24274.7501 | 634 | 93117.7965 | 3 | 7966.9677 | 0.7967 | 85150.8287 | 0 | 675872.4889 | 19 | 9500 | 2768.1418 | 199.6997 | 22741.6667 | 154426.1259 | 32241.6667 | 0 | 122184.4592 | 122184.4592 | 9500 | 0 | 0 | 0 | 0 | 0 | 0
2022-02-28 11:00 | 0.81497 | 0.92026 | 35584 | 28129.8957 | 634 | 97551.9772 | 3 | 4111.8302 | 0.41118 | 93440.1471 | 0 | 761023.3176 | 19 | 9500 | 2768.1418 | 199.6997 | 22741.6667 | 154426.1259 | 32241.6667 | 0 | 122184.4592 | 122184.4592 | 9500 | 0 | 0 | 0 | 0 | 0 | 0
2022-02-28 12:00 | 0.84338 | 0.84627 | 35584 | 29110.5089 | 634 | 89708.6821 | 3 | 3131.2191 | 0.31312 | 86577.463 | 0 | 854463.4647 | 19 | 9500 | 2768.1418 | 199.6997 | 22741.6667 | 154426.1259 | 32241.6667 | 0 | 122184.4592 | 122184.4592 | 9500 | 0 | 0 | 0 | 0 | 0 | 0
2022-02-28 13:00 | 0.8133 | 0.82762 | 35584 | 28072.2532 | 634 | 87731.6926 | 3 | 4169.4726 | 0.41695 | 83562.22 | 0 | 941040.9277 | 19 | 9500 | 2768.1418 | 199.6997 | 22741.6667 | 154426.1259 | 32241.6667 | 0 | 122184.4592 | 122184.4592 | 5330.5274 | 4169.4726 | 0 | 0 | 0 | 0 | 0
2022-02-28 14:00 | 0.71117 | 0.79255 | 35584 | 24547.0851 | 634 | 84014.1042 | 3 | 7694.6333 | 0.76946 | 76319.471 | 0 | 1024603.1477 | 19 | 9500 | 2768.1418 | 199.6997 | 22741.6667 | 154426.1259 | 32241.6667 | 0 | 122184.4592 | 122184.4592 | 9500 | 0 | 0 | 0 | 0 | 0 | 0
2022-02-28 15:00 | 0.54147 | 0.70613 | 35584 | 18689.6384 | 634 | 74853.1694 | 3 | 13552.0676 | 1.3552 | 61301.1018 | 0 | 1100922.6187 | 19 | 9500 | 2768.1418 | 199.6997 | 22741.6667 | 154426.1259 | 32241.6667 | 0 | 122184.4592 | 122184.4592 | 9500 | 0 | 0 | 0 | 0 | 0 | 0
2022-02-28 16:00 | 0.3298 | 0.55313 | 35584 | 11383.5351 | 634 | 58634.435 | 3 | 20858.1555 | 2.0858 | 37776.2795 | 0 | 1162223.7205 | 19 | 9500 | 2768.1418 | 199.6997 | 22741.6667 | 154426.1259 | 32241.6667 | 0 | 122184.4592 | 122184.4592 | 9500 | 0 | 0 | 0 | 0 | 0 | 0
2022-02-28 17:00 | 0.1183 | 0.21306 | 35584 | 4083.2996 | 634 | 22585.3827 | 3 | 27826.2922 | 2.7826 | 0 | 5240.9095 | 1200000 | 19 | 9167.9165 | 2768.1418 | 192.719 | 22741.6667 | 154426.1259 | 31909.5832 | 0 | 122516.5427 | 122516.5427 | 4083.291 | 5084.6255 | 0 | 0 | 0 | 0 | 0
2022-02-28 18:00 | 0 | 0 | 35584 | 0 | 634 | 0 | 3 | 30000 | 3 | 0 | 30000 | 1194759.0905 | 19 | 7258.3333 | 2768.1418 | 152.5776 | 22741.6667 | 154426.1259 | 30000 | 0 | 124426.1259 | 124426.1259 | 0 | 7258.3333 | 0 | 0 | 0 | 0 | 0
2022-02-28 19:00 | 0 | 0 | 35584 | 0 | 634 | 0 | 3 | 30000 | 3 | 0 | 30000 | 1164759.0905 | 19 | 7258.3333 | 2768.1418 | 152.5776 | 22741.6667 | 154426.1259 | 30000 | 0 | 124426.1259 | 124426.1259 | 0 | 7258.3333 | 0 | 0 | 0 | 0 | 0
2022-02-28 20:00 | 0 | 0 | 35584 | 0 | 634 | 0 | 3 | 30000 | 3 | 0 | 30000 | 1134759.0905 | 19 | 7258.3333 | 2768.1418 | 152.5776 | 22741.6667 | 154426.1259 | 30000 | 0 | 124426.1259 | 124426.1259 | 0 | 7258.3333 | 0 | 0 | 0 | 0 | 0
2022-02-28 21:00 | 0 | 0 | 35584 | 0 | 634 | 0 | 3 | 30000 | 3 | 0 | 30000 | 1104759.0905 | 19 | 7258.3333 | 2768.1418 | 152.5776 | 22741.6667 | 154426.1259 | 30000 | 0 | 124426.1259 | 124426.1259 | 0 | 7258.3333 | 0 | 0 | 0 | 0 | 0
2022-02-28 22:00 | 0 | 0 | 35584 | 0 | 634 | 0 | 3 | 30000 | 3 | 0 | 30000 | 1074759.0905 | 19 | 7258.3333 | 2768.1418 | 152.5776 | 22741.6667 | 154426.1259 | 30000 | 0 | 124426.1259 | 124426.1259 | 0 | 7258.3333 | 0 | 0 | 0 | 0 | 0
2022-02-28 23:00 | 0 | 0 | 35584 | 0 | 634 | 0 | 3 | 30000 | 3 | 0 | 30000 | 1044759.0905 | 19 | 7258.3333 | 2768.1418 | 152.5776 | 22741.6667 | 154426.1259 | 30000 | 0 | 124426.1259 | 124426.1259 | 0 | 7258.3333 | 0 | 0 | 0 | 0 | 0
2022-03-01 | 0 | 0 | 35584 | 0 | 634 | 0 | 3 | 30000 | 3 | 0 | 30000 | 1014759.0905 | 19 | 7212.5 | 2623.9482 | 151.6141 | 22787.5 | 147612.4666 | 30000 | 0 | 117612.4666 | 117612.4666 | 0 | 7212.5 | 0 | 0 | 0 | 0 | 0
2022-03-01 01:00 | 0 | 0 | 35584 | 0 | 634 | 0 | 3 | 30000 | 3 | 0 | 30000 | 984759.0905 | 19 | 7212.5 | 2623.9482 | 151.6141 | 22787.5 | 147612.4666 | 30000 | 0 | 117612.4666 | 117612.4666 | 0 | 7212.5 | 0 | 0 | 0 | 0 | 0
2022-03-01 02:00 | 0 | 0 | 35584 | 0 | 634 | 0 | 3 | 30000 | 3 | 0 | 30000 | 954759.0905 | 19 | 7212.5 | 2623.9482 | 151.6141 | 22787.5 | 147612.4666 | 30000 | 0 | 117612.4666 | 117612.4666 | 0 | 7212.5 | 0 | 0 | 0 | 0 | 0
2022-03-01 03:00 | 0 | 0 | 35584 | 0 | 634 | 0 | 3 | 30000 | 3 | 0 | 30000 | 924759.0905 | 19 | 7212.5 | 2623.9482 | 151.6141 | 22787.5 | 147612.4666 | 30000 | 0 | 117612.4666 | 117612.4666 | 0 | 7212.5 | 0 | 0 | 0 | 0 | 0
2022-03-01 04:00 | 0 | 0 | 35584 | 0 | 634 | 0 | 3 | 30000 | 3 | 0 | 30000 | 894759.0905 | 19 | 7212.5 | 2623.9482 | 151.6141 | 22787.5 | 147612.4666 | 30000 | 0 | 117612.4666 | 117612.4666 | 0 | 7212.5 | 0 | 0 | 0 | 0 | 0
2022-03-01 05:00 | 0 | 0 | 35584 | 0 | 634 | 0 | 3 | 30000 | 3 | 0 | 30000 | 864759.0905 | 19 | 7212.5 | 2623.9482 | 151.6141 | 22787.5 | 147612.4666 | 30000 | 0 | 117612.4666 | 117612.4666 | 0 | 7212.5 | 0 | 0 | 0 | 0 | 0
2022-03-01 06:00 | 0 | 0 | 35584 | 0 | 634 | 0 | 3 | 30000 | 3 | 0 | 30000 | 834759.0905 | 19 | 7212.5 | 2623.9482 | 151.6141 | 22787.5 | 147612.4666 | 30000 | 0 | 117612.4666 | 117612.4666 | 0 | 7212.5 | 0 | 0 | 0 | 0 | 0
2022-03-01 07:00 | 0.07638 | 0.06316 | 35584 | 2636.3687 | 634 | 6695.2632 | 3 | 29651.1368 | 2.9651 | 0 | 22955.8736 | 804759.0905 | 19 | 9500 | 2623.9482 | 199.6997 | 22787.5 | 147612.4666 | 32287.5 | 0 | 115324.9666 | 115324.9666 | 0 | 9500 | 0 | 0 | 0 | 0 | 0
2022-03-01 08:00 | 0.27325 | 0.31309 | 35584 | 9431.6282 | 634 | 33189.0428 | 3 | 22855.8917 | 2.2856 | 10333.1511 | 0 | 781803.2168 | 19 | 9500 | 2623.9482 | 199.6997 | 22787.5 | 147612.4666 | 32287.5 | 0 | 115324.9666 | 115324.9666 | 0 | 9500 | 0 | 0 | 0 | 0 | 0
2022-03-01 09:00 | 0.49198 | 0.54841 | 35584 | 16981.4178 | 634 | 58134.0924 | 3 | 15306.1179 | 1.5306 | 42827.9744 | 0 | 792136.368 | 19 | 9500 | 2623.9482 | 199.6997 | 22787.5 | 147612.4666 | 32287.5 | 0 | 115324.9666 | 115324.9666 | 9500 | 0 | 0 | 0 | 0 | 0 | 0
2022-03-01 10:00 | 0.67435 | 0.70175 | 35584 | 23276.1883 | 634 | 74388.8684 | 3 | 9011.3607 | 0.90114 | 65377.5077 | 0 | 834964.3424 | 19 | 9500 | 2623.9482 | 199.6997 | 22787.5 | 147612.4666 | 32287.5 | 0 | 115324.9666 | 115324.9666 | 9500 | 0 | 0 | 0 | 0 | 0 | 0
2022-03-01 11:00 | 0.795 | 0.77032 | 35584 | 27440.6016 | 634 | 81657.6175 | 3 | 4846.9562 | 0.4847 | 76810.6614 | 0 | 900341.8501 | 19 | 9500 | 2623.9482 | 199.6997 | 22787.5 | 147612.4666 | 32287.5 | 0 | 115324.9666 | 115324.9666 | 9500 | 0 | 0 | 0 | 0 | 0 | 0
2022-03-01 12:00 | 0.80172 | 0.68062 | 35584 | 27672.5523 | 634 | 72148.987 | 3 | 4615.0059 | 0.4615 | 67533.9811 | 0 | 977152.5115 | 19 | 9500 | 2623.9482 | 199.6997 | 22787.5 | 147612.4666 | 32287.5 | 0 | 115324.9666 | 115324.9666 | 9500 | 0 | 0 | 0 | 0 | 0 | 0
2022-03-01 13:00 | 0.70047 | 0.36791 | 35584 | 24177.7587 | 634 | 39000.226 | 3 | 8109.7922 | 0.81098 | 30890.4338 | 0 | 1044686.4925 | 19 | 9500 | 2623.9482 | 199.6997 | 22787.5 | 147612.4666 | 32287.5 | 0 | 115324.9666 | 115324.9666 | 1390.2078 | 8109.7922 | 0 | 0 | 0 | 0 | 0
2022-03-01 14:00 | 0.67422 | 0.64296 | 35584 | 23271.7011 | 634 | 68156.8462 | 3 | 9015.8479 | 0.90158 | 59140.9984 | 0 | 1075576.9263 | 19 | 9500 | 2623.9482 | 199.6997 | 22787.5 | 147612.4666 | 32287.5 | 0 | 115324.9666 | 115324.9666 | 9500 | 0 | 0 | 0 | 0 | 0 | 0
2022-03-01 15:00 | 0.45262 | 0.36256 | 35584 | 15622.8492 | 634 | 38433.1003 | 3 | 16664.6837 | 1.6665 | 21768.4166 | 0 | 1134717.9247 | 19 | 9500 | 2623.9482 | 199.6997 | 22787.5 | 147612.4666 | 32287.5 | 0 | 115324.9666 | 115324.9666 | 0 | 9500 | 0 | 0 | 0 | 0 | 0
2022-03-01 16:00 | 0.26648 | 0.17968 | 35584 | 9197.9516 | 634 | 19046.9425 | 3 | 23089.5678 | 2.309 | 0 | 4042.6253 | 1156486.3413 | 19 | 9500 | 2623.9482 | 199.6997 | 22787.5 | 147612.4666 | 32287.5 | 0 | 115324.9666 | 115324.9666 | 0 | 9500 | 0 | 0 | 0 | 0 | 0
2022-03-01 17:00 | 0.10307 | 0.04135 | 35584 | 3557.6136 | 634 | 4383.2985 | 3 | 28729.8939 | 2.873 | 0 | 24346.5954 | 1152443.716 | 19 | 9500 | 2623.9482 | 199.6997 | 22787.5 | 147612.4666 | 32287.5 | 0 | 115324.9666 | 115324.9666 | 3557.6061 | 5942.3939 | 0 | 0 | 0 | 0 | 0
2022-03-01 18:00 | 0 | 0 | 35584 | 0 | 634 | 0 | 3 | 30000 | 3 | 0 | 30000 | 1128097.1205 | 19 | 7212.5 | 2623.9482 | 151.6141 | 22787.5 | 147612.4666 | 30000 | 0 | 117612.4666 | 117612.4666 | 0 | 7212.5 | 0 | 0 | 0 | 0 | 0
2022-03-01 19:00 | 0 | 0 | 35584 | 0 | 634 | 0 | 3 | 30000 | 3 | 0 | 30000 | 1098097.1205 | 19 | 7212.5 | 2623.9482 | 151.6141 | 22787.5 | 147612.4666 | 30000 | 0 | 117612.4666 | 117612.4666 | 0 | 7212.5 | 0 | 0 | 0 | 0 | 0
2022-03-01 20:00 | 0 | 0 | 35584 | 0 | 634 | 0 | 3 | 30000 | 3 | 0 | 30000 | 1068097.1205 | 19 | 7212.5 | 2623.9482 | 151.6141 | 22787.5 | 147612.4666 | 30000 | 0 | 117612.4666 | 117612.4666 | 0 | 7212.5 | 0 | 0 | 0 | 0 | 0
2022-03-01 21:00 | 0 | 0 | 35584 | 0 | 634 | 0 | 3 | 30000 | 3 | 0 | 30000 | 1038097.1205 | 19 | 7212.5 | 2623.9482 | 151.6141 | 22787.5 | 147612.4666 | 30000 | 0 | 117612.4666 | 117612.4666 | 0 | 7212.5 | 0 | 0 | 0 | 0 | 0
2022-03-01 22:00 | 0 | 0 | 35584 | 0 | 634 | 0 | 3 | 30000 | 3 | 0 | 30000 | 1008097.1205 | 19 | 7212.5 | 2623.9482 | 151.6141 | 22787.5 | 147612.4666 | 30000 | 0 | 117612.4666 | 117612.4666 | 0 | 7212.5 | 0 | 0 | 0 | 0 | 0
2022-03-01 23:00 | 0 | 0 | 35584 | 0 | 634 | 0 | 3 | 30000 | 3 | 0 | 30000 | 978097.1205 | 19 | 7212.5 | 2623.9482 | 151.6141 | 22787.5 | 147612.4666 | 30000 | 0 | 117612.4666 | 117612.4666 | 0 | 7212.5 | 0 | 0 | 0 | 0 | 0
2022-03-02 | 0 | 0 | 35584 | 0 | 634 | 0 | 3 | 30000 | 3 | 0 | 30000 | 948097.1205 | 19 | 7616.6667 | 2623.9482 | 160.1101 | 22383.3333 | 147208.2999 | 30000 | 0 | 117208.2999 | 117208.2999 | 0 | 7616.6667 | 0 | 0 | 0 | 0 | 0
2022-03-02 01:00 | 0 | 0 | 35584 | 0 | 634 | 0 | 3 | 30000 | 3 | 0 | 30000 | 918097.1205 | 19 | 7616.6667 | 2623.9482 | 160.1101 | 22383.3333 | 147208.2999 | 30000 | 0 | 117208.2999 | 117208.2999 | 0 | 7616.6667 | 0 | 0 | 0 | 0 | 0
2022-03-02 02:00 | 0 | 0 | 35584 | 0 | 634 | 0 | 3 | 30000 | 3 | 0 | 30000 | 888097.1205 | 19 | 7616.6667 | 2623.9482 | 160.1101 | 22383.3333 | 147208.2999 | 30000 | 0 | 117208.2999 | 117208.2999 | 0 | 7616.6667 | 0 | 0 | 0 | 0 | 0
2022-03-02 03:00 | 0 | 0 | 35584 | 0 | 634 | 0 | 3 | 30000 | 3 | 0 | 30000 | 858097.1205 | 19 | 7616.6667 | 2623.9482 | 160.1101 | 22383.3333 | 147208.2999 | 30000 | 0 | 117208.2999 | 117208.2999 | 0 | 7616.6667 | 0 | 0 | 0 | 0 | 0
2022-03-02 04:00 | 0 | 0 | 35584 | 0 | 634 | 0 | 3 | 30000 | 3 | 0 | 30000 | 828097.1205 | 19 | 7616.6667 | 2623.9482 | 160.1101 | 22383.3333 | 147208.2999 | 30000 | 0 | 117208.2999 | 117208.2999 | 0 | 7616.6667 | 0 | 0 | 0 | 0 | 0
2022-03-02 05:00 | 0 | 0 | 35584 | 0 | 634 | 0 | 3 | 30000 | 3 | 0 | 30000 | 798097.1205 | 19 | 7616.6667 | 2623.9482 | 160.1101 | 22383.3333 | 147208.2999 | 30000 | 0 | 117208.2999 | 117208.2999 | 0 | 7616.6667 | 0 | 0 | 0 | 0 | 0
2022-03-02 06:00 | 0 | 0 | 35584 | 0 | 634 | 0 | 3 | 30000 | 3 | 0 | 30000 | 768097.1205 | 19 | 7616.6667 | 2623.9482 | 160.1101 | 22383.3333 | 147208.2999 | 30000 | 0 | 117208.2999 | 117208.2999 | 0 | 7616.6667 | 0 | 0 | 0 | 0 | 0
2022-03-02 07:00 | 0.08275 | 0.10016 | 35584 | 2856.2387 | 634 | 10617.4408 | 3 | 29027.1006 | 2.9027 | 0 | 18409.6599 | 738097.1205 | 19 | 9500 | 2623.9482 | 199.6997 | 22383.3333 | 147208.2999 | 31883.3333 | 0 | 115324.9666 | 115324.9666 | 2856.2327 | 6643.7673 | 0 | 0 | 0 | 0 | 0
2022-03-02 08:00 | 0.27502 | 0.32686 | 35584 | 9492.7223 | 634 | 34648.7289 | 3 | 22390.631 | 2.2391 | 12258.0979 | 0 | 719687.4607 | 19 | 9500 | 2623.9482 | 199.6997 | 22383.3333 | 147208.2999 | 31883.3333 | 0 | 115324.9666 | 115324.9666 | 0 | 9500 | 0 | 0 | 0 | 0 | 0
2022-03-02 09:00 | 0.4711 | 0.4493 | 35584 | 16260.7137 | 634 | 47627.9566 | 3 | 15622.6538 | 1.5623 | 32005.3028 | 0 | 731945.5586 | 19 | 9500 | 2623.9482 | 199.6997 | 22383.3333 | 147208.2999 | 31883.3333 | 0 | 115324.9666 | 115324.9666 | 9500 | 0 | 0 | 0 | 0 | 0 | 0
2022-03-02 10:00 | 0.63492 | 0.39284 | 35584 | 21915.2035 | 634 | 41642.9256 | 3 | 9968.176 | 0.99682 | 31674.7496 | 0 | 763950.8614 | 19 | 9500 | 2623.9482 | 199.6997 | 22383.3333 | 147208.2999 | 31883.3333 | 0 | 115324.9666 | 115324.9666 | 9500 | 0 | 0 | 0 | 0 | 0 | 0
2022-03-02 11:00 | 0.71945 | 0.47129 | 35584 | 24832.8815 | 634 | 49959.0022 | 3 | 7050.5041 | 0.70505 | 42908.4981 | 0 | 795625.6111 | 19 | 9500 | 2623.9482 | 199.6997 | 22383.3333 | 147208.2999 | 31883.3333 | 0 | 115324.9666 | 115324.9666 | 2449.4959 | 7050.5041 | 0 | 0 | 0 | 0 | 0
2022-03-02 12:00 | 0.72788 | 0.31749 | 35584 | 25123.8555 | 634 | 33655.464 | 3 | 6759.5308 | 0.67595 | 26895.9332 | 0 | 838534.1092 | 19 | 9500 | 2623.9482 | 199.6997 | 22383.3333 | 147208.2999 | 31883.3333 | 0 | 115324.9666 | 115324.9666 | 2740.4692 | 6759.5308 | 0 | 0 | 0 | 0 | 0
2022-03-02 13:00 | 0.6773 | 0.36881 | 35584 | 23378.0119 | 634 | 39095.6303 | 3 | 8505.3706 | 0.85054 | 30590.2596 | 0 | 865430.0424 | 19 | 9500 | 2623.9482 | 199.6997 | 22383.3333 | 147208.2999 | 31883.3333 | 0 | 115324.9666 | 115324.9666 | 994.6294 | 8505.3706 | 0 | 0 | 0 | 0 | 0
2022-03-02 14:00 | 0.55178 | 0.1323 | 35584 | 19045.5033 | 634 | 14024.435 | 3 | 12837.8701 | 1.2838 | 1186.5649 | 0 | 896020.302 | 19 | 9500 | 2623.9482 | 199.6997 | 22383.3333 | 147208.2999 | 31883.3333 | 0 | 115324.9666 | 115324.9666 | 9500 | 0 | 0 | 0 | 0 | 0 | 0
2022-03-02 15:00 | 0.40138 | 0.10394 | 35584 | 13854.2247 | 634 | 11018.1389 | 3 | 18029.1378 | 1.8029 | 0 | 7010.9988 | 897206.8669 | 19 | 9500 | 2623.9482 | 199.6997 | 22383.3333 | 147208.2999 | 31883.3333 | 0 | 115324.9666 | 115324.9666 | 0 | 9500 | 0 | 0 | 0 | 0 | 0
2022-03-02 16:00 | 0.2251 | 0.02604 | 35584 | 7769.6596 | 634 | 2760.365 | 3 | 24113.69 | 2.4114 | 0 | 21353.3251 | 890195.8681 | 19 | 9500 | 2623.9482 | 199.6997 | 22383.3333 | 147208.2999 | 31883.3333 | 0 | 115324.9666 | 115324.9666 | 7769.6433 | 1730.3567 | 0 | 0 | 0 | 0 | 0
2022-03-02 17:00 | 0.07847 | 0.00327 | 35584 | 2708.5082 | 634 | 346.6357 | 3 | 29174.8309 | 2.9175 | 346.6357 | 29174.8309 | 868842.543 | 19 | 9500 | 2623.9482 | 199.6997 | 22383.3333 | 147208.2999 | 31883.3333 | 0 | 115324.9666 | 115324.9666 | 2708.5025 | 6791.4975 | 0 | 0 | 0 | 0 | 0
2022-03-02 18:00 | 0 | 0 | 35584 | 0 | 634 | 0 | 3 | 30000 | 3 | 0 | 30000 | 840014.3479 | 19 | 7616.6667 | 2623.9482 | 160.1101 | 22383.3333 | 147208.2999 | 30000 | 0 | 117208.2999 | 117208.2999 | 0 | 7616.6667 | 0 | 0 | 0 | 0 | 0
2022-03-02 19:00 | 0 | 0 | 35584 | 0 | 634 | 0 | 3 | 30000 | 3 | 0 | 30000 | 810014.3479 | 19 | 7616.6667 | 2623.9482 | 160.1101 | 22383.3333 | 147208.2999 | 30000 | 0 | 117208.2999 | 117208.2999 | 0 | 7616.6667 | 0 | 0 | 0 | 0 | 0
2022-03-02 20:00 | 0 | 0 | 35584 | 0 | 634 | 0 | 3 | 30000 | 3 | 0 | 30000 | 780014.3479 | 19 | 7616.6667 | 2623.9482 | 160.1101 | 22383.3333 | 147208.2999 | 30000 | 0 | 117208.2999 | 117208.2999 | 0 | 7616.6667 | 0 | 0 | 0 | 0 | 0
2022-03-02 21:00 | 0 | 0 | 35584 | 0 | 634 | 0 | 3 | 30000 | 3 | 0 | 30000 | 750014.3479 | 19 | 7616.6667 | 2623.9482 | 160.1101 | 22383.3333 | 147208.2999 | 30000 | 0 | 117208.2999 | 117208.2999 | 0 | 7616.6667 | 0 | 0 | 0 | 0 | 0
2022-03-02 22:00 | 0 | 0 | 35584 | 0 | 634 | 0 | 3 | 30000 | 3 | 0 | 30000 | 720014.3479 | 19 | 7616.6667 | 2623.9482 | 160.1101 | 22383.3333 | 147208.2999 | 30000 | 0 | 117208.2999 | 117208.2999 | 0 | 7616.6667 | 0 | 0 | 0 | 0 | 0
2022-03-02 23:00 | 0 | 0 | 35584 | 0 | 634 | 0 | 3 | 30000 | 3 | 0 | 30000 | 690014.3479 | 19 | 7616.6667 | 2623.9482 | 160.1101 | 22383.3333 | 147208.2999 | 30000 | 0 | 117208.2999 | 117208.2999 | 0 | 7616.6667 | 0 | 0 | 0 | 0 | 0
2022-03-03 | 0 | 0 | 35584 | 0 | 634 | 0 | 3 | 30000 | 3 | 0 | 30000 | 660014.3479 | 19 | 7916.6667 | 2623.9482 | 166.4164 | 22083.3333 | 146908.2999 | 30000 | 0 | 116908.2999 | 116908.2999 | 0 | 7916.6667 | 0 | 0 | 0 | 0 | 0
2022-03-03 01:00 | 0 | 0 | 35584 | 0 | 634 | 0 | 3 | 30000 | 3 | 0 | 30000 | 630014.3479 | 19 | 7916.6667 | 2623.9482 | 166.4164 | 22083.3333 | 146908.2999 | 30000 | 0 | 116908.2999 | 116908.2999 | 0 | 7916.6667 | 0 | 0 | 0 | 0 | 0
2022-03-03 02:00 | 0 | 0 | 35584 | 0 | 634 | 0 | 3 | 30000 | 3 | 0 | 30000 | 600014.3479 | 19 | 7916.6667 | 2623.9482 | 166.4164 | 22083.3333 | 146908.2999 | 30000 | 0 | 116908.2999 | 116908.2999 | 0 | 7916.6667 | 0 | 0 | 0 | 0 | 0
2022-03-03 03:00 | 0 | 0 | 35584 | 0 | 634 | 0 | 3 | 30000 | 3 | 0 | 30000 | 570014.3479 | 19 | 7916.6667 | 2623.9482 | 166.4164 | 22083.3333 | 146908.2999 | 30000 | 0 | 116908.2999 | 116908.2999 | 0 | 7916.6667 | 0 | 0 | 0 | 0 | 0
2022-03-03 04:00 | 0 | 0 | 35584 | 0 | 634 | 0 | 3 | 30000 | 3 | 0 | 30000 | 540014.3479 | 19 | 7916.6667 | 2623.9482 | 166.4164 | 22083.3333 | 146908.2999 | 30000 | 0 | 116908.2999 | 116908.2999 | 0 | 7916.6667 | 0 | 0 | 0 | 0 | 0
2022-03-03 05:00 | 0 | 0 | 35584 | 0 | 634 | 0 | 3 | 30000 | 3 | 0 | 30000 | 510014.3479 | 19 | 7916.6667 | 2623.9482 | 166.4164 | 22083.3333 | 146908.2999 | 30000 | 0 | 116908.2999 | 116908.2999 | 0 | 7916.6667 | 0 | 0 | 0 | 0 | 0
2022-03-03 06:00 | 0 | 0 | 35584 | 0 | 634 | 0 | 3 | 30000 | 3 | 0 | 30000 | 480014.3479 | 19 | 7916.6667 | 2623.9482 | 166.4164 | 22083.3333 | 146908.2999 | 30000 | 0 | 116908.2999 | 116908.2999 | 0 | 7916.6667 | 0 | 0 | 0 | 0 | 0
2022-03-03 07:00 | 0.06335 | 0.01539 | 35584 | 2186.619 | 634 | 1631.4139 | 3 | 29396.7189 | 2.9397 | 0 | 27765.3051 | 450014.3479 | 19 | 9500 | 2623.9482 | 199.6997 | 22083.3333 | 146908.2999 | 31583.3333 | 0 | 115324.9666 | 115324.9666 | 2186.6144 | 7313.3856 | 0 | 0 | 0 | 0 | 0
2022-03-03 08:00 | 0.19877 | 0.043 | 35584 | 6860.8407 | 634 | 4558.2064 | 3 | 24722.507 | 2.4723 | 0 | 20164.3006 | 422249.0428 | 19 | 9500 | 2623.9482 | 199.6997 | 22083.3333 | 146908.2999 | 31583.3333 | 0 | 115324.9666 | 115324.9666 | 6860.8263 | 2639.1737 | 0 | 0 | 0 | 0 | 0
2022-03-03 09:00 | 0.32688 | 0.06646 | 35584 | 11282.747 | 634 | 7045.079 | 3 | 20300.6101 | 2.0301 | 0 | 13255.5311 | 402084.7422 | 19 | 9500 | 2623.9482 | 199.6997 | 22083.3333 | 146908.2999 | 31583.3333 | 0 | 115324.9666 | 115324.9666 | 9500 | 0 | 0 | 0 | 0 | 0 | 0
2022-03-03 10:00 | 0.48635 | 0.11982 | 35584 | 16787.09 | 634 | 12701.4951 | 3 | 14796.2786 | 1.4796 | 0 | 2094.7835 | 388829.2111 | 19 | 9500 | 2623.9482 | 199.6997 | 22083.3333 | 146908.2999 | 31583.3333 | 0 | 115324.9666 | 115324.9666 | 9500 | 0 | 0 | 0 | 0 | 0 | 0
2022-03-03 11:00 | 0.51015 | 0.01567 | 35584 | 17608.5823 | 634 | 1661.0952 | 3 | 13974.7881 | 1.3975 | 0 | 12313.6929 | 386734.4276 | 19 | 9500 | 2623.9482 | 199.6997 | 22083.3333 | 146908.2999 | 31583.3333 | 0 | 115324.9666 | 115324.9666 | 9500 | 0 | 0 | 0 | 0 | 0 | 0
2022-03-03 12:00 | 0.50108 | 0.02797 | 35584 | 17295.5178 | 634 | 2964.9543 | 3 | 14287.8519 | 1.4288 | 0 | 11322.8977 | 374420.7347 | 19 | 9500 | 2623.9482 | 199.6997 | 22083.3333 | 146908.2999 | 31583.3333 | 0 | 115324.9666 | 115324.9666 | 0 | 9500 | 0 | 0 | 0 | 0 | 0
2022-03-03 13:00 | 0.49095 | 0.01652 | 35584 | 16945.8659 | 634 | 1751.1993 | 3 | 14637.5032 | 1.4638 | 0 | 12886.3039 | 363097.837 | 19 | 9500 | 2623.9482 | 199.6997 | 22083.3333 | 146908.2999 | 31583.3333 | 0 | 115324.9666 | 115324.9666 | 9500 | 0 | 0 | 0 | 0 | 0 | 0
2022-03-03 14:00 | 0.42512 | 0.03759 | 35584 | 14673.646 | 634 | 3984.7204 | 3 | 16909.7182 | 1.691 | 0 | 12924.9978 | 350211.5331 | 19 | 9500 | 2623.9482 | 199.6997 | 22083.3333 | 146908.2999 | 31583.3333 | 0 | 115324.9666 | 115324.9666 | 0 | 9500 | 0 | 0 | 0 | 0 | 0
2022-03-03 15:00 | 0.32645 | 0.01839 | 35584 | 11267.9049 | 634 | 1949.4283 | 3 | 20315.4522 | 2.0315 | 0 | 18366.0239 | 337286.5353 | 19 | 9500 | 2623.9482 | 199.6997 | 22083.3333 | 146908.2999 | 31583.3333 | 0 | 115324.9666 | 115324.9666 | 9500 | 0 | 0 | 0 | 0 | 0 | 0
2022-03-03 16:00 | 0.19862 | 0.01105 | 35584 | 6855.6633 | 634 | 1171.353 | 3 | 15227.6845 | 1.5228 | 0 | 14056.3315 | 318920.5114 | 19 | 0 | 2623.9482 | 0 | 22083.3333 | 146908.2999 | 22083.3333 | 0 | 124824.9666 | 124824.9666 | 0 | 0 | 0 | 0 | 0 | 0 | 0
2022-03-03 17:00 | 0.07612 | 0.00232 | 35584 | 2627.3945 | 634 | 245.9311 | 3 | 19455.9444 | 1.9456 | 0 | 19210.0133 | 304864.1799 | 19 | 0 | 2623.9482 | 0 | 22083.3333 | 146908.2999 | 22083.3333 | 0 | 124824.9666 | 124824.9666 | 0 | 0 | 0 | 0 | 0 | 0 | 0
2022-03-03 18:00 | 0 | 0 | 35584 | 0 | 634 | 0 | 3 | 22083.3333 | 2.2083 | 0 | 22083.3333 | 285654.1667 | 19 | 0 | 2623.9482 | 0 | 22083.3333 | 146908.2999 | 22083.3333 | 0 | 124824.9666 | 124824.9666 | 0 | 0 | 0 | 0 | 0 | 0 | 0
2022-03-03 19:00 | 0 | 0 | 35584 | 0 | 634 | 0 | 3 | 22083.3333 | 2.2083 | 0 | 22083.3333 | 263570.8333 | 19 | 0 | 2623.9482 | 0 | 22083.3333 | 146908.2999 | 22083.3333 | 0 | 124824.9666 | 124824.9666 | 0 | 0 | 0 | 0 | 0 | 0 | 0
2022-03-03 20:00 | 0 | 0 | 35584 | 0 | 634 | 0 | 3 | 22083.3333 | 2.2083 | 0 | 22083.3333 | 241487.5 | 19 | 0 | 2623.9482 | 0 | 22083.3333 | 146908.2999 | 22083.3333 | 0 | 124824.9666 | 124824.9666 | 0 | 0 | 0 | 0 | 0 | 0 | 0
2022-03-03 21:00 | 0 | 0 | 35584 | 0 | 634 | 0 | 3 | 22083.3333 | 2.2083 | 0 | 22083.3333 | 219404.1667 | 19 | 0 | 2623.9482 | 0 | 22083.3333 | 146908.2999 | 22083.3333 | 0 | 124824.9666 | 124824.9666 | 0 | 0 | 0 | 0 | 0 | 0 | 0
2022-03-03 22:00 | 0 | 0 | 35584 | 0 | 634 | 0 | 3 | 22083.3333 | 2.2083 | 0 | 22083.3333 | 197320.8333 | 19 | 0 | 2623.9482 | 0 | 22083.3333 | 146908.2999 | 22083.3333 | 0 | 124824.9666 | 124824.9666 | 0 | 0 | 0 | 0 | 0 | 0 | 0
2022-03-03 23:00 | 0 | 0 | 35584 | 0 | 634 | 0 | 3 | 22083.3333 | 2.2083 | 0 | 22083.3333 | 175237.5 | 19 | 0 | 2623.9482 | 0 | 22083.3333 | 146908.2999 | 22083.3333 | 0 | 124824.9666 | 124824.9666 | 0 | 0 | 0 | 0 | 0 | 0 | 0
2022-03-04 | 0 | 0 | 35584 | 0 | 634 | 0 | 3 | 21879.1667 | 2.1879 | 0 | 21879.1667 | 153154.1667 | 19 | 0 | 2623.9482 | 0 | 21879.1667 | 146704.1332 | 21879.1667 | 0 | 124824.9666 | 124824.9666 | 0 | 0 | 0 | 0 | 0 | 0 | 0
2022-03-04 01:00 | 0 | 0 | 35584 | 0 | 634 | 0 | 3 | 21879.1667 | 2.1879 | 0 | 21879.1667 | 131275 | 19 | 0 | 2623.9482 | 0 | 21879.1667 | 146704.1332 | 21879.1667 | 0 | 124824.9666 | 124824.9666 | 0 | 0 | 0 | 0 | 0 | 0 | 0
2022-03-04 02:00 | 0 | 0 | 35584 | 0 | 634 | 0 | 3 | 21879.1667 | 2.1879 | 0 | 21879.1667 | 109395.8333 | 19 | 0 | 2623.9482 | 0 | 21879.1667 | 146704.1332 | 21879.1667 | 0 | 124824.9666 | 124824.9666 | 0 | 0 | 0 | 0 | 0 | 0 | 0
2022-03-04 03:00 | 0 | 0 | 35584 | 0 | 634 | 0 | 3 | 21879.1667 | 2.1879 | 0 | 21879.1667 | 87516.6667 | 19 | 0 | 2623.9482 | 0 | 21879.1667 | 146704.1332 | 21879.1667 | 0 | 124824.9666 | 124824.9666 | 0 | 0 | 0 | 0 | 0 | 0 | 0
2022-03-04 04:00 | 0 | 0 | 35584 | 0 | 634 | 0 | 3 | 21879.1667 | 2.1879 | 0 | 21879.1667 | 65637.5 | 19 | 0 | 2623.9482 | 0 | 21879.1667 | 146704.1332 | 21879.1667 | 0 | 124824.9666 | 124824.9666 | 0 | 0 | 0 | 0 | 0 | 0 | 0
2022-03-04 05:00 | 0 | 0 | 35584 | 0 | 634 | 0 | 3 | 21879.1667 | 2.1879 | 0 | 21879.1667 | 43758.3333 | 19 | 0 | 2623.9482 | 0 | 21879.1667 | 146704.1332 | 21879.1667 | 0 | 124824.9666 | 124824.9666 | 0 | 0 | 0 | 0 | 0 | 0 | 0
2022-03-04 06:00 | 0 | 0 | 35584 | 0 | 634 | 0 | 3 | 21879.1667 | 2.1879 | 0 | 21879.1667 | 21879.1667 | 19 | 0 | 2623.9482 | 0 | 21879.1667 | 146704.1332 | 21879.1667 | 0 | 124824.9666 | 124824.9666 | 0 | 0 | 0 | 0 | 0 | 0 | 0
2022-03-04 07:00 | 0.12243 | 0.4909 | 35584 | 4225.8526 | 634 | 52037.7563 | 3 | 17653.3229 | 1.7653 | 34384.4334 | 0 | 0 | 19 | 0 | 2623.9482 | 0 | 21879.1667 | 146704.1332 | 21879.1667 | 0 | 124824.9666 | 124824.9666 | 0 | 0 | 0 | 0 | 0 | 0 | 0
2022-03-04 08:00 | 0.34908 | 0.77692 | 35584 | 12049.0128 | 634 | 82357.2492 | 3 | 19330.1792 | 1.933 | 63027.07 | 0 | 34384.4334 | 19 | 9500 | 2623.9482 | 199.6997 | 21879.1667 | 146704.1332 | 31379.1667 | 0 | 115324.9666 | 115324.9666 | 9500 | 0 | 0 | 0 | 0 | 0 | 0
2022-03-04 09:00 | 0.5687 | 0.90681 | 35584 | 19629.5222 | 634 | 96126.2127 | 3 | 11749.6858 | 1.175 | 84376.5269 | 0 | 97411.5034 | 19 | 9500 | 2623.9482 | 199.6997 | 21879.1667 | 146704.1332 | 31379.1667 | 0 | 115324.9666 | 115324.9666 | 9500 | 0 | 0 | 0 | 0 | 0 | 0
2022-03-04 10:00 | 0.7438 | 0.9762 | 35584 | 25673.3578 | 634 | 103481.8858 | 3 | 5705.8629 | 0.57059 | 97776.0229 | 0 | 181788.0303 | 19 | 9500 | 2623.9482 | 199.6997 | 21879.1667 | 146704.1332 | 31379.1667 | 0 | 115324.9666 | 115324.9666 | 3794.1371 | 5705.8629 | 0 | 0 | 0 | 0 | 0
2022-03-04 11:00 | 0.8566 | 1.0133 | 35584 | 29566.8168 | 634 | 107419.9641 | 3 | 0 | 0 | 107419.9641 | 0 | 279564.0532 | 19 | 7687.5879 | 2623.9482 | 161.6009 | 21879.1667 | 146704.1332 | 29566.7545 | 0 | 117137.3787 | 117137.3787 | 7687.5879 | 0 | 0 | 0 | 0 | 0 | 0
2022-03-04 12:00 | 0.8858 | 0.93998 | 35584 | 30574.698 | 634 | 99642.3919 | 3 | 0 | 0 | 99642.3919 | 0 | 386984.0172 | 19 | 8695.4669 | 2623.9482 | 182.7876 | 21879.1667 | 146704.1332 | 30574.6336 | 0 | 116129.4996 | 116129.4996 | 8695.4669 | 0 | 0 | 0 | 0 | 0 | 0
2022-03-04 13:00 | 0.85442 | 0.92789 | 35584 | 29491.5708 | 634 | 98360.7939 | 3 | 1887.6579 | 0.18877 | 96473.136 | 0 | 486626.4091 | 19 | 9500 | 2623.9482 | 199.6997 | 21879.1667 | 146704.1332 | 31379.1667 | 0 | 115324.9666 | 115324.9666 | 9500 | 0 | 0 | 0 | 0 | 0 | 0
2022-03-04 14:00 | 0.74888 | 0.91332 | 35584 | 25848.7015 | 634 | 96816.3039 | 3 | 5530.5195 | 0.55305 | 91285.7844 | 0 | 583099.5451 | 19 | 9500 | 2623.9482 | 199.6997 | 21879.1667 | 146704.1332 | 31379.1667 | 0 | 115324.9666 | 115324.9666 | 9500 | 0 | 0 | 0 | 0 | 0 | 0
2022-03-04 15:00 | 0.58138 | 0.84145 | 35584 | 20067.1911 | 634 | 89197.739 | 3 | 11312.0178 | 1.1312 | 77885.7212 | 0 | 674385.3295 | 19 | 9500 | 2623.9482 | 199.6997 | 21879.1667 | 146704.1332 | 31379.1667 | 0 | 115324.9666 | 115324.9666 | 9500 | 0 | 0 | 0 | 0 | 0 | 0
2022-03-04 16:00 | 0.36823 | 0.72117 | 35584 | 12710.0034 | 634 | 76447.4816 | 3 | 18669.19 | 1.8669 | 57778.2916 | 0 | 752271.0507 | 19 | 9500 | 2623.9482 | 199.6997 | 21879.1667 | 146704.1332 | 31379.1667 | 0 | 115324.9666 | 115324.9666 | 9500 | 0 | 0 | 0 | 0 | 0 | 0
2022-03-04 17:00 | 0.1376 | 0.43064 | 35584 | 4749.4676 | 634 | 45649.9071 | 3 | 26629.709 | 2.663 | 19020.1981 | 0 | 810049.3423 | 19 | 9500 | 2623.9482 | 199.6997 | 21879.1667 | 146704.1332 | 31379.1667 | 0 | 115324.9666 | 115324.9666 | 4749.4576 | 4750.5424 | 0 | 0 | 0 | 0 | 0
2022-03-04 18:00 | 0.00425 | 0.00961 | 35584 | 146.695 | 634 | 1018.7061 | 3 | 30000 | 3 | 0 | 28981.2939 | 829069.5403 | 19 | 8267.5281 | 2623.9482 | 173.7919 | 21879.1667 | 146704.1332 | 30146.6947 | 0 | 116557.4385 | 116557.4385 | 146.6947 | 8120.8333 | 0 | 0 | 0 | 0 | 0
2022-03-04 19:00 | 0 | 0 | 35584 | 0 | 634 | 0 | 3 | 30000 | 3 | 0 | 30000 | 800088.2465 | 19 | 8120.8333 | 2623.9482 | 170.7082 | 21879.1667 | 146704.1332 | 30000 | 0 | 116704.1332 | 116704.1332 | 0 | 8120.8333 | 0 | 0 | 0 | 0 | 0
2022-03-04 20:00 | 0 | 0 | 35584 | 0 | 634 | 0 | 3 | 30000 | 3 | 0 | 30000 | 770088.2465 | 19 | 8120.8333 | 2623.9482 | 170.7082 | 21879.1667 | 146704.1332 | 30000 | 0 | 116704.1332 | 116704.1332 | 0 | 8120.8333 | 0 | 0 | 0 | 0 | 0
2022-03-04 21:00 | 0 | 0 | 35584 | 0 | 634 | 0 | 3 | 30000 | 3 | 0 | 30000 | 740088.2465 | 19 | 8120.8333 | 2623.9482 | 170.7082 | 21879.1667 | 146704.1332 | 30000 | 0 | 116704.1332 | 116704.1332 | 0 | 8120.8333 | 0 | 0 | 0 | 0 | 0
2022-03-04 22:00 | 0 | 0 | 35584 | 0 | 634 | 0 | 3 | 30000 | 3 | 0 | 30000 | 710088.2465 | 19 | 8120.8333 | 2623.9482 | 170.7082 | 21879.1667 | 146704.1332 | 30000 | 0 | 116704.1332 | 116704.1332 | 0 | 8120.8333 | 0 | 0 | 0 | 0 | 0
2022-03-04 23:00 | 0 | 0 | 35584 | 0 | 634 | 0 | 3 | 30000 | 3 | 0 | 30000 | 680088.2465 | 19 | 8120.8333 | 2623.9482 | 170.7082 | 21879.1667 | 146704.1332 | 30000 | 0 | 116704.1332 | 116704.1332 | 0 | 8120.8333 | 0 | 0 | 0 | 0 | 0
2022-03-05 | 0 | 0 | 35584 | 0 | 634 | 0 | 3 | 30000 | 3 | 0 | 30000 | 650088.2465 | 19 | 7795.8333 | 2623.9482 | 163.8764 | 22204.1667 | 147029.1332 | 30000 | 0 | 117029.1332 | 117029.1332 | 0 | 7795.8333 | 0 | 0 | 0 | 0 | 0
2022-03-05 01:00 | 0 | 0 | 35584 | 0 | 634 | 0 | 3 | 30000 | 3 | 0 | 30000 | 620088.2465 | 19 | 7795.8333 | 2623.9482 | 163.8764 | 22204.1667 | 147029.1332 | 30000 | 0 | 117029.1332 | 117029.1332 | 0 | 7795.8333 | 0 | 0 | 0 | 0 | 0
2022-03-05 02:00 | 0 | 0 | 35584 | 0 | 634 | 0 | 3 | 30000 | 3 | 0 | 30000 | 590088.2465 | 19 | 7795.8333 | 2623.9482 | 163.8764 | 22204.1667 | 147029.1332 | 30000 | 0 | 117029.1332 | 117029.1332 | 0 | 7795.8333 | 0 | 0 | 0 | 0 | 0
2022-03-05 03:00 | 0 | 0 | 35584 | 0 | 634 | 0 | 3 | 30000 | 3 | 0 | 30000 | 560088.2465 | 19 | 7795.8333 | 2623.9482 | 163.8764 | 22204.1667 | 147029.1332 | 30000 | 0 | 117029.1332 | 117029.1332 | 0 | 7795.8333 | 0 | 0 | 0 | 0 | 0
2022-03-05 04:00 | 0 | 0 | 35584 | 0 | 634 | 0 | 3 | 30000 | 3 | 0 | 30000 | 530088.2465 | 19 | 7795.8333 | 2623.9482 | 163.8764 | 22204.1667 | 147029.1332 | 30000 | 0 | 117029.1332 | 117029.1332 | 0 | 7795.8333 | 0 | 0 | 0 | 0 | 0
2022-03-05 05:00 | 0 | 0 | 35584 | 0 | 634 | 0 | 3 | 30000 | 3 | 0 | 30000 | 500088.2465 | 19 | 7795.8333 | 2623.9482 | 163.8764 | 22204.1667 | 147029.1332 | 30000 | 0 | 117029.1332 | 117029.1332 | 0 | 7795.8333 | 0 | 0 | 0 | 0 | 0
2022-03-05 06:00 | 0 | 0 | 35584 | 0 | 634 | 0 | 3 | 30000 | 3 | 0 | 30000 | 470088.2465 | 19 | 7795.8333 | 2623.9482 | 163.8764 | 22204.1667 | 147029.1332 | 30000 | 0 | 117029.1332 | 117029.1332 | 0 | 7795.8333 | 0 | 0 | 0 | 0 | 0
2022-03-05 07:00 | 0.09625 | 0.17591 | 35584 | 3322.2112 | 634 | 18647.3044 | 3 | 28381.9625 | 2.8382 | 0 | 9734.6581 | 440088.2465 | 19 | 9500 | 2623.9482 | 199.6997 | 22204.1667 | 147029.1332 | 31704.1667 | 0 | 115324.9666 | 115324.9666 | 3322.2042 | 6177.7958 | 0 | 0 | 0 | 0 | 0
2022-03-05 08:00 | 0.30067 | 0.46295 | 35584 | 10378.07 | 634 | 49074.9222 | 3 | 21326.1185 | 2.1326 | 27748.8037 | 0 | 430353.5884 | 19 | 9500 | 2623.9482 | 199.6997 | 22204.1667 | 147029.1332 | 31704.1667 | 0 | 115324.9666 | 115324.9666 | 9500 | 0 | 0 | 0 | 0 | 0 | 0
2022-03-05 09:00 | 0.521 | 0.70269 | 35584 | 17983.0861 | 634 | 74488.5129 | 3 | 4221.1184 | 0.42211 | 70267.3945 | 0 | 458102.3921 | 19 | 0 | 2623.9482 | 0 | 22204.1667 | 147029.1332 | 22204.1667 | 0 | 124824.9666 | 124824.9666 | 0 | 0 | 0 | 0 | 0 | 0 | 0
2022-03-05 10:00 | 0.71778 | 0.84881 | 35584 | 24775.239 | 634 | 89977.9343 | 3 | 6928.9798 | 0.6929 | 83048.9545 | 0 | 528369.7865 | 19 | 9500 | 2623.9482 | 199.6997 | 22204.1667 | 147029.1332 | 31704.1667 | 0 | 115324.9666 | 115324.9666 | 2571.0202 | 6928.9798 | 0 | 0 | 0 | 0 | 0
2022-03-05 11:00 | 0.82912 | 0.8816 | 35584 | 28618.3039 | 634 | 93453.8317 | 3 | 0 | 0 | 93453.8317 | 0 | 611418.741 | 19 | 6414.077 | 2623.9482 | 134.8304 | 22204.1667 | 147029.1332 | 28618.2436 | 0 | 118410.8896 | 118410.8896 | 6414.077 | 0 | 0 | 0 | 0 | 0 | 0
2022-03-05 12:00 | 0.8366 | 0.6974 | 35584 | 28876.4872 | 634 | 73927.7475 | 3 | 2827.7403 | 0.28277 | 71100.0072 | 0 | 704872.5727 | 19 | 9500 | 2623.9482 | 199.6997 | 22204.1667 | 147029.1332 | 31704.1667 | 0 | 115324.9666 | 115324.9666 | 9500 | 0 | 0 | 0 | 0 | 0 | 0
2022-03-05 13:00 | 0.80675 | 0.69591 | 35584 | 27846.1702 | 634 | 73769.8004 | 3 | 0 | 0 | 73769.8004 | 0 | 775972.5799 | 19 | 5641.9449 | 2623.9482 | 118.5994 | 22204.1667 | 147029.1332 | 27846.1116 | 0 | 119183.0216 | 119183.0216 | 5641.9449 | 0 | 0 | 0 | 0 | 0 | 0
2022-03-05 14:00 | 0.70547 | 0.67913 | 35584 | 24350.3411 | 634 | 71991.0398 | 3 | 7353.8768 | 0.73539 | 64637.163 | 0 | 849742.3803 | 19 | 9500 | 2623.9482 | 199.6997 | 22204.1667 | 147029.1332 | 31704.1667 | 0 | 115324.9666 | 115324.9666 | 9500 | 0 | 0 | 0 | 0 | 0 | 0
2022-03-05 15:00 | 0.54147 | 0.59567 | 35584 | 18689.6384 | 634 | 63143.8792 | 3 | 13014.5676 | 1.3015 | 50129.3116 | 0 | 914379.5433 | 19 | 9500 | 2623.9482 | 199.6997 | 22204.1667 | 147029.1332 | 31704.1667 | 0 | 115324.9666 | 115324.9666 | 9500 | 0 | 0 | 0 | 0 | 0 | 0
2022-03-05 16:00 | 0.33327 | 0.47476 | 35584 | 11503.3073 | 634 | 50326.8388 | 3 | 13904.5306 | 1.3905 | 36422.3083 | 0 | 964508.8549 | 19 | 3203.647 | 2623.9482 | 67.3439 | 22204.1667 | 147029.1332 | 25407.8137 | 0 | 121621.3196 | 121621.3196 | 3203.647 | 0 | 0 | 0 | 0 | 0 | 0
2022-03-05 17:00 | 0.12032 | 0.21312 | 35584 | 4153.0229 | 634 | 22591.743 | 3 | 27551.1525 | 2.7551 | 0 | 4959.4096 | 1000931.1632 | 19 | 9500 | 2623.9482 | 199.6997 | 22204.1667 | 147029.1332 | 31704.1667 | 0 | 115324.9666 | 115324.9666 | 4153.0141 | 5346.9859 | 0 | 0 | 0 | 0 | 0
2022-03-05 18:00 | 0.00415 | 0 | 35584 | 143.2434 | 634 | 0 | 3 | 30000 | 3 | 0 | 30000 | 995971.7536 | 19 | 7939.0764 | 2623.9482 | 166.8875 | 22204.1667 | 147029.1332 | 30143.2431 | 0 | 116885.8901 | 116885.8901 | 143.2431 | 7795.8333 | 0 | 0 | 0 | 0 | 0
2022-03-05 19:00 | 0 | 0 | 35584 | 0 | 634 | 0 | 3 | 30000 | 3 | 0 | 30000 | 965971.7536 | 19 | 7795.8333 | 2623.9482 | 163.8764 | 22204.1667 | 147029.1332 | 30000 | 0 | 117029.1332 | 117029.1332 | 0 | 7795.8333 | 0 | 0 | 0 | 0 | 0
2022-03-05 20:00 | 0 | 0 | 35584 | 0 | 634 | 0 | 3 | 30000 | 3 | 0 | 30000 | 935971.7536 | 19 | 7795.8333 | 2623.9482 | 163.8764 | 22204.1667 | 147029.1332 | 30000 | 0 | 117029.1332 | 117029.1332 | 0 | 7795.8333 | 0 | 0 | 0 | 0 | 0
2022-03-05 21:00 | 0 | 0 | 35584 | 0 | 634 | 0 | 3 | 30000 | 3 | 0 | 30000 | 905971.7536 | 19 | 7795.8333 | 2623.9482 | 163.8764 | 22204.1667 | 147029.1332 | 30000 | 0 | 117029.1332 | 117029.1332 | 0 | 7795.8333 | 0 | 0 | 0 | 0 | 0
2022-03-05 22:00 | 0 | 0 | 35584 | 0 | 634 | 0 | 3 | 30000 | 3 | 0 | 30000 | 875971.7536 | 19 | 7795.8333 | 2623.9482 | 163.8764 | 22204.1667 | 147029.1332 | 30000 | 0 | 117029.1332 | 117029.1332 | 0 | 7795.8333 | 0 | 0 | 0 | 0 | 0
2022-03-05 23:00 | 0 | 0 | 35584 | 0 | 634 | 0 | 3 | 30000 | 3 | 0 | 30000 | 845971.7536 | 19 | 7795.8333 | 2623.9482 | 163.8764 | 22204.1667 | 147029.1332 | 30000 | 0 | 117029.1332 | 117029.1332 | 0 | 7795.8333 | 0 | 0 | 0 | 0 | 0
2022-03-06 | 0 | 0 | 35584 | 0 | 634 | 0 | 3 | 29545.8333 | 2.9546 | 0 | 29545.8333 | 815971.7536 | 19 | 9500 | 2623.9482 | 199.6997 | 20045.8333 | 144870.7999 | 29545.8333 | 0 | 115324.9666 | 115324.9666 | 0 | 9500 | 0 | 0 | 0 | 0 | 0
2022-03-06 01:00 | 0 | 0 | 35584 | 0 | 634 | 0 | 3 | 29545.8333 | 2.9546 | 0 | 29545.8333 | 786425.9203 | 19 | 9500 | 2623.9482 | 199.6997 | 20045.8333 | 144870.7999 | 29545.8333 | 0 | 115324.9666 | 115324.9666 | 0 | 9500 | 0 | 0 | 0 | 0 | 0
2022-03-06 02:00 | 0 | 0 | 35584 | 0 | 634 | 0 | 3 | 29545.8333 | 2.9546 | 0 | 29545.8333 | 756880.087 | 19 | 9500 | 2623.9482 | 199.6997 | 20045.8333 | 144870.7999 | 29545.8333 | 0 | 115324.9666 | 115324.9666 | 0 | 9500 | 0 | 0 | 0 | 0 | 0
2022-03-06 03:00 | 0 | 0 | 35584 | 0 | 634 | 0 | 3 | 29545.8333 | 2.9546 | 0 | 29545.8333 | 727334.2536 | 19 | 9500 | 2623.9482 | 199.6997 | 20045.8333 | 144870.7999 | 29545.8333 | 0 | 115324.9666 | 115324.9666 | 0 | 9500 | 0 | 0 | 0 | 0 | 0
2022-03-06 04:00 | 0 | 0 | 35584 | 0 | 634 | 0 | 3 | 29545.8333 | 2.9546 | 0 | 29545.8333 | 697788.4203 | 19 | 9500 | 2623.9482 | 199.6997 | 20045.8333 | 144870.7999 | 29545.8333 | 0 | 115324.9666 | 115324.9666 | 0 | 9500 | 0 | 0 | 0 | 0 | 0
2022-03-06 05:00 | 0 | 0 | 35584 | 0 | 634 | 0 | 3 | 29545.8333 | 2.9546 | 0 | 29545.8333 | 668242.587 | 19 | 9500 | 2623.9482 | 199.6997 | 20045.8333 | 144870.7999 | 29545.8333 | 0 | 115324.9666 | 115324.9666 | 0 | 9500 | 0 | 0 | 0 | 0 | 0
2022-03-06 06:00 | 0 | 0 | 35584 | 0 | 634 | 0 | 3 | 29545.8333 | 2.9546 | 0 | 29545.8333 | 638696.7536 | 19 | 9500 | 2623.9482 | 199.6997 | 20045.8333 | 144870.7999 | 29545.8333 | 0 | 115324.9666 | 115324.9666 | 0 | 9500 | 0 | 0 | 0 | 0 | 0
2022-03-06 07:00 | 0.09507 | 0.07066 | 35584 | 3281.4818 | 634 | 7490.2992 | 3 | 20045.8333 | 2.0046 | 0 | 12555.5342 | 609150.9203 | 19 | 3281.4748 | 2623.9482 | 68.98 | 20045.8333 | 144870.7999 | 23327.3082 | 0 | 121543.4917 | 121543.4917 | 3281.4748 | 0 | 0 | 0 | 0 | 0 | 0
2022-03-06 08:00 | 0.27115 | 0.23005 | 35584 | 9359.1436 | 634 | 24386.4042 | 3 | 10686.7095 | 1.0687 | 13699.6948 | 0 | 596595.3861 | 19 | 0 | 2623.9482 | 0 | 20045.8333 | 144870.7999 | 20045.8333 | 0 | 124824.9666 | 124824.9666 | 0 | 0 | 0 | 0 | 0 | 0 | 0
2022-03-06 09:00 | 0.47342 | 0.29158 | 35584 | 16340.792 | 634 | 30908.8796 | 3 | 13205.0758 | 1.3205 | 17703.8038 | 0 | 610295.0809 | 19 | 9500 | 2623.9482 | 199.6997 | 20045.8333 | 144870.7999 | 29545.8333 | 0 | 115324.9666 | 115324.9666 | 9500 | 0 | 0 | 0 | 0 | 0 | 0
2022-03-06 10:00 | 0.58803 | 0.47282 | 35584 | 20296.7257 | 634 | 50121.1895 | 3 | 9249.1503 | 0.92492 | 40872.0392 | 0 | 627998.8847 | 19 | 9500 | 2623.9482 | 199.6997 | 20045.8333 | 144870.7999 | 29545.8333 | 0 | 115324.9666 | 115324.9666 | 250.8497 | 9249.1503 | 0 | 0 | 0 | 0 | 0
2022-03-06 11:00 | 0.66103 | 0.26808 | 35584 | 22816.4288 | 634 | 28417.7668 | 3 | 6729.4526 | 0.67295 | 21688.3142 | 0 | 668870.9239 | 19 | 9500 | 2623.9482 | 199.6997 | 20045.8333 | 144870.7999 | 29545.8333 | 0 | 115324.9666 | 115324.9666 | 2770.5474 | 6729.4526 | 0 | 0 | 0 | 0 | 0
2022-03-06 12:00 | 0.6783 | 0.17086 | 35584 | 23412.5284 | 634 | 18111.9801 | 3 | 6133.3542 | 0.61334 | 11978.6259 | 0 | 690559.2381 | 19 | 9500 | 2623.9482 | 199.6997 | 20045.8333 | 144870.7999 | 29545.8333 | 0 | 115324.9666 | 115324.9666 | 3366.6458 | 6133.3542 | 0 | 0 | 0 | 0 | 0
2022-03-06 13:00 | 0.64965 | 0.2606 | 35584 | 22423.6312 | 634 | 27624.8509 | 3 | 7122.2493 | 0.71222 | 20502.6016 | 0 | 702537.864 | 19 | 9500 | 2623.9482 | 199.6997 | 20045.8333 | 144870.7999 | 29545.8333 | 0 | 115324.9666 | 115324.9666 | 9500 | 0 | 0 | 0 | 0 | 0 | 0
2022-03-06 14:00 | 0.38475 | 0.09486 | 35584 | 13280.2157 | 634 | 10055.6153 | 3 | 10055.6153 | 1.0056 | 0 | 0 | 723040.4655 | 19 | 3289.9697 | 2623.9482 | 69.1585 | 20045.8333 | 144870.7999 | 23335.803 | 0 | 121534.9968 | 121534.9968 | 3289.9697 | 0 | 0 | 0 | 0 | 0 | 0
2022-03-06 15:00 | 0.357 | 0.16232 | 35584 | 12322.3834 | 634 | 17206.6991 | 3 | 17206.6991 | 1.7207 | 0 | 0 | 723040.4655 | 19 | 9483.2232 | 2623.9482 | 199.347 | 20045.8333 | 144870.7999 | 29529.0566 | 0 | 115341.7433 | 115341.7433 | 0 | 9483.2232 | 0 | 0 | 0 | 0 | 0
2022-03-06 16:00 | 0.19768 | 0.07932 | 35584 | 6823.2178 | 634 | 8408.3007 | 3 | 22722.6299 | 2.2723 | 0 | 14314.3292 | 723040.4655 | 19 | 9500 | 2623.9482 | 199.6997 | 20045.8333 | 144870.7999 | 29545.8333 | 0 | 115324.9666 | 115324.9666 | 6823.2034 | 2676.7966 | 0 | 0 | 0 | 0 | 0
2022-03-06 17:00 | 0.07447 | 0.01659 | 35584 | 2570.4423 | 634 | 1758.6196 | 3 | 26975.3965 | 2.6975 | 0 | 25216.7768 | 708726.1363 | 19 | 9500 | 2623.9482 | 199.6997 | 20045.8333 | 144870.7999 | 29545.8333 | 0 | 115324.9666 | 115324.9666 | 0 | 9500 | 0 | 0 | 0 | 0 | 0
2022-03-06 18:00 | 0.00285 | 0 | 35584 | 98.372 | 634 | 0 | 3 | 29447.4616 | 2.9447 | 0 | 29447.4616 | 683509.3595 | 19 | 9500 | 2623.9482 | 199.6997 | 20045.8333 | 144870.7999 | 29545.8333 | 0 | 115324.9666 | 115324.9666 | 98.3718 | 9401.6282 | 0 | 0 | 0 | 0 | 0
2022-03-06 19:00 | 0 | 0 | 35584 | 0 | 634 | 0 | 3 | 29545.8333 | 2.9546 | 0 | 29545.8333 | 654061.8979 | 19 | 9500 | 2623.9482 | 199.6997 | 20045.8333 | 144870.7999 | 29545.8333 | 0 | 115324.9666 | 115324.9666 | 0 | 9500 | 0 | 0 | 0 | 0 | 0
2022-03-06 20:00 | 0 | 0 | 35584 | 0 | 634 | 0 | 3 | 29545.8333 | 2.9546 | 0 | 29545.8333 | 624516.0646 | 19 | 9500 | 2623.9482 | 199.6997 | 20045.8333 | 144870.7999 | 29545.8333 | 0 | 115324.9666 | 115324.9666 | 0 | 9500 | 0 | 0 | 0 | 0 | 0
2022-03-06 21:00 | 0 | 0 | 35584 | 0 | 634 | 0 | 3 | 29545.8333 | 2.9546 | 0 | 29545.8333 | 594970.2313 | 19 | 9500 | 2623.9482 | 199.6997 | 20045.8333 | 144870.7999 | 29545.8333 | 0 | 115324.9666 | 115324.9666 | 0 | 9500 | 0 | 0 | 0 | 0 | 0
2022-03-06 22:00 | 0 | 0 | 35584 | 0 | 634 | 0 | 3 | 29545.8333 | 2.9546 | 0 | 29545.8333 | 565424.3979 | 19 | 9500 | 2623.9482 | 199.6997 | 20045.8333 | 144870.7999 | 29545.8333 | 0 | 115324.9666 | 115324.9666 | 0 | 9500 | 0 | 0 | 0 | 0 | 0
2022-03-06 23:00 | 0 | 0 | 35584 | 0 | 634 | 0 | 3 | 29545.8333 | 2.9546 | 0 | 29545.8333 | 535878.5646 | 19 | 9500 | 2623.9482 | 199.6997 | 20045.8333 | 144870.7999 | 29545.8333 | 0 | 115324.9666 | 115324.9666 | 0 | 9500 | 0 | 0 | 0 | 0 | 0
2022-03-07 | 0 | 0 | 35584 | 0 | 634 | 0 | 3 | 30000 | 3 | 0 | 30000 | 506332.7313 | 19 | 7333.3333 | 2623.9482 | 154.1542 | 22666.6667 | 147491.6332 | 30000 | 0 | 117491.6332 | 117491.6332 | 0 | 7333.3333 | 0 | 0 | 0 | 0 | 0
2022-03-07 01:00 | 0 | 0 | 35584 | 0 | 634 | 0 | 3 | 30000 | 3 | 0 | 30000 | 476332.7313 | 19 | 7333.3333 | 2623.9482 | 154.1542 | 22666.6667 | 147491.6332 | 30000 | 0 | 117491.6332 | 117491.6332 | 0 | 7333.3333 | 0 | 0 | 0 | 0 | 0
2022-03-07 02:00 | 0 | 0 | 35584 | 0 | 634 | 0 | 3 | 30000 | 3 | 0 | 30000 | 446332.7313 | 19 | 7333.3333 | 2623.9482 | 154.1542 | 22666.6667 | 147491.6332 | 30000 | 0 | 117491.6332 | 117491.6332 | 0 | 7333.3333 | 0 | 0 | 0 | 0 | 0
2022-03-07 03:00 | 0 | 0 | 35584 | 0 | 634 | 0 | 3 | 30000 | 3 | 0 | 30000 | 416332.7313 | 19 | 7333.3333 | 2623.9482 | 154.1542 | 22666.6667 | 147491.6332 | 30000 | 0 | 117491.6332 | 117491.6332 | 0 | 7333.3333 | 0 | 0 | 0 | 0 | 0
2022-03-07 04:00 | 0 | 0 | 35584 | 0 | 634 | 0 | 3 | 30000 | 3 | 0 | 30000 | 386332.7313 | 19 | 7333.3333 | 2623.9482 | 154.1542 | 22666.6667 | 147491.6332 | 30000 | 0 | 117491.6332 | 117491.6332 | 0 | 7333.3333 | 0 | 0 | 0 | 0 | 0
2022-03-07 05:00 | 0 | 0 | 35584 | 0 | 634 | 0 | 3 | 30000 | 3 | 0 | 30000 | 356332.7313 | 19 | 7333.3333 | 2623.9482 | 154.1542 | 22666.6667 | 147491.6332 | 30000 | 0 | 117491.6332 | 117491.6332 | 0 | 7333.3333 | 0 | 0 | 0 | 0 | 0
2022-03-07 06:00 | 0 | 0 | 35584 | 0 | 634 | 0 | 3 | 30000 | 3 | 0 | 30000 | 326332.7313 | 19 | 7333.3333 | 2623.9482 | 154.1542 | 22666.6667 | 147491.6332 | 30000 | 0 | 117491.6332 | 117491.6332 | 0 | 7333.3333 | 0 | 0 | 0 | 0 | 0
2022-03-07 07:00 | 0.11282 | 0.18553 | 35584 | 3894.1493 | 634 | 19667.0705 | 3 | 28272.5256 | 2.8273 | 0 | 8605.455 | 296332.7313 | 19 | 9500 | 2623.9482 | 199.6997 | 22666.6667 | 147491.6332 | 32166.6667 | 0 | 115324.9666 | 115324.9666 | 3894.1411 | 5605.8589 | 0 | 0 | 0 | 0 | 0
2022-03-07 08:00 | 0.32248 | 0.45514 | 35584 | 11130.8745 | 634 | 48247.0247 | 3 | 21035.8156 | 2.1036 | 27211.209 | 0 | 287727.2762 | 19 | 9500 | 2623.9482 | 199.6997 | 22666.6667 | 147491.6332 | 32166.6667 | 0 | 115324.9666 | 115324.9666 | 0 | 9500 | 0 | 0 | 0 | 0 | 0
2022-03-07 09:00 | 0.5425 | 0.64489 | 35584 | 18725.1904 | 634 | 68361.4355 | 3 | 3941.5157 | 0.39415 | 64419.9198 | 0 | 314938.4853 | 19 | 0 | 2623.9482 | 0 | 22666.6667 | 147491.6332 | 22666.6667 | 0 | 124824.9666 | 124824.9666 | 0 | 0 | 0 | 0 | 0 | 0 | 0
2022-03-07 10:00 | 0.72153 | 0.76013 | 35584 | 24904.6758 | 634 | 80577.4286 | 3 | 0 | 0 | 80577.4286 | 0 | 379358.405 | 19 | 2237.9567 | 2623.9482 | 47.0441 | 22666.6667 | 147491.6332 | 24904.6234 | 0 | 122587.0098 | 122587.0098 | 2237.9567 | 0 | 0 | 0 | 0 | 0 | 0
2022-03-07 11:00 | 0.83438 | 0.79297 | 35584 | 28799.8606 | 634 | 84058.6263 | 3 | 3366.8667 | 0.33669 | 80691.7595 | 0 | 459935.8337 | 19 | 9500 | 2623.9482 | 199.6997 | 22666.6667 | 147491.6332 | 32166.6667 | 0 | 115324.9666 | 115324.9666 | 9500 | 0 | 0 | 0 | 0 | 0 | 0
2022-03-07 12:00 | 0.84825 | 0.67432 | 35584 | 29278.6042 | 634 | 71481.1567 | 3 | 2888.1241 | 0.28881 | 68593.0326 | 0 | 540627.5932 | 19 | 9500 | 2623.9482 | 199.6997 | 22666.6667 | 147491.6332 | 32166.6667 | 0 | 115324.9666 | 115324.9666 | 6611.8759 | 2888.1241 | 0 | 0 | 0 | 0 | 0
2022-03-07 13:00 | 0.81715 | 0.66986 | 35584 | 28205.1416 | 634 | 71008.3753 | 3 | 3961.5844 | 0.39616 | 67046.7909 | 0 | 609220.6258 | 19 | 9500 | 2623.9482 | 199.6997 | 22666.6667 | 147491.6332 | 32166.6667 | 0 | 115324.9666 | 115324.9666 | 5538.4156 | 3961.5844 | 0 | 0 | 0 | 0 | 0
2022-03-07 14:00 | 0.71072 | 0.63015 | 35584 | 24531.5527 | 634 | 66798.9247 | 3 | 7635.1656 | 0.76352 | 59163.7591 | 0 | 676267.4167 | 19 | 9500 | 2623.9482 | 199.6997 | 22666.6667 | 147491.6332 | 32166.6667 | 0 | 115324.9666 | 115324.9666 | 9500 | 0 | 0 | 0 | 0 | 0 | 0
2022-03-07 15:00 | 0.48792 | 0.38842 | 35584 | 16841.2809 | 634 | 41174.3844 | 3 | 5825.4212 | 0.58254 | 35348.9632 | 0 | 735431.1758 | 19 | 0 | 2623.9482 | 0 | 22666.6667 | 147491.6332 | 22666.6667 | 0 | 124824.9666 | 124824.9666 | 0 | 0 | 0 | 0 | 0 | 0 | 0
2022-03-07 16:00 | 0.29127 | 0.26434 | 35584 | 10053.6151 | 634 | 28021.3088 | 3 | 22113.0727 | 2.2113 | 5908.2361 | 0 | 770780.139 | 19 | 9500 | 2623.9482 | 199.6997 | 22666.6667 | 147491.6332 | 32166.6667 | 0 | 115324.9666 | 115324.9666 | 0 | 9500 | 0 | 0 | 0 | 0 | 0
2022-03-07 17:00 | 0.10793 | 0.07319 | 35584 | 3725.3637 | 634 | 7758.4913 | 3 | 22666.6667 | 2.2667 | 0 | 14908.1754 | 776688.3751 | 19 | 3725.3558 | 2623.9482 | 78.3108 | 22666.6667 | 147491.6332 | 26392.0225 | 0 | 121099.6107 | 121099.6107 | 3725.3558 | 0 | 0 | 0 | 0 | 0 | 0
2022-03-07 18:00 | 0.00447 | 0 | 35584 | 154.2887 | 634 | 0 | 3 | 30000 | 3 | 0 | 30000 | 761780.1997 | 19 | 7487.6217 | 2623.9482 | 157.3975 | 22666.6667 | 147491.6332 | 30154.2883 | 0 | 117337.3449 | 117337.3449 | 154.2883 | 7333.3333 | 0 | 0 | 0 | 0 | 0
2022-03-07 19:00 | 0 | 0 | 35584 | 0 | 634 | 0 | 3 | 30000 | 3 | 0 | 30000 | 731780.1997 | 19 | 7333.3333 | 2623.9482 | 154.1542 | 22666.6667 | 147491.6332 | 30000 | 0 | 117491.6332 | 117491.6332 | 0 | 7333.3333 | 0 | 0 | 0 | 0 | 0
2022-03-07 20:00 | 0 | 0 | 35584 | 0 | 634 | 0 | 3 | 30000 | 3 | 0 | 30000 | 701780.1997 | 19 | 7333.3333 | 2623.9482 | 154.1542 | 22666.6667 | 147491.6332 | 30000 | 0 | 117491.6332 | 117491.6332 | 0 | 7333.3333 | 0 | 0 | 0 | 0 | 0
2022-03-07 21:00 | 0 | 0 | 35584 | 0 | 634 | 0 | 3 | 30000 | 3 | 0 | 30000 | 671780.1997 | 19 | 7333.3333 | 2623.9482 | 154.1542 | 22666.6667 | 147491.6332 | 30000 | 0 | 117491.6332 | 117491.6332 | 0 | 7333.3333 | 0 | 0 | 0 | 0 | 0
2022-03-07 22:00 | 0 | 0 | 35584 | 0 | 634 | 0 | 3 | 30000 | 3 | 0 | 30000 | 641780.1997 | 19 | 7333.3333 | 2623.9482 | 154.1542 | 22666.6667 | 147491.6332 | 30000 | 0 | 117491.6332 | 117491.6332 | 0 | 7333.3333 | 0 | 0 | 0 | 0 | 0
2022-03-07 23:00 | 0 | 0 | 35584 | 0 | 634 | 0 | 3 | 30000 | 3 | 0 | 30000 | 611780.1997 | 19 | 7333.3333 | 2623.9482 | 154.1542 | 22666.6667 | 147491.6332 | 30000 | 0 | 117491.6332 | 117491.6332 | 0 | 7333.3333 | 0 | 0 | 0 | 0 | 0
2022-03-08 | 0 | 0 | 35584 | 0 | 634 | 0 | 3 | 30000 | 3 | 0 | 30000 | 581780.1997 | 19 | 7520.8333 | 2623.9482 | 158.0956 | 22479.1667 | 147304.1332 | 30000 | 0 | 117304.1332 | 117304.1332 | 0 | 7520.8333 | 0 | 0 | 0 | 0 | 0
2022-03-08 01:00 | 0 | 0 | 35584 | 0 | 634 | 0 | 3 | 30000 | 3 | 0 | 30000 | 551780.1997 | 19 | 7520.8333 | 2623.9482 | 158.0956 | 22479.1667 | 147304.1332 | 30000 | 0 | 117304.1332 | 117304.1332 | 0 | 7520.8333 | 0 | 0 | 0 | 0 | 0
2022-03-08 02:00 | 0 | 0 | 35584 | 0 | 634 | 0 | 3 | 30000 | 3 | 0 | 30000 | 521780.1997 | 19 | 7520.8333 | 2623.9482 | 158.0956 | 22479.1667 | 147304.1332 | 30000 | 0 | 117304.1332 | 117304.1332 | 0 | 7520.8333 | 0 | 0 | 0 | 0 | 0
2022-03-08 03:00 | 0 | 0 | 35584 | 0 | 634 | 0 | 3 | 30000 | 3 | 0 | 30000 | 491780.1997 | 19 | 7520.8333 | 2623.9482 | 158.0956 | 22479.1667 | 147304.1332 | 30000 | 0 | 117304.1332 | 117304.1332 | 0 | 7520.8333 | 0 | 0 | 0 | 0 | 0
2022-03-08 04:00 | 0 | 0 | 35584 | 0 | 634 | 0 | 3 | 30000 | 3 | 0 | 30000 | 461780.1997 | 19 | 7520.8333 | 2623.9482 | 158.0956 | 22479.1667 | 147304.1332 | 30000 | 0 | 117304.1332 | 117304.1332 | 0 | 7520.8333 | 0 | 0 | 0 | 0 | 0
2022-03-08 05:00 | 0 | 0 | 35584 | 0 | 634 | 0 | 3 | 30000 | 3 | 0 | 30000 | 431780.1997 | 19 | 7520.8333 | 2623.9482 | 158.0956 | 22479.1667 | 147304.1332 | 30000 | 0 | 117304.1332 | 117304.1332 | 0 | 7520.8333 | 0 | 0 | 0 | 0 | 0
2022-03-08 06:00 | 0 | 0 | 35584 | 0 | 634 | 0 | 3 | 30000 | 3 | 0 | 30000 | 401780.1997 | 19 | 7520.8333 | 2623.9482 | 158.0956 | 22479.1667 | 147304.1332 | 30000 | 0 | 117304.1332 | 117304.1332 | 0 | 7520.8333 | 0 | 0 | 0 | 0 | 0
2022-03-08 07:00 | 0.10547 | 0.04757 | 35584 | 3640.4531 | 634 | 5042.6483 | 3 | 28338.7212 | 2.8339 | 0 | 23296.0728 | 371780.1997 | 19 | 9500 | 2623.9482 | 199.6997 | 22479.1667 | 147304.1332 | 31979.1667 | 0 | 115324.9666 | 115324.9666 | 3640.4455 | 5859.5545 | 0 | 0 | 0 | 0 | 0
2022-03-08 08:00 | 0.28355 | 0.16523 | 35584 | 9787.1479 | 634 | 17515.1731 | 3 | 22192.0394 | 2.2192 | 0 | 4676.8663 | 348484.1269 | 19 | 9500 | 2623.9482 | 199.6997 | 22479.1667 | 147304.1332 | 31979.1667 | 0 | 115324.9666 | 115324.9666 | 0 | 9500 | 0 | 0 | 0 | 0 | 0
2022-03-08 09:00 | 0.47365 | 0.29387 | 35584 | 16348.7308 | 634 | 31151.6306 | 3 | 15630.4703 | 1.563 | 15521.1602 | 0 | 343807.2606 | 19 | 9500 | 2623.9482 | 199.6997 | 22479.1667 | 147304.1332 | 31979.1667 | 0 | 115324.9666 | 115324.9666 | 9500 | 0 | 0 | 0 | 0 | 0 | 0
2022-03-08 10:00 | 0.64395 | 0.45692 | 35584 | 22226.8873 | 634 | 48435.7132 | 3 | 9752.3262 | 0.97523 | 38683.387 | 0 | 359328.4209 | 19 | 9500 | 2623.9482 | 199.6997 | 22479.1667 | 147304.1332 | 31979.1667 | 0 | 115324.9666 | 115324.9666 | 9500 | 0 | 0 | 0 | 0 | 0 | 0
2022-03-08 11:00 | 0.67092 | 0.2598 | 35584 | 23157.7968 | 634 | 27540.047 | 3 | 8821.4187 | 0.88214 | 18718.6284 | 0 | 398011.8079 | 19 | 9500 | 2623.9482 | 199.6997 | 22479.1667 | 147304.1332 | 31979.1667 | 0 | 115324.9666 | 115324.9666 | 678.5813 | 8821.4187 | 0 | 0 | 0 | 0 | 0
2022-03-08 12:00 | 0.65147 | 0.09728 | 35584 | 22486.4512 | 634 | 10312.1469 | 3 | 9492.7628 | 0.94928 | 819.3842 | 0 | 416730.4363 | 19 | 9500 | 2623.9482 | 199.6997 | 22479.1667 | 147304.1332 | 31979.1667 | 0 | 115324.9666 | 115324.9666 | 9500 | 0 | 0 | 0 | 0 | 0 | 0
2022-03-08 13:00 | 0.53233 | 0.01034 | 35584 | 18374.1578 | 634 | 1096.0896 | 3 | 13605.0476 | 1.3605 | 0 | 12508.9579 | 417549.8205 | 19 | 9500 | 2623.9482 | 199.6997 | 22479.1667 | 147304.1332 | 31979.1667 | 0 | 115324.9666 | 115324.9666 | 9500 | 0 | 0 | 0 | 0 | 0 | 0
2022-03-08 14:00 | 0.5068 | 0.04021 | 35584 | 17492.9521 | 634 | 4262.453 | 3 | 4986.2514 | 0.49863 | 0 | 723.7984 | 405040.8625 | 19 | 0 | 2623.9482 | 0 | 22479.1667 | 147304.1332 | 22479.1667 | 0 | 124824.9666 | 124824.9666 | 0 | 0 | 0 | 0 | 0 | 0 | 0
2022-03-08 15:00 | 0.34842 | 0.01238 | 35584 | 12026.232 | 634 | 1312.3394 | 3 | 19952.96 | 1.9953 | 0 | 18640.6206 | 404317.0641 | 19 | 9500 | 2623.9482 | 199.6997 | 22479.1667 | 147304.1332 | 31979.1667 | 0 | 115324.9666 | 115324.9666 | 9500 | 0 | 0 | 0 | 0 | 0 | 0
2022-03-08 16:00 | 0.19435 | 0.03987 | 35584 | 6708.2779 | 634 | 4226.4114 | 3 | 15770.9029 | 1.5771 | 0 | 11544.4915 | 385676.4435 | 19 | 0 | 2623.9482 | 0 | 22479.1667 | 147304.1332 | 22479.1667 | 0 | 124824.9666 | 124824.9666 | 0 | 0 | 0 | 0 | 0 | 0 | 0
2022-03-08 17:00 | 0.07838 | 0.018 | 35584 | 2705.4017 | 634 | 1908.0864 | 3 | 29273.7707 | 2.9274 | 0 | 27365.6843 | 374131.952 | 19 | 9500 | 2623.9482 | 199.6997 | 22479.1667 | 147304.1332 | 31979.1667 | 0 | 115324.9666 | 115324.9666 | 2705.396 | 6794.604 | 0 | 0 | 0 | 0 | 0
2022-03-08 18:00 | 0.00383 | 0 | 35584 | 132.1981 | 634 | 0 | 3 | 30000 | 3 | 0 | 30000 | 346766.2677 | 19 | 7653.0312 | 2623.9482 | 160.8745 | 22479.1667 | 147304.1332 | 30132.1978 | 0 | 117171.9354 | 117171.9354 | 0 | 7653.0312 | 0 | 0 | 0 | 0 | 0
2022-03-08 19:00 | 0 | 0 | 35584 | 0 | 634 | 0 | 3 | 30000 | 3 | 0 | 30000 | 316766.2677 | 19 | 7520.8333 | 2623.9482 | 158.0956 | 22479.1667 | 147304.1332 | 30000 | 0 | 117304.1332 | 117304.1332 | 0 | 7520.8333 | 0 | 0 | 0 | 0 | 0
2022-03-08 20:00 | 0 | 0 | 35584 | 0 | 634 | 0 | 3 | 30000 | 3 | 0 | 30000 | 286766.2677 | 19 | 7520.8333 | 2623.9482 | 158.0956 | 22479.1667 | 147304.1332 | 30000 | 0 | 117304.1332 | 117304.1332 | 0 | 7520.8333 | 0 | 0 | 0 | 0 | 0
2022-03-08 21:00 | 0 | 0 | 35584 | 0 | 634 | 0 | 3 | 30000 | 3 | 0 | 30000 | 256766.2677 | 19 | 7520.8333 | 2623.9482 | 158.0956 | 22479.1667 | 147304.1332 | 30000 | 0 | 117304.1332 | 117304.1332 | 0 | 7520.8333 | 0 | 0 | 0 | 0 | 0
2022-03-08 22:00 | 0 | 0 | 35584 | 0 | 634 | 0 | 3 | 22479.1667 | 2.2479 | 0 | 22479.1667 | 226766.2677 | 19 | 0 | 2623.9482 | 0 | 22479.1667 | 147304.1332 | 22479.1667 | 0 | 124824.9666 | 124824.9666 | 0 | 0 | 0 | 0 | 0 | 0 | 0
2022-03-08 23:00 | 0 | 0 | 35584 | 0 | 634 | 0 | 3 | 22479.1667 | 2.2479 | 0 | 22479.1667 | 204287.1011 | 19 | 0 | 2623.9482 | 0 | 22479.1667 | 147304.1332 | 22479.1667 | 0 | 124824.9666 | 124824.9666 | 0 | 0 | 0 | 0 | 0 | 0 | 0
2022-03-09 | 0 | 0 | 35584 | 0 | 634 | 0 | 3 | 22608.3333 | 2.2608 | 0 | 22608.3333 | 181807.9344 | 19 | 0 | 2623.9482 | 0 | 22608.3333 | 147433.2999 | 22608.3333 | 0 | 124824.9666 | 124824.9666 | 0 | 0 | 0 | 0 | 0 | 0 | 0
2022-03-09 01:00 | 0 | 0 | 35584 | 0 | 634 | 0 | 3 | 30000 | 3 | 0 | 30000 | 159199.6011 | 19 | 7391.6667 | 2623.9482 | 155.3804 | 22608.3333 | 147433.2999 | 30000 | 0 | 117433.2999 | 117433.2999 | 0 | 7391.6667 | 0 | 0 | 0 | 0 | 0
2022-03-09 02:00 | 0 | 0 | 35584 | 0 | 634 | 0 | 3 | 22608.3333 | 2.2608 | 0 | 22608.3333 | 129199.6011 | 19 | 0 | 2623.9482 | 0 | 22608.3333 | 147433.2999 | 22608.3333 | 0 | 124824.9666 | 124824.9666 | 0 | 0 | 0 | 0 | 0 | 0 | 0
2022-03-09 03:00 | 0 | 0 | 35584 | 0 | 634 | 0 | 3 | 22608.3333 | 2.2608 | 0 | 22608.3333 | 106591.2677 | 19 | 0 | 2623.9482 | 0 | 22608.3333 | 147433.2999 | 22608.3333 | 0 | 124824.9666 | 124824.9666 | 0 | 0 | 0 | 0 | 0 | 0 | 0
2022-03-09 04:00 | 0 | 0 | 35584 | 0 | 634 | 0 | 3 | 22608.3333 | 2.2608 | 0 | 22608.3333 | 83982.9344 | 19 | 0 | 2623.9482 | 0 | 22608.3333 | 147433.2999 | 22608.3333 | 0 | 124824.9666 | 124824.9666 | 0 | 0 | 0 | 0 | 0 | 0 | 0
2022-03-09 05:00 | 0 | 0 | 35584 | 0 | 634 | 0 | 3 | 22608.3333 | 2.2608 | 0 | 22608.3333 | 61374.6011 | 19 | 0 | 2623.9482 | 0 | 22608.3333 | 147433.2999 | 22608.3333 | 0 | 124824.9666 | 124824.9666 | 0 | 0 | 0 | 0 | 0 | 0 | 0
2022-03-09 06:00 | 0 | 0 | 35584 | 0 | 634 | 0 | 3 | 22608.3333 | 2.2608 | 0 | 22608.3333 | 38766.2677 | 19 | 0 | 2623.9482 | 0 | 22608.3333 | 147433.2999 | 22608.3333 | 0 | 124824.9666 | 124824.9666 | 0 | 0 | 0 | 0 | 0 | 0 | 0
2022-03-09 07:00 | 0.0941 | 0.03021 | 35584 | 3248.0008 | 634 | 3202.405 | 3 | 19360.3394 | 1.936 | 0 | 16157.9344 | 16157.9344 | 19 | 0 | 2623.9482 | 0 | 22608.3333 | 147433.2999 | 22608.3333 | 0 | 124824.9666 | 124824.9666 | 0 | 0 | 0 | 0 | 0 | 0 | 0
2022-03-09 08:00 | 0.2513 | 0.1438 | 35584 | 8673.9914 | 634 | 15243.4902 | 3 | 15243.4902 | 1.5243 | 0 | 0 | 0 | 19 | 1309.1301 | 2623.9482 | 27.5193 | 22608.3333 | 147433.2999 | 23917.4634 | 0 | 123515.8365 | 123515.8365 | 0 | 1309.1301 | 0 | 0 | 0 | 0 | 0
2022-03-09 09:00 | 0.43545 | 0.25917 | 35584 | 15030.2012 | 634 | 27473.264 | 3 | 17078.1638 | 1.7078 | 10395.1003 | 0 | 0 | 19 | 9500 | 2623.9482 | 199.6997 | 22608.3333 | 147433.2999 | 32108.3333 | 0 | 115324.9666 | 115324.9666 | 0 | 9500 | 0 | 0 | 0 | 0 | 0
2022-03-09 10:00 | 0.60203 | 0.35242 | 35584 | 20779.9565 | 634 | 37358.2116 | 3 | 11328.4206 | 1.1328 | 26029.791 | 0 | 10395.1003 | 19 | 9500 | 2623.9482 | 199.6997 | 22608.3333 | 147433.2999 | 32108.3333 | 0 | 115324.9666 | 115324.9666 | 0 | 9500 | 0 | 0 | 0 | 0 | 0
2022-03-09 11:00 | 0.65775 | 0.24228 | 35584 | 22703.2147 | 634 | 25682.8429 | 3 | 9405.1664 | 0.94052 | 16277.6765 | 0 | 36424.8912 | 19 | 9500 | 2623.9482 | 199.6997 | 22608.3333 | 147433.2999 | 32108.3333 | 0 | 115324.9666 | 115324.9666 | 94.8336 | 9405.1664 | 0 | 0 | 0 | 0 | 0
2022-03-09 12:00 | 0.83233 | 0.57454 | 35584 | 28729.1018 | 634 | 60903.9978 | 3 | 3379.292 | 0.33793 | 57524.7058 | 0 | 52702.5678 | 19 | 9500 | 2623.9482 | 199.6997 | 22608.3333 | 147433.2999 | 32108.3333 | 0 | 115324.9666 | 115324.9666 | 6120.708 | 3379.292 | 0 | 0 | 0 | 0 | 0
2022-03-09 13:00 | 0.8164 | 0.64809 | 35584 | 28179.2543 | 634 | 68700.6508 | 3 | 3929.1384 | 0.39291 | 64771.5124 | 0 | 110227.2735 | 19 | 9500 | 2623.9482 | 199.6997 | 22608.3333 | 147433.2999 | 32108.3333 | 0 | 115324.9666 | 115324.9666 | 9500 | 0 | 0 | 0 | 0 | 0 | 0
2022-03-09 14:00 | 0.70908 | 0.61 | 35584 | 24474.9456 | 634 | 64662.928 | 3 | 7633.4392 | 0.76334 | 57029.4888 | 0 | 174998.786 | 19 | 9500 | 2623.9482 | 199.6997 | 22608.3333 | 147433.2999 | 32108.3333 | 0 | 115324.9666 | 115324.9666 | 9500 | 0 | 0 | 0 | 0 | 0 | 0
2022-03-09 15:00 | 0.54212 | 0.53153 | 35584 | 18712.0741 | 634 | 56344.7313 | 3 | 6475.9024 | 0.64759 | 49868.829 | 0 | 232028.2748 | 19 | 2579.6038 | 2623.9482 | 54.2259 | 22608.3333 | 147433.2999 | 25187.9371 | 0 | 122245.3628 | 122245.3628 | 0 | 2579.6038 | 0 | 0 | 0 | 0 | 0
2022-03-09 16:00 | 0.33383 | 0.38904 | 35584 | 11522.6365 | 634 | 41240.1074 | 3 | 20585.7211 | 2.0586 | 20654.3863 | 0 | 281897.1037 | 19 | 9500 | 2623.9482 | 199.6997 | 22608.3333 | 147433.2999 | 32108.3333 | 0 | 115324.9666 | 115324.9666 | 9500 | 0 | 0 | 0 | 0 | 0 | 0
2022-03-09 17:00 | 0.12455 | 0.15705 | 35584 | 4299.0276 | 634 | 16648.0538 | 3 | 18309.3148 | 1.8309 | 0 | 1661.261 | 302551.49 | 19 | 0 | 2623.9482 | 0 | 22608.3333 | 147433.2999 | 22608.3333 | 0 | 124824.9666 | 124824.9666 | 0 | 0 | 0 | 0 | 0 | 0 | 0
2022-03-09 18:00 | 0.00543 | 0 | 35584 | 187.4245 | 634 | 0 | 3 | 22420.9092 | 2.2421 | 0 | 22420.9092 | 300890.2291 | 19 | 0 | 2623.9482 | 0 | 22608.3333 | 147433.2999 | 22608.3333 | 0 | 124824.9666 | 124824.9666 | 0 | 0 | 0 | 0 | 0 | 0 | 0
2022-03-09 19:00 | 0 | 0 | 35584 | 0 | 634 | 0 | 3 | 22608.3333 | 2.2608 | 0 | 22608.3333 | 278469.3198 | 19 | 0 | 2623.9482 | 0 | 22608.3333 | 147433.2999 | 22608.3333 | 0 | 124824.9666 | 124824.9666 | 0 | 0 | 0 | 0 | 0 | 0 | 0
2022-03-09 20:00 | 0 | 0 | 35584 | 0 | 634 | 0 | 3 | 22608.3333 | 2.2608 | 0 | 22608.3333 | 255860.9865 | 19 | 0 | 2623.9482 | 0 | 22608.3333 | 147433.2999 | 22608.3333 | 0 | 124824.9666 | 124824.9666 | 0 | 0 | 0 | 0 | 0 | 0 | 0
2022-03-09 21:00 | 0 | 0 | 35584 | 0 | 634 | 0 | 3 | 22608.3333 | 2.2608 | 0 | 22608.3333 | 233252.6532 | 19 | 0 | 2623.9482 | 0 | 22608.3333 | 147433.2999 | 22608.3333 | 0 | 124824.9666 | 124824.9666 | 0 | 0 | 0 | 0 | 0 | 0 | 0
2022-03-09 22:00 | 0 | 0 | 35584 | 0 | 634 | 0 | 3 | 22608.3333 | 2.2608 | 0 | 22608.3333 | 210644.3198 | 19 | 0 | 2623.9482 | 0 | 22608.3333 | 147433.2999 | 22608.3333 | 0 | 124824.9666 | 124824.9666 | 0 | 0 | 0 | 0 | 0 | 0 | 0
2022-03-09 23:00 | 0 | 0 | 35584 | 0 | 634 | 0 | 3 | 22608.3333 | 2.2608 | 0 | 22608.3333 | 188035.9865 | 19 | 0 | 2623.9482 | 0 | 22608.3333 | 147433.2999 | 22608.3333 | 0 | 124824.9666 | 124824.9666 | 0 | 0 | 0 | 0 | 0 | 0 | 0
2022-03-10 | 0 | 0 | 35584 | 0 | 634 | 0 | 3 | 22920.8333 | 2.2921 | 0 | 22920.8333 | 165427.6532 | 19 | 0 | 2623.9482 | 0 | 22920.8333 | 147745.7999 | 22920.8333 | 0 | 124824.9666 | 124824.9666 | 0 | 0 | 0 | 0 | 0 | 0 | 0
2022-03-10 01:00 | 0 | 0 | 35584 | 0 | 634 | 0 | 3 | 22920.8333 | 2.2921 | 0 | 22920.8333 | 142506.8198 | 19 | 0 | 2623.9482 | 0 | 22920.8333 | 147745.7999 | 22920.8333 | 0 | 124824.9666 | 124824.9666 | 0 | 0 | 0 | 0 | 0 | 0 | 0
2022-03-10 02:00 | 0 | 0 | 35584 | 0 | 634 | 0 | 3 | 22920.8333 | 2.2921 | 0 | 22920.8333 | 119585.9865 | 19 | 0 | 2623.9482 | 0 | 22920.8333 | 147745.7999 | 22920.8333 | 0 | 124824.9666 | 124824.9666 | 0 | 0 | 0 | 0 | 0 | 0 | 0
2022-03-10 03:00 | 0 | 0 | 35584 | 0 | 634 | 0 | 3 | 22920.8333 | 2.2921 | 0 | 22920.8333 | 96665.1532 | 19 | 0 | 2623.9482 | 0 | 22920.8333 | 147745.7999 | 22920.8333 | 0 | 124824.9666 | 124824.9666 | 0 | 0 | 0 | 0 | 0 | 0 | 0
2022-03-10 04:00 | 0 | 0 | 35584 | 0 | 634 | 0 | 3 | 22920.8333 | 2.2921 | 0 | 22920.8333 | 73744.3198 | 19 | 0 | 2623.9482 | 0 | 22920.8333 | 147745.7999 | 22920.8333 | 0 | 124824.9666 | 124824.9666 | 0 | 0 | 0 | 0 | 0 | 0 | 0
2022-03-10 05:00 | 0 | 0 | 35584 | 0 | 634 | 0 | 3 | 22920.8333 | 2.2921 | 0 | 22920.8333 | 50823.4865 | 19 | 0 | 2623.9482 | 0 | 22920.8333 | 147745.7999 | 22920.8333 | 0 | 124824.9666 | 124824.9666 | 0 | 0 | 0 | 0 | 0 | 0 | 0
2022-03-10 06:00 | 0 | 0 | 35584 | 0 | 634 | 0 | 3 | 22920.8333 | 2.2921 | 0 | 22920.8333 | 27902.6532 | 19 | 0 | 2623.9482 | 0 | 22920.8333 | 147745.7999 | 22920.8333 | 0 | 124824.9666 | 124824.9666 | 0 | 0 | 0 | 0 | 0 | 0 | 0
2022-03-10 07:00 | 0.13095 | 0.26971 | 35584 | 4519.9331 | 634 | 28590.5546 | 3 | 18400.9098 | 1.8401 | 10189.6448 | 0 | 4981.8198 | 19 | 0 | 2623.9482 | 0 | 22920.8333 | 147745.7999 | 22920.8333 | 0 | 124824.9666 | 124824.9666 | 0 | 0 | 0 | 0 | 0 | 0 | 0
2022-03-10 08:00 | 0.33127 | 0.44706 | 35584 | 11434.2743 | 634 | 47390.5059 | 3 | 11486.5831 | 1.1487 | 35903.9228 | 0 | 15171.4647 | 19 | 0 | 2623.9482 | 0 | 22920.8333 | 147745.7999 | 22920.8333 | 0 | 124824.9666 | 124824.9666 | 0 | 0 | 0 | 0 | 0 | 0 | 0
2022-03-10 09:00 | 0.5351 | 0.54943 | 35584 | 18469.7684 | 634 | 58242.2173 | 3 | 4451.1038 | 0.44511 | 58242.2173 | 4451.1038 | 51075.3875 | 19 | 0 | 2623.9482 | 0 | 22920.8333 | 147745.7999 | 22920.8333 | 0 | 124824.9666 | 124824.9666 | 0 | 0 | 0 | 0 | 0 | 0 | 0
2022-03-10 10:00 | 0.69772 | 0.59367 | 35584 | 24082.8384 | 634 | 62931.8696 | 3 | 0 | 0 | 62931.8696 | 0 | 104866.501 | 19 | 1161.9544 | 2623.9482 | 24.4255 | 22920.8333 | 147745.7999 | 24082.7877 | 0 | 123663.0122 | 123663.0122 | 1161.9544 | 0 | 0 | 0 | 0 | 0 | 0
2022-03-10 11:00 | 0.82972 | 0.78938 | 35584 | 28639.0138 | 634 | 83678.069 | 3 | 0 | 0 | 83678.069 | 0 | 167798.3706 | 19 | 5718.1202 | 2623.9482 | 120.2007 | 22920.8333 | 147745.7999 | 28638.9535 | 0 | 119106.8464 | 119106.8464 | 5718.1202 | 0 | 0 | 0 | 0 | 0 | 0
2022-03-10 12:00 | 0.81565 | 0.44529 | 35584 | 28153.3669 | 634 | 47202.8774 | 3 | 0 | 0 | 47202.8774 | 0 | 251476.4396 | 19 | 5232.4743 | 2623.9482 | 109.992 | 22920.8333 | 147745.7999 | 28153.3076 | 0 | 119592.4923 | 119592.4923 | 5232.4743 | 0 | 0 | 0 | 0 | 0 | 0
2022-03-10 13:00 | 0.78753 | 0.49621 | 35584 | 27182.7635 | 634 | 52600.6418 | 3 | 0 | 0 | 52600.6418 | 0 | 298679.317 | 19 | 4261.8729 | 2623.9482 | 89.5889 | 22920.8333 | 147745.7999 | 27182.7063 | 0 | 120563.0936 | 120563.0936 | 4261.8729 | 0 | 0 | 0 | 0 | 0 | 0
2022-03-10 14:00 | 0.62597 | 0.52259 | 35584 | 21606.281 | 634 | 55397.0484 | 3 | 1314.5978 | 0.13146 | 54082.4506 | 0 | 351279.9588 | 19 | 0 | 2623.9482 | 0 | 22920.8333 | 147745.7999 | 22920.8333 | 0 | 124824.9666 | 124824.9666 | 0 | 0 | 0 | 0 | 0 | 0 | 0
2022-03-10 15:00 | 0.31052 | 0.15491 | 35584 | 10718.0574 | 634 | 16421.2036 | 3 | 12202.7985 | 1.2203 | 4218.405 | 0 | 405362.4094 | 19 | 0 | 2623.9482 | 0 | 22920.8333 | 147745.7999 | 22920.8333 | 0 | 124824.9666 | 124824.9666 | 0 | 0 | 0 | 0 | 0 | 0 | 0
2022-03-10 16:00 | 0.1901 | 0.13007 | 35584 | 6561.5828 | 634 | 13788.0443 | 3 | 16359.2643 | 1.6359 | 0 | 2571.22 | 409580.8144 | 19 | 0 | 2623.9482 | 0 | 22920.8333 | 147745.7999 | 22920.8333 | 0 | 124824.9666 | 124824.9666 | 0 | 0 | 0 | 0 | 0 | 0 | 0
2022-03-10 17:00 | 0.08182 | 0.05254 | 35584 | 2824.1384 | 634 | 5569.4922 | 3 | 20096.7009 | 2.0097 | 0 | 14527.2087 | 407009.5945 | 19 | 0 | 2623.9482 | 0 | 22920.8333 | 147745.7999 | 22920.8333 | 0 | 124824.9666 | 124824.9666 | 0 | 0 | 0 | 0 | 0 | 0 | 0
2022-03-10 18:00 | 0.0045 | 0 | 35584 | 155.3242 | 634 | 0 | 3 | 22765.5095 | 2.2766 | 0 | 22765.5095 | 392482.3858 | 19 | 0 | 2623.9482 | 0 | 22920.8333 | 147745.7999 | 22920.8333 | 0 | 124824.9666 | 124824.9666 | 0 | 0 | 0 | 0 | 0 | 0 | 0
2022-03-10 19:00 | 0 | 0 | 35584 | 0 | 634 | 0 | 3 | 22920.8333 | 2.2921 | 0 | 22920.8333 | 369716.8763 | 19 | 0 | 2623.9482 | 0 | 22920.8333 | 147745.7999 | 22920.8333 | 0 | 124824.9666 | 124824.9666 | 0 | 0 | 0 | 0 | 0 | 0 | 0
2022-03-10 20:00 | 0 | 0 | 35584 | 0 | 634 | 0 | 3 | 22920.8333 | 2.2921 | 0 | 22920.8333 | 346796.0429 | 19 | 0 | 2623.9482 | 0 | 22920.8333 | 147745.7999 | 22920.8333 | 0 | 124824.9666 | 124824.9666 | 0 | 0 | 0 | 0 | 0 | 0 | 0
2022-03-10 21:00 | 0 | 0 | 35584 | 0 | 634 | 0 | 3 | 22920.8333 | 2.2921 | 0 | 22920.8333 | 323875.2096 | 19 | 0 | 2623.9482 | 0 | 22920.8333 | 147745.7999 | 22920.8333 | 0 | 124824.9666 | 124824.9666 | 0 | 0 | 0 | 0 | 0 | 0 | 0
2022-03-10 22:00 | 0 | 0 | 35584 | 0 | 634 | 0 | 3 | 22920.8333 | 2.2921 | 0 | 22920.8333 | 300954.3763 | 19 | 0 | 2623.9482 | 0 | 22920.8333 | 147745.7999 | 22920.8333 | 0 | 124824.9666 | 124824.9666 | 0 | 0 | 0 | 0 | 0 | 0 | 0
2022-03-10 23:00 | 0 | 0 | 35584 | 0 | 634 | 0 | 3 | 22920.8333 | 2.2921 | 0 | 22920.8333 | 278033.5429 | 19 | 0 | 2623.9482 | 0 | 22920.8333 | 147745.7999 | 22920.8333 | 0 | 124824.9666 | 124824.9666 | 0 | 0 | 0 | 0 | 0 | 0 | 0
2022-03-11 | 0 | 0 | 35584 | 0 | 634 | 0 | 3 | 22666.6667 | 2.2667 | 0 | 22666.6667 | 255112.7096 | 19 | 0 | 2623.9482 | 0 | 22666.6667 | 147491.6332 | 22666.6667 | 0 | 124824.9666 | 124824.9666 | 0 | 0 | 0 | 0 | 0 | 0 | 0
2022-03-11 01:00 | 0 | 0 | 35584 | 0 | 634 | 0 | 3 | 22666.6667 | 2.2667 | 0 | 22666.6667 | 232446.0429 | 19 | 0 | 2623.9482 | 0 | 22666.6667 | 147491.6332 | 22666.6667 | 0 | 124824.9666 | 124824.9666 | 0 | 0 | 0 | 0 | 0 | 0 | 0
2022-03-11 02:00 | 0 | 0 | 35584 | 0 | 634 | 0 | 3 | 22666.6667 | 2.2667 | 0 | 22666.6667 | 209779.3763 | 19 | 0 | 2623.9482 | 0 | 22666.6667 | 147491.6332 | 22666.6667 | 0 | 124824.9666 | 124824.9666 | 0 | 0 | 0 | 0 | 0 | 0 | 0
2022-03-11 03:00 | 0 | 0 | 35584 | 0 | 634 | 0 | 3 | 22666.6667 | 2.2667 | 0 | 22666.6667 | 187112.7096 | 19 | 0 | 2623.9482 | 0 | 22666.6667 | 147491.6332 | 22666.6667 | 0 | 124824.9666 | 124824.9666 | 0 | 0 | 0 | 0 | 0 | 0 | 0
2022-03-11 04:00 | 0 | 0 | 35584 | 0 | 634 | 0 | 3 | 22666.6667 | 2.2667 | 0 | 22666.6667 | 164446.0429 | 19 | 0 | 2623.9482 | 0 | 22666.6667 | 147491.6332 | 22666.6667 | 0 | 124824.9666 | 124824.9666 | 0 | 0 | 0 | 0 | 0 | 0 | 0
2022-03-11 05:00 | 0 | 0 | 35584 | 0 | 634 | 0 | 3 | 22666.6667 | 2.2667 | 0 | 22666.6667 | 141779.3763 | 19 | 0 | 2623.9482 | 0 | 22666.6667 | 147491.6332 | 22666.6667 | 0 | 124824.9666 | 124824.9666 | 0 | 0 | 0 | 0 | 0 | 0 | 0
2022-03-11 06:00 | 0.00375 | 0 | 35584 | 129.4368 | 634 | 0 | 3 | 22537.2301 | 2.2537 | 0 | 22537.2301 | 119112.7096 | 19 | 0 | 2623.9482 | 0 | 22666.6667 | 147491.6332 | 22666.6667 | 0 | 124824.9666 | 124824.9666 | 0 | 0 | 0 | 0 | 0 | 0 | 0
2022-03-11 07:00 | 0.1068 | 0.09327 | 35584 | 3686.3601 | 634 | 9887.0677 | 3 | 18980.3144 | 1.898 | 0 | 9093.2467 | 96575.4795 | 19 | 0 | 2623.9482 | 0 | 22666.6667 | 147491.6332 | 22666.6667 | 0 | 124824.9666 | 124824.9666 | 0 | 0 | 0 | 0 | 0 | 0 | 0
2022-03-11 08:00 | 0.31595 | 0.31232 | 35584 | 10905.4819 | 634 | 33107.4191 | 3 | 11761.2078 | 1.1761 | 21346.2114 | 0 | 87482.2328 | 19 | 0 | 2623.9482 | 0 | 22666.6667 | 147491.6332 | 22666.6667 | 0 | 124824.9666 | 124824.9666 | 0 | 0 | 0 | 0 | 0 | 0 | 0
2022-03-11 09:00 | 0.53645 | 0.43584 | 35584 | 18516.3657 | 634 | 46201.132 | 3 | 4150.34 | 0.41503 | 42050.7921 | 0 | 108828.4442 | 19 | 0 | 2623.9482 | 0 | 22666.6667 | 147491.6332 | 22666.6667 | 0 | 124824.9666 | 124824.9666 | 0 | 0 | 0 | 0 | 0 | 0 | 0
2022-03-11 10:00 | 0.7119 | 0.5486 | 35584 | 24572.2821 | 634 | 58154.2333 | 3 | 0 | 0 | 58154.2333 | 0 | 150879.2362 | 19 | 1905.5637 | 2623.9482 | 40.0569 | 22666.6667 | 147491.6332 | 24572.2304 | 0 | 122919.4028 | 122919.4028 | 1905.5637 | 0 | 0 | 0 | 0 | 0 | 0
2022-03-11 11:00 | 0.80272 | 0.52467 | 35584 | 27707.0688 | 634 | 55617.5384 | 3 | 0 | 0 | 55617.5384 | 0 | 209033.4695 | 19 | 5040.3438 | 2623.9482 | 105.9532 | 22666.6667 | 147491.6332 | 27707.0105 | 0 | 119784.6227 | 119784.6227 | 5040.3438 | 0 | 0 | 0 | 0 | 0 | 0
2022-03-11 12:00 | 0.8084 | 0.38321 | 35584 | 27903.1224 | 634 | 40622.0994 | 3 | 0 | 0 | 40622.0994 | 0 | 264651.0079 | 19 | 5236.397 | 2623.9482 | 110.0744 | 22666.6667 | 147491.6332 | 27903.0637 | 0 | 119588.5695 | 119588.5695 | 5236.397 | 0 | 0 | 0 | 0 | 0 | 0
2022-03-11 13:00 | 0.74488 | 0.38061 | 35584 | 25710.6356 | 634 | 40346.4869 | 3 | 0 | 0 | 40346.4869 | 0 | 305273.1073 | 19 | 3043.9148 | 2623.9482 | 63.9862 | 22666.6667 | 147491.6332 | 25710.5815 | 0 | 121781.0517 | 121781.0517 | 3043.9148 | 0 | 0 | 0 | 0 | 0 | 0
2022-03-11 14:00 | 0.63542 | 0.32186 | 35584 | 21932.4617 | 634 | 34118.7049 | 3 | 734.2511 | 0.073425 | 33384.4538 | 0 | 345619.5943 | 19 | 0 | 2623.9482 | 0 | 22666.6667 | 147491.6332 | 22666.6667 | 0 | 124824.9666 | 124824.9666 | 0 | 0 | 0 | 0 | 0 | 0 | 0
2022-03-11 15:00 | 0.44873 | 0.17522 | 35584 | 15488.5801 | 634 | 18574.1611 | 3 | 7178.1192 | 0.71781 | 11396.0419 | 0 | 379004.0481 | 19 | 0 | 2623.9482 | 0 | 22666.6667 | 147491.6332 | 22666.6667 | 0 | 124824.9666 | 124824.9666 | 0 | 0 | 0 | 0 | 0 | 0 | 0
2022-03-11 16:00 | 0.25415 | 0.30754 | 35584 | 8772.3634 | 634 | 32600.7162 | 3 | 13894.3217 | 1.3894 | 18706.3944 | 0 | 390400.0899 | 19 | 0 | 2623.9482 | 0 | 22666.6667 | 147491.6332 | 22666.6667 | 0 | 124824.9666 | 124824.9666 | 0 | 0 | 0 | 0 | 0 | 0 | 0
2022-03-11 17:00 | 0.11543 | 0.18558 | 35584 | 3984.2373 | 634 | 19672.3708 | 3 | 18682.4378 | 1.8682 | 989.933 | 0 | 409106.4844 | 19 | 0 | 2623.9482 | 0 | 22666.6667 | 147491.6332 | 22666.6667 | 0 | 124824.9666 | 124824.9666 | 0 | 0 | 0 | 0 | 0 | 0 | 0
2022-03-11 18:00 | 0.00582 | 0.00348 | 35584 | 200.8859 | 634 | 368.8967 | 3 | 22465.7812 | 2.2466 | 368.8967 | 22465.7812 | 410096.4174 | 19 | 0 | 2623.9482 | 0 | 22666.6667 | 147491.6332 | 22666.6667 | 0 | 124824.9666 | 124824.9666 | 0 | 0 | 0 | 0 | 0 | 0 | 0
2022-03-11 19:00 | 0 | 0 | 35584 | 0 | 634 | 0 | 3 | 22666.6667 | 2.2667 | 0 | 22666.6667 | 387999.5329 | 19 | 0 | 2623.9482 | 0 | 22666.6667 | 147491.6332 | 22666.6667 | 0 | 124824.9666 | 124824.9666 | 0 | 0 | 0 | 0 | 0 | 0 | 0
2022-03-11 20:00 | 0 | 0 | 35584 | 0 | 634 | 0 | 3 | 22666.6667 | 2.2667 | 0 | 22666.6667 | 365332.8663 | 19 | 0 | 2623.9482 | 0 | 22666.6667 | 147491.6332 | 22666.6667 | 0 | 124824.9666 | 124824.9666 | 0 | 0 | 0 | 0 | 0 | 0 | 0
2022-03-11 21:00 | 0 | 0 | 35584 | 0 | 634 | 0 | 3 | 22666.6667 | 2.2667 | 0 | 22666.6667 | 342666.1996 | 19 | 0 | 2623.9482 | 0 | 22666.6667 | 147491.6332 | 22666.6667 | 0 | 124824.9666 | 124824.9666 | 0 | 0 | 0 | 0 | 0 | 0 | 0
2022-03-11 22:00 | 0 | 0 | 35584 | 0 | 634 | 0 | 3 | 22666.6667 | 2.2667 | 0 | 22666.6667 | 319999.5329 | 19 | 0 | 2623.9482 | 0 | 22666.6667 | 147491.6332 | 22666.6667 | 0 | 124824.9666 | 124824.9666 | 0 | 0 | 0 | 0 | 0 | 0 | 0
2022-03-11 23:00 | 0 | 0 | 35584 | 0 | 634 | 0 | 3 | 22666.6667 | 2.2667 | 0 | 22666.6667 | 297332.8663 | 19 | 0 | 2623.9482 | 0 | 22666.6667 | 147491.6332 | 22666.6667 | 0 | 124824.9666 | 124824.9666 | 0 | 0 | 0 | 0 | 0 | 0 | 0
2022-03-12 | 0 | 0 | 35584 | 0 | 634 | 0 | 3 | 21508.3333 | 2.1508 | 0 | 21508.3333 | 274666.1996 | 19 | 0 | 2623.9482 | 0 | 21508.3333 | 146333.2999 | 21508.3333 | 0 | 124824.9666 | 124824.9666 | 0 | 0 | 0 | 0 | 0 | 0 | 0
2022-03-12 01:00 | 0 | 0 | 35584 | 0 | 634 | 0 | 3 | 21508.3333 | 2.1508 | 0 | 21508.3333 | 253157.8663 | 19 | 0 | 2623.9482 | 0 | 21508.3333 | 146333.2999 | 21508.3333 | 0 | 124824.9666 | 124824.9666 | 0 | 0 | 0 | 0 | 0 | 0 | 0
2022-03-12 02:00 | 0 | 0 | 35584 | 0 | 634 | 0 | 3 | 21508.3333 | 2.1508 | 0 | 21508.3333 | 231649.5329 | 19 | 0 | 2623.9482 | 0 | 21508.3333 | 146333.2999 | 21508.3333 | 0 | 124824.9666 | 124824.9666 | 0 | 0 | 0 | 0 | 0 | 0 | 0
2022-03-12 03:00 | 0 | 0 | 35584 | 0 | 634 | 0 | 3 | 21508.3333 | 2.1508 | 0 | 21508.3333 | 210141.1996 | 19 | 0 | 2623.9482 | 0 | 21508.3333 | 146333.2999 | 21508.3333 | 0 | 124824.9666 | 124824.9666 | 0 | 0 | 0 | 0 | 0 | 0 | 0
2022-03-12 04:00 | 0 | 0 | 35584 | 0 | 634 | 0 | 3 | 21508.3333 | 2.1508 | 0 | 21508.3333 | 188632.8663 | 19 | 0 | 2623.9482 | 0 | 21508.3333 | 146333.2999 | 21508.3333 | 0 | 124824.9666 | 124824.9666 | 0 | 0 | 0 | 0 | 0 | 0 | 0
2022-03-12 05:00 | 0 | 0 | 35584 | 0 | 634 | 0 | 3 | 21508.3333 | 2.1508 | 0 | 21508.3333 | 167124.5329 | 19 | 0 | 2623.9482 | 0 | 21508.3333 | 146333.2999 | 21508.3333 | 0 | 124824.9666 | 124824.9666 | 0 | 0 | 0 | 0 | 0 | 0 | 0
2022-03-12 06:00 | 0.00372 | 0.0033 | 35584 | 128.4013 | 634 | 349.8158 | 3 | 21379.9323 | 2.138 | 0 | 21030.1165 | 145616.1996 | 19 | 0 | 2623.9482 | 0 | 21508.3333 | 146333.2999 | 21508.3333 | 0 | 124824.9666 | 124824.9666 | 0 | 0 | 0 | 0 | 0 | 0 | 0
2022-03-12 07:00 | 0.09197 | 0.02557 | 35584 | 3174.4807 | 634 | 2710.5427 | 3 | 18333.8594 | 1.8334 | 0 | 15623.3166 | 124586.0831 | 19 | 0 | 2623.9482 | 0 | 21508.3333 | 146333.2999 | 21508.3333 | 0 | 124824.9666 | 124824.9666 | 0 | 0 | 0 | 0 | 0 | 0 | 0
2022-03-12 08:00 | 0.258 | 0.04282 | 35584 | 8905.2518 | 634 | 4539.1255 | 3 | 12603.1002 | 1.2603 | 0 | 8063.9747 | 108962.7665 | 19 | 0 | 2623.9482 | 0 | 21508.3333 | 146333.2999 | 21508.3333 | 0 | 124824.9666 | 124824.9666 | 0 | 0 | 0 | 0 | 0 | 0 | 0
2022-03-12 09:00 | 0.4339 | 0.1559 | 35584 | 14976.7007 | 634 | 16526.1483 | 3 | 6531.6642 | 0.65317 | 9994.4841 | 0 | 100898.7918 | 19 | 0 | 2623.9482 | 0 | 21508.3333 | 146333.2999 | 21508.3333 | 0 | 124824.9666 | 124824.9666 | 0 | 0 | 0 | 0 | 0 | 0 | 0
2022-03-12 10:00 | 0.58625 | 0.29313 | 35584 | 20235.2864 | 634 | 31073.187 | 3 | 1273.0895 | 0.12731 | 29800.0975 | 0 | 110893.2759 | 19 | 0 | 2623.9482 | 0 | 21508.3333 | 146333.2999 | 21508.3333 | 0 | 124824.9666 | 124824.9666 | 0 | 0 | 0 | 0 | 0 | 0 | 0
2022-03-12 11:00 | 0.56228 | 0.71641 | 35584 | 19407.9264 | 634 | 75942.8988 | 3 | 2100.4478 | 0.21004 | 75942.8988 | 2100.4478 | 140693.3734 | 19 | 0 | 2623.9482 | 0 | 21508.3333 | 146333.2999 | 21508.3333 | 0 | 124824.9666 | 124824.9666 | 0 | 0 | 0 | 0 | 0 | 0 | 0
2022-03-12 12:00 | 0.63362 | 0.00229 | 35584 | 21870.3321 | 634 | 242.751 | 3 | 0 | 0 | 242.751 | 0 | 214535.8244 | 19 | 361.9527 | 2623.9482 | 7.6086 | 21508.3333 | 146333.2999 | 21870.286 | 0 | 124463.0139 | 124463.0139 | 361.9527 | 0 | 0 | 0 | 0 | 0 | 0
2022-03-12 13:00 | 0.63028 | 0.23249 | 35584 | 21755.047 | 634 | 24645.056 | 3 | 0 | 0 | 24645.056 | 0 | 214778.5754 | 19 | 246.6679 | 2623.9482 | 5.1852 | 21508.3333 | 146333.2999 | 21755.0012 | 0 | 124578.2987 | 124578.2987 | 246.6679 | 0 | 0 | 0 | 0 | 0 | 0
2022-03-12 14:00 | 0.629 | 0.30761 | 35584 | 21710.8659 | 634 | 32608.1365 | 3 | 0 | 0 | 32608.1365 | 0 | 239423.6313 | 19 | 202.4869 | 2623.9482 | 4.2565 | 21508.3333 | 146333.2999 | 21710.8202 | 0 | 124622.4797 | 124622.4797 | 202.4869 | 0 | 0 | 0 | 0 | 0 | 0
2022-03-12 15:00 | 0.4251 | 0.08679 | 35584 | 14672.9556 | 634 | 9200.1566 | 3 | 6835.4086 | 0.68354 | 2364.748 | 0 | 272031.7678 | 19 | 0 | 2623.9482 | 0 | 21508.3333 | 146333.2999 | 21508.3333 | 0 | 124824.9666 | 124824.9666 | 0 | 0 | 0 | 0 | 0 | 0 | 0
2022-03-12 16:00 | 0.26605 | 0.20146 | 35584 | 9183.1095 | 634 | 21355.727 | 3 | 12325.2432 | 1.2325 | 9030.4838 | 0 | 274396.5159 | 19 | 0 | 2623.9482 | 0 | 21508.3333 | 146333.2999 | 21508.3333 | 0 | 124824.9666 | 124824.9666 | 0 | 0 | 0 | 0 | 0 | 0 | 0
2022-03-12 17:00 | 0.11865 | 0.18966 | 35584 | 4095.3804 | 634 | 20104.8704 | 3 | 17412.9616 | 1.7413 | 2691.9088 | 0 | 283426.9997 | 19 | 0 | 2623.9482 | 0 | 21508.3333 | 146333.2999 | 21508.3333 | 0 | 124824.9666 | 124824.9666 | 0 | 0 | 0 | 0 | 0 | 0 | 0
2022-03-12 18:00 | 0.00655 | 0.00502 | 35584 | 226.0829 | 634 | 532.1441 | 3 | 21282.2509 | 2.1282 | 0 | 20750.1068 | 286118.9085 | 19 | 0 | 2623.9482 | 0 | 21508.3333 | 146333.2999 | 21508.3333 | 0 | 124824.9666 | 124824.9666 | 0 | 0 | 0 | 0 | 0 | 0 | 0
2022-03-12 19:00 | 0 | 0 | 35584 | 0 | 634 | 0 | 3 | 21508.3333 | 2.1508 | 0 | 21508.3333 | 265368.8017 | 19 | 0 | 2623.9482 | 0 | 21508.3333 | 146333.2999 | 21508.3333 | 0 | 124824.9666 | 124824.9666 | 0 | 0 | 0 | 0 | 0 | 0 | 0
2022-03-12 20:00 | 0 | 0 | 35584 | 0 | 634 | 0 | 3 | 21508.3333 | 2.1508 | 0 | 21508.3333 | 243860.4684 | 19 | 0 | 2623.9482 | 0 | 21508.3333 | 146333.2999 | 21508.3333 | 0 | 124824.9666 | 124824.9666 | 0 | 0 | 0 | 0 | 0 | 0 | 0
2022-03-12 21:00 | 0 | 0 | 35584 | 0 | 634 | 0 | 3 | 21508.3333 | 2.1508 | 0 | 21508.3333 | 222352.135 | 19 | 0 | 2623.9482 | 0 | 21508.3333 | 146333.2999 | 21508.3333 | 0 | 124824.9666 | 124824.9666 | 0 | 0 | 0 | 0 | 0 | 0 | 0
2022-03-12 22:00 | 0 | 0 | 35584 | 0 | 634 | 0 | 3 | 21508.3333 | 2.1508 | 0 | 21508.3333 | 200843.8017 | 19 | 0 | 2623.9482 | 0 | 21508.3333 | 146333.2999 | 21508.3333 | 0 | 124824.9666 | 124824.9666 | 0 | 0 | 0 | 0 | 0 | 0 | 0
2022-03-12 23:00 | 0 | 0 | 35584 | 0 | 634 | 0 | 3 | 21508.3333 | 2.1508 | 0 | 21508.3333 | 179335.4684 | 19 | 0 | 2623.9482 | 0 | 21508.3333 | 146333.2999 | 21508.3333 | 0 | 124824.9666 | 124824.9666 | 0 | 0 | 0 | 0 | 0 | 0 | 0
2022-03-13 | 0 | 0 | 35584 | 0 | 634 | 0 | 3 | 22625 | 2.2625 | 0 | 22625 | 157827.135 | 19 | 0 | 2623.9482 | 0 | 22625 | 147449.9666 | 22625 | 0 | 124824.9666 | 124824.9666 | 0 | 0 | 0 | 0 | 0 | 0 | 0
2022-03-13 01:00 | 0 | 0 | 35584 | 0 | 634 | 0 | 3 | 22625 | 2.2625 | 0 | 22625 | 135202.135 | 19 | 0 | 2623.9482 | 0 | 22625 | 147449.9666 | 22625 | 0 | 124824.9666 | 124824.9666 | 0 | 0 | 0 | 0 | 0 | 0 | 0
2022-03-13 02:00 | 0 | 0 | 35584 | 0 | 634 | 0 | 3 | 22625 | 2.2625 | 0 | 22625 | 112577.135 | 19 | 0 | 2623.9482 | 0 | 22625 | 147449.9666 | 22625 | 0 | 124824.9666 | 124824.9666 | 0 | 0 | 0 | 0 | 0 | 0 | 0
2022-03-13 03:00 | 0 | 0 | 35584 | 0 | 634 | 0 | 3 | 22625 | 2.2625 | 0 | 22625 | 89952.135 | 19 | 0 | 2623.9482 | 0 | 22625 | 147449.9666 | 22625 | 0 | 124824.9666 | 124824.9666 | 0 | 0 | 0 | 0 | 0 | 0 | 0
2022-03-13 04:00 | 0 | 0 | 35584 | 0 | 634 | 0 | 3 | 22625 | 2.2625 | 0 | 22625 | 67327.135 | 19 | 0 | 2623.9482 | 0 | 22625 | 147449.9666 | 22625 | 0 | 124824.9666 | 124824.9666 | 0 | 0 | 0 | 0 | 0 | 0 | 0
2022-03-13 05:00 | 0 | 0 | 35584 | 0 | 634 | 0 | 3 | 22625 | 2.2625 | 0 | 22625 | 44702.135 | 19 | 0 | 2623.9482 | 0 | 22625 | 147449.9666 | 22625 | 0 | 124824.9666 | 124824.9666 | 0 | 0 | 0 | 0 | 0 | 0 | 0
2022-03-13 06:00 | 0.0054 | 0.00341 | 35584 | 186.389 | 634 | 361.4764 | 3 | 22438.6114 | 2.2439 | 0 | 22077.135 | 22077.135 | 19 | 0 | 2623.9482 | 0 | 22625 | 147449.9666 | 22625 | 0 | 124824.9666 | 124824.9666 | 0 | 0 | 0 | 0 | 0 | 0 | 0
2022-03-13 07:00 | 0.13955 | 0.31143 | 35584 | 4816.7748 | 634 | 33013.0749 | 3 | 27308.2354 | 2.7308 | 0 | 0 | 0 | 19 | 9500 | 2623.9482 | 199.6997 | 22625 | 147449.9666 | 32125 | 0 | 115324.9666 | 115324.9666 | 4816.7646 | 4683.2354 | 0 | 0 | 0 | 0 | 0
2022-03-13 08:00 | 0.36527 | 0.56816 | 35584 | 12607.8346 | 634 | 60227.6872 | 3 | 19517.1919 | 1.9517 | 0 | 0 | 0 | 19 | 9500 | 2623.9482 | 199.6997 | 22625 | 147449.9666 | 32125 | 0 | 115324.9666 | 115324.9666 | 0 | 9500 | 0 | 0 | 0 | 0 | 0
2022-03-13 09:00 | 0.58472 | 0.73011 | 35584 | 20182.4762 | 634 | 77395.1645 | 3 | 11942.5663 | 1.1943 | 0 | 0 | 0 | 19 | 9500 | 2623.9482 | 199.6997 | 22625 | 147449.9666 | 32125 | 0 | 115324.9666 | 115324.9666 | 0 | 9500 | 0 | 0 | 0 | 0 | 0
2022-03-13 10:00 | 0.76092 | 0.80195 | 35584 | 26264.28 | 634 | 85010.5494 | 3 | 5860.7753 | 0.58608 | 0 | 0 | 0 | 19 | 9500 | 2623.9482 | 199.6997 | 22625 | 147449.9666 | 32125 | 0 | 115324.9666 | 115324.9666 | 9500 | 0 | 0 | 0 | 0 | 0 | 0
2022-03-13 11:00 | 0.8762 | 0.84837 | 35584 | 30243.3398 | 634 | 89931.2922 | 3 | 1881.7239 | 0.18817 | 0 | 0 | 0 | 19 | 9500 | 2623.9482 | 199.6997 | 22625 | 147449.9666 | 32125 | 0 | 115324.9666 | 115324.9666 | 7618.2761 | 1881.7239 | 0 | 0 | 0 | 0 | 0
2022-03-13 12:00 | 0.91858 | 0.88713 | 35584 | 31706.1482 | 634 | 94040.0382 | 3 | 418.9186 | 0.041892 | 75664.9224 | 0 | 0 | 19 | 9500 | 2623.9482 | 199.6997 | 22625 | 147449.9666 | 32125 | 0 | 115324.9666 | 115324.9666 | 9081.0814 | 418.9186 | 0 | 0 | 0 | 0 | 0
2022-03-13 13:00 | 0.8831 | 0.87717 | 35584 | 30481.5035 | 634 | 92984.2304 | 3 | 1643.5607 | 0.16436 | 91340.6697 | 0 | 75664.9224 | 19 | 9500 | 2623.9482 | 199.6997 | 22625 | 147449.9666 | 32125 | 0 | 115324.9666 | 115324.9666 | 9500 | 0 | 0 | 0 | 0 | 0 | 0
2022-03-13 14:00 | 0.77428 | 0.84824 | 35584 | 26725.4201 | 634 | 89917.5116 | 3 | 5399.6361 | 0.53996 | 84517.8754 | 0 | 167005.5921 | 19 | 9500 | 2623.9482 | 199.6997 | 22625 | 147449.9666 | 32125 | 0 | 115324.9666 | 115324.9666 | 9500 | 0 | 0 | 0 | 0 | 0 | 0
2022-03-13 15:00 | 0.60453 | 0.78306 | 35584 | 20866.2477 | 634 | 83008.1187 | 3 | 11258.7963 | 1.1259 | 71749.3224 | 0 | 251523.4676 | 19 | 9500 | 2623.9482 | 199.6997 | 22625 | 147449.9666 | 32125 | 0 | 115324.9666 | 115324.9666 | 9500 | 0 | 0 | 0 | 0 | 0 | 0
2022-03-13 16:00 | 0.38952 | 0.67183 | 35584 | 13444.8593 | 634 | 71217.2048 | 3 | 18680.169 | 1.868 | 52537.0358 | 0 | 323272.79 | 19 | 9500 | 2623.9482 | 199.6997 | 22625 | 147449.9666 | 32125 | 0 | 115324.9666 | 115324.9666 | 9500 | 0 | 0 | 0 | 0 | 0 | 0
2022-03-13 17:00 | 0.15827 | 0.43628 | 35584 | 5462.9233 | 634 | 46247.7741 | 3 | 26662.0882 | 2.6662 | 19585.6859 | 0 | 375809.8257 | 19 | 9500 | 2623.9482 | 199.6997 | 22625 | 147449.9666 | 32125 | 0 | 115324.9666 | 115324.9666 | 5462.9118 | 4037.0882 | 0 | 0 | 0 | 0 | 0
2022-03-13 18:00 | 0.00762 | 0.00925 | 35584 | 263.0156 | 634 | 980.5444 | 3 | 30000 | 3 | 0 | 29019.4556 | 395395.5117 | 19 | 7638.015 | 2623.9482 | 160.5589 | 22625 | 147449.9666 | 30263.015 | 0 | 117186.9515 | 117186.9515 | 263.015 | 7375 | 0 | 0 | 0 | 0 | 0
2022-03-13 19:00 | 0 | 0 | 35584 | 0 | 634 | 0 | 3 | 30000 | 3 | 0 | 30000 | 366376.0561 | 19 | 7375 | 2623.9482 | 155.03 | 22625 | 147449.9666 | 30000 | 0 | 117449.9666 | 117449.9666 | 0 | 7375 | 0 | 0 | 0 | 0 | 0
2022-03-13 20:00 | 0 | 0 | 35584 | 0 | 634 | 0 | 3 | 30000 | 3 | 0 | 30000 | 336376.0561 | 19 | 7375 | 2623.9482 | 155.03 | 22625 | 147449.9666 | 30000 | 0 | 117449.9666 | 117449.9666 | 0 | 7375 | 0 | 0 | 0 | 0 | 0
2022-03-13 21:00 | 0 | 0 | 35584 | 0 | 634 | 0 | 3 | 30000 | 3 | 0 | 30000 | 306376.0561 | 19 | 7375 | 2623.9482 | 155.03 | 22625 | 147449.9666 | 30000 | 0 | 117449.9666 | 117449.9666 | 0 | 7375 | 0 | 0 | 0 | 0 | 0
2022-03-13 22:00 | 0 | 0 | 35584 | 0 | 634 | 0 | 3 | 30000 | 3 | 0 | 30000 | 276376.0561 | 19 | 7375 | 2623.9482 | 155.03 | 22625 | 147449.9666 | 30000 | 0 | 117449.9666 | 117449.9666 | 0 | 7375 | 0 | 0 | 0 | 0 | 0
2022-03-13 23:00 | 0 | 0 | 35584 | 0 | 634 | 0 | 3 | 30000 | 3 | 0 | 30000 | 246376.0561 | 19 | 7375 | 2623.9482 | 155.03 | 22625 | 147449.9666 | 30000 | 0 | 117449.9666 | 117449.9666 | 0 | 7375 | 0 | 0 | 0 | 0 | 0
2022-03-14 | 0 | 0 | 35584 | 0 | 634 | 0 | 3 | 30000 | 3 | 0 | 30000 | 216376.0561 | 19 | 7458.3333 | 2623.9482 | 156.7818 | 22541.6667 | 147366.6332 | 30000 | 0 | 117366.6332 | 117366.6332 | 0 | 7458.3333 | 0 | 0 | 0 | 0 | 0
2022-03-14 01:00 | 0 | 0 | 35584 | 0 | 634 | 0 | 3 | 30000 | 3 | 0 | 30000 | 186376.0561 | 19 | 7458.3333 | 2623.9482 | 156.7818 | 22541.6667 | 147366.6332 | 30000 | 0 | 117366.6332 | 117366.6332 | 0 | 7458.3333 | 0 | 0 | 0 | 0 | 0
2022-03-14 02:00 | 0 | 0 | 35584 | 0 | 634 | 0 | 3 | 30000 | 3 | 0 | 30000 | 156376.0561 | 19 | 7458.3333 | 2623.9482 | 156.7818 | 22541.6667 | 147366.6332 | 30000 | 0 | 117366.6332 | 117366.6332 | 0 | 7458.3333 | 0 | 0 | 0 | 0 | 0
2022-03-14 03:00 | 0 | 0 | 35584 | 0 | 634 | 0 | 3 | 30000 | 3 | 0 | 30000 | 126376.0561 | 19 | 7458.3333 | 2623.9482 | 156.7818 | 22541.6667 | 147366.6332 | 30000 | 0 | 117366.6332 | 117366.6332 | 0 | 7458.3333 | 0 | 0 | 0 | 0 | 0
2022-03-14 04:00 | 0 | 0 | 35584 | 0 | 634 | 0 | 3 | 30000 | 3 | 0 | 30000 | 96376.0561 | 19 | 7458.3333 | 2623.9482 | 156.7818 | 22541.6667 | 147366.6332 | 30000 | 0 | 117366.6332 | 117366.6332 | 0 | 7458.3333 | 0 | 0 | 0 | 0 | 0
2022-03-14 05:00 | 0 | 0 | 35584 | 0 | 634 | 0 | 3 | 30000 | 3 | 0 | 30000 | 66376.0561 | 19 | 7458.3333 | 2623.9482 | 156.7818 | 22541.6667 | 147366.6332 | 30000 | 0 | 117366.6332 | 117366.6332 | 0 | 7458.3333 | 0 | 0 | 0 | 0 | 0
2022-03-14 06:00 | 0.00557 | 0.00111 | 35584 | 192.2568 | 634 | 117.6653 | 3 | 30000 | 3 | 117.6653 | 30000 | 36376.0561 | 19 | 7650.5897 | 2623.9482 | 160.8232 | 22541.6667 | 147366.6332 | 30192.2564 | 0 | 117174.3768 | 117174.3768 | 192.2564 | 7458.3333 | 0 | 0 | 0 | 0 | 0
2022-03-14 07:00 | 0.1225 | 0.20112 | 35584 | 4228.2688 | 634 | 21319.6854 | 3 | 27813.4068 | 2.7813 | 0 | 6493.7214 | 6493.7214 | 19 | 9500 | 2623.9482 | 199.6997 | 22541.6667 | 147366.6332 | 32041.6667 | 0 | 115324.9666 | 115324.9666 | 4228.2599 | 5271.7401 | 0 | 0 | 0 | 0 | 0
2022-03-14 08:00 | 0.31395 | 0.35684 | 35584 | 10836.4489 | 634 | 37826.7528 | 3 | 21205.2406 | 2.1205 | 0 | 0 | 0 | 19 | 9500 | 2623.9482 | 199.6997 | 22541.6667 | 147366.6332 | 32041.6667 | 0 | 115324.9666 | 115324.9666 | 9500 | 0 | 0 | 0 | 0 | 0 | 0
2022-03-14 09:00 | 0.51935 | 0.42207 | 35584 | 17926.1339 | 634 | 44741.4459 | 3 | 14115.5705 | 1.4116 | 0 | 0 | 0 | 19 | 9500 | 2623.9482 | 199.6997 | 22541.6667 | 147366.6332 | 32041.6667 | 0 | 115324.9666 | 115324.9666 | 0 | 9500 | 0 | 0 | 0 | 0 | 0
2022-03-14 10:00 | 0.74365 | 0.77941 | 35584 | 25668.1804 | 634 | 82621.2012 | 3 | 6373.5404 | 0.63735 | 82621.2012 | 6373.5404 | 0 | 19 | 9500 | 2623.9482 | 199.6997 | 22541.6667 | 147366.6332 | 32041.6667 | 0 | 115324.9666 | 115324.9666 | 3126.4596 | 6373.5404 | 0 | 0 | 0 | 0 | 0
2022-03-14 11:00 | 0.86397 | 0.79263 | 35584 | 29821.2032 | 634 | 84022.5846 | 3 | 2220.5262 | 0.22205 | 31359.697 | 0 | 76247.6608 | 19 | 9500 | 2623.9482 | 199.6997 | 22541.6667 | 147366.6332 | 32041.6667 | 0 | 115324.9666 | 115324.9666 | 9500 | 0 | 0 | 0 | 0 | 0 | 0
2022-03-14 12:00 | 0.87222 | 0.67614 | 35584 | 30105.9642 | 634 | 71674.0855 | 3 | 1935.7659 | 0.19358 | 69738.3196 | 0 | 107607.3578 | 19 | 9500 | 2623.9482 | 199.6997 | 22541.6667 | 147366.6332 | 32041.6667 | 0 | 115324.9666 | 115324.9666 | 7564.2341 | 1935.7659 | 0 | 0 | 0 | 0 | 0
2022-03-14 13:00 | 0.84128 | 0.68859 | 35584 | 29038.0243 | 634 | 72993.8452 | 3 | 3003.7035 | 0.30037 | 69990.1417 | 0 | 177345.6774 | 19 | 9500 | 2623.9482 | 199.6997 | 22541.6667 | 147366.6332 | 32041.6667 | 0 | 115324.9666 | 115324.9666 | 6496.2965 | 3003.7035 | 0 | 0 | 0 | 0 | 0
2022-03-14 14:00 | 0.7413 | 0.6767 | 35584 | 25587.0666 | 634 | 71733.4482 | 3 | 6454.6539 | 0.64547 | 65278.7942 | 0 | 247335.8191 | 19 | 9500 | 2623.9482 | 199.6997 | 22541.6667 | 147366.6332 | 32041.6667 | 0 | 115324.9666 | 115324.9666 | 9500 | 0 | 0 | 0 | 0 | 0 | 0
2022-03-14 15:00 | 0.55328 | 0.54357 | 35584 | 19097.2781 | 634 | 57621.0291 | 3 | 12944.4288 | 1.2944 | 44676.6003 | 0 | 312614.6133 | 19 | 9500 | 2623.9482 | 199.6997 | 22541.6667 | 147366.6332 | 32041.6667 | 0 | 115324.9666 | 115324.9666 | 9500 | 0 | 0 | 0 | 0 | 0 | 0
2022-03-14 16:00 | 0.33955 | 0.47737 | 35584 | 11720.0708 | 634 | 50603.5114 | 3 | 20321.6206 | 2.0322 | 30281.8908 | 0 | 357291.2137 | 19 | 9500 | 2623.9482 | 199.6997 | 22541.6667 | 147366.6332 | 32041.6667 | 0 | 115324.9666 | 115324.9666 | 0 | 9500 | 0 | 0 | 0 | 0 | 0
2022-03-14 17:00 | 0.1355 | 0.26525 | 35584 | 4676.983 | 634 | 28117.7732 | 3 | 27364.6935 | 2.7365 | 753.0797 | 0 | 387573.1045 | 19 | 9500 | 2623.9482 | 199.6997 | 22541.6667 | 147366.6332 | 32041.6667 | 0 | 115324.9666 | 115324.9666 | 4676.9732 | 4823.0268 | 0 | 0 | 0 | 0 | 0
2022-03-14 18:00 | 0.00705 | 0.00268 | 35584 | 243.3412 | 634 | 284.0929 | 3 | 30000 | 3 | 0 | 29715.9071 | 388326.1842 | 19 | 7701.674 | 2623.9482 | 161.8971 | 22541.6667 | 147366.6332 | 30243.3407 | 0 | 117123.2926 | 117123.2926 | 243.3407 | 7458.3333 | 0 | 0 | 0 | 0 | 0
2022-03-14 19:00 | 0 | 0 | 35584 | 0 | 634 | 0 | 3 | 30000 | 3 | 0 | 30000 | 358610.2771 | 19 | 7458.3333 | 2623.9482 | 156.7818 | 22541.6667 | 147366.6332 | 30000 | 0 | 117366.6332 | 117366.6332 | 0 | 7458.3333 | 0 | 0 | 0 | 0 | 0
2022-03-14 20:00 | 0 | 0 | 35584 | 0 | 634 | 0 | 3 | 30000 | 3 | 0 | 30000 | 328610.2771 | 19 | 7458.3333 | 2623.9482 | 156.7818 | 22541.6667 | 147366.6332 | 30000 | 0 | 117366.6332 | 117366.6332 | 0 | 7458.3333 | 0 | 0 | 0 | 0 | 0
2022-03-14 21:00 | 0 | 0 | 35584 | 0 | 634 | 0 | 3 | 30000 | 3 | 0 | 30000 | 298610.2771 | 19 | 7458.3333 | 2623.9482 | 156.7818 | 22541.6667 | 147366.6332 | 30000 | 0 | 117366.6332 | 117366.6332 | 0 | 7458.3333 | 0 | 0 | 0 | 0 | 0
2022-03-14 22:00 | 0 | 0 | 35584 | 0 | 634 | 0 | 3 | 30000 | 3 | 0 | 30000 | 268610.2771 | 19 | 7458.3333 | 2623.9482 | 156.7818 | 22541.6667 | 147366.6332 | 30000 | 0 | 117366.6332 | 117366.6332 | 0 | 7458.3333 | 0 | 0 | 0 | 0 | 0
2022-03-14 23:00 | 0 | 0 | 35584 | 0 | 634 | 0 | 3 | 30000 | 3 | 0 | 30000 | 238610.2771 | 19 | 7458.3333 | 2623.9482 | 156.7818 | 22541.6667 | 147366.6332 | 30000 | 0 | 117366.6332 | 117366.6332 | 0 | 7458.3333 | 0 | 0 | 0 | 0 | 0
2022-03-15 | 0 | 0 | 35584 | 0 | 634 | 0 | 3 | 30000 | 3 | 0 | 30000 | 208610.2771 | 19 | 7666.6667 | 2623.9482 | 161.1612 | 22333.3333 | 147158.2999 | 30000 | 0 | 117158.2999 | 117158.2999 | 0 | 7666.6667 | 0 | 0 | 0 | 0 | 0
2022-03-15 01:00 | 0 | 0 | 35584 | 0 | 634 | 0 | 3 | 30000 | 3 | 0 | 30000 | 178610.2771 | 19 | 7666.6667 | 2623.9482 | 161.1612 | 22333.3333 | 147158.2999 | 30000 | 0 | 117158.2999 | 117158.2999 | 0 | 7666.6667 | 0 | 0 | 0 | 0 | 0
2022-03-15 02:00 | 0 | 0 | 35584 | 0 | 634 | 0 | 3 | 30000 | 3 | 0 | 30000 | 148610.2771 | 19 | 7666.6667 | 2623.9482 | 161.1612 | 22333.3333 | 147158.2999 | 30000 | 0 | 117158.2999 | 117158.2999 | 0 | 7666.6667 | 0 | 0 | 0 | 0 | 0
2022-03-15 03:00 | 0 | 0 | 35584 | 0 | 634 | 0 | 3 | 30000 | 3 | 0 | 30000 | 118610.2771 | 19 | 7666.6667 | 2623.9482 | 161.1612 | 22333.3333 | 147158.2999 | 30000 | 0 | 117158.2999 | 117158.2999 | 0 | 7666.6667 | 0 | 0 | 0 | 0 | 0
2022-03-15 04:00 | 0 | 0 | 35584 | 0 | 634 | 0 | 3 | 30000 | 3 | 0 | 30000 | 88610.2771 | 19 | 7666.6667 | 2623.9482 | 161.1612 | 22333.3333 | 147158.2999 | 30000 | 0 | 117158.2999 | 117158.2999 | 0 | 7666.6667 | 0 | 0 | 0 | 0 | 0
2022-03-15 05:00 | 0 | 0 | 35584 | 0 | 634 | 0 | 3 | 30000 | 3 | 0 | 30000 | 58610.2771 | 19 | 7666.6667 | 2623.9482 | 161.1612 | 22333.3333 | 147158.2999 | 30000 | 0 | 117158.2999 | 117158.2999 | 0 | 7666.6667 | 0 | 0 | 0 | 0 | 0
2022-03-15 06:00 | 0.00512 | 0.01311 | 35584 | 176.7244 | 634 | 1389.7229 | 3 | 30000 | 3 | 0 | 28610.2771 | 28610.2771 | 19 | 7843.3907 | 2623.9482 | 164.8761 | 22333.3333 | 147158.2999 | 30176.724 | 0 | 116981.5759 | 116981.5759 | 176.724 | 7666.6667 | 0 | 0 | 0 | 0 | 0
2022-03-15 07:00 | 0.11975 | 0.29538 | 35584 | 4133.3485 | 634 | 31311.6978 | 3 | 27699.9936 | 2.77 | 0 | 0 | 0 | 19 | 9500 | 2623.9482 | 199.6997 | 22333.3333 | 147158.2999 | 31833.3333 | 0 | 115324.9666 | 115324.9666 | 4133.3398 | 5366.6602 | 0 | 0 | 0 | 0 | 0
2022-03-15 08:00 | 0.30112 | 0.4512 | 35584 | 10393.6025 | 634 | 47829.3658 | 3 | 21439.7528 | 2.144 | 0 | 0 | 0 | 19 | 9500 | 2623.9482 | 199.6997 | 22333.3333 | 147158.2999 | 31833.3333 | 0 | 115324.9666 | 115324.9666 | 0 | 9500 | 0 | 0 | 0 | 0 | 0
2022-03-15 09:00 | 0.49883 | 0.6703 | 35584 | 17217.8557 | 634 | 71055.0174 | 3 | 14615.5139 | 1.4616 | 0 | 0 | 0 | 19 | 9500 | 2623.9482 | 199.6997 | 22333.3333 | 147158.2999 | 31833.3333 | 0 | 115324.9666 | 115324.9666 | 9500 | 0 | 0 | 0 | 0 | 0 | 0
2022-03-15 10:00 | 0.68758 | 0.78468 | 35584 | 23732.8413 | 634 | 83179.8465 | 3 | 8100.542 | 0.81005 | 0 | 0 | 0 | 19 | 9500 | 2623.9482 | 199.6997 | 22333.3333 | 147158.2999 | 31833.3333 | 0 | 115324.9666 | 115324.9666 | 9500 | 0 | 0 | 0 | 0 | 0 | 0
2022-03-15 11:00 | 0.83685 | 0.7769 | 35584 | 28885.1163 | 634 | 82355.1291 | 3 | 2948.2779 | 0.29483 | 0 | 0 | 0 | 19 | 9500 | 2623.9482 | 199.6997 | 22333.3333 | 147158.2999 | 31833.3333 | 0 | 115324.9666 | 115324.9666 | 6551.7221 | 2948.2779 | 0 | 0 | 0 | 0 | 0
2022-03-15 12:00 | 0.93658 | 0.98066 | 35584 | 32327.4448 | 634 | 103954.6672 | 3 | 0 | 0 | 34428.2981 | 0 | 0 | 19 | 9500 | 2623.9482 | 199.6997 | 22333.3333 | 147158.2999 | 31833.3333 | 0 | 115324.9666 | 115324.9666 | 9500 | 0 | 0 | 0 | 0 | 0 | 0
2022-03-15 13:00 | 0.90272 | 0.97502 | 35584 | 31158.7168 | 634 | 103356.8001 | 3 | 674.6821 | 0.067468 | 102682.118 | 0 | 34428.2981 | 19 | 9500 | 2623.9482 | 199.6997 | 22333.3333 | 147158.2999 | 31833.3333 | 0 | 115324.9666 | 115324.9666 | 8825.3179 | 674.6821 | 0 | 0 | 0 | 0 | 0
2022-03-15 14:00 | 0.7839 | 0.93775 | 35584 | 27057.4687 | 634 | 99406.0012 | 3 | 4775.9216 | 0.47759 | 94630.0796 | 0 | 137110.4161 | 19 | 9500 | 2623.9482 | 199.6997 | 22333.3333 | 147158.2999 | 31833.3333 | 0 | 115324.9666 | 115324.9666 | 4724.0784 | 4775.9216 | 0 | 0 | 0 | 0 | 0
2022-03-15 15:00 | 0.60528 | 0.83005 | 35584 | 20892.135 | 634 | 87989.2842 | 3 | 10941.2423 | 1.0941 | 77048.0419 | 0 | 231740.4957 | 19 | 9500 | 2623.9482 | 199.6997 | 22333.3333 | 147158.2999 | 31833.3333 | 0 | 115324.9666 | 115324.9666 | 9500 | 0 | 0 | 0 | 0 | 0 | 0
2022-03-15 16:00 | 0.38258 | 0.65715 | 35584 | 13205.3149 | 634 | 69661.0543 | 3 | 18628.0462 | 1.8628 | 51033.0081 | 0 | 308788.5376 | 19 | 9500 | 2623.9482 | 199.6997 | 22333.3333 | 147158.2999 | 31833.3333 | 0 | 115324.9666 | 115324.9666 | 9500 | 0 | 0 | 0 | 0 | 0 | 0
2022-03-15 17:00 | 0.15795 | 0.42916 | 35584 | 5451.878 | 634 | 45493.02 | 3 | 26381.4668 | 2.6381 | 19111.5532 | 0 | 359821.5457 | 19 | 9500 | 2623.9482 | 199.6997 | 22333.3333 | 147158.2999 | 31833.3333 | 0 | 115324.9666 | 115324.9666 | 5451.8665 | 4048.1335 | 0 | 0 | 0 | 0 | 0
2022-03-15 18:00 | 0.0087 | 0.02014 | 35584 | 300.2934 | 634 | 2134.9367 | 3 | 30000 | 3 | 0 | 27865.0633 | 378933.0989 | 19 | 7966.9594 | 2623.9482 | 167.4736 | 22333.3333 | 147158.2999 | 30300.2927 | 0 | 116858.0071 | 116858.0071 | 300.2927 | 7666.6667 | 0 | 0 | 0 | 0 | 0
2022-03-15 19:00 | 0 | 0 | 35584 | 0 | 634 | 0 | 3 | 30000 | 3 | 0 | 30000 | 351068.0356 | 19 | 7666.6667 | 2623.9482 | 161.1612 | 22333.3333 | 147158.2999 | 30000 | 0 | 117158.2999 | 117158.2999 | 0 | 7666.6667 | 0 | 0 | 0 | 0 | 0
2022-03-15 20:00 | 0 | 0 | 35584 | 0 | 634 | 0 | 3 | 30000 | 3 | 0 | 30000 | 321068.0356 | 19 | 7666.6667 | 2623.9482 | 161.1612 | 22333.3333 | 147158.2999 | 30000 | 0 | 117158.2999 | 117158.2999 | 0 | 7666.6667 | 0 | 0 | 0 | 0 | 0
2022-03-15 21:00 | 0 | 0 | 35584 | 0 | 634 | 0 | 3 | 30000 | 3 | 0 | 30000 | 291068.0356 | 19 | 7666.6667 | 2623.9482 | 161.1612 | 22333.3333 | 147158.2999 | 30000 | 0 | 117158.2999 | 117158.2999 | 0 | 7666.6667 | 0 | 0 | 0 | 0 | 0
2022-03-15 22:00 | 0 | 0 | 35584 | 0 | 634 | 0 | 3 | 30000 | 3 | 0 | 30000 | 261068.0356 | 19 | 7666.6667 | 2623.9482 | 161.1612 | 22333.3333 | 147158.2999 | 30000 | 0 | 117158.2999 | 117158.2999 | 0 | 7666.6667 | 0 | 0 | 0 | 0 | 0
2022-03-15 23:00 | 0 | 0 | 35584 | 0 | 634 | 0 | 3 | 30000 | 3 | 0 | 30000 | 231068.0356 | 19 | 7666.6667 | 2623.9482 | 161.1612 | 22333.3333 | 147158.2999 | 30000 | 0 | 117158.2999 | 117158.2999 | 0 | 7666.6667 | 0 | 0 | 0 | 0 | 0
2022-03-16 | 0 | 0 | 35584 | 0 | 634 | 0 | 3 | 30000 | 3 | 0 | 30000 | 201068.0356 | 19 | 7458.3333 | 2623.9482 | 156.7818 | 22541.6667 | 147366.6332 | 30000 | 0 | 117366.6332 | 117366.6332 | 0 | 7458.3333 | 0 | 0 | 0 | 0 | 0
2022-03-16 01:00 | 0 | 0 | 35584 | 0 | 634 | 0 | 3 | 30000 | 3 | 0 | 30000 | 171068.0356 | 19 | 7458.3333 | 2623.9482 | 156.7818 | 22541.6667 | 147366.6332 | 30000 | 0 | 117366.6332 | 117366.6332 | 0 | 7458.3333 | 0 | 0 | 0 | 0 | 0
2022-03-16 02:00 | 0 | 0 | 35584 | 0 | 634 | 0 | 3 | 30000 | 3 | 0 | 30000 | 141068.0356 | 19 | 7458.3333 | 2623.9482 | 156.7818 | 22541.6667 | 147366.6332 | 30000 | 0 | 117366.6332 | 117366.6332 | 0 | 7458.3333 | 0 | 0 | 0 | 0 | 0
2022-03-16 03:00 | 0 | 0 | 35584 | 0 | 634 | 0 | 3 | 30000 | 3 | 0 | 30000 | 111068.0356 | 19 | 7458.3333 | 2623.9482 | 156.7818 | 22541.6667 | 147366.6332 | 30000 | 0 | 117366.6332 | 117366.6332 | 0 | 7458.3333 | 0 | 0 | 0 | 0 | 0
2022-03-16 04:00 | 0 | 0 | 35584 | 0 | 634 | 0 | 3 | 30000 | 3 | 0 | 30000 | 81068.0356 | 19 | 7458.3333 | 2623.9482 | 156.7818 | 22541.6667 | 147366.6332 | 30000 | 0 | 117366.6332 | 117366.6332 | 0 | 7458.3333 | 0 | 0 | 0 | 0 | 0
2022-03-16 05:00 | 0 | 0 | 35584 | 0 | 634 | 0 | 3 | 30000 | 3 | 0 | 30000 | 51068.0356 | 19 | 7458.3333 | 2623.9482 | 156.7818 | 22541.6667 | 147366.6332 | 30000 | 0 | 117366.6332 | 117366.6332 | 0 | 7458.3333 | 0 | 0 | 0 | 0 | 0
2022-03-16 06:00 | 0.00982 | 0.08426 | 35584 | 338.9518 | 634 | 8931.9644 | 3 | 30000 | 3 | 0 | 21068.0356 | 21068.0356 | 19 | 7797.2845 | 2623.9482 | 163.9069 | 22541.6667 | 147366.6332 | 30338.9511 | 0 | 117027.6821 | 117027.6821 | 338.9511 | 7458.3333 | 0 | 0 | 0 | 0 | 0
2022-03-16 07:00 | 0.18293 | 0.69938 | 35584 | 6314.0997 | 634 | 74137.637 | 3 | 25727.5803 | 2.5728 | 0 | 0 | 0 | 19 | 9500 | 2623.9482 | 199.6997 | 22541.6667 | 147366.6332 | 32041.6667 | 0 | 115324.9666 | 115324.9666 | 6314.0864 | 3185.9136 | 0 | 0 | 0 | 0 | 0
2022-03-16 08:00 | 0.4261 | 0.90729 | 35584 | 14707.4721 | 634 | 96177.095 | 3 | 17334.2255 | 1.7334 | 0 | 0 | 0 | 19 | 9500 | 2623.9482 | 199.6997 | 22541.6667 | 147366.6332 | 32041.6667 | 0 | 115324.9666 | 115324.9666 | 9500 | 0 | 0 | 0 | 0 | 0 | 0
2022-03-16 09:00 | 0.64597 | 1.0124 | 35584 | 22296.6106 | 634 | 107323.4997 | 3 | 9745.103 | 0.97451 | 0 | 0 | 0 | 19 | 9500 | 2623.9482 | 199.6997 | 22541.6667 | 147366.6332 | 32041.6667 | 0 | 115324.9666 | 115324.9666 | 9500 | 0 | 0 | 0 | 0 | 0 | 0
2022-03-16 10:00 | 0.8208 | 1.0615 | 35584 | 28331.1268 | 634 | 112521.9751 | 3 | 3710.5995 | 0.37106 | 0 | 0 | 0 | 19 | 9500 | 2623.9482 | 199.6997 | 22541.6667 | 147366.6332 | 32041.6667 | 0 | 115324.9666 | 115324.9666 | 5789.4005 | 3710.5995 | 0 | 0 | 0 | 0 | 0
2022-03-16 11:00 | 0.92942 | 1.0698 | 35584 | 32080.3068 | 634 | 113402.875 | 3 | 0 | 0 | 0 | 0 | 0 | 19 | 9500 | 2623.9482 | 199.6997 | 22541.6667 | 147366.6332 | 32041.6667 | 0 | 115324.9666 | 115324.9666 | 9500 | 0 | 0 | 0 | 0 | 0 | 0
2022-03-16 12:00 | 0.95625 | 1.0509 | 35584 | 33006.384 | 634 | 111398.3242 | 3 | 0 | 0 | 0 | 0 | 0 | 19 | 9500 | 2623.9482 | 199.6997 | 22541.6667 | 147366.6332 | 32041.6667 | 0 | 115324.9666 | 115324.9666 | 9500 | 0 | 0 | 0 | 0 | 0 | 0
2022-03-16 13:00 | 0.92147 | 1.0138 | 35584 | 31805.9008 | 634 | 107471.9064 | 3 | 235.8328 | 0.023583 | 69022.5278 | 0 | 0 | 19 | 9500 | 2623.9482 | 199.6997 | 22541.6667 | 147366.6332 | 32041.6667 | 0 | 115324.9666 | 115324.9666 | 9500 | 0 | 0 | 0 | 0 | 0 | 0
2022-03-16 14:00 | 0.81417 | 1.0168 | 35584 | 28102.2825 | 634 | 107780.3804 | 3 | 3939.4433 | 0.39394 | 107780.3804 | 3939.4433 | 69022.5278 | 19 | 9500 | 2623.9482 | 199.6997 | 22541.6667 | 147366.6332 | 32041.6667 | 0 | 115324.9666 | 115324.9666 | 9500 | 0 | 0 | 0 | 0 | 0 | 0
2022-03-16 15:00 | 0.64242 | 0.94773 | 35584 | 22174.0771 | 634 | 100463.9291 | 3 | 9867.6363 | 0.98676 | 90596.2928 | 0 | 172863.4649 | 19 | 9500 | 2623.9482 | 199.6997 | 22541.6667 | 147366.6332 | 32041.6667 | 0 | 115324.9666 | 115324.9666 | 9500 | 0 | 0 | 0 | 0 | 0 | 0
2022-03-16 16:00 | 0.42298 | 0.84226 | 35584 | 14599.7807 | 634 | 89283.6028 | 3 | 17441.9167 | 1.7442 | 71841.6862 | 0 | 263459.7577 | 19 | 9500 | 2623.9482 | 199.6997 | 22541.6667 | 147366.6332 | 32041.6667 | 0 | 115324.9666 | 115324.9666 | 0 | 9500 | 0 | 0 | 0 | 0 | 0
2022-03-16 17:00 | 0.18257 | 0.60575 | 35584 | 6301.6738 | 634 | 64212.4076 | 3 | 25740.0062 | 2.574 | 38472.4014 | 0 | 335301.4438 | 19 | 9500 | 2623.9482 | 199.6997 | 22541.6667 | 147366.6332 | 32041.6667 | 0 | 115324.9666 | 115324.9666 | 6301.6605 | 3198.3395 | 0 | 0 | 0 | 0 | 0
2022-03-16 18:00 | 0.01093 | 0.06989 | 35584 | 377.2651 | 634 | 7408.6755 | 3 | 30000 | 3 | 0 | 22591.3245 | 373773.8453 | 19 | 7835.5977 | 2623.9482 | 164.7123 | 22541.6667 | 147366.6332 | 30377.2643 | 0 | 116989.3689 | 116989.3689 | 377.2643 | 7458.3333 | 0 | 0 | 0 | 0 | 0
2022-03-16 19:00 | 0 | 0 | 35584 | 0 | 634 | 0 | 3 | 30000 | 3 | 0 | 30000 | 351182.5207 | 19 | 7458.3333 | 2623.9482 | 156.7818 | 22541.6667 | 147366.6332 | 30000 | 0 | 117366.6332 | 117366.6332 | 0 | 7458.3333 | 0 | 0 | 0 | 0 | 0
2022-03-16 20:00 | 0 | 0 | 35584 | 0 | 634 | 0 | 3 | 30000 | 3 | 0 | 30000 | 321182.5207 | 19 | 7458.3333 | 2623.9482 | 156.7818 | 22541.6667 | 147366.6332 | 30000 | 0 | 117366.6332 | 117366.6332 | 0 | 7458.3333 | 0 | 0 | 0 | 0 | 0
2022-03-16 21:00 | 0 | 0 | 35584 | 0 | 634 | 0 | 3 | 30000 | 3 | 0 | 30000 | 291182.5207 | 19 | 7458.3333 | 2623.9482 | 156.7818 | 22541.6667 | 147366.6332 | 30000 | 0 | 117366.6332 | 117366.6332 | 0 | 7458.3333 | 0 | 0 | 0 | 0 | 0
2022-03-16 22:00 | 0 | 0 | 35584 | 0 | 634 | 0 | 3 | 30000 | 3 | 0 | 30000 | 261182.5207 | 19 | 7458.3333 | 2623.9482 | 156.7818 | 22541.6667 | 147366.6332 | 30000 | 0 | 117366.6332 | 117366.6332 | 0 | 7458.3333 | 0 | 0 | 0 | 0 | 0
2022-03-16 23:00 | 0 | 0 | 35584 | 0 | 634 | 0 | 3 | 30000 | 3 | 0 | 30000 | 231182.5207 | 19 | 7458.3333 | 2623.9482 | 156.7818 | 22541.6667 | 147366.6332 | 30000 | 0 | 117366.6332 | 117366.6332 | 0 | 7458.3333 | 0 | 0 | 0 | 0 | 0
2022-03-17 | 0 | 0 | 35584 | 0 | 634 | 0 | 3 | 30000 | 3 | 0 | 30000 | 201182.5207 | 19 | 7416.6667 | 2623.9482 | 155.9059 | 22583.3333 | 147408.2999 | 30000 | 0 | 117408.2999 | 117408.2999 | 0 | 7416.6667 | 0 | 0 | 0 | 0 | 0
2022-03-17 01:00 | 0 | 0 | 35584 | 0 | 634 | 0 | 3 | 30000 | 3 | 0 | 30000 | 171182.5207 | 19 | 7416.6667 | 2623.9482 | 155.9059 | 22583.3333 | 147408.2999 | 30000 | 0 | 117408.2999 | 117408.2999 | 0 | 7416.6667 | 0 | 0 | 0 | 0 | 0
2022-03-17 02:00 | 0 | 0 | 35584 | 0 | 634 | 0 | 3 | 30000 | 3 | 0 | 30000 | 141182.5207 | 19 | 7416.6667 | 2623.9482 | 155.9059 | 22583.3333 | 147408.2999 | 30000 | 0 | 117408.2999 | 117408.2999 | 0 | 7416.6667 | 0 | 0 | 0 | 0 | 0
2022-03-17 03:00 | 0 | 0 | 35584 | 0 | 634 | 0 | 3 | 30000 | 3 | 0 | 30000 | 111182.5207 | 19 | 7416.6667 | 2623.9482 | 155.9059 | 22583.3333 | 147408.2999 | 30000 | 0 | 117408.2999 | 117408.2999 | 0 | 7416.6667 | 0 | 0 | 0 | 0 | 0
2022-03-17 04:00 | 0 | 0 | 35584 | 0 | 634 | 0 | 3 | 30000 | 3 | 0 | 30000 | 81182.5207 | 19 | 7416.6667 | 2623.9482 | 155.9059 | 22583.3333 | 147408.2999 | 30000 | 0 | 117408.2999 | 117408.2999 | 0 | 7416.6667 | 0 | 0 | 0 | 0 | 0
2022-03-17 05:00 | 0 | 0 | 35584 | 0 | 634 | 0 | 3 | 30000 | 3 | 0 | 30000 | 51182.5207 | 19 | 7416.6667 | 2623.9482 | 155.9059 | 22583.3333 | 147408.2999 | 30000 | 0 | 117408.2999 | 117408.2999 | 0 | 7416.6667 | 0 | 0 | 0 | 0 | 0
2022-03-17 06:00 | 0.01077 | 0.08318 | 35584 | 371.7425 | 634 | 8817.4793 | 3 | 30000 | 3 | 0 | 21182.5207 | 21182.5207 | 19 | 7788.4084 | 2623.9482 | 163.7203 | 22583.3333 | 147408.2999 | 30371.7417 | 0 | 117036.5582 | 117036.5582 | 371.7417 | 7416.6667 | 0 | 0 | 0 | 0 | 0
2022-03-17 07:00 | 0.18638 | 0.67002 | 35584 | 6433.1815 | 634 | 71025.3361 | 3 | 25650.1653 | 2.565 | 0 | 0 | 0 | 19 | 9500 | 2623.9482 | 199.6997 | 22583.3333 | 147408.2999 | 32083.3333 | 0 | 115324.9666 | 115324.9666 | 6433.168 | 3066.832 | 0 | 0 | 0 | 0 | 0
2022-03-17 08:00 | 0.43012 | 0.89564 | 35584 | 14846.2284 | 634 | 94942.1391 | 3 | 17237.1362 | 1.7237 | 25495.8976 | 0 | 0 | 19 | 9500 | 2623.9482 | 199.6997 | 22583.3333 | 147408.2999 | 32083.3333 | 0 | 115324.9666 | 115324.9666 | 9500 | 0 | 0 | 0 | 0 | 0 | 0
2022-03-17 09:00 | 0.65067 | 1.0005 | 35584 | 22458.838 | 634 | 106052.5022 | 3 | 9624.5426 | 0.96245 | 96427.9596 | 0 | 25495.8976 | 19 | 9500 | 2623.9482 | 199.6997 | 22583.3333 | 147408.2999 | 32083.3333 | 0 | 115324.9666 | 115324.9666 | 9500 | 0 | 0 | 0 | 0 | 0 | 0
2022-03-17 10:00 | 0.82185 | 1.0437 | 35584 | 28367.3691 | 634 | 110635.0897 | 3 | 3716.024 | 0.3716 | 110635.0897 | 3716.024 | 121923.8572 | 19 | 9500 | 2623.9482 | 199.6997 | 22583.3333 | 147408.2999 | 32083.3333 | 0 | 115324.9666 | 115324.9666 | 5783.976 | 3716.024 | 0 | 0 | 0 | 0 | 0
2022-03-17 11:00 | 0.93028 | 1.0674 | 35584 | 32109.991 | 634 | 113148.4635 | 3 | 0 | 0 | 113148.4635 | 0 | 228842.9228 | 19 | 9500 | 2623.9482 | 199.6997 | 22583.3333 | 147408.2999 | 32083.3333 | 0 | 115324.9666 | 115324.9666 | 9500 | 0 | 0 | 0 | 0 | 0 | 0
2022-03-17 12:00 | 0.9491 | 0.9891 | 35584 | 32759.5912 | 634 | 104849.3477 | 3 | 0 | 0 | 104849.3477 | 0 | 341991.3863 | 19 | 9500 | 2623.9482 | 199.6997 | 22583.3333 | 147408.2999 | 32083.3333 | 0 | 115324.9666 | 115324.9666 | 9500 | 0 | 0 | 0 | 0 | 0 | 0
2022-03-17 13:00 | 0.90635 | 0.95649 | 35584 | 31284.0116 | 634 | 101392.5312 | 3 | 799.3876 | 0.079939 | 100593.1436 | 0 | 446840.734 | 19 | 9500 | 2623.9482 | 199.6997 | 22583.3333 | 147408.2999 | 32083.3333 | 0 | 115324.9666 | 115324.9666 | 8700.6124 | 799.3876 | 0 | 0 | 0 | 0 | 0
2022-03-17 14:00 | 0.79153 | 0.89411 | 35584 | 27320.8294 | 634 | 94779.9517 | 3 | 4762.5614 | 0.47626 | 90017.3903 | 0 | 547433.8776 | 19 | 9500 | 2623.9482 | 199.6997 | 22583.3333 | 147408.2999 | 32083.3333 | 0 | 115324.9666 | 115324.9666 | 9500 | 0 | 0 | 0 | 0 | 0 | 0
2022-03-17 15:00 | 0.61065 | 0.78144 | 35584 | 21077.4885 | 634 | 82836.3909 | 3 | 11005.8892 | 1.1006 | 71830.5017 | 0 | 637451.2679 | 19 | 9500 | 2623.9482 | 199.6997 | 22583.3333 | 147408.2999 | 32083.3333 | 0 | 115324.9666 | 115324.9666 | 9500 | 0 | 0 | 0 | 0 | 0 | 0
2022-03-17 16:00 | 0.38467 | 0.59109 | 35584 | 13277.4544 | 634 | 62658.3772 | 3 | 18805.9069 | 1.8806 | 43852.4703 | 0 | 709281.7696 | 19 | 9500 | 2623.9482 | 199.6997 | 22583.3333 | 147408.2999 | 32083.3333 | 0 | 115324.9666 | 115324.9666 | 9500 | 0 | 0 | 0 | 0 | 0 | 0
2022-03-17 17:00 | 0.15495 | 0.30928 | 35584 | 5348.3286 | 634 | 32785.1645 | 3 | 26735.016 | 2.6735 | 6050.1485 | 0 | 753134.2399 | 19 | 9500 | 2623.9482 | 199.6997 | 22583.3333 | 147408.2999 | 32083.3333 | 0 | 115324.9666 | 115324.9666 | 5348.3173 | 4151.6827 | 0 | 0 | 0 | 0 | 0
2022-03-17 18:00 | 0.00915 | 0.00266 | 35584 | 315.8258 | 634 | 281.9728 | 3 | 30000 | 3 | 0 | 29718.0272 | 759184.3884 | 19 | 7732.4918 | 2623.9482 | 162.5449 | 22583.3333 | 147408.2999 | 30315.8251 | 0 | 117092.4748 | 117092.4748 | 315.8251 | 7416.6667 | 0 | 0 | 0 | 0 | 0
2022-03-17 19:00 | 0 | 0 | 35584 | 0 | 634 | 0 | 3 | 30000 | 3 | 0 | 30000 | 729466.3612 | 19 | 7416.6667 | 2623.9482 | 155.9059 | 22583.3333 | 147408.2999 | 30000 | 0 | 117408.2999 | 117408.2999 | 0 | 7416.6667 | 0 | 0 | 0 | 0 | 0
2022-03-17 20:00 | 0 | 0 | 35584 | 0 | 634 | 0 | 3 | 30000 | 3 | 0 | 30000 | 699466.3612 | 19 | 7416.6667 | 2623.9482 | 155.9059 | 22583.3333 | 147408.2999 | 30000 | 0 | 117408.2999 | 117408.2999 | 0 | 7416.6667 | 0 | 0 | 0 | 0 | 0
2022-03-17 21:00 | 0 | 0 | 35584 | 0 | 634 | 0 | 3 | 30000 | 3 | 0 | 30000 | 669466.3612 | 19 | 7416.6667 | 2623.9482 | 155.9059 | 22583.3333 | 147408.2999 | 30000 | 0 | 117408.2999 | 117408.2999 | 0 | 7416.6667 | 0 | 0 | 0 | 0 | 0
2022-03-17 22:00 | 0 | 0 | 35584 | 0 | 634 | 0 | 3 | 30000 | 3 | 0 | 30000 | 639466.3612 | 19 | 7416.6667 | 2623.9482 | 155.9059 | 22583.3333 | 147408.2999 | 30000 | 0 | 117408.2999 | 117408.2999 | 0 | 7416.6667 | 0 | 0 | 0 | 0 | 0
2022-03-17 23:00 | 0 | 0 | 35584 | 0 | 634 | 0 | 3 | 30000 | 3 | 0 | 30000 | 609466.3612 | 19 | 7416.6667 | 2623.9482 | 155.9059 | 22583.3333 | 147408.2999 | 30000 | 0 | 117408.2999 | 117408.2999 | 0 | 7416.6667 | 0 | 0 | 0 | 0 | 0
2022-03-18 | 0 | 0 | 35584 | 0 | 634 | 0 | 3 | 30000 | 3 | 0 | 30000 | 579466.3612 | 19 | 7450 | 2623.9482 | 156.6066 | 22550 | 147374.9666 | 30000 | 0 | 117374.9666 | 117374.9666 | 0 | 7450 | 0 | 0 | 0 | 0 | 0
2022-03-18 01:00 | 0 | 0 | 35584 | 0 | 634 | 0 | 3 | 30000 | 3 | 0 | 30000 | 549466.3612 | 19 | 7450 | 2623.9482 | 156.6066 | 22550 | 147374.9666 | 30000 | 0 | 117374.9666 | 117374.9666 | 0 | 7450 | 0 | 0 | 0 | 0 | 0
2022-03-18 02:00 | 0 | 0 | 35584 | 0 | 634 | 0 | 3 | 30000 | 3 | 0 | 30000 | 519466.3612 | 19 | 7450 | 2623.9482 | 156.6066 | 22550 | 147374.9666 | 30000 | 0 | 117374.9666 | 117374.9666 | 0 | 7450 | 0 | 0 | 0 | 0 | 0
2022-03-18 03:00 | 0 | 0 | 35584 | 0 | 634 | 0 | 3 | 30000 | 3 | 0 | 30000 | 489466.3612 | 19 | 7450 | 2623.9482 | 156.6066 | 22550 | 147374.9666 | 30000 | 0 | 117374.9666 | 117374.9666 | 0 | 7450 | 0 | 0 | 0 | 0 | 0
2022-03-18 04:00 | 0 | 0 | 35584 | 0 | 634 | 0 | 3 | 30000 | 3 | 0 | 30000 | 459466.3612 | 19 | 7450 | 2623.9482 | 156.6066 | 22550 | 147374.9666 | 30000 | 0 | 117374.9666 | 117374.9666 | 0 | 7450 | 0 | 0 | 0 | 0 | 0
2022-03-18 05:00 | 0 | 0 | 35584 | 0 | 634 | 0 | 3 | 30000 | 3 | 0 | 30000 | 429466.3612 | 19 | 7450 | 2623.9482 | 156.6066 | 22550 | 147374.9666 | 30000 | 0 | 117374.9666 | 117374.9666 | 0 | 7450 | 0 | 0 | 0 | 0 | 0
2022-03-18 06:00 | 0.00973 | 0.02545 | 35584 | 335.8454 | 634 | 2697.8222 | 3 | 30000 | 3 | 2697.8222 | 30000 | 399466.3612 | 19 | 7785.8446 | 2623.9482 | 163.6664 | 22550 | 147374.9666 | 30335.8446 | 0 | 117039.1219 | 117039.1219 | 335.8446 | 7450 | 0 | 0 | 0 | 0 | 0
2022-03-18 07:00 | 0.16823 | 0.49025 | 35584 | 5806.7074 | 634 | 51968.8532 | 3 | 26243.3048 | 2.6243 | 25725.5484 | 0 | 372164.1834 | 19 | 9500 | 2623.9482 | 199.6997 | 22550 | 147374.9666 | 32050 | 0 | 115324.9666 | 115324.9666 | 5806.6952 | 3693.3048 | 0 | 0 | 0 | 0 | 0
2022-03-18 08:00 | 0.40025 | 0.73524 | 35584 | 13815.2211 | 634 | 77938.9692 | 3 | 18234.808 | 1.8235 | 59704.1612 | 0 | 397889.7318 | 19 | 9500 | 2623.9482 | 199.6997 | 22550 | 147374.9666 | 32050 | 0 | 115324.9666 | 115324.9666 | 9500 | 0 | 0 | 0 | 0 | 0 | 0
2022-03-18 09:00 | 0.61478 | 0.85935 | 35584 | 21220.0416 | 634 | 91095.2249 | 3 | 10830.0031 | 1.083 | 80265.2218 | 0 | 457593.893 | 19 | 9500 | 2623.9482 | 199.6997 | 22550 | 147374.9666 | 32050 | 0 | 115324.9666 | 115324.9666 | 9500 | 0 | 0 | 0 | 0 | 0 | 0
2022-03-18 10:00 | 0.78405 | 0.91561 | 35584 | 27062.6461 | 634 | 97059.0549 | 3 | 4987.4108 | 0.49874 | 92071.6441 | 0 | 537859.1147 | 19 | 9500 | 2623.9482 | 199.6997 | 22550 | 147374.9666 | 32050 | 0 | 115324.9666 | 115324.9666 | 4512.5892 | 4987.4108 | 0 | 0 | 0 | 0 | 0
2022-03-18 11:00 | 0.8537 | 0.87008 | 35584 | 29466.719 | 634 | 92232.6564 | 3 | 2583.3431 | 0.25833 | 89649.3133 | 0 | 629930.7588 | 19 | 9500 | 2623.9482 | 199.6997 | 22550 | 147374.9666 | 32050 | 0 | 115324.9666 | 115324.9666 | 9500 | 0 | 0 | 0 | 0 | 0 | 0
2022-03-18 12:00 | 0.88255 | 0.69651 | 35584 | 30462.5194 | 634 | 73833.4032 | 3 | 1587.5447 | 0.15875 | 72245.8585 | 0 | 719580.0721 | 19 | 9500 | 2623.9482 | 199.6997 | 22550 | 147374.9666 | 32050 | 0 | 115324.9666 | 115324.9666 | 7912.4553 | 1587.5447 | 0 | 0 | 0 | 0 | 0
2022-03-18 13:00 | 0.8241 | 0.79031 | 35584 | 28445.0312 | 634 | 83776.6535 | 3 | 3605.0287 | 0.3605 | 80171.6248 | 0 | 791825.9307 | 19 | 9500 | 2623.9482 | 199.6997 | 22550 | 147374.9666 | 32050 | 0 | 115324.9666 | 115324.9666 | 9500 | 0 | 0 | 0 | 0 | 0 | 0
2022-03-18 14:00 | 0.74885 | 0.75483 | 35584 | 25847.666 | 634 | 80015.6032 | 3 | 6202.3884 | 0.62024 | 73813.2148 | 0 | 871997.5554 | 19 | 9500 | 2623.9482 | 199.6997 | 22550 | 147374.9666 | 32050 | 0 | 115324.9666 | 115324.9666 | 3297.6116 | 6202.3884 | 0 | 0 | 0 | 0 | 0
2022-03-18 15:00 | 0.55912 | 0.61019 | 35584 | 19298.8543 | 634 | 64683.0689 | 3 | 12751.1863 | 1.2751 | 51931.8826 | 0 | 945810.7703 | 19 | 9500 | 2623.9482 | 199.6997 | 22550 | 147374.9666 | 32050 | 0 | 115324.9666 | 115324.9666 | 9500 | 0 | 0 | 0 | 0 | 0 | 0
2022-03-18 16:00 | 0.36108 | 0.53035 | 35584 | 12463.2106 | 634 | 56219.6457 | 3 | 19586.8156 | 1.9587 | 36632.83 | 0 | 997742.6528 | 19 | 9500 | 2623.9482 | 199.6997 | 22550 | 147374.9666 | 32050 | 0 | 115324.9666 | 115324.9666 | 0 | 9500 | 0 | 0 | 0 | 0 | 0
2022-03-18 17:00 | 0.15368 | 0.34094 | 35584 | 5304.4926 | 634 | 36141.2765 | 3 | 26745.5185 | 2.6746 | 9395.758 | 0 | 1034375.4829 | 19 | 9500 | 2623.9482 | 199.6997 | 22550 | 147374.9666 | 32050 | 0 | 115324.9666 | 115324.9666 | 5304.4815 | 4195.5185 | 0 | 0 | 0 | 0 | 0
2022-03-18 18:00 | 0.00973 | 0.01273 | 35584 | 335.8454 | 634 | 1349.4411 | 3 | 30000 | 3 | 0 | 28650.5589 | 1043771.2409 | 19 | 7785.8446 | 2623.9482 | 163.6664 | 22550 | 147374.9666 | 30335.8446 | 0 | 117039.1219 | 117039.1219 | 335.8446 | 7450 | 0 | 0 | 0 | 0 | 0
2022-03-18 19:00 | 0 | 0 | 35584 | 0 | 634 | 0 | 3 | 30000 | 3 | 0 | 30000 | 1015120.682 | 19 | 7450 | 2623.9482 | 156.6066 | 22550 | 147374.9666 | 30000 | 0 | 117374.9666 | 117374.9666 | 0 | 7450 | 0 | 0 | 0 | 0 | 0
2022-03-18 20:00 | 0 | 0 | 35584 | 0 | 634 | 0 | 3 | 30000 | 3 | 0 | 30000 | 985120.682 | 19 | 7450 | 2623.9482 | 156.6066 | 22550 | 147374.9666 | 30000 | 0 | 117374.9666 | 117374.9666 | 0 | 7450 | 0 | 0 | 0 | 0 | 0
2022-03-18 21:00 | 0 | 0 | 35584 | 0 | 634 | 0 | 3 | 30000 | 3 | 0 | 30000 | 955120.682 | 19 | 7450 | 2623.9482 | 156.6066 | 22550 | 147374.9666 | 30000 | 0 | 117374.9666 | 117374.9666 | 0 | 7450 | 0 | 0 | 0 | 0 | 0
2022-03-18 22:00 | 0 | 0 | 35584 | 0 | 634 | 0 | 3 | 30000 | 3 | 0 | 30000 | 925120.682 | 19 | 7450 | 2623.9482 | 156.6066 | 22550 | 147374.9666 | 30000 | 0 | 117374.9666 | 117374.9666 | 0 | 7450 | 0 | 0 | 0 | 0 | 0
2022-03-18 23:00 | 0 | 0 | 35584 | 0 | 634 | 0 | 3 | 30000 | 3 | 0 | 30000 | 895120.682 | 19 | 7450 | 2623.9482 | 156.6066 | 22550 | 147374.9666 | 30000 | 0 | 117374.9666 | 117374.9666 | 0 | 7450 | 0 | 0 | 0 | 0 | 0
2022-03-19 | 0 | 0 | 35584 | 0 | 634 | 0 | 3 | 30000 | 3 | 0 | 30000 | 865120.682 | 19 | 8175 | 2623.9482 | 171.8468 | 21825 | 146649.9666 | 30000 | 0 | 116649.9666 | 116649.9666 | 0 | 8175 | 0 | 0 | 0 | 0 | 0
2022-03-19 01:00 | 0 | 0 | 35584 | 0 | 634 | 0 | 3 | 30000 | 3 | 0 | 30000 | 835120.682 | 19 | 8175 | 2623.9482 | 171.8468 | 21825 | 146649.9666 | 30000 | 0 | 116649.9666 | 116649.9666 | 0 | 8175 | 0 | 0 | 0 | 0 | 0
2022-03-19 02:00 | 0 | 0 | 35584 | 0 | 634 | 0 | 3 | 30000 | 3 | 0 | 30000 | 805120.682 | 19 | 8175 | 2623.9482 | 171.8468 | 21825 | 146649.9666 | 30000 | 0 | 116649.9666 | 116649.9666 | 0 | 8175 | 0 | 0 | 0 | 0 | 0
2022-03-19 03:00 | 0 | 0 | 35584 | 0 | 634 | 0 | 3 | 30000 | 3 | 0 | 30000 | 775120.682 | 19 | 8175 | 2623.9482 | 171.8468 | 21825 | 146649.9666 | 30000 | 0 | 116649.9666 | 116649.9666 | 0 | 8175 | 0 | 0 | 0 | 0 | 0
2022-03-19 04:00 | 0 | 0 | 35584 | 0 | 634 | 0 | 3 | 30000 | 3 | 0 | 30000 | 745120.682 | 19 | 8175 | 2623.9482 | 171.8468 | 21825 | 146649.9666 | 30000 | 0 | 116649.9666 | 116649.9666 | 0 | 8175 | 0 | 0 | 0 | 0 | 0
2022-03-19 05:00 | 0 | 0 | 35584 | 0 | 634 | 0 | 3 | 30000 | 3 | 0 | 30000 | 715120.682 | 19 | 8175 | 2623.9482 | 171.8468 | 21825 | 146649.9666 | 30000 | 0 | 116649.9666 | 116649.9666 | 0 | 8175 | 0 | 0 | 0 | 0 | 0
2022-03-19 06:00 | 0.00965 | 0.00088 | 35584 | 333.084 | 634 | 93.2842 | 3 | 30000 | 3 | 0 | 29906.7158 | 685120.682 | 19 | 8508.0833 | 2623.9482 | 178.8486 | 21825 | 146649.9666 | 30333.0833 | 0 | 116316.8832 | 116316.8832 | 333.0833 | 8175 | 0 | 0 | 0 | 0 | 0
2022-03-19 07:00 | 0.14788 | 0.23766 | 35584 | 5104.2971 | 634 | 25193.1008 | 3 | 26220.7137 | 2.6221 | 0 | 1027.6129 | 655213.9662 | 19 | 9500 | 2623.9482 | 199.6997 | 21825 | 146649.9666 | 31325 | 0 | 115324.9666 | 115324.9666 | 0 | 9500 | 0 | 0 | 0 | 0 | 0
2022-03-19 08:00 | 0.35277 | 0.40691 | 35584 | 12176.3786 | 634 | 43134.4132 | 3 | 19148.647 | 1.9149 | 23985.7662 | 0 | 654186.3533 | 19 | 9500 | 2623.9482 | 199.6997 | 21825 | 146649.9666 | 31325 | 0 | 115324.9666 | 115324.9666 | 0 | 9500 | 0 | 0 | 0 | 0 | 0
2022-03-19 09:00 | 0.57178 | 0.57337 | 35584 | 19735.8329 | 634 | 60779.9722 | 3 | 11589.2086 | 1.1589 | 49190.7636 | 0 | 678172.1195 | 19 | 9500 | 2623.9482 | 199.6997 | 21825 | 146649.9666 | 31325 | 0 | 115324.9666 | 115324.9666 | 9500 | 0 | 0 | 0 | 0 | 0 | 0
2022-03-19 10:00 | 0.74835 | 0.67603 | 35584 | 25830.4078 | 634 | 71662.4249 | 3 | 5494.6466 | 0.54946 | 66167.7784 | 0 | 727362.883 | 19 | 9500 | 2623.9482 | 199.6997 | 21825 | 146649.9666 | 31325 | 0 | 115324.9666 | 115324.9666 | 4005.3534 | 5494.6466 | 0 | 0 | 0 | 0 | 0
2022-03-19 11:00 | 0.85535 | 0.70934 | 35584 | 29523.6712 | 634 | 75193.4448 | 3 | 1801.391 | 0.18014 | 73392.0538 | 0 | 793530.6614 | 19 | 9500 | 2623.9482 | 199.6997 | 21825 | 146649.9666 | 31325 | 0 | 115324.9666 | 115324.9666 | 9500 | 0 | 0 | 0 | 0 | 0 | 0
2022-03-19 12:00 | 0.86047 | 0.60375 | 35584 | 29700.3955 | 634 | 64000.398 | 3 | 1624.667 | 0.16247 | 62375.731 | 0 | 866922.7152 | 19 | 9500 | 2623.9482 | 199.6997 | 21825 | 146649.9666 | 31325 | 0 | 115324.9666 | 115324.9666 | 9500 | 0 | 0 | 0 | 0 | 0 | 0
2022-03-19 13:00 | 0.82315 | 0.58742 | 35584 | 28412.2405 | 634 | 62269.3396 | 3 | 2912.8193 | 0.29128 | 59356.5203 | 0 | 929298.4462 | 19 | 9500 | 2623.9482 | 199.6997 | 21825 | 146649.9666 | 31325 | 0 | 115324.9666 | 115324.9666 | 6587.1807 | 2912.8193 | 0 | 0 | 0 | 0 | 0
2022-03-19 14:00 | 0.71135 | 0.51965 | 35584 | 24553.298 | 634 | 55085.3943 | 3 | 6771.7536 | 0.67718 | 48313.6407 | 0 | 988654.9666 | 19 | 9500 | 2623.9482 | 199.6997 | 21825 | 146649.9666 | 31325 | 0 | 115324.9666 | 115324.9666 | 9500 | 0 | 0 | 0 | 0 | 0 | 0
2022-03-19 15:00 | 0.54147 | 0.4503 | 35584 | 18689.6384 | 634 | 47733.9614 | 3 | 12635.4009 | 1.2635 | 35098.5605 | 0 | 1036968.6072 | 19 | 9500 | 2623.9482 | 199.6997 | 21825 | 146649.9666 | 31325 | 0 | 115324.9666 | 115324.9666 | 9500 | 0 | 0 | 0 | 0 | 0 | 0
2022-03-19 16:00 | 0.33423 | 0.3168 | 35584 | 11536.4431 | 634 | 33582.3206 | 3 | 19788.5812 | 1.9789 | 13793.7395 | 0 | 1072067.1677 | 19 | 9500 | 2623.9482 | 199.6997 | 21825 | 146649.9666 | 31325 | 0 | 115324.9666 | 115324.9666 | 9500 | 0 | 0 | 0 | 0 | 0 | 0
2022-03-19 17:00 | 0.13573 | 0.14033 | 35584 | 4684.9218 | 634 | 14875.6536 | 3 | 26640.088 | 2.664 | 0 | 11764.4344 | 1085860.9072 | 19 | 9500 | 2623.9482 | 199.6997 | 21825 | 146649.9666 | 31325 | 0 | 115324.9666 | 115324.9666 | 0 | 9500 | 0 | 0 | 0 | 0 | 0
2022-03-19 18:00 | 0.0091 | 0 | 35584 | 314.1 | 634 | 0 | 3 | 30000 | 3 | 0 | 30000 | 1074096.4728 | 19 | 8489.0993 | 2623.9482 | 178.4495 | 21825 | 146649.9666 | 30314.0993 | 0 | 116335.8673 | 116335.8673 | 314.0993 | 8175 | 0 | 0 | 0 | 0 | 0
2022-03-19 19:00 | 0 | 0 | 35584 | 0 | 634 | 0 | 3 | 30000 | 3 | 0 | 30000 | 1044096.4728 | 19 | 8175 | 2623.9482 | 171.8468 | 21825 | 146649.9666 | 30000 | 0 | 116649.9666 | 116649.9666 | 0 | 8175 | 0 | 0 | 0 | 0 | 0
2022-03-19 20:00 | 0 | 0 | 35584 | 0 | 634 | 0 | 3 | 30000 | 3 | 0 | 30000 | 1014096.4728 | 19 | 8175 | 2623.9482 | 171.8468 | 21825 | 146649.9666 | 30000 | 0 | 116649.9666 | 116649.9666 | 0 | 8175 | 0 | 0 | 0 | 0 | 0
2022-03-19 21:00 | 0 | 0 | 35584 | 0 | 634 | 0 | 3 | 30000 | 3 | 0 | 30000 | 984096.4728 | 19 | 8175 | 2623.9482 | 171.8468 | 21825 | 146649.9666 | 30000 | 0 | 116649.9666 | 116649.9666 | 0 | 8175 | 0 | 0 | 0 | 0 | 0
2022-03-19 22:00 | 0 | 0 | 35584 | 0 | 634 | 0 | 3 | 30000 | 3 | 0 | 30000 | 954096.4728 | 19 | 8175 | 2623.9482 | 171.8468 | 21825 | 146649.9666 | 30000 | 0 | 116649.9666 | 116649.9666 | 0 | 8175 | 0 | 0 | 0 | 0 | 0
2022-03-19 23:00 | 0 | 0 | 35584 | 0 | 634 | 0 | 3 | 30000 | 3 | 0 | 30000 | 924096.4728 | 19 | 8175 | 2623.9482 | 171.8468 | 21825 | 146649.9666 | 30000 | 0 | 116649.9666 | 116649.9666 | 0 | 8175 | 0 | 0 | 0 | 0 | 0
2022-03-20 | 0 | 0 | 35584 | 0 | 634 | 0 | 3 | 30000 | 3 | 0 | 30000 | 894096.4728 | 19 | 7325 | 2623.9482 | 153.979 | 22675 | 147499.9666 | 30000 | 0 | 117499.9666 | 117499.9666 | 0 | 7325 | 0 | 0 | 0 | 0 | 0
2022-03-20 01:00 | 0 | 0 | 35584 | 0 | 634 | 0 | 3 | 30000 | 3 | 0 | 30000 | 864096.4728 | 19 | 7325 | 2623.9482 | 153.979 | 22675 | 147499.9666 | 30000 | 0 | 117499.9666 | 117499.9666 | 0 | 7325 | 0 | 0 | 0 | 0 | 0
2022-03-20 02:00 | 0 | 0 | 35584 | 0 | 634 | 0 | 3 | 30000 | 3 | 0 | 30000 | 834096.4728 | 19 | 7325 | 2623.9482 | 153.979 | 22675 | 147499.9666 | 30000 | 0 | 117499.9666 | 117499.9666 | 0 | 7325 | 0 | 0 | 0 | 0 | 0
2022-03-20 03:00 | 0 | 0 | 35584 | 0 | 634 | 0 | 3 | 30000 | 3 | 0 | 30000 | 804096.4728 | 19 | 7325 | 2623.9482 | 153.979 | 22675 | 147499.9666 | 30000 | 0 | 117499.9666 | 117499.9666 | 0 | 7325 | 0 | 0 | 0 | 0 | 0
2022-03-20 04:00 | 0 | 0 | 35584 | 0 | 634 | 0 | 3 | 30000 | 3 | 0 | 30000 | 774096.4728 | 19 | 7325 | 2623.9482 | 153.979 | 22675 | 147499.9666 | 30000 | 0 | 117499.9666 | 117499.9666 | 0 | 7325 | 0 | 0 | 0 | 0 | 0
2022-03-20 05:00 | 0 | 0 | 35584 | 0 | 634 | 0 | 3 | 30000 | 3 | 0 | 30000 | 744096.4728 | 19 | 7325 | 2623.9482 | 153.979 | 22675 | 147499.9666 | 30000 | 0 | 117499.9666 | 117499.9666 | 0 | 7325 | 0 | 0 | 0 | 0 | 0
2022-03-20 06:00 | 0.01035 | 0.00065 | 35584 | 357.2456 | 634 | 68.9031 | 3 | 30000 | 3 | 68.9031 | 30000 | 714096.4728 | 19 | 7682.2448 | 2623.9482 | 161.4886 | 22675 | 147499.9666 | 30357.2448 | 0 | 117142.7217 | 117142.7217 | 357.2448 | 7325 | 0 | 0 | 0 | 0 | 0
2022-03-20 07:00 | 0.12045 | 0.04659 | 35584 | 4157.51 | 634 | 4938.7636 | 3 | 28017.4987 | 2.8017 | 0 | 23078.7351 | 684165.3759 | 19 | 9500 | 2623.9482 | 199.6997 | 22675 | 147499.9666 | 32175 | 0 | 115324.9666 | 115324.9666 | 0 | 9500 | 0 | 0 | 0 | 0 | 0
2022-03-20 08:00 | 0.25027 | 0.05995 | 35584 | 8638.4394 | 634 | 6354.9878 | 3 | 23536.5787 | 2.3537 | 0 | 17181.591 | 661086.6408 | 19 | 9500 | 2623.9482 | 199.6997 | 22675 | 147499.9666 | 32175 | 0 | 115324.9666 | 115324.9666 | 8638.4213 | 861.5787 | 0 | 0 | 0 | 0 | 0
2022-03-20 09:00 | 0.386 | 0.00851 | 35584 | 13323.3613 | 634 | 902.1008 | 3 | 18851.6668 | 1.8852 | 0 | 17949.5659 | 643905.0498 | 19 | 9500 | 2623.9482 | 199.6997 | 22675 | 147499.9666 | 32175 | 0 | 115324.9666 | 115324.9666 | 9500 | 0 | 0 | 0 | 0 | 0 | 0
2022-03-20 10:00 | 0.56097 | 0.03287 | 35584 | 19362.7098 | 634 | 3484.3778 | 3 | 12812.331 | 1.2812 | 0 | 9327.9532 | 625955.4839 | 19 | 9500 | 2623.9482 | 199.6997 | 22675 | 147499.9666 | 32175 | 0 | 115324.9666 | 115324.9666 | 0 | 9500 | 0 | 0 | 0 | 0 | 0
2022-03-20 11:00 | 0.79628 | 0.44462 | 35584 | 27484.7827 | 634 | 47131.8542 | 3 | 4690.2752 | 0.46903 | 42441.579 | 0 | 616627.5307 | 19 | 9500 | 2623.9482 | 199.6997 | 22675 | 147499.9666 | 32175 | 0 | 115324.9666 | 115324.9666 | 4809.7248 | 4690.2752 | 0 | 0 | 0 | 0 | 0
2022-03-20 12:00 | 0.7626 | 0.31872 | 35584 | 26322.2676 | 634 | 33785.8499 | 3 | 5852.7878 | 0.58528 | 27933.0621 | 0 | 659069.1097 | 19 | 9500 | 2623.9482 | 199.6997 | 22675 | 147499.9666 | 32175 | 0 | 115324.9666 | 115324.9666 | 9500 | 0 | 0 | 0 | 0 | 0 | 0
2022-03-20 13:00 | 0.6692 | 0.23561 | 35584 | 23098.4284 | 634 | 24975.7909 | 3 | 9076.6202 | 0.90766 | 15899.1707 | 0 | 687002.1718 | 19 | 9500 | 2623.9482 | 199.6997 | 22675 | 147499.9666 | 32175 | 0 | 115324.9666 | 115324.9666 | 423.3798 | 9076.6202 | 0 | 0 | 0 | 0 | 0
2022-03-20 14:00 | 0.5906 | 0.24408 | 35584 | 20385.4331 | 634 | 25873.6516 | 3 | 11789.6098 | 1.179 | 14084.0418 | 0 | 702901.3425 | 19 | 9500 | 2623.9482 | 199.6997 | 22675 | 147499.9666 | 32175 | 0 | 115324.9666 | 115324.9666 | 0 | 9500 | 0 | 0 | 0 | 0 | 0
2022-03-20 15:00 | 0.48302 | 0.33012 | 35584 | 16672.1502 | 634 | 34994.3046 | 3 | 15502.8849 | 1.5503 | 19491.4196 | 0 | 716985.3842 | 19 | 9500 | 2623.9482 | 199.6997 | 22675 | 147499.9666 | 32175 | 0 | 115324.9666 | 115324.9666 | 0 | 9500 | 0 | 0 | 0 | 0 | 0
2022-03-20 16:00 | 0.31155 | 0.25244 | 35584 | 10753.6093 | 634 | 26759.8517 | 3 | 21421.4133 | 2.1421 | 5338.4384 | 0 | 736476.8039 | 19 | 9500 | 2623.9482 | 199.6997 | 22675 | 147499.9666 | 32175 | 0 | 115324.9666 | 115324.9666 | 0 | 9500 | 0 | 0 | 0 | 0 | 0
2022-03-20 17:00 | 0.13448 | 0.12072 | 35584 | 4641.7762 | 634 | 12796.8995 | 3 | 27533.2335 | 2.7533 | 0 | 14736.3341 | 741815.2423 | 19 | 9500 | 2623.9482 | 199.6997 | 22675 | 147499.9666 | 32175 | 0 | 115324.9666 | 115324.9666 | 4641.7665 | 4858.2335 | 0 | 0 | 0 | 0 | 0
2022-03-20 18:00 | 0.00975 | 0.00049 | 35584 | 336.5357 | 634 | 51.9424 | 3 | 30000 | 3 | 51.9424 | 30000 | 727078.9082 | 19 | 7661.535 | 2623.9482 | 161.0533 | 22675 | 147499.9666 | 30336.535 | 0 | 117163.4316 | 117163.4316 | 336.535 | 7325 | 0 | 0 | 0 | 0 | 0
2022-03-20 19:00 | 0 | 0 | 35584 | 0 | 634 | 0 | 3 | 30000 | 3 | 0 | 30000 | 697130.8505 | 19 | 7325 | 2623.9482 | 153.979 | 22675 | 147499.9666 | 30000 | 0 | 117499.9666 | 117499.9666 | 0 | 7325 | 0 | 0 | 0 | 0 | 0
2022-03-20 20:00 | 0 | 0 | 35584 | 0 | 634 | 0 | 3 | 30000 | 3 | 0 | 30000 | 667130.8505 | 19 | 7325 | 2623.9482 | 153.979 | 22675 | 147499.9666 | 30000 | 0 | 117499.9666 | 117499.9666 | 0 | 7325 | 0 | 0 | 0 | 0 | 0
2022-03-20 21:00 | 0 | 0 | 35584 | 0 | 634 | 0 | 3 | 30000 | 3 | 0 | 30000 | 637130.8505 | 19 | 7325 | 2623.9482 | 153.979 | 22675 | 147499.9666 | 30000 | 0 | 117499.9666 | 117499.9666 | 0 | 7325 | 0 | 0 | 0 | 0 | 0
2022-03-20 22:00 | 0 | 0 | 35584 | 0 | 634 | 0 | 3 | 30000 | 3 | 0 | 30000 | 607130.8505 | 19 | 7325 | 2623.9482 | 153.979 | 22675 | 147499.9666 | 30000 | 0 | 117499.9666 | 117499.9666 | 0 | 7325 | 0 | 0 | 0 | 0 | 0
2022-03-20 23:00 | 0 | 0 | 35584 | 0 | 634 | 0 | 3 | 30000 | 3 | 0 | 30000 | 577130.8505 | 19 | 7325 | 2623.9482 | 153.979 | 22675 | 147499.9666 | 30000 | 0 | 117499.9666 | 117499.9666 | 0 | 7325 | 0 | 0 | 0 | 0 | 0
2022-03-21 | 0 | 0 | 35584 | 0 | 634 | 0 | 3 | 29500 | 2.95 | 0 | 29500 | 547130.8505 | 19 | 9500 | 2623.9482 | 199.6997 | 20000 | 144824.9666 | 29500 | 0 | 115324.9666 | 115324.9666 | 0 | 9500 | 0 | 0 | 0 | 0 | 0
2022-03-21 01:00 | 0 | 0 | 35584 | 0 | 634 | 0 | 3 | 29500 | 2.95 | 0 | 29500 | 517630.8505 | 19 | 9500 | 2623.9482 | 199.6997 | 20000 | 144824.9666 | 29500 | 0 | 115324.9666 | 115324.9666 | 0 | 9500 | 0 | 0 | 0 | 0 | 0
2022-03-21 02:00 | 0 | 0 | 35584 | 0 | 634 | 0 | 3 | 29500 | 2.95 | 0 | 29500 | 488130.8505 | 19 | 9500 | 2623.9482 | 199.6997 | 20000 | 144824.9666 | 29500 | 0 | 115324.9666 | 115324.9666 | 0 | 9500 | 0 | 0 | 0 | 0 | 0
2022-03-21 03:00 | 0 | 0 | 35584 | 0 | 634 | 0 | 3 | 29500 | 2.95 | 0 | 29500 | 458630.8505 | 19 | 9500 | 2623.9482 | 199.6997 | 20000 | 144824.9666 | 29500 | 0 | 115324.9666 | 115324.9666 | 0 | 9500 | 0 | 0 | 0 | 0 | 0
2022-03-21 04:00 | 0 | 0 | 35584 | 0 | 634 | 0 | 3 | 29500 | 2.95 | 0 | 29500 | 429130.8505 | 19 | 9500 | 2623.9482 | 199.6997 | 20000 | 144824.9666 | 29500 | 0 | 115324.9666 | 115324.9666 | 0 | 9500 | 0 | 0 | 0 | 0 | 0
2022-03-21 05:00 | 0 | 0 | 35584 | 0 | 634 | 0 | 3 | 29500 | 2.95 | 0 | 29500 | 399630.8505 | 19 | 9500 | 2623.9482 | 199.6997 | 20000 | 144824.9666 | 29500 | 0 | 115324.9666 | 115324.9666 | 0 | 9500 | 0 | 0 | 0 | 0 | 0
2022-03-21 06:00 | 0.0084 | 0 | 35584 | 289.9384 | 634 | 0 | 3 | 29210.0622 | 2.921 | 0 | 29210.0622 | 370130.8505 | 19 | 9500 | 2623.9482 | 199.6997 | 20000 | 144824.9666 | 29500 | 0 | 115324.9666 | 115324.9666 | 289.9378 | 9210.0622 | 0 | 0 | 0 | 0 | 0
2022-03-21 07:00 | 0.09943 | 0.00683 | 35584 | 3431.9736 | 634 | 724.0128 | 3 | 26068.0336 | 2.6068 | 0 | 25344.0208 | 340920.7884 | 19 | 9500 | 2623.9482 | 199.6997 | 20000 | 144824.9666 | 29500 | 0 | 115324.9666 | 115324.9666 | 3431.9664 | 6068.0336 | 0 | 0 | 0 | 0 | 0
2022-03-21 08:00 | 0.24002 | 0.00837 | 35584 | 8284.6455 | 634 | 887.2602 | 3 | 21215.3719 | 2.1215 | 0 | 20328.1117 | 315576.7675 | 19 | 9500 | 2623.9482 | 199.6997 | 20000 | 144824.9666 | 29500 | 0 | 115324.9666 | 115324.9666 | 0 | 9500 | 0 | 0 | 0 | 0 | 0
2022-03-21 09:00 | 0.39002 | 0.01947 | 35584 | 13462.1175 | 634 | 2063.9135 | 3 | 16037.9108 | 1.6038 | 0 | 13973.9974 | 295248.6558 | 19 | 9500 | 2623.9482 | 199.6997 | 20000 | 144824.9666 | 29500 | 0 | 115324.9666 | 115324.9666 | 0 | 9500 | 0 | 0 | 0 | 0 | 0
2022-03-21 10:00 | 0.5998 | 0.29978 | 35584 | 20702.9847 | 634 | 31778.1189 | 3 | 8797.0589 | 0.87971 | 22981.0601 | 0 | 281274.6584 | 19 | 9500 | 2623.9482 | 199.6997 | 20000 | 144824.9666 | 29500 | 0 | 115324.9666 | 115324.9666 | 702.9411 | 8797.0589 | 0 | 0 | 0 | 0 | 0
2022-03-21 11:00 | 0.72058 | 0.29054 | 35584 | 24871.8852 | 634 | 30798.6346 | 3 | 4628.1672 | 0.46282 | 26170.4674 | 0 | 304255.7185 | 19 | 9500 | 2623.9482 | 199.6997 | 20000 | 144824.9666 | 29500 | 0 | 115324.9666 | 115324.9666 | 4871.8328 | 4628.1672 | 0 | 0 | 0 | 0 | 0
2022-03-21 12:00 | 0.71608 | 0.18039 | 35584 | 24716.561 | 634 | 19122.2059 | 3 | 4783.491 | 0.47835 | 14338.7148 | 0 | 330426.1859 | 19 | 9500 | 2623.9482 | 199.6997 | 20000 | 144824.9666 | 29500 | 0 | 115324.9666 | 115324.9666 | 4716.509 | 4783.491 | 0 | 0 | 0 | 0 | 0
2022-03-21 13:00 | 0.78588 | 0.42722 | 35584 | 27125.8113 | 634 | 45287.3707 | 3 | 2374.2458 | 0.23742 | 42913.1248 | 0 | 344764.9007 | 19 | 9500 | 2623.9482 | 199.6997 | 20000 | 144824.9666 | 29500 | 0 | 115324.9666 | 115324.9666 | 7125.7542 | 2374.2458 | 0 | 0 | 0 | 0 | 0
2022-03-21 14:00 | 0.66908 | 0.35973 | 35584 | 23094.2864 | 634 | 38133.1067 | 3 | 6405.7622 | 0.64058 | 31727.3445 | 0 | 387678.0256 | 19 | 9500 | 2623.9482 | 199.6997 | 20000 | 144824.9666 | 29500 | 0 | 115324.9666 | 115324.9666 | 9500 | 0 | 0 | 0 | 0 | 0 | 0
2022-03-21 15:00 | 0.48333 | 0.27624 | 35584 | 16682.8503 | 634 | 29282.766 | 3 | 12817.1848 | 1.2817 | 16465.5811 | 0 | 419405.3701 | 19 | 9500 | 2623.9482 | 199.6997 | 20000 | 144824.9666 | 29500 | 0 | 115324.9666 | 115324.9666 | 0 | 9500 | 0 | 0 | 0 | 0 | 0
2022-03-21 16:00 | 0.27533 | 0.12402 | 35584 | 9503.4224 | 634 | 13146.7153 | 3 | 19996.5976 | 1.9997 | 0 | 6849.8823 | 435870.9512 | 19 | 9500 | 2623.9482 | 199.6997 | 20000 | 144824.9666 | 29500 | 0 | 115324.9666 | 115324.9666 | 0 | 9500 | 0 | 0 | 0 | 0 | 0
2022-03-21 17:00 | 0.1126 | 0.01797 | 35584 | 3886.5556 | 634 | 1904.9063 | 3 | 25613.4525 | 2.5613 | 1904.9063 | 25613.4525 | 429021.0689 | 19 | 9500 | 2623.9482 | 199.6997 | 20000 | 144824.9666 | 29500 | 0 | 115324.9666 | 115324.9666 | 0 | 9500 | 0 | 0 | 0 | 0 | 0
2022-03-21 18:00 | 0.00843 | 0 | 35584 | 290.9739 | 634 | 0 | 3 | 29209.0267 | 2.9209 | 0 | 29209.0267 | 405312.5226 | 19 | 9500 | 2623.9482 | 199.6997 | 20000 | 144824.9666 | 29500 | 0 | 115324.9666 | 115324.9666 | 290.9733 | 9209.0267 | 0 | 0 | 0 | 0 | 0
2022-03-21 19:00 | 0 | 0 | 35584 | 0 | 634 | 0 | 3 | 29500 | 2.95 | 0 | 29500 | 376103.4959 | 19 | 9500 | 2623.9482 | 199.6997 | 20000 | 144824.9666 | 29500 | 0 | 115324.9666 | 115324.9666 | 0 | 9500 | 0 | 0 | 0 | 0 | 0
2022-03-21 20:00 | 0 | 0 | 35584 | 0 | 634 | 0 | 3 | 29500 | 2.95 | 0 | 29500 | 346603.4959 | 19 | 9500 | 2623.9482 | 199.6997 | 20000 | 144824.9666 | 29500 | 0 | 115324.9666 | 115324.9666 | 0 | 9500 | 0 | 0 | 0 | 0 | 0
2022-03-21 21:00 | 0 | 0 | 35584 | 0 | 634 | 0 | 3 | 29500 | 2.95 | 0 | 29500 | 317103.4959 | 19 | 9500 | 2623.9482 | 199.6997 | 20000 | 144824.9666 | 29500 | 0 | 115324.9666 | 115324.9666 | 0 | 9500 | 0 | 0 | 0 | 0 | 0
2022-03-21 22:00 | 0 | 0 | 35584 | 0 | 634 | 0 | 3 | 29500 | 2.95 | 0 | 29500 | 287603.4959 | 19 | 9500 | 2623.9482 | 199.6997 | 20000 | 144824.9666 | 29500 | 0 | 115324.9666 | 115324.9666 | 0 | 9500 | 0 | 0 | 0 | 0 | 0
2022-03-21 23:00 | 0 | 0 | 35584 | 0 | 634 | 0 | 3 | 29500 | 2.95 | 0 | 29500 | 258103.4959 | 19 | 9500 | 2623.9482 | 199.6997 | 20000 | 144824.9666 | 29500 | 0 | 115324.9666 | 115324.9666 | 0 | 9500 | 0 | 0 | 0 | 0 | 0
2022-03-22 | 0 | 0 | 35584 | 0 | 634 | 0 | 3 | 30000 | 3 | 0 | 30000 | 228603.4959 | 19 | 7541.6667 | 2623.9482 | 158.5335 | 22458.3333 | 147283.2999 | 30000 | 0 | 117283.2999 | 117283.2999 | 0 | 7541.6667 | 0 | 0 | 0 | 0 | 0
2022-03-22 01:00 | 0 | 0 | 35584 | 0 | 634 | 0 | 3 | 30000 | 3 | 0 | 30000 | 198603.4959 | 19 | 7541.6667 | 2623.9482 | 158.5335 | 22458.3333 | 147283.2999 | 30000 | 0 | 117283.2999 | 117283.2999 | 0 | 7541.6667 | 0 | 0 | 0 | 0 | 0
2022-03-22 02:00 | 0 | 0 | 35584 | 0 | 634 | 0 | 3 | 30000 | 3 | 0 | 30000 | 168603.4959 | 19 | 7541.6667 | 2623.9482 | 158.5335 | 22458.3333 | 147283.2999 | 30000 | 0 | 117283.2999 | 117283.2999 | 0 | 7541.6667 | 0 | 0 | 0 | 0 | 0
2022-03-22 03:00 | 0 | 0 | 35584 | 0 | 634 | 0 | 3 | 30000 | 3 | 0 | 30000 | 138603.4959 | 19 | 7541.6667 | 2623.9482 | 158.5335 | 22458.3333 | 147283.2999 | 30000 | 0 | 117283.2999 | 117283.2999 | 0 | 7541.6667 | 0 | 0 | 0 | 0 | 0
2022-03-22 04:00 | 0 | 0 | 35584 | 0 | 634 | 0 | 3 | 30000 | 3 | 0 | 30000 | 108603.4959 | 19 | 7541.6667 | 2623.9482 | 158.5335 | 22458.3333 | 147283.2999 | 30000 | 0 | 117283.2999 | 117283.2999 | 0 | 7541.6667 | 0 | 0 | 0 | 0 | 0
2022-03-22 05:00 | 0 | 0 | 35584 | 0 | 634 | 0 | 3 | 30000 | 3 | 0 | 30000 | 78603.4959 | 19 | 7541.6667 | 2623.9482 | 158.5335 | 22458.3333 | 147283.2999 | 30000 | 0 | 117283.2999 | 117283.2999 | 0 | 7541.6667 | 0 | 0 | 0 | 0 | 0
2022-03-22 06:00 | 0.01175 | 0 | 35584 | 405.5686 | 634 | 0 | 3 | 30000 | 3 | 0 | 30000 | 48603.4959 | 19 | 7947.2345 | 2623.9482 | 167.059 | 22458.3333 | 147283.2999 | 30405.5678 | 0 | 116877.7321 | 116877.7321 | 0 | 7947.2345 | 0 | 0 | 0 | 0 | 0
2022-03-22 07:00 | 0.1403 | 0.0803 | 35584 | 4842.6621 | 634 | 8512.1854 | 3 | 27115.6814 | 2.7116 | 0 | 18603.4959 | 18603.4959 | 19 | 9500 | 2623.9482 | 199.6997 | 22458.3333 | 147283.2999 | 31958.3333 | 0 | 115324.9666 | 115324.9666 | 0 | 9500 | 0 | 0 | 0 | 0 | 0
2022-03-22 08:00 | 0.34942 | 0.28248 | 35584 | 12060.7484 | 634 | 29944.2359 | 3 | 19897.6103 | 1.9898 | 0 | 0 | 0 | 19 | 9500 | 2623.9482 | 199.6997 | 22458.3333 | 147283.2999 | 31958.3333 | 0 | 115324.9666 | 115324.9666 | 9500 | 0 | 0 | 0 | 0 | 0 | 0
2022-03-22 09:00 | 0.56985 | 0.45151 | 35584 | 19669.2161 | 634 | 47862.2272 | 3 | 12289.1586 | 1.2289 | 19162.167 | 12289.1586 | 0 | 19 | 9500 | 2623.9482 | 199.6997 | 22458.3333 | 147283.2999 | 31958.3333 | 0 | 115324.9666 | 115324.9666 | 0 | 9500 | 0 | 0 | 0 | 0 | 0
2022-03-22 10:00 | 0.7521 | 0.56099 | 35584 | 25959.8446 | 634 | 59467.6328 | 3 | 5998.5434 | 0.59985 | 53469.0894 | 0 | 6873.0084 | 19 | 9500 | 2623.9482 | 199.6997 | 22458.3333 | 147283.2999 | 31958.3333 | 0 | 115324.9666 | 115324.9666 | 9500 | 0 | 0 | 0 | 0 | 0 | 0
2022-03-22 11:00 | 0.8747 | 0.64722 | 35584 | 30191.5651 | 634 | 68608.4267 | 3 | 1766.8318 | 0.17668 | 66841.5948 | 0 | 60342.0978 | 19 | 9500 | 2623.9482 | 199.6997 | 22458.3333 | 147283.2999 | 31958.3333 | 0 | 115324.9666 | 115324.9666 | 7733.1682 | 1766.8318 | 0 | 0 | 0 | 0 | 0
2022-03-22 12:00 | 0.93353 | 0.78739 | 35584 | 32222.1696 | 634 | 83467.1195 | 3 | 0 | 0 | 83467.1195 | 0 | 127183.6926 | 19 | 9500 | 2623.9482 | 199.6997 | 22458.3333 | 147283.2999 | 31958.3333 | 0 | 115324.9666 | 115324.9666 | 9500 | 0 | 0 | 0 | 0 | 0 | 0
2022-03-22 13:00 | 0.89595 | 0.76996 | 35584 | 30925.0403 | 634 | 81619.4558 | 3 | 1033.3582 | 0.10334 | 80586.0976 | 0 | 210650.812 | 19 | 9500 | 2623.9482 | 199.6997 | 22458.3333 | 147283.2999 | 31958.3333 | 0 | 115324.9666 | 115324.9666 | 9500 | 0 | 0 | 0 | 0 | 0 | 0
2022-03-22 14:00 | 0.78197 | 0.72677 | 35584 | 26990.8519 | 634 | 77041.1085 | 3 | 4967.5383 | 0.49675 | 72073.5702 | 0 | 291236.9097 | 19 | 9500 | 2623.9482 | 199.6997 | 22458.3333 | 147283.2999 | 31958.3333 | 0 | 115324.9666 | 115324.9666 | 9500 | 0 | 0 | 0 | 0 | 0 | 0
2022-03-22 15:00 | 0.60685 | 0.64197 | 35584 | 20946.3259 | 634 | 68051.9015 | 3 | 11012.0515 | 1.1012 | 57039.8499 | 0 | 363310.4799 | 19 | 9500 | 2623.9482 | 199.6997 | 22458.3333 | 147283.2999 | 31958.3333 | 0 | 115324.9666 | 115324.9666 | 9500 | 0 | 0 | 0 | 0 | 0 | 0
2022-03-22 16:00 | 0.3872 | 0.49955 | 35584 | 13364.7811 | 634 | 52954.6978 | 3 | 18593.5804 | 1.8594 | 34361.1174 | 0 | 420350.3298 | 19 | 9500 | 2623.9482 | 199.6997 | 22458.3333 | 147283.2999 | 31958.3333 | 0 | 115324.9666 | 115324.9666 | 9500 | 0 | 0 | 0 | 0 | 0 | 0
2022-03-22 17:00 | 0.16132 | 0.26029 | 35584 | 5568.1986 | 634 | 27591.9894 | 3 | 26390.1465 | 2.639 | 1201.8429 | 0 | 454711.4472 | 19 | 9500 | 2623.9482 | 199.6997 | 22458.3333 | 147283.2999 | 31958.3333 | 0 | 115324.9666 | 115324.9666 | 5568.1868 | 3931.8132 | 0 | 0 | 0 | 0 | 0
2022-03-22 18:00 | 0.0115 | 0.00126 | 35584 | 396.9395 | 634 | 133.566 | 3 | 30000 | 3 | 0 | 29866.434 | 455913.2901 | 19 | 7938.6054 | 2623.9482 | 166.8776 | 22458.3333 | 147283.2999 | 30396.9387 | 0 | 116886.3612 | 116886.3612 | 396.9387 | 7541.6667 | 0 | 0 | 0 | 0 | 0
2022-03-22 19:00 | 0 | 0 | 35584 | 0 | 634 | 0 | 3 | 30000 | 3 | 0 | 30000 | 426046.8561 | 19 | 7541.6667 | 2623.9482 | 158.5335 | 22458.3333 | 147283.2999 | 30000 | 0 | 117283.2999 | 117283.2999 | 0 | 7541.6667 | 0 | 0 | 0 | 0 | 0
2022-03-22 20:00 | 0 | 0 | 35584 | 0 | 634 | 0 | 3 | 30000 | 3 | 0 | 30000 | 396046.8561 | 19 | 7541.6667 | 2623.9482 | 158.5335 | 22458.3333 | 147283.2999 | 30000 | 0 | 117283.2999 | 117283.2999 | 0 | 7541.6667 | 0 | 0 | 0 | 0 | 0
2022-03-22 21:00 | 0 | 0 | 35584 | 0 | 634 | 0 | 3 | 30000 | 3 | 0 | 30000 | 366046.8561 | 19 | 7541.6667 | 2623.9482 | 158.5335 | 22458.3333 | 147283.2999 | 30000 | 0 | 117283.2999 | 117283.2999 | 0 | 7541.6667 | 0 | 0 | 0 | 0 | 0
2022-03-22 22:00 | 0 | 0 | 35584 | 0 | 634 | 0 | 3 | 30000 | 3 | 0 | 30000 | 336046.8561 | 19 | 7541.6667 | 2623.9482 | 158.5335 | 22458.3333 | 147283.2999 | 30000 | 0 | 117283.2999 | 117283.2999 | 0 | 7541.6667 | 0 | 0 | 0 | 0 | 0
2022-03-22 23:00 | 0 | 0 | 35584 | 0 | 634 | 0 | 3 | 30000 | 3 | 0 | 30000 | 306046.8561 | 19 | 7541.6667 | 2623.9482 | 158.5335 | 22458.3333 | 147283.2999 | 30000 | 0 | 117283.2999 | 117283.2999 | 0 | 7541.6667 | 0 | 0 | 0 | 0 | 0
2022-03-23 | 0 | 0 | 35584 | 0 | 634 | 0 | 3 | 30000 | 3 | 0 | 30000 | 276046.8561 | 19 | 5916.6667 | 2623.9482 | 124.3744 | 24083.3333 | 148908.2999 | 30000 | 0 | 118908.2999 | 118908.2999 | 0 | 5916.6667 | 0 | 0 | 0 | 0 | 0
2022-03-23 01:00 | 0 | 0 | 35584 | 0 | 634 | 0 | 3 | 30000 | 3 | 0 | 30000 | 246046.8561 | 19 | 5916.6667 | 2623.9482 | 124.3744 | 24083.3333 | 148908.2999 | 30000 | 0 | 118908.2999 | 118908.2999 | 0 | 5916.6667 | 0 | 0 | 0 | 0 | 0
2022-03-23 02:00 | 0 | 0 | 35584 | 0 | 634 | 0 | 3 | 30000 | 3 | 0 | 30000 | 216046.8561 | 19 | 5916.6667 | 2623.9482 | 124.3744 | 24083.3333 | 148908.2999 | 30000 | 0 | 118908.2999 | 118908.2999 | 0 | 5916.6667 | 0 | 0 | 0 | 0 | 0
2022-03-23 03:00 | 0 | 0 | 35584 | 0 | 634 | 0 | 3 | 30000 | 3 | 0 | 30000 | 186046.8561 | 19 | 5916.6667 | 2623.9482 | 124.3744 | 24083.3333 | 148908.2999 | 30000 | 0 | 118908.2999 | 118908.2999 | 0 | 5916.6667 | 0 | 0 | 0 | 0 | 0
2022-03-23 04:00 | 0 | 0 | 35584 | 0 | 634 | 0 | 3 | 30000 | 3 | 0 | 30000 | 156046.8561 | 19 | 5916.6667 | 2623.9482 | 124.3744 | 24083.3333 | 148908.2999 | 30000 | 0 | 118908.2999 | 118908.2999 | 0 | 5916.6667 | 0 | 0 | 0 | 0 | 0
2022-03-23 05:00 | 0 | 0 | 35584 | 0 | 634 | 0 | 3 | 30000 | 3 | 0 | 30000 | 126046.8561 | 19 | 5916.6667 | 2623.9482 | 124.3744 | 24083.3333 | 148908.2999 | 30000 | 0 | 118908.2999 | 118908.2999 | 0 | 5916.6667 | 0 | 0 | 0 | 0 | 0
2022-03-23 06:00 | 0.01438 | 0.0058 | 35584 | 496.347 | 634 | 614.8278 | 3 | 30000 | 3 | 0 | 29385.1722 | 96046.8561 | 19 | 6413.0126 | 2623.9482 | 134.8081 | 24083.3333 | 148908.2999 | 30496.3459 | 0 | 118411.954 | 118411.954 | 496.3459 | 5916.6667 | 0 | 0 | 0 | 0 | 0
2022-03-23 07:00 | 0.17777 | 0.35284 | 35584 | 6135.9946 | 634 | 37402.7336 | 3 | 27447.3516 | 2.7447 | 37402.7336 | 27447.3516 | 66661.684 | 19 | 9500 | 2623.9482 | 199.6997 | 24083.3333 | 148908.2999 | 33583.3333 | 0 | 115324.9666 | 115324.9666 | 6135.9817 | 3364.0183 | 0 | 0 | 0 | 0 | 0
2022-03-23 08:00 | 0.4083 | 0.58134 | 35584 | 14093.0788 | 634 | 61624.8304 | 3 | 19490.2842 | 1.949 | 42134.5462 | 0 | 76617.066 | 19 | 9500 | 2623.9482 | 199.6997 | 24083.3333 | 148908.2999 | 33583.3333 | 0 | 115324.9666 | 115324.9666 | 9500 | 0 | 0 | 0 | 0 | 0 | 0
2022-03-23 09:00 | 0.62912 | 0.7416 | 35584 | 21715.0079 | 634 | 78613.1597 | 3 | 11868.3712 | 1.1868 | 66744.7885 | 0 | 118751.6122 | 19 | 9500 | 2623.9482 | 199.6997 | 24083.3333 | 148908.2999 | 33583.3333 | 0 | 115324.9666 | 115324.9666 | 9500 | 0 | 0 | 0 | 0 | 0 | 0
2022-03-23 10:00 | 0.80392 | 0.82777 | 35584 | 27748.4886 | 634 | 87747.5933 | 3 | 5834.9032 | 0.58349 | 81912.6901 | 0 | 185496.4007 | 19 | 9500 | 2623.9482 | 199.6997 | 24083.3333 | 148908.2999 | 33583.3333 | 0 | 115324.9666 | 115324.9666 | 3665.0968 | 5834.9032 | 0 | 0 | 0 | 0 | 0
2022-03-23 11:00 | 0.91128 | 0.88056 | 35584 | 31454.1779 | 634 | 93343.5867 | 3 | 2129.2217 | 0.21292 | 91214.365 | 0 | 267409.0909 | 19 | 9500 | 2623.9482 | 199.6997 | 24083.3333 | 148908.2999 | 33583.3333 | 0 | 115324.9666 | 115324.9666 | 9500 | 0 | 0 | 0 | 0 | 0 | 0
2022-03-23 12:00 | 0.9171 | 0.763 | 35584 | 31655.0638 | 634 | 80881.6624 | 3 | 1928.3362 | 0.19283 | 78953.3262 | 0 | 358623.4559 | 19 | 9500 | 2623.9482 | 199.6997 | 24083.3333 | 148908.2999 | 33583.3333 | 0 | 115324.9666 | 115324.9666 | 7571.6638 | 1928.3362 | 0 | 0 | 0 | 0 | 0
2022-03-23 13:00 | 0.88183 | 0.75817 | 35584 | 30437.6676 | 634 | 80369.6592 | 3 | 3145.7299 | 0.31457 | 77223.9294 | 0 | 437576.7821 | 19 | 9500 | 2623.9482 | 199.6997 | 24083.3333 | 148908.2999 | 33583.3333 | 0 | 115324.9666 | 115324.9666 | 6354.2701 | 3145.7299 | 0 | 0 | 0 | 0 | 0
2022-03-23 14:00 | 0.77085 | 0.7214 | 35584 | 26607.0286 | 634 | 76471.8627 | 3 | 6976.3607 | 0.69764 | 69495.502 | 0 | 514800.7115 | 19 | 9500 | 2623.9482 | 199.6997 | 24083.3333 | 148908.2999 | 33583.3333 | 0 | 115324.9666 | 115324.9666 | 9500 | 0 | 0 | 0 | 0 | 0 | 0
2022-03-23 15:00 | 0.583 | 0.59865 | 35584 | 20123.1078 | 634 | 63459.7735 | 3 | 13460.2679 | 1.346 | 49999.5057 | 0 | 584296.2135 | 19 | 9500 | 2623.9482 | 199.6997 | 24083.3333 | 148908.2999 | 33583.3333 | 0 | 115324.9666 | 115324.9666 | 0 | 9500 | 0 | 0 | 0 | 0 | 0
2022-03-23 16:00 | 0.35835 | 0.45526 | 35584 | 12368.9806 | 634 | 48259.7452 | 3 | 21214.3788 | 2.1214 | 27045.3665 | 0 | 634295.7191 | 19 | 9500 | 2623.9482 | 199.6997 | 24083.3333 | 148908.2999 | 33583.3333 | 0 | 115324.9666 | 115324.9666 | 0 | 9500 | 0 | 0 | 0 | 0 | 0
2022-03-23 17:00 | 0.14823 | 0.23739 | 35584 | 5116.3778 | 634 | 25164.4795 | 3 | 28466.9663 | 2.8467 | 0 | 3302.4868 | 661341.0856 | 19 | 9500 | 2623.9482 | 199.6997 | 24083.3333 | 148908.2999 | 33583.3333 | 0 | 115324.9666 | 115324.9666 | 5116.3671 | 4383.6329 | 0 | 0 | 0 | 0 | 0
2022-03-23 18:00 | 0.0107 | 0.01093 | 35584 | 369.3263 | 634 | 1158.6325 | 3 | 30000 | 3 | 0 | 28841.3675 | 658038.5988 | 19 | 6285.9922 | 2623.9482 | 132.138 | 24083.3333 | 148908.2999 | 30369.3256 | 0 | 118538.9743 | 118538.9743 | 0 | 6285.9922 | 0 | 0 | 0 | 0 | 0
2022-03-23 19:00 | 0 | 0 | 35584 | 0 | 634 | 0 | 3 | 30000 | 3 | 0 | 30000 | 629197.2313 | 19 | 5916.6667 | 2623.9482 | 124.3744 | 24083.3333 | 148908.2999 | 30000 | 0 | 118908.2999 | 118908.2999 | 0 | 5916.6667 | 0 | 0 | 0 | 0 | 0
2022-03-23 20:00 | 0 | 0 | 35584 | 0 | 634 | 0 | 3 | 30000 | 3 | 0 | 30000 | 599197.2313 | 19 | 5916.6667 | 2623.9482 | 124.3744 | 24083.3333 | 148908.2999 | 30000 | 0 | 118908.2999 | 118908.2999 | 0 | 5916.6667 | 0 | 0 | 0 | 0 | 0
2022-03-23 21:00 | 0 | 0 | 35584 | 0 | 634 | 0 | 3 | 30000 | 3 | 0 | 30000 | 569197.2313 | 19 | 5916.6667 | 2623.9482 | 124.3744 | 24083.3333 | 148908.2999 | 30000 | 0 | 118908.2999 | 118908.2999 | 0 | 5916.6667 | 0 | 0 | 0 | 0 | 0
2022-03-23 22:00 | 0 | 0 | 35584 | 0 | 634 | 0 | 3 | 30000 | 3 | 0 | 30000 | 539197.2313 | 19 | 5916.6667 | 2623.9482 | 124.3744 | 24083.3333 | 148908.2999 | 30000 | 0 | 118908.2999 | 118908.2999 | 0 | 5916.6667 | 0 | 0 | 0 | 0 | 0
2022-03-23 23:00 | 0 | 0 | 35584 | 0 | 634 | 0 | 3 | 30000 | 3 | 0 | 30000 | 509197.2313 | 19 | 5916.6667 | 2623.9482 | 124.3744 | 24083.3333 | 148908.2999 | 30000 | 0 | 118908.2999 | 118908.2999 | 0 | 5916.6667 | 0 | 0 | 0 | 0 | 0
2022-03-24 | 0 | 0 | 35584 | 0 | 634 | 0 | 3 | 30000 | 3 | 0 | 30000 | 479197.2313 | 19 | 5875 | 2623.9482 | 123.4985 | 24125 | 148949.9666 | 30000 | 0 | 118949.9666 | 118949.9666 | 0 | 5875 | 0 | 0 | 0 | 0 | 0
2022-03-24 01:00 | 0 | 0 | 35584 | 0 | 634 | 0 | 3 | 30000 | 3 | 0 | 30000 | 449197.2313 | 19 | 5875 | 2623.9482 | 123.4985 | 24125 | 148949.9666 | 30000 | 0 | 118949.9666 | 118949.9666 | 0 | 5875 | 0 | 0 | 0 | 0 | 0
2022-03-24 02:00 | 0 | 0 | 35584 | 0 | 634 | 0 | 3 | 30000 | 3 | 0 | 30000 | 419197.2313 | 19 | 5875 | 2623.9482 | 123.4985 | 24125 | 148949.9666 | 30000 | 0 | 118949.9666 | 118949.9666 | 0 | 5875 | 0 | 0 | 0 | 0 | 0
2022-03-24 03:00 | 0 | 0 | 35584 | 0 | 634 | 0 | 3 | 30000 | 3 | 0 | 30000 | 389197.2313 | 19 | 5875 | 2623.9482 | 123.4985 | 24125 | 148949.9666 | 30000 | 0 | 118949.9666 | 118949.9666 | 0 | 5875 | 0 | 0 | 0 | 0 | 0
2022-03-24 04:00 | 0 | 0 | 35584 | 0 | 634 | 0 | 3 | 30000 | 3 | 0 | 30000 | 359197.2313 | 19 | 5875 | 2623.9482 | 123.4985 | 24125 | 148949.9666 | 30000 | 0 | 118949.9666 | 118949.9666 | 0 | 5875 | 0 | 0 | 0 | 0 | 0
2022-03-24 05:00 | 0 | 0 | 35584 | 0 | 634 | 0 | 3 | 30000 | 3 | 0 | 30000 | 329197.2313 | 19 | 5875 | 2623.9482 | 123.4985 | 24125 | 148949.9666 | 30000 | 0 | 118949.9666 | 118949.9666 | 0 | 5875 | 0 | 0 | 0 | 0 | 0
2022-03-24 06:00 | 0.0191 | 0.08503 | 35584 | 659.2648 | 634 | 9013.5881 | 3 | 30000 | 3 | 0 | 20986.4119 | 299197.2313 | 19 | 6534.2634 | 2623.9482 | 137.3569 | 24125 | 148949.9666 | 30659.2634 | 0 | 118290.7032 | 118290.7032 | 659.2634 | 5875 | 0 | 0 | 0 | 0 | 0
2022-03-24 07:00 | 0.20823 | 0.62326 | 35584 | 7187.3666 | 634 | 66068.5516 | 3 | 26437.6485 | 2.6438 | 39630.9031 | 0 | 278210.8194 | 19 | 9500 | 2623.9482 | 199.6997 | 24125 | 148949.9666 | 33625 | 0 | 115324.9666 | 115324.9666 | 0 | 9500 | 0 | 0 | 0 | 0 | 0
2022-03-24 08:00 | 0.44717 | 0.80089 | 35584 | 15434.7344 | 634 | 84898.1843 | 3 | 18190.2981 | 1.819 | 66707.8861 | 0 | 317841.7226 | 19 | 9500 | 2623.9482 | 199.6997 | 24125 | 148949.9666 | 33625 | 0 | 115324.9666 | 115324.9666 | 0 | 9500 | 0 | 0 | 0 | 0 | 0
2022-03-24 09:00 | 0.6637 | 0.90721 | 35584 | 22908.5878 | 634 | 96168.6146 | 3 | 10716.4605 | 1.0716 | 85452.1542 | 0 | 384549.6087 | 19 | 9500 | 2623.9482 | 199.6997 | 24125 | 148949.9666 | 33625 | 0 | 115324.9666 | 115324.9666 | 0 | 9500 | 0 | 0 | 0 | 0 | 0
2022-03-24 10:00 | 0.83047 | 0.92709 | 35584 | 28664.9011 | 634 | 98275.99 | 3 | 4960.1592 | 0.49602 | 93315.8308 | 0 | 470001.7628 | 19 | 9500 | 2623.9482 | 199.6997 | 24125 | 148949.9666 | 33625 | 0 | 115324.9666 | 115324.9666 | 4539.8408 | 4960.1592 | 0 | 0 | 0 | 0 | 0
2022-03-24 11:00 | 0.7805 | 0.75478 | 35584 | 26940.1126 | 634 | 80010.3029 | 3 | 6684.9441 | 0.66849 | 73325.3589 | 0 | 563317.5937 | 19 | 9500 | 2623.9482 | 199.6997 | 24125 | 148949.9666 | 33625 | 0 | 115324.9666 | 115324.9666 | 9500 | 0 | 0 | 0 | 0 | 0 | 0
2022-03-24 12:00 | 0.67267 | 0.54586 | 35584 | 23218.2006 | 634 | 57863.7801 | 3 | 10406.8483 | 1.0407 | 47456.9318 | 0 | 636642.9525 | 19 | 9500 | 2623.9482 | 199.6997 | 24125 | 148949.9666 | 33625 | 0 | 115324.9666 | 115324.9666 | 9500 | 0 | 0 | 0 | 0 | 0 | 0
2022-03-24 13:00 | 0.67883 | 0.22803 | 35584 | 23430.8221 | 634 | 24172.2745 | 3 | 10194.2272 | 1.0194 | 13978.0473 | 0 | 684099.8844 | 19 | 9500 | 2623.9482 | 199.6997 | 24125 | 148949.9666 | 33625 | 0 | 115324.9666 | 115324.9666 | 9500 | 0 | 0 | 0 | 0 | 0 | 0
2022-03-24 14:00 | 0.6155 | 0.15923 | 35584 | 21244.8934 | 634 | 16879.1443 | 3 | 12380.1513 | 1.238 | 4498.993 | 0 | 698077.9317 | 19 | 9500 | 2623.9482 | 199.6997 | 24125 | 148949.9666 | 33625 | 0 | 115324.9666 | 115324.9666 | 9500 | 0 | 0 | 0 | 0 | 0 | 0
2022-03-24 15:00 | 0.39398 | 0.10774 | 35584 | 13598.8028 | 634 | 11420.9572 | 3 | 20026.2258 | 2.0026 | 0 | 8605.2687 | 702576.9247 | 19 | 9500 | 2623.9482 | 199.6997 | 24125 | 148949.9666 | 33625 | 0 | 115324.9666 | 115324.9666 | 0 | 9500 | 0 | 0 | 0 | 0 | 0
2022-03-24 16:00 | 0.23793 | 0.14055 | 35584 | 8212.5061 | 634 | 14898.9746 | 3 | 25412.5112 | 2.5413 | 0 | 10513.5366 | 693971.656 | 19 | 9500 | 2623.9482 | 199.6997 | 24125 | 148949.9666 | 33625 | 0 | 115324.9666 | 115324.9666 | 8212.4888 | 1287.5112 | 0 | 0 | 0 | 0 | 0
2022-03-24 17:00 | 0.12535 | 0.06788 | 35584 | 4326.6408 | 634 | 7195.6058 | 3 | 29298.3683 | 2.9298 | 0 | 22102.7625 | 683458.1195 | 19 | 9500 | 2623.9482 | 199.6997 | 24125 | 148949.9666 | 33625 | 0 | 115324.9666 | 115324.9666 | 4326.6317 | 5173.3683 | 0 | 0 | 0 | 0 | 0
2022-03-24 18:00 | 0.01168 | 0.00056 | 35584 | 403.1525 | 634 | 59.3627 | 3 | 30000 | 3 | 0 | 29940.6373 | 661355.357 | 19 | 6278.1516 | 2623.9482 | 131.9732 | 24125 | 148949.9666 | 30403.1516 | 0 | 118546.8149 | 118546.8149 | 403.1516 | 5875 | 0 | 0 | 0 | 0 | 0
2022-03-24 19:00 | 0 | 0 | 35584 | 0 | 634 | 0 | 3 | 30000 | 3 | 0 | 30000 | 631414.7196 | 19 | 5875 | 2623.9482 | 123.4985 | 24125 | 148949.9666 | 30000 | 0 | 118949.9666 | 118949.9666 | 0 | 5875 | 0 | 0 | 0 | 0 | 0
2022-03-24 20:00 | 0 | 0 | 35584 | 0 | 634 | 0 | 3 | 30000 | 3 | 0 | 30000 | 601414.7196 | 19 | 5875 | 2623.9482 | 123.4985 | 24125 | 148949.9666 | 30000 | 0 | 118949.9666 | 118949.9666 | 0 | 5875 | 0 | 0 | 0 | 0 | 0
2022-03-24 21:00 | 0 | 0 | 35584 | 0 | 634 | 0 | 3 | 30000 | 3 | 0 | 30000 | 571414.7196 | 19 | 5875 | 2623.9482 | 123.4985 | 24125 | 148949.9666 | 30000 | 0 | 118949.9666 | 118949.9666 | 0 | 5875 | 0 | 0 | 0 | 0 | 0
2022-03-24 22:00 | 0 | 0 | 35584 | 0 | 634 | 0 | 3 | 30000 | 3 | 0 | 30000 | 541414.7196 | 19 | 5875 | 2623.9482 | 123.4985 | 24125 | 148949.9666 | 30000 | 0 | 118949.9666 | 118949.9666 | 0 | 5875 | 0 | 0 | 0 | 0 | 0
2022-03-24 23:00 | 0 | 0 | 35584 | 0 | 634 | 0 | 3 | 30000 | 3 | 0 | 30000 | 511414.7196 | 19 | 5875 | 2623.9482 | 123.4985 | 24125 | 148949.9666 | 30000 | 0 | 118949.9666 | 118949.9666 | 0 | 5875 | 0 | 0 | 0 | 0 | 0
2022-03-25 | 0 | 0 | 35584 | 0 | 634 | 0 | 3 | 30000 | 3 | 0 | 30000 | 481414.7196 | 19 | 6458.3333 | 2623.9482 | 135.7608 | 23541.6667 | 148366.6332 | 30000 | 0 | 118366.6332 | 118366.6332 | 0 | 6458.3333 | 0 | 0 | 0 | 0 | 0
2022-03-25 01:00 | 0 | 0 | 35584 | 0 | 634 | 0 | 3 | 30000 | 3 | 0 | 30000 | 451414.7196 | 19 | 6458.3333 | 2623.9482 | 135.7608 | 23541.6667 | 148366.6332 | 30000 | 0 | 118366.6332 | 118366.6332 | 0 | 6458.3333 | 0 | 0 | 0 | 0 | 0
2022-03-25 02:00 | 0 | 0 | 35584 | 0 | 634 | 0 | 3 | 30000 | 3 | 0 | 30000 | 421414.7196 | 19 | 6458.3333 | 2623.9482 | 135.7608 | 23541.6667 | 148366.6332 | 30000 | 0 | 118366.6332 | 118366.6332 | 0 | 6458.3333 | 0 | 0 | 0 | 0 | 0
2022-03-25 03:00 | 0 | 0 | 35584 | 0 | 634 | 0 | 3 | 30000 | 3 | 0 | 30000 | 391414.7196 | 19 | 6458.3333 | 2623.9482 | 135.7608 | 23541.6667 | 148366.6332 | 30000 | 0 | 118366.6332 | 118366.6332 | 0 | 6458.3333 | 0 | 0 | 0 | 0 | 0
2022-03-25 04:00 | 0 | 0 | 35584 | 0 | 634 | 0 | 3 | 30000 | 3 | 0 | 30000 | 361414.7196 | 19 | 6458.3333 | 2623.9482 | 135.7608 | 23541.6667 | 148366.6332 | 30000 | 0 | 118366.6332 | 118366.6332 | 0 | 6458.3333 | 0 | 0 | 0 | 0 | 0
2022-03-25 05:00 | 0 | 0 | 35584 | 0 | 634 | 0 | 3 | 30000 | 3 | 0 | 30000 | 331414.7196 | 19 | 6458.3333 | 2623.9482 | 135.7608 | 23541.6667 | 148366.6332 | 30000 | 0 | 118366.6332 | 118366.6332 | 0 | 6458.3333 | 0 | 0 | 0 | 0 | 0
2022-03-25 06:00 | 0.01683 | 0.0148 | 35584 | 580.9124 | 634 | 1568.871 | 3 | 30000 | 3 | 0 | 28431.129 | 301414.7196 | 19 | 7039.2445 | 2623.9482 | 147.9721 | 23541.6667 | 148366.6332 | 30580.9111 | 0 | 117785.7221 | 117785.7221 | 580.9111 | 6458.3333 | 0 | 0 | 0 | 0 | 0
2022-03-25 07:00 | 0.18218 | 0.31706 | 35584 | 6288.2123 | 634 | 33609.8819 | 3 | 26753.4676 | 2.6753 | 6856.4143 | 0 | 272983.5907 | 19 | 9500 | 2623.9482 | 199.6997 | 23541.6667 | 148366.6332 | 33041.6667 | 0 | 115324.9666 | 115324.9666 | 6288.1991 | 3211.8009 | 0 | 0 | 0 | 0 | 0
2022-03-25 08:00 | 0.39858 | 0.4896 | 35584 | 13757.5786 | 634 | 51899.9501 | 3 | 19284.117 | 1.9284 | 32615.833 | 0 | 279840.005 | 19 | 9500 | 2623.9482 | 199.6997 | 23541.6667 | 148366.6332 | 33041.6667 | 0 | 115324.9666 | 115324.9666 | 0 | 9500 | 0 | 0 | 0 | 0 | 0
2022-03-25 09:00 | 0.62597 | 0.63288 | 35584 | 21606.281 | 634 | 67088.3178 | 3 | 11435.4312 | 1.1435 | 55652.8867 | 0 | 312455.838 | 19 | 9500 | 2623.9482 | 199.6997 | 23541.6667 | 148366.6332 | 33041.6667 | 0 | 115324.9666 | 115324.9666 | 9500 | 0 | 0 | 0 | 0 | 0 | 0
2022-03-25 10:00 | 0.72365 | 0.4651 | 35584 | 24977.8508 | 634 | 49302.8325 | 3 | 8063.8685 | 0.80639 | 41238.964 | 0 | 368108.7247 | 19 | 9500 | 2623.9482 | 199.6997 | 23541.6667 | 148366.6332 | 33041.6667 | 0 | 115324.9666 | 115324.9666 | 9500 | 0 | 0 | 0 | 0 | 0 | 0
2022-03-25 11:00 | 0.5388 | 0.10845 | 35584 | 18597.4794 | 634 | 11496.2206 | 3 | 14444.2264 | 1.4444 | 0 | 2948.0058 | 409347.6887 | 19 | 9500 | 2623.9482 | 199.6997 | 23541.6667 | 148366.6332 | 33041.6667 | 0 | 115324.9666 | 115324.9666 | 9500 | 0 | 0 | 0 | 0 | 0 | 0
2022-03-25 12:00 | 0.50385 | 0.17325 | 35584 | 17391.1284 | 634 | 18365.3316 | 3 | 15650.5748 | 1.5651 | 2714.7568 | 0 | 406399.6828 | 19 | 9500 | 2623.9482 | 199.6997 | 23541.6667 | 148366.6332 | 33041.6667 | 0 | 115324.9666 | 115324.9666 | 9500 | 0 | 0 | 0 | 0 | 0 | 0
2022-03-25 13:00 | 0.52072 | 0.35021 | 35584 | 17973.4215 | 634 | 37123.941 | 3 | 15068.283 | 1.5068 | 22055.658 | 0 | 409114.4396 | 19 | 9500 | 2623.9482 | 199.6997 | 23541.6667 | 148366.6332 | 33041.6667 | 0 | 115324.9666 | 115324.9666 | 9500 | 0 | 0 | 0 | 0 | 0 | 0
2022-03-25 14:00 | 0.48858 | 0.13837 | 35584 | 16864.0618 | 634 | 14667.8842 | 3 | 16177.6404 | 1.6178 | 0 | 1509.7562 | 431170.0976 | 19 | 9500 | 2623.9482 | 199.6997 | 23541.6667 | 148366.6332 | 33041.6667 | 0 | 115324.9666 | 115324.9666 | 0 | 9500 | 0 | 0 | 0 | 0 | 0
2022-03-25 15:00 | 0.366 | 0.07457 | 35584 | 12633.0317 | 634 | 7904.7779 | 3 | 20408.6616 | 2.0409 | 0 | 12503.8836 | 429660.3414 | 19 | 9500 | 2623.9482 | 199.6997 | 23541.6667 | 148366.6332 | 33041.6667 | 0 | 115324.9666 | 115324.9666 | 0 | 9500 | 0 | 0 | 0 | 0 | 0
2022-03-25 16:00 | 0.23202 | 0.11678 | 35584 | 8008.5137 | 634 | 12379.2405 | 3 | 25033.1698 | 2.5033 | 0 | 12653.9293 | 417156.4577 | 19 | 9500 | 2623.9482 | 199.6997 | 23541.6667 | 148366.6332 | 33041.6667 | 0 | 115324.9666 | 115324.9666 | 8008.4968 | 1491.5032 | 0 | 0 | 0 | 0 | 0
2022-03-25 17:00 | 0.11747 | 0.09567 | 35584 | 4054.6509 | 634 | 10141.4792 | 3 | 28987.0243 | 2.8987 | 0 | 18845.5451 | 404502.5284 | 19 | 9500 | 2623.9482 | 199.6997 | 23541.6667 | 148366.6332 | 33041.6667 | 0 | 115324.9666 | 115324.9666 | 4054.6424 | 5445.3576 | 0 | 0 | 0 | 0 | 0
2022-03-25 18:00 | 0.01162 | 0.00225 | 35584 | 401.0815 | 634 | 238.5108 | 3 | 30000 | 3 | 0 | 29761.4892 | 385656.9833 | 19 | 6859.414 | 2623.9482 | 144.1919 | 23541.6667 | 148366.6332 | 30401.0807 | 0 | 117965.5526 | 117965.5526 | 401.0807 | 6458.3333 | 0 | 0 | 0 | 0 | 0
2022-03-25 19:00 | 0 | 0 | 35584 | 0 | 634 | 0 | 3 | 30000 | 3 | 0 | 30000 | 355895.4941 | 19 | 6458.3333 | 2623.9482 | 135.7608 | 23541.6667 | 148366.6332 | 30000 | 0 | 118366.6332 | 118366.6332 | 0 | 6458.3333 | 0 | 0 | 0 | 0 | 0
2022-03-25 20:00 | 0 | 0 | 35584 | 0 | 634 | 0 | 3 | 30000 | 3 | 0 | 30000 | 325895.4941 | 19 | 6458.3333 | 2623.9482 | 135.7608 | 23541.6667 | 148366.6332 | 30000 | 0 | 118366.6332 | 118366.6332 | 0 | 6458.3333 | 0 | 0 | 0 | 0 | 0
2022-03-25 21:00 | 0 | 0 | 35584 | 0 | 634 | 0 | 3 | 30000 | 3 | 0 | 30000 | 295895.4941 | 19 | 6458.3333 | 2623.9482 | 135.7608 | 23541.6667 | 148366.6332 | 30000 | 0 | 118366.6332 | 118366.6332 | 0 | 6458.3333 | 0 | 0 | 0 | 0 | 0
2022-03-25 22:00 | 0 | 0 | 35584 | 0 | 634 | 0 | 3 | 30000 | 3 | 0 | 30000 | 265895.4941 | 19 | 6458.3333 | 2623.9482 | 135.7608 | 23541.6667 | 148366.6332 | 30000 | 0 | 118366.6332 | 118366.6332 | 0 | 6458.3333 | 0 | 0 | 0 | 0 | 0
2022-03-25 23:00 | 0 | 0 | 35584 | 0 | 634 | 0 | 3 | 30000 | 3 | 0 | 30000 | 235895.4941 | 19 | 6458.3333 | 2623.9482 | 135.7608 | 23541.6667 | 148366.6332 | 30000 | 0 | 118366.6332 | 118366.6332 | 0 | 6458.3333 | 0 | 0 | 0 | 0 | 0
2022-03-26 | 0 | 0 | 35584 | 0 | 634 | 0 | 3 | 30000 | 3 | 0 | 30000 | 205895.4941 | 19 | 6904.1667 | 2623.9482 | 145.1326 | 23095.8333 | 147920.7999 | 30000 | 0 | 117920.7999 | 117920.7999 | 0 | 6904.1667 | 0 | 0 | 0 | 0 | 0
2022-03-26 01:00 | 0 | 0 | 35584 | 0 | 634 | 0 | 3 | 30000 | 3 | 0 | 30000 | 175895.4941 | 19 | 6904.1667 | 2623.9482 | 145.1326 | 23095.8333 | 147920.7999 | 30000 | 0 | 117920.7999 | 117920.7999 | 0 | 6904.1667 | 0 | 0 | 0 | 0 | 0
2022-03-26 02:00 | 0 | 0 | 35584 | 0 | 634 | 0 | 3 | 30000 | 3 | 0 | 30000 | 145895.4941 | 19 | 6904.1667 | 2623.9482 | 145.1326 | 23095.8333 | 147920.7999 | 30000 | 0 | 117920.7999 | 117920.7999 | 0 | 6904.1667 | 0 | 0 | 0 | 0 | 0
2022-03-26 03:00 | 0 | 0 | 35584 | 0 | 634 | 0 | 3 | 30000 | 3 | 0 | 30000 | 115895.4941 | 19 | 6904.1667 | 2623.9482 | 145.1326 | 23095.8333 | 147920.7999 | 30000 | 0 | 117920.7999 | 117920.7999 | 0 | 6904.1667 | 0 | 0 | 0 | 0 | 0
2022-03-26 04:00 | 0 | 0 | 35584 | 0 | 634 | 0 | 3 | 30000 | 3 | 0 | 30000 | 85895.4941 | 19 | 6904.1667 | 2623.9482 | 145.1326 | 23095.8333 | 147920.7999 | 30000 | 0 | 117920.7999 | 117920.7999 | 0 | 6904.1667 | 0 | 0 | 0 | 0 | 0
2022-03-26 05:00 | 0 | 0 | 35584 | 0 | 634 | 0 | 3 | 30000 | 3 | 0 | 30000 | 55895.4941 | 19 | 6904.1667 | 2623.9482 | 145.1326 | 23095.8333 | 147920.7999 | 30000 | 0 | 117920.7999 | 117920.7999 | 0 | 6904.1667 | 0 | 0 | 0 | 0 | 0
2022-03-26 06:00 | 0.0198 | 0.03872 | 35584 | 683.4263 | 634 | 4104.5059 | 3 | 30000 | 3 | 0 | 25895.4941 | 25895.4941 | 19 | 7587.5915 | 2623.9482 | 159.4989 | 23095.8333 | 147920.7999 | 30683.4249 | 0 | 117237.375 | 117237.375 | 683.4249 | 6904.1667 | 0 | 0 | 0 | 0 | 0
2022-03-26 07:00 | 0.20562 | 0.50444 | 35584 | 7097.2786 | 634 | 53473.0613 | 3 | 25498.5697 | 2.5499 | 0 | 0 | 0 | 19 | 9500 | 2623.9482 | 199.6997 | 23095.8333 | 147920.7999 | 32595.8333 | 0 | 115324.9666 | 115324.9666 | 7097.2637 | 2402.7363 | 0 | 0 | 0 | 0 | 0
2022-03-26 08:00 | 0.43955 | 0.6997 | 35584 | 15171.7188 | 634 | 74171.5586 | 3 | 17424.1465 | 1.7424 | 0 | 0 | 0 | 19 | 9500 | 2623.9482 | 199.6997 | 23095.8333 | 147920.7999 | 32595.8333 | 0 | 115324.9666 | 115324.9666 | 0 | 9500 | 0 | 0 | 0 | 0 | 0
2022-03-26 09:00 | 0.6607 | 0.82906 | 35584 | 22805.0383 | 634 | 87884.3395 | 3 | 9790.843 | 0.97908 | 0 | 0 | 0 | 19 | 9500 | 2623.9482 | 199.6997 | 23095.8333 | 147920.7999 | 32595.8333 | 0 | 115324.9666 | 115324.9666 | 9500 | 0 | 0 | 0 | 0 | 0 | 0
2022-03-26 10:00 | 0.83297 | 0.89954 | 35584 | 28751.1923 | 634 | 95355.5578 | 3 | 3844.7015 | 0.38447 | 0 | 0 | 0 | 19 | 9500 | 2623.9482 | 199.6997 | 23095.8333 | 147920.7999 | 32595.8333 | 0 | 115324.9666 | 115324.9666 | 9500 | 0 | 0 | 0 | 0 | 0 | 0
2022-03-26 11:00 | 0.88685 | 0.88016 | 35584 | 30610.9403 | 634 | 93301.1848 | 3 | 1984.9575 | 0.1985 | 34341.7713 | 0 | 0 | 19 | 9500 | 2623.9482 | 199.6997 | 23095.8333 | 147920.7999 | 32595.8333 | 0 | 115324.9666 | 115324.9666 | 9500 | 0 | 0 | 0 | 0 | 0 | 0
2022-03-26 12:00 | 0.92547 | 0.77074 | 35584 | 31943.9667 | 634 | 81702.1396 | 3 | 651.9338 | 0.065193 | 81050.2057 | 0 | 34341.7713 | 19 | 9500 | 2623.9482 | 199.6997 | 23095.8333 | 147920.7999 | 32595.8333 | 0 | 115324.9666 | 115324.9666 | 8848.0662 | 651.9338 | 0 | 0 | 0 | 0 | 0
2022-03-26 13:00 | 0.90053 | 0.77681 | 35584 | 31083.1257 | 634 | 82345.5887 | 3 | 1512.773 | 0.15128 | 80832.8156 | 0 | 115391.977 | 19 | 9500 | 2623.9482 | 199.6997 | 23095.8333 | 147920.7999 | 32595.8333 | 0 | 115324.9666 | 115324.9666 | 7987.227 | 1512.773 | 0 | 0 | 0 | 0 | 0
2022-03-26 14:00 | 0.77872 | 0.69619 | 35584 | 26878.6733 | 634 | 73799.4817 | 3 | 5717.2166 | 0.57172 | 68082.2651 | 0 | 196224.7926 | 19 | 9500 | 2623.9482 | 199.6997 | 23095.8333 | 147920.7999 | 32595.8333 | 0 | 115324.9666 | 115324.9666 | 3782.7834 | 5717.2166 | 0 | 0 | 0 | 0 | 0
2022-03-26 15:00 | 0.61303 | 0.7 | 35584 | 21159.6377 | 634 | 74203.36 | 3 | 11436.2401 | 1.1436 | 62767.1199 | 0 | 264307.0577 | 19 | 9500 | 2623.9482 | 199.6997 | 23095.8333 | 147920.7999 | 32595.8333 | 0 | 115324.9666 | 115324.9666 | 9500 | 0 | 0 | 0 | 0 | 0 | 0
2022-03-26 16:00 | 0.39652 | 0.58595 | 35584 | 13686.4746 | 634 | 62113.5126 | 3 | 18909.3875 | 1.8909 | 43204.1251 | 0 | 327074.1776 | 19 | 9500 | 2623.9482 | 199.6997 | 23095.8333 | 147920.7999 | 32595.8333 | 0 | 115324.9666 | 115324.9666 | 9500 | 0 | 0 | 0 | 0 | 0 | 0
2022-03-26 17:00 | 0.17493 | 0.3562 | 35584 | 6037.9678 | 634 | 37758.9098 | 3 | 26557.8782 | 2.6558 | 11201.0316 | 0 | 370278.3026 | 19 | 9500 | 2623.9482 | 199.6997 | 23095.8333 | 147920.7999 | 32595.8333 | 0 | 115324.9666 | 115324.9666 | 6037.9551 | 3462.0449 | 0 | 0 | 0 | 0 | 0
2022-03-26 18:00 | 0.01388 | 0.01337 | 35584 | 479.0887 | 634 | 1417.2842 | 3 | 30000 | 3 | 0 | 28582.7158 | 381479.3342 | 19 | 7383.2544 | 2623.9482 | 155.2035 | 23095.8333 | 147920.7999 | 30479.0877 | 0 | 117441.7122 | 117441.7122 | 479.0877 | 6904.1667 | 0 | 0 | 0 | 0 | 0
2022-03-26 19:00 | 0 | 0 | 35584 | 0 | 634 | 0 | 3 | 30000 | 3 | 0 | 30000 | 352896.6184 | 19 | 6904.1667 | 2623.9482 | 145.1326 | 23095.8333 | 147920.7999 | 30000 | 0 | 117920.7999 | 117920.7999 | 0 | 6904.1667 | 0 | 0 | 0 | 0 | 0
2022-03-26 20:00 | 0 | 0 | 35584 | 0 | 634 | 0 | 3 | 30000 | 3 | 0 | 30000 | 322896.6184 | 19 | 6904.1667 | 2623.9482 | 145.1326 | 23095.8333 | 147920.7999 | 30000 | 0 | 117920.7999 | 117920.7999 | 0 | 6904.1667 | 0 | 0 | 0 | 0 | 0
2022-03-26 21:00 | 0 | 0 | 35584 | 0 | 634 | 0 | 3 | 30000 | 3 | 0 | 30000 | 292896.6184 | 19 | 6904.1667 | 2623.9482 | 145.1326 | 23095.8333 | 147920.7999 | 30000 | 0 | 117920.7999 | 117920.7999 | 0 | 6904.1667 | 0 | 0 | 0 | 0 | 0
2022-03-26 22:00 | 0 | 0 | 35584 | 0 | 634 | 0 | 3 | 30000 | 3 | 0 | 30000 | 262896.6184 | 19 | 6904.1667 | 2623.9482 | 145.1326 | 23095.8333 | 147920.7999 | 30000 | 0 | 117920.7999 | 117920.7999 | 0 | 6904.1667 | 0 | 0 | 0 | 0 | 0
2022-03-26 23:00 | 0 | 0 | 35584 | 0 | 634 | 0 | 3 | 30000 | 3 | 0 | 30000 | 232896.6184 | 19 | 6904.1667 | 2623.9482 | 145.1326 | 23095.8333 | 147920.7999 | 30000 | 0 | 117920.7999 | 117920.7999 | 0 | 6904.1667 | 0 | 0 | 0 | 0 | 0
2022-03-27 | 0 | 0 | 35584 | 0 | 634 | 0 | 3 | 30000 | 3 | 0 | 30000 | 202896.6184 | 19 | 7220.8333 | 2623.9482 | 151.7893 | 22779.1667 | 147604.1332 | 30000 | 0 | 117604.1332 | 117604.1332 | 0 | 7220.8333 | 0 | 0 | 0 | 0 | 0
2022-03-27 01:00 | 0 | 0 | 35584 | 0 | 634 | 0 | 3 | 30000 | 3 | 0 | 30000 | 172896.6184 | 19 | 7220.8333 | 2623.9482 | 151.7893 | 22779.1667 | 147604.1332 | 30000 | 0 | 117604.1332 | 117604.1332 | 0 | 7220.8333 | 0 | 0 | 0 | 0 | 0
2022-03-27 02:00 | 0 | 0 | 35584 | 0 | 634 | 0 | 3 | 30000 | 3 | 0 | 30000 | 142896.6184 | 19 | 7220.8333 | 2623.9482 | 151.7893 | 22779.1667 | 147604.1332 | 30000 | 0 | 117604.1332 | 117604.1332 | 0 | 7220.8333 | 0 | 0 | 0 | 0 | 0
2022-03-27 03:00 | 0 | 0 | 35584 | 0 | 634 | 0 | 3 | 30000 | 3 | 0 | 30000 | 112896.6184 | 19 | 7220.8333 | 2623.9482 | 151.7893 | 22779.1667 | 147604.1332 | 30000 | 0 | 117604.1332 | 117604.1332 | 0 | 7220.8333 | 0 | 0 | 0 | 0 | 0
2022-03-27 04:00 | 0 | 0 | 35584 | 0 | 634 | 0 | 3 | 30000 | 3 | 0 | 30000 | 82896.6184 | 19 | 7220.8333 | 2623.9482 | 151.7893 | 22779.1667 | 147604.1332 | 30000 | 0 | 117604.1332 | 117604.1332 | 0 | 7220.8333 | 0 | 0 | 0 | 0 | 0
2022-03-27 05:00 | 0 | 0 | 35584 | 0 | 634 | 0 | 3 | 30000 | 3 | 0 | 30000 | 52896.6184 | 19 | 7220.8333 | 2623.9482 | 151.7893 | 22779.1667 | 147604.1332 | 30000 | 0 | 117604.1332 | 117604.1332 | 0 | 7220.8333 | 0 | 0 | 0 | 0 | 0
2022-03-27 06:00 | 0.02225 | 0.06701 | 35584 | 767.9917 | 634 | 7103.3816 | 3 | 30000 | 3 | 0 | 22896.6184 | 22896.6184 | 19 | 7988.8234 | 2623.9482 | 167.9332 | 22779.1667 | 147604.1332 | 30767.9901 | 0 | 116836.1432 | 116836.1432 | 767.9901 | 7220.8333 | 0 | 0 | 0 | 0 | 0
2022-03-27 07:00 | 0.21632 | 0.55733 | 35584 | 7466.605 | 634 | 59079.6552 | 3 | 24812.5774 | 2.4813 | 0 | 0 | 0 | 19 | 9500 | 2623.9482 | 199.6997 | 22779.1667 | 147604.1332 | 32279.1667 | 0 | 115324.9666 | 115324.9666 | 7466.5892 | 2033.4108 | 0 | 0 | 0 | 0 | 0
2022-03-27 08:00 | 0.45755 | 0.78186 | 35584 | 15793.0154 | 634 | 82880.9129 | 3 | 16486.1845 | 1.6486 | 16486.1845 | 16486.1845 | 0 | 19 | 9500 | 2623.9482 | 199.6997 | 22779.1667 | 147604.1332 | 32279.1667 | 0 | 115324.9666 | 115324.9666 | 9500 | 0 | 0 | 0 | 0 | 0 | 0
2022-03-27 09:00 | 0.6816 | 0.9054 | 35584 | 23526.4328 | 634 | 95976.7459 | 3 | 8752.7834 | 0.87528 | 0 | 0 | 0 | 19 | 9500 | 2623.9482 | 199.6997 | 22779.1667 | 147604.1332 | 32279.1667 | 0 | 115324.9666 | 115324.9666 | 747.2166 | 8752.7834 | 0 | 0 | 0 | 0 | 0
2022-03-27 10:00 | 0.852 | 0.97008 | 35584 | 29408.041 | 634 | 102833.1364 | 3 | 2871.1876 | 0.28712 | 0 | 0 | 0 | 19 | 9500 | 2623.9482 | 199.6997 | 22779.1667 | 147604.1332 | 32279.1667 | 0 | 115324.9666 | 115324.9666 | 9500 | 0 | 0 | 0 | 0 | 0 | 0
2022-03-27 11:00 | 0.9579 | 1.0024 | 35584 | 33063.3362 | 634 | 106258.1515 | 3 | 0 | 0 | 9667.3437 | 0 | 0 | 19 | 9500 | 2623.9482 | 199.6997 | 22779.1667 | 147604.1332 | 32279.1667 | 0 | 115324.9666 | 115324.9666 | 9500 | 0 | 0 | 0 | 0 | 0 | 0
2022-03-27 12:00 | 0.9746 | 0.94379 | 35584 | 33639.7614 | 634 | 100046.2702 | 3 | 0 | 0 | 0 | 0 | 9667.3437 | 19 | 9500 | 2623.9482 | 199.6997 | 22779.1667 | 147604.1332 | 32279.1667 | 0 | 115324.9666 | 115324.9666 | 9500 | 0 | 0 | 0 | 0 | 0 | 0
2022-03-27 13:00 | 0.9357 | 0.93327 | 35584 | 32297.0703 | 634 | 98931.0997 | 3 | 0 | 0 | 98931.0997 | 0 | 9667.3437 | 19 | 9500 | 2623.9482 | 199.6997 | 22779.1667 | 147604.1332 | 32279.1667 | 0 | 115324.9666 | 115324.9666 | 9500 | 0 | 0 | 0 | 0 | 0 | 0
2022-03-27 14:00 | 0.82192 | 0.9002 | 35584 | 28369.7852 | 634 | 95425.521 | 3 | 3909.4412 | 0.39094 | 91516.0798 | 0 | 108598.4434 | 19 | 9500 | 2623.9482 | 199.6997 | 22779.1667 | 147604.1332 | 32279.1667 | 0 | 115324.9666 | 115324.9666 | 5590.5588 | 3909.4412 | 0 | 0 | 0 | 0 | 0
2022-03-27 15:00 | 0.64922 | 0.84761 | 35584 | 22408.7891 | 634 | 89850.7285 | 3 | 9870.4247 | 0.98704 | 79980.3038 | 0 | 200114.5232 | 19 | 9500 | 2623.9482 | 199.6997 | 22779.1667 | 147604.1332 | 32279.1667 | 0 | 115324.9666 | 115324.9666 | 0 | 9500 | 0 | 0 | 0 | 0 | 0
2022-03-27 16:00 | 0.43088 | 0.73727 | 35584 | 14872.4609 | 634 | 78154.1589 | 3 | 17406.7371 | 1.7407 | 60747.4218 | 0 | 280094.827 | 19 | 9500 | 2623.9482 | 199.6997 | 22779.1667 | 147604.1332 | 32279.1667 | 0 | 115324.9666 | 115324.9666 | 9500 | 0 | 0 | 0 | 0 | 0 | 0
2022-03-27 17:00 | 0.19538 | 0.53234 | 35584 | 6743.8299 | 634 | 56430.5952 | 3 | 25535.351 | 2.5535 | 30895.2442 | 0 | 340842.2488 | 19 | 9500 | 2623.9482 | 199.6997 | 22779.1667 | 147604.1332 | 32279.1667 | 0 | 115324.9666 | 115324.9666 | 6743.8157 | 2756.1843 | 0 | 0 | 0 | 0 | 0
2022-03-27 18:00 | 0.01645 | 0.05063 | 35584 | 567.7961 | 634 | 5367.023 | 3 | 30000 | 3 | 0 | 24632.977 | 371737.4931 | 19 | 7788.6282 | 2623.9482 | 163.7249 | 22779.1667 | 147604.1332 | 30567.7949 | 0 | 117036.3383 | 117036.3383 | 567.7949 | 7220.8333 | 0 | 0 | 0 | 0 | 0
2022-03-27 19:00 | 0 | 0 | 35584 | 0 | 634 | 0 | 3 | 30000 | 3 | 0 | 30000 | 347104.5161 | 19 | 7220.8333 | 2623.9482 | 151.7893 | 22779.1667 | 147604.1332 | 30000 | 0 | 117604.1332 | 117604.1332 | 0 | 7220.8333 | 0 | 0 | 0 | 0 | 0
2022-03-27 20:00 | 0 | 0 | 35584 | 0 | 634 | 0 | 3 | 30000 | 3 | 0 | 30000 | 317104.5161 | 19 | 7220.8333 | 2623.9482 | 151.7893 | 22779.1667 | 147604.1332 | 30000 | 0 | 117604.1332 | 117604.1332 | 0 | 7220.8333 | 0 | 0 | 0 | 0 | 0
2022-03-27 21:00 | 0 | 0 | 35584 | 0 | 634 | 0 | 3 | 30000 | 3 | 0 | 30000 | 287104.5161 | 19 | 7220.8333 | 2623.9482 | 151.7893 | 22779.1667 | 147604.1332 | 30000 | 0 | 117604.1332 | 117604.1332 | 0 | 7220.8333 | 0 | 0 | 0 | 0 | 0
2022-03-27 22:00 | 0 | 0 | 35584 | 0 | 634 | 0 | 3 | 30000 | 3 | 0 | 30000 | 257104.5161 | 19 | 7220.8333 | 2623.9482 | 151.7893 | 22779.1667 | 147604.1332 | 30000 | 0 | 117604.1332 | 117604.1332 | 0 | 7220.8333 | 0 | 0 | 0 | 0 | 0
2022-03-27 23:00 | 0 | 0 | 35584 | 0 | 634 | 0 | 3 | 30000 | 3 | 0 | 30000 | 227104.5161 | 19 | 7220.8333 | 2623.9482 | 151.7893 | 22779.1667 | 147604.1332 | 30000 | 0 | 117604.1332 | 117604.1332 | 0 | 7220.8333 | 0 | 0 | 0 | 0 | 0
2022-03-28 | 0 | 0 | 35584 | 0 | 634 | 0 | 3 | 30000 | 3 | 0 | 30000 | 197104.5161 | 19 | 6583.3333 | 2623.9482 | 138.3884 | 23416.6667 | 148241.6332 | 30000 | 0 | 118241.6332 | 118241.6332 | 0 | 6583.3333 | 0 | 0 | 0 | 0 | 0
2022-03-28 01:00 | 0 | 0 | 35584 | 0 | 634 | 0 | 3 | 30000 | 3 | 0 | 30000 | 167104.5161 | 19 | 6583.3333 | 2623.9482 | 138.3884 | 23416.6667 | 148241.6332 | 30000 | 0 | 118241.6332 | 118241.6332 | 0 | 6583.3333 | 0 | 0 | 0 | 0 | 0
2022-03-28 02:00 | 0 | 0 | 35584 | 0 | 634 | 0 | 3 | 30000 | 3 | 0 | 30000 | 137104.5161 | 19 | 6583.3333 | 2623.9482 | 138.3884 | 23416.6667 | 148241.6332 | 30000 | 0 | 118241.6332 | 118241.6332 | 0 | 6583.3333 | 0 | 0 | 0 | 0 | 0
2022-03-28 03:00 | 0 | 0 | 35584 | 0 | 634 | 0 | 3 | 30000 | 3 | 0 | 30000 | 107104.5161 | 19 | 6583.3333 | 2623.9482 | 138.3884 | 23416.6667 | 148241.6332 | 30000 | 0 | 118241.6332 | 118241.6332 | 0 | 6583.3333 | 0 | 0 | 0 | 0 | 0
2022-03-28 04:00 | 0 | 0 | 35584 | 0 | 634 | 0 | 3 | 30000 | 3 | 0 | 30000 | 77104.5161 | 19 | 6583.3333 | 2623.9482 | 138.3884 | 23416.6667 | 148241.6332 | 30000 | 0 | 118241.6332 | 118241.6332 | 0 | 6583.3333 | 0 | 0 | 0 | 0 | 0
2022-03-28 05:00 | 0 | 0 | 35584 | 0 | 634 | 0 | 3 | 30000 | 3 | 0 | 30000 | 47104.5161 | 19 | 6583.3333 | 2623.9482 | 138.3884 | 23416.6667 | 148241.6332 | 30000 | 0 | 118241.6332 | 118241.6332 | 0 | 6583.3333 | 0 | 0 | 0 | 0 | 0
2022-03-28 06:00 | 0.02598 | 0.12165 | 35584 | 896.7382 | 634 | 12895.4839 | 3 | 30000 | 3 | 0 | 17104.5161 | 17104.5161 | 19 | 7480.0696 | 2623.9482 | 157.2387 | 23416.6667 | 148241.6332 | 30896.7363 | 0 | 117344.897 | 117344.897 | 896.7363 | 6583.3333 | 0 | 0 | 0 | 0 | 0
2022-03-28 07:00 | 0.22738 | 0.62554 | 35584 | 7848.3572 | 634 | 66310.2426 | 3 | 25068.326 | 2.5068 | 0 | 0 | 0 | 19 | 9500 | 2623.9482 | 199.6997 | 23416.6667 | 148241.6332 | 32916.6667 | 0 | 115324.9666 | 115324.9666 | 0 | 9500 | 0 | 0 | 0 | 0 | 0
2022-03-28 08:00 | 0.4667 | 0.83488 | 35584 | 16108.8412 | 634 | 88501.2874 | 3 | 16807.8594 | 1.6808 | 0 | 0 | 0 | 19 | 9500 | 2623.9482 | 199.6997 | 23416.6667 | 148241.6332 | 32916.6667 | 0 | 115324.9666 | 115324.9666 | 9500 | 0 | 0 | 0 | 0 | 0 | 0
2022-03-28 09:00 | 0.68378 | 0.93551 | 35584 | 23601.6787 | 634 | 99168.5504 | 3 | 9315.0377 | 0.9315 | 5241.655 | 0 | 0 | 19 | 9500 | 2623.9482 | 199.6997 | 23416.6667 | 148241.6332 | 32916.6667 | 0 | 115324.9666 | 115324.9666 | 184.9623 | 9315.0377 | 0 | 0 | 0 | 0 | 0
2022-03-28 10:00 | 0.85535 | 0.98236 | 35584 | 29523.6712 | 634 | 104134.8753 | 3 | 3393.0577 | 0.33931 | 100741.8177 | 0 | 5241.655 | 19 | 9500 | 2623.9482 | 199.6997 | 23416.6667 | 148241.6332 | 32916.6667 | 0 | 115324.9666 | 115324.9666 | 9500 | 0 | 0 | 0 | 0 | 0 | 0
2022-03-28 11:00 | 0.95992 | 1.0266 | 35584 | 33133.0595 | 634 | 108823.4676 | 3 | 0 | 0 | 108823.4676 | 0 | 105983.4727 | 19 | 9500 | 2623.9482 | 199.6997 | 23416.6667 | 148241.6332 | 32916.6667 | 0 | 115324.9666 | 115324.9666 | 9500 | 0 | 0 | 0 | 0 | 0 | 0
2022-03-28 12:00 | 0.96712 | 0.91386 | 35584 | 33381.5781 | 634 | 96873.5465 | 3 | 0 | 0 | 96873.5465 | 0 | 214806.9403 | 19 | 9500 | 2623.9482 | 199.6997 | 23416.6667 | 148241.6332 | 32916.6667 | 0 | 115324.9666 | 115324.9666 | 9500 | 0 | 0 | 0 | 0 | 0 | 0
2022-03-28 13:00 | 0.92885 | 0.90875 | 35584 | 32060.6324 | 634 | 96331.862 | 3 | 856.1017 | 0.08561 | 95475.7603 | 0 | 311680.4869 | 19 | 9500 | 2623.9482 | 199.6997 | 23416.6667 | 148241.6332 | 32916.6667 | 0 | 115324.9666 | 115324.9666 | 8643.8983 | 856.1017 | 0 | 0 | 0 | 0 | 0
2022-03-28 14:00 | 0.81985 | 0.88145 | 35584 | 28298.3361 | 634 | 93437.931 | 3 | 4618.3901 | 0.46184 | 88819.5408 | 0 | 407156.2472 | 19 | 9500 | 2623.9482 | 199.6997 | 23416.6667 | 148241.6332 | 32916.6667 | 0 | 115324.9666 | 115324.9666 | 4881.6099 | 4618.3901 | 0 | 0 | 0 | 0 | 0
2022-03-28 15:00 | 0.64622 | 0.82365 | 35584 | 22305.2397 | 634 | 87310.8535 | 3 | 10611.4739 | 1.0611 | 76699.3796 | 0 | 495975.788 | 19 | 9500 | 2623.9482 | 199.6997 | 23416.6667 | 148241.6332 | 32916.6667 | 0 | 115324.9666 | 115324.9666 | 9500 | 0 | 0 | 0 | 0 | 0 | 0
2022-03-28 16:00 | 0.42798 | 0.71171 | 35584 | 14772.3631 | 634 | 75444.6762 | 3 | 18144.3347 | 1.8144 | 57300.3415 | 0 | 572675.1676 | 19 | 9500 | 2623.9482 | 199.6997 | 23416.6667 | 148241.6332 | 32916.6667 | 0 | 115324.9666 | 115324.9666 | 9500 | 0 | 0 | 0 | 0 | 0 | 0
2022-03-28 17:00 | 0.1937 | 0.50366 | 35584 | 6685.8422 | 634 | 53390.3776 | 3 | 26230.8386 | 2.6231 | 27159.539 | 0 | 629975.5091 | 19 | 9500 | 2623.9482 | 199.6997 | 23416.6667 | 148241.6332 | 32916.6667 | 0 | 115324.9666 | 115324.9666 | 6685.8281 | 2814.1719 | 0 | 0 | 0 | 0 | 0
2022-03-28 18:00 | 0.01673 | 0.04373 | 35584 | 577.4607 | 634 | 4635.5899 | 3 | 30000 | 3 | 0 | 25364.4101 | 657135.0481 | 19 | 7160.7928 | 2623.9482 | 150.5272 | 23416.6667 | 148241.6332 | 30577.4595 | 0 | 117664.1737 | 117664.1737 | 577.4595 | 6583.3333 | 0 | 0 | 0 | 0 | 0
2022-03-28 19:00 | 0 | 0 | 35584 | 0 | 634 | 0 | 3 | 30000 | 3 | 0 | 30000 | 631770.638 | 19 | 6583.3333 | 2623.9482 | 138.3884 | 23416.6667 | 148241.6332 | 30000 | 0 | 118241.6332 | 118241.6332 | 0 | 6583.3333 | 0 | 0 | 0 | 0 | 0
2022-03-28 20:00 | 0 | 0 | 35584 | 0 | 634 | 0 | 3 | 30000 | 3 | 0 | 30000 | 601770.638 | 19 | 6583.3333 | 2623.9482 | 138.3884 | 23416.6667 | 148241.6332 | 30000 | 0 | 118241.6332 | 118241.6332 | 0 | 6583.3333 | 0 | 0 | 0 | 0 | 0
2022-03-28 21:00 | 0 | 0 | 35584 | 0 | 634 | 0 | 3 | 30000 | 3 | 0 | 30000 | 571770.638 | 19 | 6583.3333 | 2623.9482 | 138.3884 | 23416.6667 | 148241.6332 | 30000 | 0 | 118241.6332 | 118241.6332 | 0 | 6583.3333 | 0 | 0 | 0 | 0 | 0
2022-03-28 22:00 | 0 | 0 | 35584 | 0 | 634 | 0 | 3 | 30000 | 3 | 0 | 30000 | 541770.638 | 19 | 6583.3333 | 2623.9482 | 138.3884 | 23416.6667 | 148241.6332 | 30000 | 0 | 118241.6332 | 118241.6332 | 0 | 6583.3333 | 0 | 0 | 0 | 0 | 0
2022-03-28 23:00 | 0 | 0 | 35584 | 0 | 634 | 0 | 3 | 30000 | 3 | 0 | 30000 | 511770.638 | 19 | 6583.3333 | 2623.9482 | 138.3884 | 23416.6667 | 148241.6332 | 30000 | 0 | 118241.6332 | 118241.6332 | 0 | 6583.3333 | 0 | 0 | 0 | 0 | 0
2022-03-29 | 0 | 0 | 35584 | 0 | 634 | 0 | 3 | 30000 | 3 | 0 | 30000 | 481770.638 | 19 | 6408.3333 | 2623.9482 | 134.7097 | 23591.6667 | 148416.6332 | 30000 | 0 | 118416.6332 | 118416.6332 | 0 | 6408.3333 | 0 | 0 | 0 | 0 | 0
2022-03-29 01:00 | 0 | 0 | 35584 | 0 | 634 | 0 | 3 | 30000 | 3 | 0 | 30000 | 451770.638 | 19 | 6408.3333 | 2623.9482 | 134.7097 | 23591.6667 | 148416.6332 | 30000 | 0 | 118416.6332 | 118416.6332 | 0 | 6408.3333 | 0 | 0 | 0 | 0 | 0
2022-03-29 02:00 | 0 | 0 | 35584 | 0 | 634 | 0 | 3 | 30000 | 3 | 0 | 30000 | 421770.638 | 19 | 6408.3333 | 2623.9482 | 134.7097 | 23591.6667 | 148416.6332 | 30000 | 0 | 118416.6332 | 118416.6332 | 0 | 6408.3333 | 0 | 0 | 0 | 0 | 0
2022-03-29 03:00 | 0 | 0 | 35584 | 0 | 634 | 0 | 3 | 30000 | 3 | 0 | 30000 | 391770.638 | 19 | 6408.3333 | 2623.9482 | 134.7097 | 23591.6667 | 148416.6332 | 30000 | 0 | 118416.6332 | 118416.6332 | 0 | 6408.3333 | 0 | 0 | 0 | 0 | 0
2022-03-29 04:00 | 0 | 0 | 35584 | 0 | 634 | 0 | 3 | 30000 | 3 | 0 | 30000 | 361770.638 | 19 | 6408.3333 | 2623.9482 | 134.7097 | 23591.6667 | 148416.6332 | 30000 | 0 | 118416.6332 | 118416.6332 | 0 | 6408.3333 | 0 | 0 | 0 | 0 | 0
2022-03-29 05:00 | 0 | 0 | 35584 | 0 | 634 | 0 | 3 | 30000 | 3 | 0 | 30000 | 331770.638 | 19 | 6408.3333 | 2623.9482 | 134.7097 | 23591.6667 | 148416.6332 | 30000 | 0 | 118416.6332 | 118416.6332 | 0 | 6408.3333 | 0 | 0 | 0 | 0 | 0
2022-03-29 06:00 | 0.02773 | 0.10287 | 35584 | 957.142 | 634 | 10904.7138 | 3 | 30000 | 3 | 0 | 19095.2862 | 301770.638 | 19 | 7365.4733 | 2623.9482 | 154.8298 | 23591.6667 | 148416.6332 | 30957.14 | 0 | 117459.4932 | 117459.4932 | 957.14 | 6408.3333 | 0 | 0 | 0 | 0 | 0
2022-03-29 07:00 | 0.23177 | 0.58799 | 35584 | 7999.8846 | 634 | 62329.7624 | 3 | 25091.7989 | 2.5092 | 37237.9634 | 0 | 282675.3518 | 19 | 9500 | 2623.9482 | 199.6997 | 23591.6667 | 148416.6332 | 33091.6667 | 0 | 115324.9666 | 115324.9666 | 7999.8677 | 1500.1323 | 0 | 0 | 0 | 0 | 0
2022-03-29 08:00 | 0.47302 | 0.77941 | 35584 | 16326.9854 | 634 | 82621.2012 | 3 | 16764.7157 | 1.6765 | 65856.4855 | 0 | 319913.3152 | 19 | 9500 | 2623.9482 | 199.6997 | 23591.6667 | 148416.6332 | 33091.6667 | 0 | 115324.9666 | 115324.9666 | 9500 | 0 | 0 | 0 | 0 | 0 | 0
2022-03-29 09:00 | 0.69578 | 0.87757 | 35584 | 24015.8765 | 634 | 93026.6323 | 3 | 9075.8408 | 0.90758 | 83950.7916 | 0 | 385769.8007 | 19 | 9500 | 2623.9482 | 199.6997 | 23591.6667 | 148416.6332 | 33091.6667 | 0 | 115324.9666 | 115324.9666 | 9500 | 0 | 0 | 0 | 0 | 0 | 0
2022-03-29 10:00 | 0.86578 | 0.92984 | 35584 | 29883.6781 | 634 | 98567.5032 | 3 | 3208.0515 | 0.32081 | 95359.4517 | 0 | 469720.5923 | 19 | 9500 | 2623.9482 | 199.6997 | 23591.6667 | 148416.6332 | 33091.6667 | 0 | 115324.9666 | 115324.9666 | 9500 | 0 | 0 | 0 | 0 | 0 | 0
2022-03-29 11:00 | 0.96525 | 0.93663 | 35584 | 33317.0323 | 634 | 99287.2758 | 3 | 0 | 0 | 99287.2758 | 0 | 565080.044 | 19 | 9500 | 2623.9482 | 199.6997 | 23591.6667 | 148416.6332 | 33091.6667 | 0 | 115324.9666 | 115324.9666 | 9500 | 0 | 0 | 0 | 0 | 0 | 0
2022-03-29 12:00 | 0.9852 | 0.86802 | 35584 | 34005.6361 | 634 | 92014.2865 | 3 | 0 | 0 | 92014.2865 | 0 | 664367.3198 | 19 | 9500 | 2623.9482 | 199.6997 | 23591.6667 | 148416.6332 | 33091.6667 | 0 | 115324.9666 | 115324.9666 | 9500 | 0 | 0 | 0 | 0 | 0 | 0
2022-03-29 13:00 | 0.9378 | 0.81116 | 35584 | 32369.5549 | 634 | 85986.8536 | 3 | 722.1799 | 0.072218 | 85264.6737 | 0 | 756381.6063 | 19 | 9500 | 2623.9482 | 199.6997 | 23591.6667 | 148416.6332 | 33091.6667 | 0 | 115324.9666 | 115324.9666 | 9500 | 0 | 0 | 0 | 0 | 0 | 0
2022-03-29 14:00 | 0.81045 | 0.71944 | 35584 | 27973.8812 | 634 | 76264.0933 | 3 | 5117.8443 | 0.51178 | 71146.249 | 0 | 841646.28 | 19 | 9500 | 2623.9482 | 199.6997 | 23591.6667 | 148416.6332 | 33091.6667 | 0 | 115324.9666 | 115324.9666 | 9500 | 0 | 0 | 0 | 0 | 0 | 0
2022-03-29 15:00 | 0.62025 | 0.58761 | 35584 | 21408.8467 | 634 | 62289.4805 | 3 | 11682.865 | 1.1683 | 50606.6155 | 0 | 912792.529 | 19 | 9500 | 2623.9482 | 199.6997 | 23591.6667 | 148416.6332 | 33091.6667 | 0 | 115324.9666 | 115324.9666 | 0 | 9500 | 0 | 0 | 0 | 0 | 0
2022-03-29 16:00 | 0.3887 | 0.41013 | 35584 | 13416.5558 | 634 | 43475.7486 | 3 | 19675.1391 | 1.9675 | 23800.6095 | 0 | 963399.1445 | 19 | 9500 | 2623.9482 | 199.6997 | 23591.6667 | 148416.6332 | 33091.6667 | 0 | 115324.9666 | 115324.9666 | 9500 | 0 | 0 | 0 | 0 | 0 | 0
2022-03-29 17:00 | 0.16493 | 0.17933 | 35584 | 5692.803 | 634 | 19009.8408 | 3 | 27398.8756 | 2.7399 | 0 | 8389.0348 | 987199.754 | 19 | 9500 | 2623.9482 | 199.6997 | 23591.6667 | 148416.6332 | 33091.6667 | 0 | 115324.9666 | 115324.9666 | 5692.7911 | 3807.2089 | 0 | 0 | 0 | 0 | 0
2022-03-29 18:00 | 0.01473 | 0.00043 | 35584 | 508.4278 | 634 | 45.5821 | 3 | 30000 | 3 | 0 | 29954.4179 | 978810.7191 | 19 | 6916.76 | 2623.9482 | 145.3974 | 23591.6667 | 148416.6332 | 30508.4267 | 0 | 117908.2065 | 117908.2065 | 508.4267 | 6408.3333 | 0 | 0 | 0 | 0 | 0
2022-03-29 19:00 | 0 | 0 | 35584 | 0 | 634 | 0 | 3 | 30000 | 3 | 0 | 30000 | 948856.3012 | 19 | 6408.3333 | 2623.9482 | 134.7097 | 23591.6667 | 148416.6332 | 30000 | 0 | 118416.6332 | 118416.6332 | 0 | 6408.3333 | 0 | 0 | 0 | 0 | 0
2022-03-29 20:00 | 0 | 0 | 35584 | 0 | 634 | 0 | 3 | 30000 | 3 | 0 | 30000 | 918856.3012 | 19 | 6408.3333 | 2623.9482 | 134.7097 | 23591.6667 | 148416.6332 | 30000 | 0 | 118416.6332 | 118416.6332 | 0 | 6408.3333 | 0 | 0 | 0 | 0 | 0
2022-03-29 21:00 | 0 | 0 | 35584 | 0 | 634 | 0 | 3 | 30000 | 3 | 0 | 30000 | 888856.3012 | 19 | 6408.3333 | 2623.9482 | 134.7097 | 23591.6667 | 148416.6332 | 30000 | 0 | 118416.6332 | 118416.6332 | 0 | 6408.3333 | 0 | 0 | 0 | 0 | 0
2022-03-29 22:00 | 0 | 0 | 35584 | 0 | 634 | 0 | 3 | 30000 | 3 | 0 | 30000 | 858856.3012 | 19 | 6408.3333 | 2623.9482 | 134.7097 | 23591.6667 | 148416.6332 | 30000 | 0 | 118416.6332 | 118416.6332 | 0 | 6408.3333 | 0 | 0 | 0 | 0 | 0
2022-03-29 23:00 | 0 | 0 | 35584 | 0 | 634 | 0 | 3 | 30000 | 3 | 0 | 30000 | 828856.3012 | 19 | 6408.3333 | 2623.9482 | 134.7097 | 23591.6667 | 148416.6332 | 30000 | 0 | 118416.6332 | 118416.6332 | 0 | 6408.3333 | 0 | 0 | 0 | 0 | 0
2022-03-30 | 0 | 0 | 35584 | 0 | 634 | 0 | 3 | 30000 | 3 | 0 | 30000 | 798856.3012 | 19 | 7500 | 2623.9482 | 157.6577 | 22500 | 147324.9666 | 30000 | 0 | 117324.9666 | 117324.9666 | 0 | 7500 | 0 | 0 | 0 | 0 | 0
2022-03-30 01:00 | 0 | 0 | 35584 | 0 | 634 | 0 | 3 | 30000 | 3 | 0 | 30000 | 768856.3012 | 19 | 7500 | 2623.9482 | 157.6577 | 22500 | 147324.9666 | 30000 | 0 | 117324.9666 | 117324.9666 | 0 | 7500 | 0 | 0 | 0 | 0 | 0
2022-03-30 02:00 | 0 | 0 | 35584 | 0 | 634 | 0 | 3 | 30000 | 3 | 0 | 30000 | 738856.3012 | 19 | 7500 | 2623.9482 | 157.6577 | 22500 | 147324.9666 | 30000 | 0 | 117324.9666 | 117324.9666 | 0 | 7500 | 0 | 0 | 0 | 0 | 0
2022-03-30 03:00 | 0 | 0 | 35584 | 0 | 634 | 0 | 3 | 30000 | 3 | 0 | 30000 | 708856.3012 | 19 | 7500 | 2623.9482 | 157.6577 | 22500 | 147324.9666 | 30000 | 0 | 117324.9666 | 117324.9666 | 0 | 7500 | 0 | 0 | 0 | 0 | 0
2022-03-30 04:00 | 0 | 0 | 35584 | 0 | 634 | 0 | 3 | 30000 | 3 | 0 | 30000 | 678856.3012 | 19 | 7500 | 2623.9482 | 157.6577 | 22500 | 147324.9666 | 30000 | 0 | 117324.9666 | 117324.9666 | 0 | 7500 | 0 | 0 | 0 | 0 | 0
2022-03-30 05:00 | 0 | 0 | 35584 | 0 | 634 | 0 | 3 | 30000 | 3 | 0 | 30000 | 648856.3012 | 19 | 7500 | 2623.9482 | 157.6577 | 22500 | 147324.9666 | 30000 | 0 | 117324.9666 | 117324.9666 | 0 | 7500 | 0 | 0 | 0 | 0 | 0
2022-03-30 06:00 | 0.01977 | 0 | 35584 | 682.3908 | 634 | 0 | 3 | 30000 | 3 | 0 | 30000 | 618856.3012 | 19 | 8182.3894 | 2623.9482 | 172.0022 | 22500 | 147324.9666 | 30682.3894 | 0 | 116642.5772 | 116642.5772 | 682.3894 | 7500 | 0 | 0 | 0 | 0 | 0
2022-03-30 07:00 | 0.15225 | 0.03027 | 35584 | 5255.1341 | 634 | 3208.7653 | 3 | 26744.877 | 2.6745 | 0 | 23536.1117 | 588856.3012 | 19 | 9500 | 2623.9482 | 199.6997 | 22500 | 147324.9666 | 32000 | 0 | 115324.9666 | 115324.9666 | 5255.123 | 4244.877 | 0 | 0 | 0 | 0 | 0
2022-03-30 08:00 | 0.30738 | 0.08404 | 35584 | 10609.6756 | 634 | 8908.6434 | 3 | 21390.3467 | 2.139 | 0 | 12481.7033 | 565320.1895 | 19 | 9500 | 2623.9482 | 199.6997 | 22500 | 147324.9666 | 32000 | 0 | 115324.9666 | 115324.9666 | 9500 | 0 | 0 | 0 | 0 | 0 | 0
2022-03-30 09:00 | 0.4752 | 0.11535 | 35584 | 16402.2313 | 634 | 12227.6537 | 3 | 15597.8032 | 1.5598 | 0 | 3370.1496 | 552838.4862 | 19 | 9500 | 2623.9482 | 199.6997 | 22500 | 147324.9666 | 32000 | 0 | 115324.9666 | 115324.9666 | 0 | 9500 | 0 | 0 | 0 | 0 | 0
2022-03-30 10:00 | 0.66538 | 0.23248 | 35584 | 22966.5755 | 634 | 24643.9959 | 3 | 9033.4729 | 0.90335 | 15610.523 | 0 | 549468.3366 | 19 | 9500 | 2623.9482 | 199.6997 | 22500 | 147324.9666 | 32000 | 0 | 115324.9666 | 115324.9666 | 9500 | 0 | 0 | 0 | 0 | 0 | 0
2022-03-30 11:00 | 0.78147 | 0.26507 | 35584 | 26973.5936 | 634 | 28098.6923 | 3 | 5026.4632 | 0.50265 | 23072.2292 | 0 | 565078.8597 | 19 | 9500 | 2623.9482 | 199.6997 | 22500 | 147324.9666 | 32000 | 0 | 115324.9666 | 115324.9666 | 9500 | 0 | 0 | 0 | 0 | 0 | 0
2022-03-30 12:00 | 0.72478 | 0.17018 | 35584 | 25016.8544 | 634 | 18039.8969 | 3 | 6983.1983 | 0.69832 | 11056.6986 | 0 | 588151.0888 | 19 | 9500 | 2623.9482 | 199.6997 | 22500 | 147324.9666 | 32000 | 0 | 115324.9666 | 115324.9666 | 9500 | 0 | 0 | 0 | 0 | 0 | 0
2022-03-30 13:00 | 0.64638 | 0.17483 | 35584 | 22310.7623 | 634 | 18532.8192 | 3 | 9689.2846 | 0.96893 | 8843.5346 | 0 | 599207.7874 | 19 | 9500 | 2623.9482 | 199.6997 | 22500 | 147324.9666 | 32000 | 0 | 115324.9666 | 115324.9666 | 0 | 9500 | 0 | 0 | 0 | 0 | 0
2022-03-30 14:00 | 0.54905 | 0.08181 | 35584 | 18951.2733 | 634 | 8672.2527 | 3 | 13048.7666 | 1.3049 | 0 | 4376.5139 | 608051.3219 | 19 | 9500 | 2623.9482 | 199.6997 | 22500 | 147324.9666 | 32000 | 0 | 115324.9666 | 115324.9666 | 9500 | 0 | 0 | 0 | 0 | 0 | 0
2022-03-30 15:00 | 0.38915 | 0.08849 | 35584 | 13432.0882 | 634 | 9380.3648 | 3 | 18567.9401 | 1.8568 | 0 | 9187.5753 | 603674.8081 | 19 | 9500 | 2623.9482 | 199.6997 | 22500 | 147324.9666 | 32000 | 0 | 115324.9666 | 115324.9666 | 9500 | 0 | 0 | 0 | 0 | 0 | 0
2022-03-30 16:00 | 0.23825 | 0.05705 | 35584 | 8223.5514 | 634 | 6047.5738 | 3 | 23776.466 | 2.3776 | 0 | 17728.8921 | 594487.2327 | 19 | 9500 | 2623.9482 | 199.6997 | 22500 | 147324.9666 | 32000 | 0 | 115324.9666 | 115324.9666 | 8223.534 | 1276.466 | 0 | 0 | 0 | 0 | 0
2022-03-30 17:00 | 0.11645 | 0.02032 | 35584 | 4019.4441 | 634 | 2154.0175 | 3 | 27980.5644 | 2.7981 | 2154.0175 | 27980.5644 | 576758.3406 | 19 | 9500 | 2623.9482 | 199.6997 | 22500 | 147324.9666 | 32000 | 0 | 115324.9666 | 115324.9666 | 0 | 9500 | 0 | 0 | 0 | 0 | 0
2022-03-30 18:00 | 0.01293 | 0 | 35584 | 446.2981 | 634 | 0 | 3 | 30000 | 3 | 0 | 30000 | 550931.7938 | 19 | 7946.2971 | 2623.9482 | 167.0393 | 22500 | 147324.9666 | 30446.2971 | 0 | 116878.6694 | 116878.6694 | 446.2971 | 7500 | 0 | 0 | 0 | 0 | 0
2022-03-30 19:00 | 0 | 0 | 35584 | 0 | 634 | 0 | 3 | 30000 | 3 | 0 | 30000 | 520931.7938 | 19 | 7500 | 2623.9482 | 157.6577 | 22500 | 147324.9666 | 30000 | 0 | 117324.9666 | 117324.9666 | 0 | 7500 | 0 | 0 | 0 | 0 | 0
2022-03-30 20:00 | 0 | 0 | 35584 | 0 | 634 | 0 | 3 | 30000 | 3 | 0 | 30000 | 490931.7938 | 19 | 7500 | 2623.9482 | 157.6577 | 22500 | 147324.9666 | 30000 | 0 | 117324.9666 | 117324.9666 | 0 | 7500 | 0 | 0 | 0 | 0 | 0
2022-03-30 21:00 | 0 | 0 | 35584 | 0 | 634 | 0 | 3 | 30000 | 3 | 0 | 30000 | 460931.7938 | 19 | 7500 | 2623.9482 | 157.6577 | 22500 | 147324.9666 | 30000 | 0 | 117324.9666 | 117324.9666 | 0 | 7500 | 0 | 0 | 0 | 0 | 0
2022-03-30 22:00 | 0 | 0 | 35584 | 0 | 634 | 0 | 3 | 30000 | 3 | 0 | 30000 | 430931.7938 | 19 | 7500 | 2623.9482 | 157.6577 | 22500 | 147324.9666 | 30000 | 0 | 117324.9666 | 117324.9666 | 0 | 7500 | 0 | 0 | 0 | 0 | 0
2022-03-30 23:00 | 0 | 0 | 35584 | 0 | 634 | 0 | 3 | 30000 | 3 | 0 | 30000 | 400931.7938 | 19 | 7500 | 2623.9482 | 157.6577 | 22500 | 147324.9666 | 30000 | 0 | 117324.9666 | 117324.9666 | 0 | 7500 | 0 | 0 | 0 | 0 | 0
2022-03-31 | 0 | 0 | 35584 | 0 | 634 | 0 | 3 | 30000 | 3 | 0 | 30000 | 370931.7938 | 19 | 7675 | 2623.9482 | 161.3363 | 22325 | 147149.9666 | 30000 | 0 | 117149.9666 | 117149.9666 | 0 | 7675 | 0 | 0 | 0 | 0 | 0
2022-03-31 01:00 | 0 | 0 | 35584 | 0 | 634 | 0 | 3 | 30000 | 3 | 0 | 30000 | 340931.7938 | 19 | 7675 | 2623.9482 | 161.3363 | 22325 | 147149.9666 | 30000 | 0 | 117149.9666 | 117149.9666 | 0 | 7675 | 0 | 0 | 0 | 0 | 0
2022-03-31 02:00 | 0 | 0 | 35584 | 0 | 634 | 0 | 3 | 30000 | 3 | 0 | 30000 | 310931.7938 | 19 | 7675 | 2623.9482 | 161.3363 | 22325 | 147149.9666 | 30000 | 0 | 117149.9666 | 117149.9666 | 0 | 7675 | 0 | 0 | 0 | 0 | 0
2022-03-31 03:00 | 0 | 0 | 35584 | 0 | 634 | 0 | 3 | 30000 | 3 | 0 | 30000 | 280931.7938 | 19 | 7675 | 2623.9482 | 161.3363 | 22325 | 147149.9666 | 30000 | 0 | 117149.9666 | 117149.9666 | 0 | 7675 | 0 | 0 | 0 | 0 | 0
2022-03-31 04:00 | 0 | 0 | 35584 | 0 | 634 | 0 | 3 | 30000 | 3 | 0 | 30000 | 250931.7938 | 19 | 7675 | 2623.9482 | 161.3363 | 22325 | 147149.9666 | 30000 | 0 | 117149.9666 | 117149.9666 | 0 | 7675 | 0 | 0 | 0 | 0 | 0
2022-03-31 05:00 | 0 | 0 | 35584 | 0 | 634 | 0 | 3 | 30000 | 3 | 0 | 30000 | 220931.7938 | 19 | 7675 | 2623.9482 | 161.3363 | 22325 | 147149.9666 | 30000 | 0 | 117149.9666 | 117149.9666 | 0 | 7675 | 0 | 0 | 0 | 0 | 0
2022-03-31 06:00 | 0.02817 | 0.03401 | 35584 | 972.3292 | 634 | 3605.2232 | 3 | 30000 | 3 | 0 | 26394.7768 | 190931.7938 | 19 | 8647.3272 | 2623.9482 | 181.7756 | 22325 | 147149.9666 | 30972.3272 | 0 | 116177.6394 | 116177.6394 | 972.3272 | 7675 | 0 | 0 | 0 | 0 | 0
2022-03-31 07:00 | 0.2286 | 0.48633 | 35584 | 7890.4673 | 634 | 51553.3144 | 3 | 23934.5493 | 2.3935 | 27618.7651 | 0 | 164537.017 | 19 | 9500 | 2623.9482 | 199.6997 | 22325 | 147149.9666 | 31825 | 0 | 115324.9666 | 115324.9666 | 7890.4507 | 1609.5493 | 0 | 0 | 0 | 0 | 0
2022-03-31 08:00 | 0.46775 | 0.68216 | 35584 | 16145.0835 | 634 | 72312.2344 | 3 | 15679.9505 | 1.568 | 56632.2839 | 0 | 192155.7821 | 19 | 9500 | 2623.9482 | 199.6997 | 22325 | 147149.9666 | 31825 | 0 | 115324.9666 | 115324.9666 | 9500 | 0 | 0 | 0 | 0 | 0 | 0
2022-03-31 09:00 | 0.6878 | 0.81349 | 35584 | 23740.4349 | 634 | 86233.8448 | 3 | 8084.615 | 0.80846 | 78149.2297 | 0 | 248788.066 | 19 | 9500 | 2623.9482 | 199.6997 | 22325 | 147149.9666 | 31825 | 0 | 115324.9666 | 115324.9666 | 1415.385 | 8084.615 | 0 | 0 | 0 | 0 | 0
2022-03-31 10:00 | 0.8576 | 0.88023 | 35584 | 29601.3332 | 634 | 93308.6051 | 3 | 2223.7291 | 0.22237 | 91084.876 | 0 | 326937.2958 | 19 | 9500 | 2623.9482 | 199.6997 | 22325 | 147149.9666 | 31825 | 0 | 115324.9666 | 115324.9666 | 9500 | 0 | 0 | 0 | 0 | 0 | 0
2022-03-31 11:00 | 0.96505 | 0.92628 | 35584 | 33310.129 | 634 | 98190.1261 | 3 | 0 | 0 | 98190.1261 | 0 | 418022.1718 | 19 | 9500 | 2623.9482 | 199.6997 | 22325 | 147149.9666 | 31825 | 0 | 115324.9666 | 115324.9666 | 9500 | 0 | 0 | 0 | 0 | 0 | 0
2022-03-31 12:00 | 0.99222 | 0.9076 | 35584 | 34247.9418 | 634 | 96209.9565 | 3 | 0 | 0 | 96209.9565 | 0 | 516212.2979 | 19 | 9500 | 2623.9482 | 199.6997 | 22325 | 147149.9666 | 31825 | 0 | 115324.9666 | 115324.9666 | 9500 | 0 | 0 | 0 | 0 | 0 | 0
2022-03-31 13:00 | 0.95167 | 0.90672 | 35584 | 32848.2985 | 634 | 96116.6723 | 3 | 0 | 0 | 96116.6723 | 0 | 612422.2544 | 19 | 9500 | 2623.9482 | 199.6997 | 22325 | 147149.9666 | 31825 | 0 | 115324.9666 | 115324.9666 | 9500 | 0 | 0 | 0 | 0 | 0 | 0
2022-03-31 14:00 | 0.8369 | 0.85995 | 35584 | 28886.8421 | 634 | 91158.8278 | 3 | 2938.2187 | 0.29382 | 88220.6091 | 0 | 708538.9267 | 19 | 9500 | 2623.9482 | 199.6997 | 22325 | 147149.9666 | 31825 | 0 | 115324.9666 | 115324.9666 | 6561.7813 | 2938.2187 | 0 | 0 | 0 | 0 | 0
2022-03-31 15:00 | 0.65917 | 0.78524 | 35584 | 22752.2281 | 634 | 83239.2092 | 3 | 9072.8198 | 0.90728 | 74166.3894 | 0 | 796759.5357 | 19 | 9500 | 2623.9482 | 199.6997 | 22325 | 147149.9666 | 31825 | 0 | 115324.9666 | 115324.9666 | 427.1802 | 9072.8198 | 0 | 0 | 0 | 0 | 0
2022-03-31 16:00 | 0.4354 | 0.6671 | 35584 | 15028.4754 | 634 | 70715.8021 | 3 | 16796.5562 | 1.6797 | 53919.2458 | 0 | 870925.9251 | 19 | 9500 | 2623.9482 | 199.6997 | 22325 | 147149.9666 | 31825 | 0 | 115324.9666 | 115324.9666 | 0 | 9500 | 0 | 0 | 0 | 0 | 0
2022-03-31 17:00 | 0.19698 | 0.407 | 35584 | 6799.0562 | 634 | 43143.9536 | 3 | 25025.9581 | 2.5026 | 18117.9955 | 0 | 924845.1709 | 19 | 9500 | 2623.9482 | 199.6997 | 22325 | 147149.9666 | 31825 | 0 | 115324.9666 | 115324.9666 | 6799.0419 | 2700.9581 | 0 | 0 | 0 | 0 | 0
2022-03-31 18:00 | 0.01815 | 0.01837 | 35584 | 626.4741 | 634 | 1947.3082 | 3 | 30000 | 3 | 0 | 28052.6918 | 942963.1664 | 19 | 8301.4728 | 2623.9482 | 174.5054 | 22325 | 147149.9666 | 30626.4728 | 0 | 116523.4938 | 116523.4938 | 626.4728 | 7675 | 0 | 0 | 0 | 0 | 0
2022-03-31 19:00 | 0 | 0 | 35584 | 0 | 634 | 0 | 3 | 30000 | 3 | 0 | 30000 | 914910.4746 | 19 | 7675 | 2623.9482 | 161.3363 | 22325 | 147149.9666 | 30000 | 0 | 117149.9666 | 117149.9666 | 0 | 7675 | 0 | 0 | 0 | 0 | 0
2022-03-31 20:00 | 0 | 0 | 35584 | 0 | 634 | 0 | 3 | 30000 | 3 | 0 | 30000 | 884910.4746 | 19 | 7675 | 2623.9482 | 161.3363 | 22325 | 147149.9666 | 30000 | 0 | 117149.9666 | 117149.9666 | 0 | 7675 | 0 | 0 | 0 | 0 | 0
2022-03-31 21:00 | 0 | 0 | 35584 | 0 | 634 | 0 | 3 | 30000 | 3 | 0 | 30000 | 854910.4746 | 19 | 7675 | 2623.9482 | 161.3363 | 22325 | 147149.9666 | 30000 | 0 | 117149.9666 | 117149.9666 | 0 | 7675 | 0 | 0 | 0 | 0 | 0
2022-03-31 22:00 | 0 | 0 | 35584 | 0 | 634 | 0 | 3 | 30000 | 3 | 0 | 30000 | 824910.4746 | 19 | 7675 | 2623.9482 | 161.3363 | 22325 | 147149.9666 | 30000 | 0 | 117149.9666 | 117149.9666 | 0 | 7675 | 0 | 0 | 0 | 0 | 0
2022-03-31 23:00 | 0 | 0 | 35584 | 0 | 634 | 0 | 3 | 30000 | 3 | 0 | 30000 | 794910.4746 | 19 | 7675 | 2623.9482 | 161.3363 | 22325 | 147149.9666 | 30000 | 0 | 117149.9666 | 117149.9666 | 0 | 7675 | 0 | 0 | 0 | 0 | 0
2022-04-01 | 0 | 0 | 35584 | 0 | 634 | 0 | 3 | 30000 | 3 | 0 | 30000 | 764910.4746 | 19 | 5833.3333 | 2853.1315 | 122.6226 | 24166.6667 | 159894.2086 | 30000 | 0 | 129894.2086 | 129894.2086 | 0 | 5833.3333 | 0 | 0 | 0 | 0 | 0
2022-04-01 01:00 | 0 | 0 | 35584 | 0 | 634 | 0 | 3 | 30000 | 3 | 0 | 30000 | 734910.4746 | 19 | 5833.3333 | 2853.1315 | 122.6226 | 24166.6667 | 159894.2086 | 30000 | 0 | 129894.2086 | 129894.2086 | 0 | 5833.3333 | 0 | 0 | 0 | 0 | 0
2022-04-01 02:00 | 0 | 0 | 35584 | 0 | 634 | 0 | 3 | 30000 | 3 | 0 | 30000 | 704910.4746 | 19 | 5833.3333 | 2853.1315 | 122.6226 | 24166.6667 | 159894.2086 | 30000 | 0 | 129894.2086 | 129894.2086 | 0 | 5833.3333 | 0 | 0 | 0 | 0 | 0
2022-04-01 03:00 | 0 | 0 | 35584 | 0 | 634 | 0 | 3 | 30000 | 3 | 0 | 30000 | 674910.4746 | 19 | 5833.3333 | 2853.1315 | 122.6226 | 24166.6667 | 159894.2086 | 30000 | 0 | 129894.2086 | 129894.2086 | 0 | 5833.3333 | 0 | 0 | 0 | 0 | 0
2022-04-01 04:00 | 0 | 0 | 35584 | 0 | 634 | 0 | 3 | 30000 | 3 | 0 | 30000 | 644910.4746 | 19 | 5833.3333 | 2853.1315 | 122.6226 | 24166.6667 | 159894.2086 | 30000 | 0 | 129894.2086 | 129894.2086 | 0 | 5833.3333 | 0 | 0 | 0 | 0 | 0
2022-04-01 05:00 | 0 | 0 | 35584 | 0 | 634 | 0 | 3 | 30000 | 3 | 0 | 30000 | 614910.4746 | 19 | 5833.3333 | 2853.1315 | 122.6226 | 24166.6667 | 159894.2086 | 30000 | 0 | 129894.2086 | 129894.2086 | 0 | 5833.3333 | 0 | 0 | 0 | 0 | 0
2022-04-01 06:00 | 0.0286 | 0.02855 | 35584 | 987.1713 | 634 | 3026.437 | 3 | 30000 | 3 | 0 | 26973.563 | 584910.4746 | 19 | 6820.5026 | 2853.1315 | 143.3739 | 24166.6667 | 159894.2086 | 30987.1692 | 0 | 128907.0394 | 128907.0394 | 987.1692 | 5833.3333 | 0 | 0 | 0 | 0 | 0
2022-04-01 07:00 | 0.21945 | 0.40158 | 35584 | 7574.6415 | 634 | 42569.4076 | 3 | 26092.0411 | 2.6092 | 16477.3665 | 0 | 557936.9116 | 19 | 9500 | 2853.1315 | 199.6997 | 24166.6667 | 159894.2086 | 33666.6667 | 0 | 126227.542 | 126227.542 | 7574.6256 | 1925.3744 | 0 | 0 | 0 | 0 | 0
2022-04-01 08:00 | 0.45042 | 0.59267 | 35584 | 15546.9129 | 634 | 62825.8648 | 3 | 18119.7865 | 1.812 | 44706.0783 | 0 | 574414.2782 | 19 | 9500 | 2853.1315 | 199.6997 | 24166.6667 | 159894.2086 | 33666.6667 | 0 | 126227.542 | 126227.542 | 9500 | 0 | 0 | 0 | 0 | 0 | 0
2022-04-01 09:00 | 0.66508 | 0.7171 | 35584 | 22956.2205 | 634 | 76016.0421 | 3 | 10710.4945 | 1.071 | 65305.5476 | 0 | 619120.3565 | 19 | 9500 | 2853.1315 | 199.6997 | 24166.6667 | 159894.2086 | 33666.6667 | 0 | 126227.542 | 126227.542 | 9500 | 0 | 0 | 0 | 0 | 0 | 0
2022-04-01 10:00 | 0.83322 | 0.78042 | 35584 | 28759.8215 | 634 | 82728.266 | 3 | 4906.9058 | 0.49069 | 77821.3603 | 0 | 684425.9041 | 19 | 9500 | 2853.1315 | 199.6997 | 24166.6667 | 159894.2086 | 33666.6667 | 0 | 126227.542 | 126227.542 | 4593.0942 | 4906.9058 | 0 | 0 | 0 | 0 | 0
2022-04-01 11:00 | 0.93788 | 0.81589 | 35584 | 32372.3163 | 634 | 86488.2563 | 3 | 1294.4186 | 0.12944 | 85193.8377 | 0 | 762247.2644 | 19 | 9500 | 2853.1315 | 199.6997 | 24166.6667 | 159894.2086 | 33666.6667 | 0 | 126227.542 | 126227.542 | 9500 | 0 | 0 | 0 | 0 | 0 | 0
2022-04-01 12:00 | 0.9774 | 0.85186 | 35584 | 33736.4076 | 634 | 90301.2489 | 3 | 0 | 0 | 90301.2489 | 0 | 847441.1021 | 19 | 9500 | 2853.1315 | 199.6997 | 24166.6667 | 159894.2086 | 33666.6667 | 0 | 126227.542 | 126227.542 | 9500 | 0 | 0 | 0 | 0 | 0 | 0
2022-04-01 13:00 | 0.93378 | 0.83582 | 35584 | 32230.7987 | 634 | 88600.9319 | 3 | 1435.9358 | 0.14359 | 87164.9961 | 0 | 937742.351 | 19 | 9500 | 2853.1315 | 199.6997 | 24166.6667 | 159894.2086 | 33666.6667 | 0 | 126227.542 | 126227.542 | 9500 | 0 | 0 | 0 | 0 | 0 | 0
2022-04-01 14:00 | 0.81795 | 0.7759 | 35584 | 28232.7548 | 634 | 82249.1243 | 3 | 5433.9713 | 0.5434 | 76815.153 | 0 | 1024907.3471 | 19 | 9500 | 2853.1315 | 199.6997 | 24166.6667 | 159894.2086 | 33666.6667 | 0 | 126227.542 | 126227.542 | 4066.0287 | 5433.9713 | 0 | 0 | 0 | 0 | 0
2022-04-01 15:00 | 0.6351 | 0.71317 | 35584 | 21921.4164 | 634 | 75599.4432 | 3 | 11745.2964 | 1.1745 | 63854.1468 | 0 | 1101722.5001 | 19 | 9500 | 2853.1315 | 199.6997 | 24166.6667 | 159894.2086 | 33666.6667 | 0 | 126227.542 | 126227.542 | 0 | 9500 | 0 | 0 | 0 | 0 | 0
2022-04-01 16:00 | 0.408 | 0.50948 | 35584 | 14082.7238 | 634 | 54007.3255 | 3 | 19583.9725 | 1.9584 | 34423.353 | 0 | 1165576.647 | 19 | 9500 | 2853.1315 | 199.6997 | 24166.6667 | 159894.2086 | 33666.6667 | 0 | 126227.542 | 126227.542 | 0 | 9500 | 0 | 0 | 0 | 0 | 0
2022-04-01 17:00 | 0.17552 | 0.24197 | 35584 | 6058.3326 | 634 | 25649.9815 | 3 | 25649.9815 | 2.565 | 0 | 0 | 1200000 | 19 | 7541.6346 | 2853.1315 | 158.5329 | 24166.6667 | 159894.2086 | 31708.3013 | 0 | 128185.9073 | 128185.9073 | 6058.3198 | 1483.3148 | 0 | 0 | 0 | 0 | 0
2022-04-01 18:00 | 0.01717 | 0.00229 | 35584 | 592.648 | 634 | 242.751 | 3 | 30000 | 3 | 0 | 29757.249 | 1200000 | 19 | 6425.98 | 2853.1315 | 135.0807 | 24166.6667 | 159894.2086 | 30592.6467 | 0 | 129301.5619 | 129301.5619 | 592.6467 | 5833.3333 | 0 | 0 | 0 | 0 | 0
2022-04-01 19:00 | 0 | 0 | 35584 | 0 | 634 | 0 | 3 | 30000 | 3 | 0 | 30000 | 1170242.751 | 19 | 5833.3333 | 2853.1315 | 122.6226 | 24166.6667 | 159894.2086 | 30000 | 0 | 129894.2086 | 129894.2086 | 0 | 5833.3333 | 0 | 0 | 0 | 0 | 0
2022-04-01 20:00 | 0 | 0 | 35584 | 0 | 634 | 0 | 3 | 30000 | 3 | 0 | 30000 | 1140242.751 | 19 | 5833.3333 | 2853.1315 | 122.6226 | 24166.6667 | 159894.2086 | 30000 | 0 | 129894.2086 | 129894.2086 | 0 | 5833.3333 | 0 | 0 | 0 | 0 | 0
2022-04-01 21:00 | 0 | 0 | 35584 | 0 | 634 | 0 | 3 | 30000 | 3 | 0 | 30000 | 1110242.751 | 19 | 5833.3333 | 2853.1315 | 122.6226 | 24166.6667 | 159894.2086 | 30000 | 0 | 129894.2086 | 129894.2086 | 0 | 5833.3333 | 0 | 0 | 0 | 0 | 0
2022-04-01 22:00 | 0 | 0 | 35584 | 0 | 634 | 0 | 3 | 30000 | 3 | 0 | 30000 | 1080242.751 | 19 | 5833.3333 | 2853.1315 | 122.6226 | 24166.6667 | 159894.2086 | 30000 | 0 | 129894.2086 | 129894.2086 | 0 | 5833.3333 | 0 | 0 | 0 | 0 | 0
2022-04-01 23:00 | 0 | 0 | 35584 | 0 | 634 | 0 | 3 | 30000 | 3 | 0 | 30000 | 1050242.751 | 19 | 5833.3333 | 2853.1315 | 122.6226 | 24166.6667 | 159894.2086 | 30000 | 0 | 129894.2086 | 129894.2086 | 0 | 5833.3333 | 0 | 0 | 0 | 0 | 0
2022-04-02 | 0 | 0 | 35584 | 0 | 634 | 0 | 3 | 30000 | 3 | 0 | 30000 | 1020242.751 | 19 | 7916.6667 | 2853.1315 | 166.4164 | 22083.3333 | 157810.8753 | 30000 | 0 | 127810.8753 | 127810.8753 | 0 | 7916.6667 | 0 | 0 | 0 | 0 | 0
2022-04-02 01:00 | 0 | 0 | 35584 | 0 | 634 | 0 | 3 | 30000 | 3 | 0 | 30000 | 990242.751 | 19 | 7916.6667 | 2853.1315 | 166.4164 | 22083.3333 | 157810.8753 | 30000 | 0 | 127810.8753 | 127810.8753 | 0 | 7916.6667 | 0 | 0 | 0 | 0 | 0
2022-04-02 02:00 | 0 | 0 | 35584 | 0 | 634 | 0 | 3 | 30000 | 3 | 0 | 30000 | 960242.751 | 19 | 7916.6667 | 2853.1315 | 166.4164 | 22083.3333 | 157810.8753 | 30000 | 0 | 127810.8753 | 127810.8753 | 0 | 7916.6667 | 0 | 0 | 0 | 0 | 0
2022-04-02 03:00 | 0 | 0 | 35584 | 0 | 634 | 0 | 3 | 30000 | 3 | 0 | 30000 | 930242.751 | 19 | 7916.6667 | 2853.1315 | 166.4164 | 22083.3333 | 157810.8753 | 30000 | 0 | 127810.8753 | 127810.8753 | 0 | 7916.6667 | 0 | 0 | 0 | 0 | 0
2022-04-02 04:00 | 0 | 0 | 35584 | 0 | 634 | 0 | 3 | 30000 | 3 | 0 | 30000 | 900242.751 | 19 | 7916.6667 | 2853.1315 | 166.4164 | 22083.3333 | 157810.8753 | 30000 | 0 | 127810.8753 | 127810.8753 | 0 | 7916.6667 | 0 | 0 | 0 | 0 | 0
2022-04-02 05:00 | 0 | 0 | 35584 | 0 | 634 | 0 | 3 | 30000 | 3 | 0 | 30000 | 870242.751 | 19 | 7916.6667 | 2853.1315 | 166.4164 | 22083.3333 | 157810.8753 | 30000 | 0 | 127810.8753 | 127810.8753 | 0 | 7916.6667 | 0 | 0 | 0 | 0 | 0
2022-04-02 06:00 | 0.02865 | 0.00264 | 35584 | 988.8972 | 634 | 279.8527 | 3 | 30000 | 3 | 0 | 29720.1473 | 840242.751 | 19 | 8905.5617 | 2853.1315 | 187.204 | 22083.3333 | 157810.8753 | 30988.8951 | 0 | 126821.9802 | 126821.9802 | 988.8951 | 7916.6667 | 0 | 0 | 0 | 0 | 0
2022-04-02 07:00 | 0.1836 | 0.08123 | 35584 | 6337.2257 | 634 | 8610.7699 | 3 | 22083.3333 | 2.2083 | 0 | 13472.5634 | 810522.6037 | 19 | 6337.2124 | 2853.1315 | 133.2147 | 22083.3333 | 157810.8753 | 28420.5457 | 0 | 129390.3296 | 129390.3296 | 6337.2124 | 0 | 0 | 0 | 0 | 0 | 0
2022-04-02 08:00 | 0.37008 | 0.19848 | 35584 | 12773.8589 | 634 | 21039.8327 | 3 | 18809.5013 | 1.881 | 2230.3314 | 0 | 797050.0402 | 19 | 9500 | 2853.1315 | 199.6997 | 22083.3333 | 157810.8753 | 31583.3333 | 0 | 126227.542 | 126227.542 | 0 | 9500 | 0 | 0 | 0 | 0 | 0
2022-04-02 09:00 | 0.5665 | 0.30312 | 35584 | 19553.5859 | 634 | 32132.175 | 3 | 2529.7886 | 0.25298 | 29602.3864 | 0 | 799280.3716 | 19 | 0 | 2853.1315 | 0 | 22083.3333 | 157810.8753 | 22083.3333 | 0 | 135727.542 | 135727.542 | 0 | 0 | 0 | 0 | 0 | 0 | 0
2022-04-02 10:00 | 0.71088 | 0.27629 | 35584 | 24537.0753 | 634 | 29288.0662 | 3 | 7046.3097 | 0.70463 | 22241.7565 | 0 | 828882.758 | 19 | 9500 | 2853.1315 | 199.6997 | 22083.3333 | 157810.8753 | 31583.3333 | 0 | 126227.542 | 126227.542 | 2453.6903 | 7046.3097 | 0 | 0 | 0 | 0 | 0
2022-04-02 11:00 | 0.65025 | 0.07136 | 35584 | 22444.3411 | 634 | 7564.5025 | 3 | 9139.0395 | 0.9139 | 0 | 1574.5369 | 851124.5145 | 19 | 9500 | 2853.1315 | 199.6997 | 22083.3333 | 157810.8753 | 31583.3333 | 0 | 126227.542 | 126227.542 | 360.9605 | 9139.0395 | 0 | 0 | 0 | 0 | 0
2022-04-02 12:00 | 0.6412 | 0.05984 | 35584 | 22131.967 | 634 | 6343.3272 | 3 | 9451.413 | 0.94514 | 0 | 3108.0857 | 849549.9776 | 19 | 9500 | 2853.1315 | 199.6997 | 22083.3333 | 157810.8753 | 31583.3333 | 0 | 126227.542 | 126227.542 | 9500 | 0 | 0 | 0 | 0 | 0 | 0
2022-04-02 13:00 | 0.6077 | 0.07208 | 35584 | 20975.6649 | 634 | 7640.826 | 3 | 10607.7126 | 1.0608 | 0 | 2966.8866 | 846441.8919 | 19 | 9500 | 2853.1315 | 199.6997 | 22083.3333 | 157810.8753 | 31583.3333 | 0 | 126227.542 | 126227.542 | 9500 | 0 | 0 | 0 | 0 | 0 | 0
2022-04-02 14:00 | 0.60055 | 0.13269 | 35584 | 20728.8721 | 634 | 14065.7769 | 3 | 10854.5049 | 1.0855 | 3211.272 | 0 | 843475.0052 | 19 | 9500 | 2853.1315 | 199.6997 | 22083.3333 | 157810.8753 | 31583.3333 | 0 | 126227.542 | 126227.542 | 9500 | 0 | 0 | 0 | 0 | 0 | 0
2022-04-02 15:00 | 0.43988 | 0.04308 | 35584 | 15183.1092 | 634 | 4566.6868 | 3 | 6900.2561 | 0.69003 | 0 | 2333.5693 | 846686.2772 | 19 | 0 | 2853.1315 | 0 | 22083.3333 | 157810.8753 | 22083.3333 | 0 | 135727.542 | 135727.542 | 0 | 0 | 0 | 0 | 0 | 0 | 0
2022-04-02 16:00 | 0.29505 | 0.03463 | 35584 | 10184.0874 | 634 | 3670.9462 | 3 | 19225.1758 | 1.9225 | 0 | 15554.2296 | 844352.708 | 19 | 7325.9085 | 2853.1315 | 153.9981 | 22083.3333 | 157810.8753 | 29409.2418 | 0 | 128401.6335 | 128401.6335 | 0 | 7325.9085 | 0 | 0 | 0 | 0 | 0
2022-04-02 17:00 | 0.12518 | 0.00787 | 35584 | 4320.773 | 634 | 834.2578 | 3 | 27262.5695 | 2.7263 | 0 | 26428.3117 | 828798.4784 | 19 | 9500 | 2853.1315 | 199.6997 | 22083.3333 | 157810.8753 | 31583.3333 | 0 | 126227.542 | 126227.542 | 0 | 9500 | 0 | 0 | 0 | 0 | 0
2022-04-02 18:00 | 0.0135 | 0 | 35584 | 465.9725 | 634 | 0 | 3 | 30000 | 3 | 0 | 30000 | 802370.1667 | 19 | 8382.6382 | 2853.1315 | 176.2116 | 22083.3333 | 157810.8753 | 30465.9715 | 0 | 127344.9038 | 127344.9038 | 465.9715 | 7916.6667 | 0 | 0 | 0 | 0 | 0
2022-04-02 19:00 | 0 | 0 | 35584 | 0 | 634 | 0 | 3 | 30000 | 3 | 0 | 30000 | 772370.1667 | 19 | 7916.6667 | 2853.1315 | 166.4164 | 22083.3333 | 157810.8753 | 30000 | 0 | 127810.8753 | 127810.8753 | 0 | 7916.6667 | 0 | 0 | 0 | 0 | 0
2022-04-02 20:00 | 0 | 0 | 35584 | 0 | 634 | 0 | 3 | 30000 | 3 | 0 | 30000 | 742370.1667 | 19 | 7916.6667 | 2853.1315 | 166.4164 | 22083.3333 | 157810.8753 | 30000 | 0 | 127810.8753 | 127810.8753 | 0 | 7916.6667 | 0 | 0 | 0 | 0 | 0
2022-04-02 21:00 | 0 | 0 | 35584 | 0 | 634 | 0 | 3 | 30000 | 3 | 0 | 30000 | 712370.1667 | 19 | 7916.6667 | 2853.1315 | 166.4164 | 22083.3333 | 157810.8753 | 30000 | 0 | 127810.8753 | 127810.8753 | 0 | 7916.6667 | 0 | 0 | 0 | 0 | 0
2022-04-02 22:00 | 0 | 0 | 35584 | 0 | 634 | 0 | 3 | 30000 | 3 | 0 | 30000 | 682370.1667 | 19 | 7916.6667 | 2853.1315 | 166.4164 | 22083.3333 | 157810.8753 | 30000 | 0 | 127810.8753 | 127810.8753 | 0 | 7916.6667 | 0 | 0 | 0 | 0 | 0
2022-04-02 23:00 | 0 | 0 | 35584 | 0 | 634 | 0 | 3 | 30000 | 3 | 0 | 30000 | 652370.1667 | 19 | 7916.6667 | 2853.1315 | 166.4164 | 22083.3333 | 157810.8753 | 30000 | 0 | 127810.8753 | 127810.8753 | 0 | 7916.6667 | 0 | 0 | 0 | 0 | 0
2022-04-03 | 0 | 0 | 35584 | 0 | 634 | 0 | 3 | 30000 | 3 | 0 | 30000 | 622370.1667 | 19 | 7291.6667 | 2853.1315 | 153.2783 | 22708.3333 | 158435.8753 | 30000 | 0 | 128435.8753 | 128435.8753 | 0 | 7291.6667 | 0 | 0 | 0 | 0 | 0
2022-04-03 01:00 | 0 | 0 | 35584 | 0 | 634 | 0 | 3 | 30000 | 3 | 0 | 30000 | 592370.1667 | 19 | 7291.6667 | 2853.1315 | 153.2783 | 22708.3333 | 158435.8753 | 30000 | 0 | 128435.8753 | 128435.8753 | 0 | 7291.6667 | 0 | 0 | 0 | 0 | 0
2022-04-03 02:00 | 0 | 0 | 35584 | 0 | 634 | 0 | 3 | 30000 | 3 | 0 | 30000 | 562370.1667 | 19 | 7291.6667 | 2853.1315 | 153.2783 | 22708.3333 | 158435.8753 | 30000 | 0 | 128435.8753 | 128435.8753 | 0 | 7291.6667 | 0 | 0 | 0 | 0 | 0
2022-04-03 03:00 | 0 | 0 | 35584 | 0 | 634 | 0 | 3 | 30000 | 3 | 0 | 30000 | 532370.1667 | 19 | 7291.6667 | 2853.1315 | 153.2783 | 22708.3333 | 158435.8753 | 30000 | 0 | 128435.8753 | 128435.8753 | 0 | 7291.6667 | 0 | 0 | 0 | 0 | 0
2022-04-03 04:00 | 0 | 0 | 35584 | 0 | 634 | 0 | 3 | 30000 | 3 | 0 | 30000 | 502370.1667 | 19 | 7291.6667 | 2853.1315 | 153.2783 | 22708.3333 | 158435.8753 | 30000 | 0 | 128435.8753 | 128435.8753 | 0 | 7291.6667 | 0 | 0 | 0 | 0 | 0
2022-04-03 05:00 | 0 | 0 | 35584 | 0 | 634 | 0 | 3 | 30000 | 3 | 0 | 30000 | 472370.1667 | 19 | 7291.6667 | 2853.1315 | 153.2783 | 22708.3333 | 158435.8753 | 30000 | 0 | 128435.8753 | 128435.8753 | 0 | 7291.6667 | 0 | 0 | 0 | 0 | 0
2022-04-03 06:00 | 0.02998 | 0 | 35584 | 1034.8041 | 634 | 0 | 3 | 30000 | 3 | 0 | 30000 | 442370.1667 | 19 | 8326.4686 | 2853.1315 | 175.0309 | 22708.3333 | 158435.8753 | 31034.8019 | 0 | 127401.0734 | 127401.0734 | 1034.8019 | 7291.6667 | 0 | 0 | 0 | 0 | 0
2022-04-03 07:00 | 0.18457 | 0.0755 | 35584 | 6370.7067 | 634 | 8003.3624 | 3 | 22708.3333 | 2.2708 | 0 | 14704.9709 | 412370.1667 | 19 | 6370.6933 | 2853.1315 | 133.9185 | 22708.3333 | 158435.8753 | 29079.0266 | 0 | 129356.8487 | 129356.8487 | 6370.6933 | 0 | 0 | 0 | 0 | 0 | 0
2022-04-03 08:00 | 0.38498 | 0.21154 | 35584 | 13288.1545 | 634 | 22424.2554 | 3 | 18920.2068 | 1.892 | 3504.0486 | 0 | 397665.1957 | 19 | 9500 | 2853.1315 | 199.6997 | 22708.3333 | 158435.8753 | 32208.3333 | 0 | 126227.542 | 126227.542 | 9500 | 0 | 0 | 0 | 0 | 0 | 0
2022-04-03 09:00 | 0.58097 | 0.45257 | 35584 | 20053.0394 | 634 | 47974.5923 | 3 | 2655.3362 | 0.26553 | 45319.2562 | 0 | 401169.2443 | 19 | 0 | 2853.1315 | 0 | 22708.3333 | 158435.8753 | 22708.3333 | 0 | 135727.542 | 135727.542 | 0 | 0 | 0 | 0 | 0 | 0 | 0
2022-04-03 10:00 | 0.66295 | 0.12627 | 35584 | 22882.7004 | 634 | 13385.2261 | 3 | 9325.6811 | 0.93257 | 4059.545 | 0 | 446488.5005 | 19 | 9500 | 2853.1315 | 199.6997 | 22708.3333 | 158435.8753 | 32208.3333 | 0 | 126227.542 | 126227.542 | 9500 | 0 | 0 | 0 | 0 | 0 | 0
2022-04-03 11:00 | 0.77353 | 0.19089 | 35584 | 26699.5328 | 634 | 20235.2563 | 3 | 5508.8568 | 0.55089 | 14726.3995 | 0 | 450548.0455 | 19 | 9500 | 2853.1315 | 199.6997 | 22708.3333 | 158435.8753 | 32208.3333 | 0 | 126227.542 | 126227.542 | 3991.1432 | 5508.8568 | 0 | 0 | 0 | 0 | 0
2022-04-03 12:00 | 0.7909 | 0.28363 | 35584 | 27299.084 | 634 | 30066.1414 | 3 | 0 | 0 | 30066.1414 | 0 | 465274.445 | 19 | 4590.6932 | 2853.1315 | 96.5011 | 22708.3333 | 158435.8753 | 27299.0266 | 0 | 131136.8487 | 131136.8487 | 4590.6932 | 0 | 0 | 0 | 0 | 0 | 0
2022-04-03 13:00 | 0.6861 | 0.10871 | 35584 | 23681.7569 | 634 | 11523.7818 | 3 | 0 | 0 | 11523.7818 | 0 | 495340.5864 | 19 | 973.3737 | 2853.1315 | 20.4613 | 22708.3333 | 158435.8753 | 23681.7071 | 0 | 134754.1682 | 134754.1682 | 973.3737 | 0 | 0 | 0 | 0 | 0 | 0
2022-04-03 14:00 | 0.595 | 0.12737 | 35584 | 20537.3056 | 634 | 13501.8314 | 3 | 11671.071 | 1.1671 | 1830.7604 | 0 | 506864.3682 | 19 | 9500 | 2853.1315 | 199.6997 | 22708.3333 | 158435.8753 | 32208.3333 | 0 | 126227.542 | 126227.542 | 9500 | 0 | 0 | 0 | 0 | 0 | 0
2022-04-03 15:00 | 0.44452 | 0.04292 | 35584 | 15343.2657 | 634 | 4549.726 | 3 | 16865.0999 | 1.6865 | 0 | 12315.3739 | 508695.1286 | 19 | 9500 | 2853.1315 | 199.6997 | 22708.3333 | 158435.8753 | 32208.3333 | 0 | 126227.542 | 126227.542 | 0 | 9500 | 0 | 0 | 0 | 0 | 0
2022-04-03 16:00 | 0.25975 | 0.07061 | 35584 | 8965.6557 | 634 | 7484.9989 | 3 | 23242.6965 | 2.3243 | 0 | 15757.6976 | 496379.7547 | 19 | 9500 | 2853.1315 | 199.6997 | 22708.3333 | 158435.8753 | 32208.3333 | 0 | 126227.542 | 126227.542 | 0 | 9500 | 0 | 0 | 0 | 0 | 0
2022-04-03 17:00 | 0.13265 | 0.03649 | 35584 | 4578.6111 | 634 | 3868.1152 | 3 | 27629.7319 | 2.763 | 0 | 23761.6167 | 480622.0571 | 19 | 9500 | 2853.1315 | 199.6997 | 22708.3333 | 158435.8753 | 32208.3333 | 0 | 126227.542 | 126227.542 | 4578.6014 | 4921.3986 | 0 | 0 | 0 | 0 | 0
2022-04-03 18:00 | 0.01593 | 0 | 35584 | 549.8475 | 634 | 0 | 3 | 30000 | 3 | 0 | 30000 | 456860.4403 | 19 | 7841.513 | 2853.1315 | 164.8366 | 22708.3333 | 158435.8753 | 30549.8464 | 0 | 127886.0289 | 127886.0289 | 549.8464 | 7291.6667 | 0 | 0 | 0 | 0 | 0
2022-04-03 19:00 | 0 | 0 | 35584 | 0 | 634 | 0 | 3 | 30000 | 3 | 0 | 30000 | 426860.4403 | 19 | 7291.6667 | 2853.1315 | 153.2783 | 22708.3333 | 158435.8753 | 30000 | 0 | 128435.8753 | 128435.8753 | 0 | 7291.6667 | 0 | 0 | 0 | 0 | 0
2022-04-03 20:00 | 0 | 0 | 35584 | 0 | 634 | 0 | 3 | 30000 | 3 | 0 | 30000 | 396860.4403 | 19 | 7291.6667 | 2853.1315 | 153.2783 | 22708.3333 | 158435.8753 | 30000 | 0 | 128435.8753 | 128435.8753 | 0 | 7291.6667 | 0 | 0 | 0 | 0 | 0
2022-04-03 21:00 | 0 | 0 | 35584 | 0 | 634 | 0 | 3 | 30000 | 3 | 0 | 30000 | 366860.4403 | 19 | 7291.6667 | 2853.1315 | 153.2783 | 22708.3333 | 158435.8753 | 30000 | 0 | 128435.8753 | 128435.8753 | 0 | 7291.6667 | 0 | 0 | 0 | 0 | 0
2022-04-03 22:00 | 0 | 0 | 35584 | 0 | 634 | 0 | 3 | 30000 | 3 | 0 | 30000 | 336860.4403 | 19 | 7291.6667 | 2853.1315 | 153.2783 | 22708.3333 | 158435.8753 | 30000 | 0 | 128435.8753 | 128435.8753 | 0 | 7291.6667 | 0 | 0 | 0 | 0 | 0
2022-04-03 23:00 | 0 | 0 | 35584 | 0 | 634 | 0 | 3 | 30000 | 3 | 0 | 30000 | 306860.4403 | 19 | 7291.6667 | 2853.1315 | 153.2783 | 22708.3333 | 158435.8753 | 30000 | 0 | 128435.8753 | 128435.8753 | 0 | 7291.6667 | 0 | 0 | 0 | 0 | 0
2022-04-04 | 0 | 0 | 35584 | 0 | 634 | 0 | 3 | 30000 | 3 | 0 | 30000 | 276860.4403 | 19 | 6950 | 2853.1315 | 146.0961 | 23050 | 158777.542 | 30000 | 0 | 128777.542 | 128777.542 | 0 | 6950 | 0 | 0 | 0 | 0 | 0
2022-04-04 01:00 | 0 | 0 | 35584 | 0 | 634 | 0 | 3 | 30000 | 3 | 0 | 30000 | 246860.4403 | 19 | 6950 | 2853.1315 | 146.0961 | 23050 | 158777.542 | 30000 | 0 | 128777.542 | 128777.542 | 0 | 6950 | 0 | 0 | 0 | 0 | 0
2022-04-04 02:00 | 0 | 0 | 35584 | 0 | 634 | 0 | 3 | 30000 | 3 | 0 | 30000 | 216860.4403 | 19 | 6950 | 2853.1315 | 146.0961 | 23050 | 158777.542 | 30000 | 0 | 128777.542 | 128777.542 | 0 | 6950 | 0 | 0 | 0 | 0 | 0
2022-04-04 03:00 | 0 | 0 | 35584 | 0 | 634 | 0 | 3 | 30000 | 3 | 0 | 30000 | 186860.4403 | 19 | 6950 | 2853.1315 | 146.0961 | 23050 | 158777.542 | 30000 | 0 | 128777.542 | 128777.542 | 0 | 6950 | 0 | 0 | 0 | 0 | 0
2022-04-04 04:00 | 0 | 0 | 35584 | 0 | 634 | 0 | 3 | 30000 | 3 | 0 | 30000 | 156860.4403 | 19 | 6950 | 2853.1315 | 146.0961 | 23050 | 158777.542 | 30000 | 0 | 128777.542 | 128777.542 | 0 | 6950 | 0 | 0 | 0 | 0 | 0
2022-04-04 05:00 | 0 | 0 | 35584 | 0 | 634 | 0 | 3 | 30000 | 3 | 0 | 30000 | 126860.4403 | 19 | 6950 | 2853.1315 | 146.0961 | 23050 | 158777.542 | 30000 | 0 | 128777.542 | 128777.542 | 0 | 6950 | 0 | 0 | 0 | 0 | 0
2022-04-04 06:00 | 0.03073 | 0.00725 | 35584 | 1060.6914 | 634 | 768.5348 | 3 | 30000 | 3 | 0 | 29231.4652 | 96860.4403 | 19 | 8010.6892 | 2853.1315 | 168.3929 | 23050 | 158777.542 | 31060.6892 | 0 | 127716.8528 | 127716.8528 | 0 | 8010.6892 | 0 | 0 | 0 | 0 | 0
2022-04-04 07:00 | 0.21193 | 0.26292 | 35584 | 7315.0776 | 634 | 27870.782 | 3 | 25234.9378 | 2.5235 | 2635.8442 | 0 | 67628.9751 | 19 | 9500 | 2853.1315 | 199.6997 | 23050 | 158777.542 | 32550 | 0 | 126227.542 | 126227.542 | 7315.0622 | 2184.9378 | 0 | 0 | 0 | 0 | 0
2022-04-04 08:00 | 0.43512 | 0.44801 | 35584 | 15018.8108 | 634 | 47491.2104 | 3 | 8031.2208 | 0.80312 | 39459.9896 | 0 | 70264.8193 | 19 | 0 | 2853.1315 | 0 | 23050 | 158777.542 | 23050 | 0 | 135727.542 | 135727.542 | 0 | 0 | 0 | 0 | 0 | 0 | 0
2022-04-04 09:00 | 0.65708 | 0.60809 | 35584 | 22680.0887 | 634 | 64460.4588 | 3 | 9869.9591 | 0.987 | 54590.4998 | 0 | 109724.8089 | 19 | 9500 | 2853.1315 | 199.6997 | 23050 | 158777.542 | 32550 | 0 | 126227.542 | 126227.542 | 9500 | 0 | 0 | 0 | 0 | 0 | 0
2022-04-04 10:00 | 0.82997 | 0.69623 | 35584 | 28647.6429 | 634 | 73803.7219 | 3 | 0 | 0 | 73803.7219 | 0 | 164315.3087 | 19 | 5597.5826 | 2853.1315 | 117.6669 | 23050 | 158777.542 | 28647.5826 | 0 | 130129.9594 | 130129.9594 | 5597.5826 | 0 | 0 | 0 | 0 | 0 | 0
2022-04-04 11:00 | 0.9368 | 0.74367 | 35584 | 32335.0385 | 634 | 78832.5896 | 3 | 0 | 0 | 78832.5896 | 0 | 238119.0306 | 19 | 9284.9704 | 2853.1315 | 195.1796 | 23050 | 158777.542 | 32334.9704 | 0 | 126442.5716 | 126442.5716 | 9284.9704 | 0 | 0 | 0 | 0 | 0 | 0
2022-04-04 12:00 | 0.96072 | 0.71689 | 35584 | 33160.6727 | 634 | 75993.7811 | 3 | 0 | 0 | 75993.7811 | 0 | 316951.6202 | 19 | 9500 | 2853.1315 | 199.6997 | 23050 | 158777.542 | 32550 | 0 | 126227.542 | 126227.542 | 9500 | 0 | 0 | 0 | 0 | 0 | 0
2022-04-04 13:00 | 0.9181 | 0.70904 | 35584 | 31689.5803 | 634 | 75161.6434 | 3 | 0 | 0 | 75161.6434 | 0 | 392945.4013 | 19 | 8639.5136 | 2853.1315 | 181.6114 | 23050 | 158777.542 | 31689.5136 | 0 | 127088.0284 | 127088.0284 | 8639.5136 | 0 | 0 | 0 | 0 | 0 | 0
2022-04-04 14:00 | 0.80317 | 0.66161 | 35584 | 27722.6012 | 634 | 70133.8357 | 3 | 0 | 0 | 70133.8357 | 0 | 468107.0447 | 19 | 4672.5429 | 2853.1315 | 98.2216 | 23050 | 158777.542 | 27722.5429 | 0 | 131054.9991 | 131054.9991 | 4672.5429 | 0 | 0 | 0 | 0 | 0 | 0
2022-04-04 15:00 | 0.62617 | 0.58495 | 35584 | 21613.1843 | 634 | 62007.5078 | 3 | 1436.8612 | 0.14369 | 60570.6465 | 0 | 538240.8804 | 19 | 0 | 2853.1315 | 0 | 23050 | 158777.542 | 23050 | 0 | 135727.542 | 135727.542 | 0 | 0 | 0 | 0 | 0 | 0 | 0
2022-04-04 16:00 | 0.40623 | 0.45642 | 35584 | 14021.6297 | 634 | 48382.7108 | 3 | 18528.3999 | 1.8528 | 29854.311 | 0 | 598811.5269 | 19 | 9500 | 2853.1315 | 199.6997 | 23050 | 158777.542 | 32550 | 0 | 126227.542 | 126227.542 | 0 | 9500 | 0 | 0 | 0 | 0 | 0
2022-04-04 17:00 | 0.18212 | 0.24733 | 35584 | 6286.1413 | 634 | 26218.1672 | 3 | 23050 | 2.305 | 3168.1672 | 0 | 628665.8379 | 19 | 6286.1281 | 2853.1315 | 132.1408 | 23050 | 158777.542 | 29336.1281 | 0 | 129441.4138 | 129441.4138 | 6286.1281 | 0 | 0 | 0 | 0 | 0 | 0
2022-04-04 18:00 | 0.0191 | 0.00357 | 35584 | 659.2648 | 634 | 378.4371 | 3 | 30000 | 3 | 0 | 29621.5629 | 631834.0051 | 19 | 7609.2634 | 2853.1315 | 159.9545 | 23050 | 158777.542 | 30659.2634 | 0 | 128118.2786 | 128118.2786 | 659.2634 | 6950 | 0 | 0 | 0 | 0 | 0
2022-04-04 19:00 | 0 | 0 | 35584 | 0 | 634 | 0 | 3 | 30000 | 3 | 0 | 30000 | 602212.4422 | 19 | 6950 | 2853.1315 | 146.0961 | 23050 | 158777.542 | 30000 | 0 | 128777.542 | 128777.542 | 0 | 6950 | 0 | 0 | 0 | 0 | 0
2022-04-04 20:00 | 0 | 0 | 35584 | 0 | 634 | 0 | 3 | 30000 | 3 | 0 | 30000 | 572212.4422 | 19 | 6950 | 2853.1315 | 146.0961 | 23050 | 158777.542 | 30000 | 0 | 128777.542 | 128777.542 | 0 | 6950 | 0 | 0 | 0 | 0 | 0
2022-04-04 21:00 | 0 | 0 | 35584 | 0 | 634 | 0 | 3 | 30000 | 3 | 0 | 30000 | 542212.4422 | 19 | 6950 | 2853.1315 | 146.0961 | 23050 | 158777.542 | 30000 | 0 | 128777.542 | 128777.542 | 0 | 6950 | 0 | 0 | 0 | 0 | 0
2022-04-04 22:00 | 0 | 0 | 35584 | 0 | 634 | 0 | 3 | 30000 | 3 | 0 | 30000 | 512212.4422 | 19 | 6950 | 2853.1315 | 146.0961 | 23050 | 158777.542 | 30000 | 0 | 128777.542 | 128777.542 | 0 | 6950 | 0 | 0 | 0 | 0 | 0
2022-04-04 23:00 | 0 | 0 | 35584 | 0 | 634 | 0 | 3 | 30000 | 3 | 0 | 30000 | 482212.4422 | 19 | 6950 | 2853.1315 | 146.0961 | 23050 | 158777.542 | 30000 | 0 | 128777.542 | 128777.542 | 0 | 6950 | 0 | 0 | 0 | 0 | 0
2022-04-05 | 0 | 0 | 35584 | 0 | 634 | 0 | 3 | 30000 | 3 | 0 | 30000 | 452212.4422 | 19 | 7341.6667 | 2853.1315 | 154.3293 | 22658.3333 | 158385.8753 | 30000 | 0 | 128385.8753 | 128385.8753 | 0 | 7341.6667 | 0 | 0 | 0 | 0 | 0
2022-04-05 01:00 | 0 | 0 | 35584 | 0 | 634 | 0 | 3 | 30000 | 3 | 0 | 30000 | 422212.4422 | 19 | 7341.6667 | 2853.1315 | 154.3293 | 22658.3333 | 158385.8753 | 30000 | 0 | 128385.8753 | 128385.8753 | 0 | 7341.6667 | 0 | 0 | 0 | 0 | 0
2022-04-05 02:00 | 0 | 0 | 35584 | 0 | 634 | 0 | 3 | 30000 | 3 | 0 | 30000 | 392212.4422 | 19 | 7341.6667 | 2853.1315 | 154.3293 | 22658.3333 | 158385.8753 | 30000 | 0 | 128385.8753 | 128385.8753 | 0 | 7341.6667 | 0 | 0 | 0 | 0 | 0
2022-04-05 03:00 | 0 | 0 | 35584 | 0 | 634 | 0 | 3 | 30000 | 3 | 0 | 30000 | 362212.4422 | 19 | 7341.6667 | 2853.1315 | 154.3293 | 22658.3333 | 158385.8753 | 30000 | 0 | 128385.8753 | 128385.8753 | 0 | 7341.6667 | 0 | 0 | 0 | 0 | 0
2022-04-05 04:00 | 0 | 0 | 35584 | 0 | 634 | 0 | 3 | 30000 | 3 | 0 | 30000 | 332212.4422 | 19 | 7341.6667 | 2853.1315 | 154.3293 | 22658.3333 | 158385.8753 | 30000 | 0 | 128385.8753 | 128385.8753 | 0 | 7341.6667 | 0 | 0 | 0 | 0 | 0
2022-04-05 05:00 | 0 | 0 | 35584 | 0 | 634 | 0 | 3 | 30000 | 3 | 0 | 30000 | 302212.4422 | 19 | 7341.6667 | 2853.1315 | 154.3293 | 22658.3333 | 158385.8753 | 30000 | 0 | 128385.8753 | 128385.8753 | 0 | 7341.6667 | 0 | 0 | 0 | 0 | 0
2022-04-05 06:00 | 0.03488 | 0.01756 | 35584 | 1203.9348 | 634 | 1861.4443 | 3 | 30000 | 3 | 0 | 28138.5557 | 272212.4422 | 19 | 8545.599 | 2853.1315 | 179.6372 | 22658.3333 | 158385.8753 | 31203.9323 | 0 | 127181.943 | 127181.943 | 1203.9323 | 7341.6667 | 0 | 0 | 0 | 0 | 0
2022-04-05 07:00 | 0.22525 | 0.32192 | 35584 | 7774.8371 | 634 | 34125.0652 | 3 | 24383.5126 | 2.4384 | 9741.5526 | 0 | 244073.8865 | 19 | 9500 | 2853.1315 | 199.6997 | 22658.3333 | 158385.8753 | 32158.3333 | 0 | 126227.542 | 126227.542 | 7774.8208 | 1725.1792 | 0 | 0 | 0 | 0 | 0
2022-04-05 08:00 | 0.449 | 0.48711 | 35584 | 15497.8995 | 634 | 51635.9981 | 3 | 7160.4664 | 0.71605 | 44475.5317 | 0 | 253815.4391 | 19 | 0 | 2853.1315 | 0 | 22658.3333 | 158385.8753 | 22658.3333 | 0 | 135727.542 | 135727.542 | 0 | 0 | 0 | 0 | 0 | 0 | 0
2022-04-05 09:00 | 0.6641 | 0.60585 | 35584 | 22922.3944 | 634 | 64223.0081 | 3 | 9235.9872 | 0.9236 | 54987.0209 | 0 | 298290.9708 | 19 | 9500 | 2853.1315 | 199.6997 | 22658.3333 | 158385.8753 | 32158.3333 | 0 | 126227.542 | 126227.542 | 264.0128 | 9235.9872 | 0 | 0 | 0 | 0 | 0
2022-04-05 10:00 | 0.83217 | 0.68171 | 35584 | 28723.5792 | 634 | 72264.5322 | 3 | 3434.8146 | 0.34348 | 68829.7176 | 0 | 353277.9917 | 19 | 9500 | 2853.1315 | 199.6997 | 22658.3333 | 158385.8753 | 32158.3333 | 0 | 126227.542 | 126227.542 | 9500 | 0 | 0 | 0 | 0 | 0 | 0
2022-04-05 11:00 | 0.93542 | 0.70733 | 35584 | 32287.4057 | 634 | 74980.3752 | 3 | 0 | 0 | 74980.3752 | 0 | 422107.7092 | 19 | 9500 | 2853.1315 | 199.6997 | 22658.3333 | 158385.8753 | 32158.3333 | 0 | 126227.542 | 126227.542 | 9500 | 0 | 0 | 0 | 0 | 0 | 0
2022-04-05 12:00 | 0.9589 | 0.68519 | 35584 | 33097.8527 | 634 | 72633.4289 | 3 | 0 | 0 | 72633.4289 | 0 | 497088.0844 | 19 | 9500 | 2853.1315 | 199.6997 | 22658.3333 | 158385.8753 | 32158.3333 | 0 | 126227.542 | 126227.542 | 9500 | 0 | 0 | 0 | 0 | 0 | 0
2022-04-05 13:00 | 0.914 | 0.70377 | 35584 | 31548.0627 | 634 | 74602.9981 | 3 | 0 | 0 | 74602.9981 | 0 | 569721.5133 | 19 | 8889.663 | 2853.1315 | 186.8698 | 22658.3333 | 158385.8753 | 31547.9963 | 0 | 126837.879 | 126837.879 | 8889.663 | 0 | 0 | 0 | 0 | 0 | 0
2022-04-05 14:00 | 0.73165 | 0.32691 | 35584 | 25253.9826 | 634 | 34654.0292 | 3 | 6904.4039 | 0.69044 | 27749.6253 | 0 | 644324.5114 | 19 | 9500 | 2853.1315 | 199.6997 | 22658.3333 | 158385.8753 | 32158.3333 | 0 | 126227.542 | 126227.542 | 2595.5961 | 6904.4039 | 0 | 0 | 0 | 0 | 0
2022-04-05 15:00 | 0.53708 | 0.27527 | 35584 | 18538.1111 | 634 | 29179.9413 | 3 | 13620.2613 | 1.362 | 15559.68 | 0 | 672074.1367 | 19 | 9500 | 2853.1315 | 199.6997 | 22658.3333 | 158385.8753 | 32158.3333 | 0 | 126227.542 | 126227.542 | 9500 | 0 | 0 | 0 | 0 | 0 | 0
2022-04-05 16:00 | 0.3352 | 0.14182 | 35584 | 11569.9241 | 634 | 15033.6007 | 3 | 20588.4336 | 2.0588 | 0 | 5554.8329 | 687633.8167 | 19 | 9500 | 2853.1315 | 199.6997 | 22658.3333 | 158385.8753 | 32158.3333 | 0 | 126227.542 | 126227.542 | 0 | 9500 | 0 | 0 | 0 | 0 | 0
2022-04-05 17:00 | 0.15448 | 0.04654 | 35584 | 5332.1058 | 634 | 4933.4634 | 3 | 17326.2387 | 1.7326 | 0 | 12392.7753 | 682078.9838 | 19 | 0 | 2853.1315 | 0 | 22658.3333 | 158385.8753 | 22658.3333 | 0 | 135727.542 | 135727.542 | 0 | 0 | 0 | 0 | 0 | 0 | 0
2022-04-05 18:00 | 0.01938 | 0 | 35584 | 668.9294 | 634 | 0 | 3 | 30000 | 3 | 0 | 30000 | 669686.2085 | 19 | 8010.5946 | 2853.1315 | 168.3909 | 22658.3333 | 158385.8753 | 30668.928 | 0 | 127716.9473 | 127716.9473 | 668.928 | 7341.6667 | 0 | 0 | 0 | 0 | 0
2022-04-05 19:00 | 0 | 0 | 35584 | 0 | 634 | 0 | 3 | 30000 | 3 | 0 | 30000 | 639686.2085 | 19 | 7341.6667 | 2853.1315 | 154.3293 | 22658.3333 | 158385.8753 | 30000 | 0 | 128385.8753 | 128385.8753 | 0 | 7341.6667 | 0 | 0 | 0 | 0 | 0
2022-04-05 20:00 | 0 | 0 | 35584 | 0 | 634 | 0 | 3 | 30000 | 3 | 0 | 30000 | 609686.2085 | 19 | 7341.6667 | 2853.1315 | 154.3293 | 22658.3333 | 158385.8753 | 30000 | 0 | 128385.8753 | 128385.8753 | 0 | 7341.6667 | 0 | 0 | 0 | 0 | 0
2022-04-05 21:00 | 0 | 0 | 35584 | 0 | 634 | 0 | 3 | 30000 | 3 | 0 | 30000 | 579686.2085 | 19 | 7341.6667 | 2853.1315 | 154.3293 | 22658.3333 | 158385.8753 | 30000 | 0 | 128385.8753 | 128385.8753 | 0 | 7341.6667 | 0 | 0 | 0 | 0 | 0
2022-04-05 22:00 | 0 | 0 | 35584 | 0 | 634 | 0 | 3 | 30000 | 3 | 0 | 30000 | 549686.2085 | 19 | 7341.6667 | 2853.1315 | 154.3293 | 22658.3333 | 158385.8753 | 30000 | 0 | 128385.8753 | 128385.8753 | 0 | 7341.6667 | 0 | 0 | 0 | 0 | 0
2022-04-05 23:00 | 0 | 0 | 35584 | 0 | 634 | 0 | 3 | 30000 | 3 | 0 | 30000 | 519686.2085 | 19 | 7341.6667 | 2853.1315 | 154.3293 | 22658.3333 | 158385.8753 | 30000 | 0 | 128385.8753 | 128385.8753 | 0 | 7341.6667 | 0 | 0 | 0 | 0 | 0
2022-04-06 | 0 | 0 | 35584 | 0 | 634 | 0 | 3 | 30000 | 3 | 0 | 30000 | 489686.2085 | 19 | 6500 | 2853.1315 | 136.6366 | 23500 | 159227.542 | 30000 | 0 | 129227.542 | 129227.542 | 0 | 6500 | 0 | 0 | 0 | 0 | 0
2022-04-06 01:00 | 0 | 0 | 35584 | 0 | 634 | 0 | 3 | 30000 | 3 | 0 | 30000 | 459686.2085 | 19 | 6500 | 2853.1315 | 136.6366 | 23500 | 159227.542 | 30000 | 0 | 129227.542 | 129227.542 | 0 | 6500 | 0 | 0 | 0 | 0 | 0
2022-04-06 02:00 | 0 | 0 | 35584 | 0 | 634 | 0 | 3 | 30000 | 3 | 0 | 30000 | 429686.2085 | 19 | 6500 | 2853.1315 | 136.6366 | 23500 | 159227.542 | 30000 | 0 | 129227.542 | 129227.542 | 0 | 6500 | 0 | 0 | 0 | 0 | 0
2022-04-06 03:00 | 0 | 0 | 35584 | 0 | 634 | 0 | 3 | 30000 | 3 | 0 | 30000 | 399686.2085 | 19 | 6500 | 2853.1315 | 136.6366 | 23500 | 159227.542 | 30000 | 0 | 129227.542 | 129227.542 | 0 | 6500 | 0 | 0 | 0 | 0 | 0
2022-04-06 04:00 | 0 | 0 | 35584 | 0 | 634 | 0 | 3 | 30000 | 3 | 0 | 30000 | 369686.2085 | 19 | 6500 | 2853.1315 | 136.6366 | 23500 | 159227.542 | 30000 | 0 | 129227.542 | 129227.542 | 0 | 6500 | 0 | 0 | 0 | 0 | 0
2022-04-06 05:00 | 0 | 0 | 35584 | 0 | 634 | 0 | 3 | 30000 | 3 | 0 | 30000 | 339686.2085 | 19 | 6500 | 2853.1315 | 136.6366 | 23500 | 159227.542 | 30000 | 0 | 129227.542 | 129227.542 | 0 | 6500 | 0 | 0 | 0 | 0 | 0
2022-04-06 06:00 | 0.03317 | 0.00376 | 35584 | 1144.9116 | 634 | 398.578 | 3 | 30000 | 3 | 0 | 29601.422 | 309686.2085 | 19 | 7644.9092 | 2853.1315 | 160.7038 | 23500 | 159227.542 | 31144.9092 | 0 | 128082.6327 | 128082.6327 | 0 | 7644.9092 | 0 | 0 | 0 | 0 | 0
2022-04-06 07:00 | 0.1966 | 0.08455 | 35584 | 6785.94 | 634 | 8962.7058 | 3 | 26214.0743 | 2.6214 | 0 | 17251.3685 | 280084.7866 | 19 | 9500 | 2853.1315 | 199.6997 | 23500 | 159227.542 | 33000 | 0 | 126227.542 | 126227.542 | 0 | 9500 | 0 | 0 | 0 | 0 | 0
2022-04-06 08:00 | 0.38783 | 0.1604 | 35584 | 13386.5264 | 634 | 17003.1699 | 3 | 19613.5017 | 1.9614 | 0 | 2610.3318 | 262833.4181 | 19 | 9500 | 2853.1315 | 199.6997 | 23500 | 159227.542 | 33000 | 0 | 126227.542 | 126227.542 | 9500 | 0 | 0 | 0 | 0 | 0 | 0
2022-04-06 09:00 | 0.58067 | 0.26877 | 35584 | 20042.6844 | 634 | 28490.9101 | 3 | 12957.3578 | 1.2957 | 15533.5523 | 0 | 260223.0863 | 19 | 9500 | 2853.1315 | 199.6997 | 23500 | 159227.542 | 33000 | 0 | 126227.542 | 126227.542 | 0 | 9500 | 0 | 0 | 0 | 0 | 0
2022-04-06 10:00 | 0.78912 | 0.46524 | 35584 | 27237.6447 | 634 | 49317.6732 | 3 | 0 | 0 | 49317.6732 | 0 | 275756.6386 | 19 | 3737.5874 | 2853.1315 | 78.5679 | 23500 | 159227.542 | 27237.5874 | 0 | 131989.9546 | 131989.9546 | 3737.5874 | 0 | 0 | 0 | 0 | 0 | 0
2022-04-06 11:00 | 0.89853 | 0.53741 | 35584 | 31014.0928 | 634 | 56968.0396 | 3 | 1985.9725 | 0.1986 | 54982.067 | 0 | 325074.3117 | 19 | 9500 | 2853.1315 | 199.6997 | 23500 | 159227.542 | 33000 | 0 | 126227.542 | 126227.542 | 9500 | 0 | 0 | 0 | 0 | 0 | 0
2022-04-06 12:00 | 0.95347 | 0.63105 | 35584 | 32910.4282 | 634 | 66894.329 | 3 | 0 | 0 | 66894.329 | 0 | 380056.3788 | 19 | 9410.3589 | 2853.1315 | 197.8154 | 23500 | 159227.542 | 32910.3589 | 0 | 126317.1831 | 126317.1831 | 9410.3589 | 0 | 0 | 0 | 0 | 0 | 0
2022-04-06 13:00 | 0.9021 | 0.57918 | 35584 | 31137.3166 | 634 | 61395.8601 | 3 | 1862.7489 | 0.18627 | 59533.1111 | 0 | 446950.7078 | 19 | 9500 | 2853.1315 | 199.6997 | 23500 | 159227.542 | 33000 | 0 | 126227.542 | 126227.542 | 7637.2511 | 1862.7489 | 0 | 0 | 0 | 0 | 0
2022-04-06 14:00 | 0.77695 | 0.51708 | 35584 | 26817.5791 | 634 | 54812.962 | 3 | 6182.4773 | 0.61825 | 48630.4847 | 0 | 506483.8189 | 19 | 9500 | 2853.1315 | 199.6997 | 23500 | 159227.542 | 33000 | 0 | 126227.542 | 126227.542 | 3317.5227 | 6182.4773 | 0 | 0 | 0 | 0 | 0
2022-04-06 15:00 | 0.59178 | 0.41553 | 35584 | 20426.1625 | 634 | 44048.1745 | 3 | 3073.8805 | 0.30739 | 40974.2941 | 0 | 555114.3036 | 19 | 0 | 2853.1315 | 0 | 23500 | 159227.542 | 23500 | 0 | 135727.542 | 135727.542 | 0 | 0 | 0 | 0 | 0 | 0 | 0
2022-04-06 16:00 | 0.3706 | 0.25403 | 35584 | 12791.8075 | 634 | 26928.3993 | 3 | 20208.2194 | 2.0208 | 6720.1799 | 0 | 596088.5977 | 19 | 9500 | 2853.1315 | 199.6997 | 23500 | 159227.542 | 33000 | 0 | 126227.542 | 126227.542 | 0 | 9500 | 0 | 0 | 0 | 0 | 0
2022-04-06 17:00 | 0.15965 | 0.07024 | 35584 | 5510.556 | 634 | 7445.7772 | 3 | 27489.4556 | 2.7489 | 0 | 20043.6784 | 602808.7776 | 19 | 9500 | 2853.1315 | 199.6997 | 23500 | 159227.542 | 33000 | 0 | 126227.542 | 126227.542 | 5510.5444 | 3989.4556 | 0 | 0 | 0 | 0 | 0
2022-04-06 18:00 | 0.01883 | 0 | 35584 | 649.9453 | 634 | 0 | 3 | 30000 | 3 | 0 | 30000 | 582765.0992 | 19 | 7149.944 | 2853.1315 | 150.2991 | 23500 | 159227.542 | 30649.944 | 0 | 128577.598 | 128577.598 | 649.944 | 6500 | 0 | 0 | 0 | 0 | 0
2022-04-06 19:00 | 0 | 0 | 35584 | 0 | 634 | 0 | 3 | 30000 | 3 | 0 | 30000 | 552765.0992 | 19 | 6500 | 2853.1315 | 136.6366 | 23500 | 159227.542 | 30000 | 0 | 129227.542 | 129227.542 | 0 | 6500 | 0 | 0 | 0 | 0 | 0
2022-04-06 20:00 | 0 | 0 | 35584 | 0 | 634 | 0 | 3 | 30000 | 3 | 0 | 30000 | 522765.0992 | 19 | 6500 | 2853.1315 | 136.6366 | 23500 | 159227.542 | 30000 | 0 | 129227.542 | 129227.542 | 0 | 6500 | 0 | 0 | 0 | 0 | 0
2022-04-06 21:00 | 0 | 0 | 35584 | 0 | 634 | 0 | 3 | 30000 | 3 | 0 | 30000 | 492765.0992 | 19 | 6500 | 2853.1315 | 136.6366 | 23500 | 159227.542 | 30000 | 0 | 129227.542 | 129227.542 | 0 | 6500 | 0 | 0 | 0 | 0 | 0
2022-04-06 22:00 | 0 | 0 | 35584 | 0 | 634 | 0 | 3 | 30000 | 3 | 0 | 30000 | 462765.0992 | 19 | 6500 | 2853.1315 | 136.6366 | 23500 | 159227.542 | 30000 | 0 | 129227.542 | 129227.542 | 0 | 6500 | 0 | 0 | 0 | 0 | 0
2022-04-06 23:00 | 0 | 0 | 35584 | 0 | 634 | 0 | 3 | 30000 | 3 | 0 | 30000 | 432765.0992 | 19 | 6500 | 2853.1315 | 136.6366 | 23500 | 159227.542 | 30000 | 0 | 129227.542 | 129227.542 | 0 | 6500 | 0 | 0 | 0 | 0 | 0
2022-04-07 | 0 | 0 | 35584 | 0 | 634 | 0 | 3 | 30000 | 3 | 0 | 30000 | 402765.0992 | 19 | 6916.6667 | 2853.1315 | 145.3954 | 23083.3333 | 158810.8753 | 30000 | 0 | 128810.8753 | 128810.8753 | 0 | 6916.6667 | 0 | 0 | 0 | 0 | 0
2022-04-07 01:00 | 0 | 0 | 35584 | 0 | 634 | 0 | 3 | 30000 | 3 | 0 | 30000 | 372765.0992 | 19 | 6916.6667 | 2853.1315 | 145.3954 | 23083.3333 | 158810.8753 | 30000 | 0 | 128810.8753 | 128810.8753 | 0 | 6916.6667 | 0 | 0 | 0 | 0 | 0
2022-04-07 02:00 | 0 | 0 | 35584 | 0 | 634 | 0 | 3 | 30000 | 3 | 0 | 30000 | 342765.0992 | 19 | 6916.6667 | 2853.1315 | 145.3954 | 23083.3333 | 158810.8753 | 30000 | 0 | 128810.8753 | 128810.8753 | 0 | 6916.6667 | 0 | 0 | 0 | 0 | 0
2022-04-07 03:00 | 0 | 0 | 35584 | 0 | 634 | 0 | 3 | 30000 | 3 | 0 | 30000 | 312765.0992 | 19 | 6916.6667 | 2853.1315 | 145.3954 | 23083.3333 | 158810.8753 | 30000 | 0 | 128810.8753 | 128810.8753 | 0 | 6916.6667 | 0 | 0 | 0 | 0 | 0
2022-04-07 04:00 | 0 | 0 | 35584 | 0 | 634 | 0 | 3 | 30000 | 3 | 0 | 30000 | 282765.0992 | 19 | 6916.6667 | 2853.1315 | 145.3954 | 23083.3333 | 158810.8753 | 30000 | 0 | 128810.8753 | 128810.8753 | 0 | 6916.6667 | 0 | 0 | 0 | 0 | 0
2022-04-07 05:00 | 0 | 0 | 35584 | 0 | 634 | 0 | 3 | 30000 | 3 | 0 | 30000 | 252765.0992 | 19 | 6916.6667 | 2853.1315 | 145.3954 | 23083.3333 | 158810.8753 | 30000 | 0 | 128810.8753 | 128810.8753 | 0 | 6916.6667 | 0 | 0 | 0 | 0 | 0
2022-04-07 06:00 | 0.04472 | 0.07104 | 35584 | 1543.577 | 634 | 7530.581 | 3 | 30000 | 3 | 0 | 22469.419 | 222765.0992 | 19 | 8460.2404 | 2853.1315 | 177.8429 | 23083.3333 | 158810.8753 | 31543.5737 | 0 | 127267.3015 | 127267.3015 | 1543.5737 | 6916.6667 | 0 | 0 | 0 | 0 | 0
2022-04-07 07:00 | 0.25138 | 0.45191 | 35584 | 8676.7527 | 634 | 47904.6292 | 3 | 23906.5989 | 2.3907 | 23998.0303 | 0 | 200295.6801 | 19 | 9500 | 2853.1315 | 199.6997 | 23083.3333 | 158810.8753 | 32583.3333 | 0 | 126227.542 | 126227.542 | 8676.7345 | 823.2655 | 0 | 0 | 0 | 0 | 0
2022-04-07 08:00 | 0.48583 | 0.63475 | 35584 | 16769.1415 | 634 | 67286.5468 | 3 | 15814.2272 | 1.5814 | 51472.3196 | 0 | 224293.7105 | 19 | 9500 | 2853.1315 | 199.6997 | 23083.3333 | 158810.8753 | 32583.3333 | 0 | 126227.542 | 126227.542 | 9500 | 0 | 0 | 0 | 0 | 0 | 0
2022-04-07 09:00 | 0.6985 | 0.72812 | 35584 | 24109.7613 | 634 | 77184.215 | 3 | 8473.6228 | 0.84736 | 68710.5922 | 0 | 275766.0301 | 19 | 9500 | 2853.1315 | 199.6997 | 23083.3333 | 158810.8753 | 32583.3333 | 0 | 126227.542 | 126227.542 | 9500 | 0 | 0 | 0 | 0 | 0 | 0
2022-04-07 10:00 | 0.8625 | 0.77605 | 35584 | 29770.464 | 634 | 82265.025 | 3 | 2812.932 | 0.28129 | 79452.093 | 0 | 344476.6223 | 19 | 9500 | 2853.1315 | 199.6997 | 23083.3333 | 158810.8753 | 32583.3333 | 0 | 126227.542 | 126227.542 | 6687.068 | 2812.932 | 0 | 0 | 0 | 0 | 0
2022-04-07 11:00 | 0.96155 | 0.79709 | 35584 | 33189.3213 | 634 | 84495.366 | 3 | 0 | 0 | 84495.366 | 0 | 423928.7153 | 19 | 9500 | 2853.1315 | 199.6997 | 23083.3333 | 158810.8753 | 32583.3333 | 0 | 126227.542 | 126227.542 | 9500 | 0 | 0 | 0 | 0 | 0 | 0
2022-04-07 12:00 | 0.97508 | 0.7228 | 35584 | 33656.3293 | 634 | 76620.2694 | 3 | 0 | 0 | 76620.2694 | 0 | 508424.0813 | 19 | 9500 | 2853.1315 | 199.6997 | 23083.3333 | 158810.8753 | 32583.3333 | 0 | 126227.542 | 126227.542 | 9500 | 0 | 0 | 0 | 0 | 0 | 0
2022-04-07 13:00 | 0.92097 | 0.66219 | 35584 | 31788.6426 | 634 | 70195.3185 | 3 | 0 | 0 | 70195.3185 | 0 | 585044.3508 | 19 | 8705.2423 | 2853.1315 | 182.9931 | 23083.3333 | 158810.8753 | 31788.5757 | 0 | 127022.2996 | 127022.2996 | 8705.2423 | 0 | 0 | 0 | 0 | 0 | 0
2022-04-07 14:00 | 0.7937 | 0.58366 | 35584 | 27395.7302 | 634 | 61870.7616 | 3 | 5187.6608 | 0.51877 | 56683.1007 | 0 | 655239.6693 | 19 | 9500 | 2853.1315 | 199.6997 | 23083.3333 | 158810.8753 | 32583.3333 | 0 | 126227.542 | 126227.542 | 4312.3392 | 5187.6608 | 0 | 0 | 0 | 0 | 0
2022-04-07 15:00 | 0.6112 | 0.49583 | 35584 | 21096.4726 | 634 | 52560.36 | 3 | 1986.9052 | 0.19869 | 50573.4548 | 0 | 711922.77 | 19 | 0 | 2853.1315 | 0 | 23083.3333 | 158810.8753 | 23083.3333 | 0 | 135727.542 | 135727.542 | 0 | 0 | 0 | 0 | 0 | 0 | 0
2022-04-07 16:00 | 0.3932 | 0.36041 | 35584 | 13571.8799 | 634 | 38205.19 | 3 | 9511.482 | 0.95115 | 28693.708 | 0 | 762496.2248 | 19 | 0 | 2853.1315 | 0 | 23083.3333 | 158810.8753 | 23083.3333 | 0 | 135727.542 | 135727.542 | 0 | 0 | 0 | 0 | 0 | 0 | 0
2022-04-07 17:00 | 0.17675 | 0.17009 | 35584 | 6100.7878 | 634 | 18030.3564 | 3 | 18030.3564 | 1.803 | 0 | 0 | 791189.9328 | 19 | 1047.7981 | 2853.1315 | 22.0258 | 23083.3333 | 158810.8753 | 24131.1314 | 0 | 134679.7439 | 134679.7439 | 0 | 1047.7981 | 0 | 0 | 0 | 0 | 0
2022-04-07 18:00 | 0.0203 | 0.0008 | 35584 | 700.6845 | 634 | 84.8038 | 3 | 30000 | 3 | 84.8038 | 30000 | 791189.9328 | 19 | 7617.3497 | 2853.1315 | 160.1245 | 23083.3333 | 158810.8753 | 30700.6831 | 0 | 128110.1922 | 128110.1922 | 700.6831 | 6916.6667 | 0 | 0 | 0 | 0 | 0
2022-04-07 19:00 | 0 | 0 | 35584 | 0 | 634 | 0 | 3 | 30000 | 3 | 0 | 30000 | 761274.7366 | 19 | 6916.6667 | 2853.1315 | 145.3954 | 23083.3333 | 158810.8753 | 30000 | 0 | 128810.8753 | 128810.8753 | 0 | 6916.6667 | 0 | 0 | 0 | 0 | 0
2022-04-07 20:00 | 0 | 0 | 35584 | 0 | 634 | 0 | 3 | 30000 | 3 | 0 | 30000 | 731274.7366 | 19 | 6916.6667 | 2853.1315 | 145.3954 | 23083.3333 | 158810.8753 | 30000 | 0 | 128810.8753 | 128810.8753 | 0 | 6916.6667 | 0 | 0 | 0 | 0 | 0
2022-04-07 21:00 | 0 | 0 | 35584 | 0 | 634 | 0 | 3 | 30000 | 3 | 0 | 30000 | 701274.7366 | 19 | 6916.6667 | 2853.1315 | 145.3954 | 23083.3333 | 158810.8753 | 30000 | 0 | 128810.8753 | 128810.8753 | 0 | 6916.6667 | 0 | 0 | 0 | 0 | 0
2022-04-07 22:00 | 0 | 0 | 35584 | 0 | 634 | 0 | 3 | 30000 | 3 | 0 | 30000 | 671274.7366 | 19 | 6916.6667 | 2853.1315 | 145.3954 | 23083.3333 | 158810.8753 | 30000 | 0 | 128810.8753 | 128810.8753 | 0 | 6916.6667 | 0 | 0 | 0 | 0 | 0
2022-04-07 23:00 | 0 | 0 | 35584 | 0 | 634 | 0 | 3 | 30000 | 3 | 0 | 30000 | 641274.7366 | 19 | 6916.6667 | 2853.1315 | 145.3954 | 23083.3333 | 158810.8753 | 30000 | 0 | 128810.8753 | 128810.8753 | 0 | 6916.6667 | 0 | 0 | 0 | 0 | 0
2022-04-08 | 0 | 0 | 35584 | 0 | 634 | 0 | 3 | 30000 | 3 | 0 | 30000 | 611274.7366 | 19 | 7458.3333 | 2853.1315 | 156.7818 | 22541.6667 | 158269.2086 | 30000 | 0 | 128269.2086 | 128269.2086 | 0 | 7458.3333 | 0 | 0 | 0 | 0 | 0
2022-04-08 01:00 | 0 | 0 | 35584 | 0 | 634 | 0 | 3 | 30000 | 3 | 0 | 30000 | 581274.7366 | 19 | 7458.3333 | 2853.1315 | 156.7818 | 22541.6667 | 158269.2086 | 30000 | 0 | 128269.2086 | 128269.2086 | 0 | 7458.3333 | 0 | 0 | 0 | 0 | 0
2022-04-08 02:00 | 0 | 0 | 35584 | 0 | 634 | 0 | 3 | 30000 | 3 | 0 | 30000 | 551274.7366 | 19 | 7458.3333 | 2853.1315 | 156.7818 | 22541.6667 | 158269.2086 | 30000 | 0 | 128269.2086 | 128269.2086 | 0 | 7458.3333 | 0 | 0 | 0 | 0 | 0
2022-04-08 03:00 | 0 | 0 | 35584 | 0 | 634 | 0 | 3 | 30000 | 3 | 0 | 30000 | 521274.7366 | 19 | 7458.3333 | 2853.1315 | 156.7818 | 22541.6667 | 158269.2086 | 30000 | 0 | 128269.2086 | 128269.2086 | 0 | 7458.3333 | 0 | 0 | 0 | 0 | 0
2022-04-08 04:00 | 0 | 0 | 35584 | 0 | 634 | 0 | 3 | 30000 | 3 | 0 | 30000 | 491274.7366 | 19 | 7458.3333 | 2853.1315 | 156.7818 | 22541.6667 | 158269.2086 | 30000 | 0 | 128269.2086 | 128269.2086 | 0 | 7458.3333 | 0 | 0 | 0 | 0 | 0
2022-04-08 05:00 | 0 | 0 | 35584 | 0 | 634 | 0 | 3 | 30000 | 3 | 0 | 30000 | 461274.7366 | 19 | 7458.3333 | 2853.1315 | 156.7818 | 22541.6667 | 158269.2086 | 30000 | 0 | 128269.2086 | 128269.2086 | 0 | 7458.3333 | 0 | 0 | 0 | 0 | 0
2022-04-08 06:00 | 0.03112 | 0 | 35584 | 1074.1529 | 634 | 0 | 3 | 30000 | 3 | 0 | 30000 | 431274.7366 | 19 | 8532.4839 | 2853.1315 | 179.3615 | 22541.6667 | 158269.2086 | 31074.1506 | 0 | 127195.058 | 127195.058 | 1074.1506 | 7458.3333 | 0 | 0 | 0 | 0 | 0
2022-04-08 07:00 | 0.1501 | 0.00222 | 35584 | 5180.9236 | 634 | 235.3307 | 3 | 26860.7539 | 2.6861 | 0 | 26625.4233 | 401274.7366 | 19 | 9500 | 2853.1315 | 199.6997 | 22541.6667 | 158269.2086 | 32041.6667 | 0 | 126227.542 | 126227.542 | 5180.9127 | 4319.0873 | 0 | 0 | 0 | 0 | 0
2022-04-08 08:00 | 0.29973 | 0.01436 | 35584 | 10345.6246 | 634 | 1522.2289 | 3 | 12196.0639 | 1.2196 | 0 | 10673.835 | 374649.3134 | 19 | 0 | 2853.1315 | 0 | 22541.6667 | 158269.2086 | 22541.6667 | 0 | 135727.542 | 135727.542 | 0 | 0 | 0 | 0 | 0 | 0 | 0
2022-04-08 09:00 | 0.45725 | 0.02418 | 35584 | 15782.6605 | 634 | 2563.1961 | 3 | 16259.0394 | 1.6259 | 0 | 13695.8434 | 363975.4784 | 19 | 9500 | 2853.1315 | 199.6997 | 22541.6667 | 158269.2086 | 32041.6667 | 0 | 126227.542 | 126227.542 | 0 | 9500 | 0 | 0 | 0 | 0 | 0
2022-04-08 10:00 | 0.62567 | 0.05897 | 35584 | 21595.926 | 634 | 6251.1031 | 3 | 10445.7861 | 1.0446 | 0 | 4194.683 | 350279.6351 | 19 | 9500 | 2853.1315 | 199.6997 | 22541.6667 | 158269.2086 | 32041.6667 | 0 | 126227.542 | 126227.542 | 9500 | 0 | 0 | 0 | 0 | 0 | 0
2022-04-08 11:00 | 0.72212 | 0.07565 | 35584 | 24925.0405 | 634 | 8019.2631 | 3 | 7116.6786 | 0.71167 | 902.5845 | 0 | 346084.952 | 19 | 9500 | 2853.1315 | 199.6997 | 22541.6667 | 158269.2086 | 32041.6667 | 0 | 126227.542 | 126227.542 | 9500 | 0 | 0 | 0 | 0 | 0 | 0
2022-04-08 12:00 | 0.71483 | 0.06323 | 35584 | 24673.4154 | 634 | 6702.6835 | 3 | 0 | 0 | 6702.6835 | 0 | 346987.5365 | 19 | 2131.6968 | 2853.1315 | 44.8104 | 22541.6667 | 158269.2086 | 24673.3635 | 0 | 133595.8452 | 133595.8452 | 2131.6968 | 0 | 0 | 0 | 0 | 0 | 0
2022-04-08 13:00 | 0.46485 | 0.00264 | 35584 | 16044.9857 | 634 | 279.8527 | 3 | 6496.7147 | 0.64967 | 0 | 6216.862 | 353690.22 | 19 | 0 | 2853.1315 | 0 | 22541.6667 | 158269.2086 | 22541.6667 | 0 | 135727.542 | 135727.542 | 0 | 0 | 0 | 0 | 0 | 0 | 0
2022-04-08 14:00 | 0.36148 | 0.00317 | 35584 | 12477.0172 | 634 | 336.0352 | 3 | 10064.6757 | 1.0065 | 0 | 9728.6405 | 347473.358 | 19 | 0 | 2853.1315 | 0 | 22541.6667 | 158269.2086 | 22541.6667 | 0 | 135727.542 | 135727.542 | 0 | 0 | 0 | 0 | 0 | 0 | 0
2022-04-08 15:00 | 0.2692 | 0 | 35584 | 9291.8364 | 634 | 0 | 3 | 22541.6667 | 2.2542 | 0 | 22541.6667 | 337744.7175 | 19 | 9291.8169 | 2853.1315 | 195.3235 | 22541.6667 | 158269.2086 | 31833.4835 | 0 | 126435.7251 | 126435.7251 | 9291.8169 | 0 | 0 | 0 | 0 | 0 | 0
2022-04-08 16:00 | 0.16768 | 0 | 35584 | 5787.7234 | 634 | 0 | 3 | 26253.9555 | 2.6254 | 0 | 26253.9555 | 315203.0508 | 19 | 9500 | 2853.1315 | 199.6997 | 22541.6667 | 158269.2086 | 32041.6667 | 0 | 126227.542 | 126227.542 | 5787.7112 | 3712.2888 | 0 | 0 | 0 | 0 | 0
2022-04-08 17:00 | 0.0783 | 0.00059 | 35584 | 2702.6404 | 634 | 62.5428 | 3 | 19839.032 | 1.9839 | 0 | 19776.4891 | 288949.0953 | 19 | 0 | 2853.1315 | 0 | 22541.6667 | 158269.2086 | 22541.6667 | 0 | 135727.542 | 135727.542 | 0 | 0 | 0 | 0 | 0 | 0 | 0
2022-04-08 18:00 | 0.01145 | 0 | 35584 | 395.2137 | 634 | 0 | 3 | 22541.6667 | 2.2542 | 0 | 22541.6667 | 269172.6062 | 19 | 395.2129 | 2853.1315 | 8.3078 | 22541.6667 | 158269.2086 | 22936.8795 | 0 | 135332.3291 | 135332.3291 | 395.2129 | 0 | 0 | 0 | 0 | 0 | 0
2022-04-08 19:00 | 0 | 0 | 35584 | 0 | 634 | 0 | 3 | 22541.6667 | 2.2542 | 0 | 22541.6667 | 246630.9395 | 19 | 0 | 2853.1315 | 0 | 22541.6667 | 158269.2086 | 22541.6667 | 0 | 135727.542 | 135727.542 | 0 | 0 | 0 | 0 | 0 | 0 | 0
2022-04-08 20:00 | 0 | 0 | 35584 | 0 | 634 | 0 | 3 | 22541.6667 | 2.2542 | 0 | 22541.6667 | 224089.2728 | 19 | 0 | 2853.1315 | 0 | 22541.6667 | 158269.2086 | 22541.6667 | 0 | 135727.542 | 135727.542 | 0 | 0 | 0 | 0 | 0 | 0 | 0
2022-04-08 21:00 | 0 | 0 | 35584 | 0 | 634 | 0 | 3 | 22541.6667 | 2.2542 | 0 | 22541.6667 | 201547.6062 | 19 | 0 | 2853.1315 | 0 | 22541.6667 | 158269.2086 | 22541.6667 | 0 | 135727.542 | 135727.542 | 0 | 0 | 0 | 0 | 0 | 0 | 0
2022-04-08 22:00 | 0 | 0 | 35584 | 0 | 634 | 0 | 3 | 22541.6667 | 2.2542 | 0 | 22541.6667 | 179005.9395 | 19 | 0 | 2853.1315 | 0 | 22541.6667 | 158269.2086 | 22541.6667 | 0 | 135727.542 | 135727.542 | 0 | 0 | 0 | 0 | 0 | 0 | 0
2022-04-08 23:00 | 0 | 0 | 35584 | 0 | 634 | 0 | 3 | 22541.6667 | 2.2542 | 0 | 22541.6667 | 156464.2728 | 19 | 0 | 2853.1315 | 0 | 22541.6667 | 158269.2086 | 22541.6667 | 0 | 135727.542 | 135727.542 | 0 | 0 | 0 | 0 | 0 | 0 | 0
2022-04-09 | 0 | 0 | 35584 | 0 | 634 | 0 | 3 | 21541.6667 | 2.1542 | 0 | 21541.6667 | 133922.6062 | 19 | 0 | 2853.1315 | 0 | 21541.6667 | 157269.2086 | 21541.6667 | 0 | 135727.542 | 135727.542 | 0 | 0 | 0 | 0 | 0 | 0 | 0
2022-04-09 01:00 | 0 | 0 | 35584 | 0 | 634 | 0 | 3 | 21541.6667 | 2.1542 | 0 | 21541.6667 | 112380.9395 | 19 | 0 | 2853.1315 | 0 | 21541.6667 | 157269.2086 | 21541.6667 | 0 | 135727.542 | 135727.542 | 0 | 0 | 0 | 0 | 0 | 0 | 0
2022-04-09 02:00 | 0 | 0 | 35584 | 0 | 634 | 0 | 3 | 21541.6667 | 2.1542 | 0 | 21541.6667 | 90839.2728 | 19 | 0 | 2853.1315 | 0 | 21541.6667 | 157269.2086 | 21541.6667 | 0 | 135727.542 | 135727.542 | 0 | 0 | 0 | 0 | 0 | 0 | 0
2022-04-09 03:00 | 0 | 0 | 35584 | 0 | 634 | 0 | 3 | 21541.6667 | 2.1542 | 0 | 21541.6667 | 69297.6062 | 19 | 0 | 2853.1315 | 0 | 21541.6667 | 157269.2086 | 21541.6667 | 0 | 135727.542 | 135727.542 | 0 | 0 | 0 | 0 | 0 | 0 | 0
2022-04-09 04:00 | 0 | 0 | 35584 | 0 | 634 | 0 | 3 | 21541.6667 | 2.1542 | 0 | 21541.6667 | 47755.9395 | 19 | 0 | 2853.1315 | 0 | 21541.6667 | 157269.2086 | 21541.6667 | 0 | 135727.542 | 135727.542 | 0 | 0 | 0 | 0 | 0 | 0 | 0
2022-04-09 05:00 | 0 | 0 | 35584 | 0 | 634 | 0 | 3 | 21541.6667 | 2.1542 | 0 | 21541.6667 | 26214.2728 | 19 | 0 | 2853.1315 | 0 | 21541.6667 | 157269.2086 | 21541.6667 | 0 | 135727.542 | 135727.542 | 0 | 0 | 0 | 0 | 0 | 0 | 0
2022-04-09 06:00 | 0.05333 | 0.14177 | 35584 | 1840.7639 | 634 | 15028.3005 | 3 | 19700.9067 | 1.9701 | 0 | 4672.6062 | 4672.6062 | 19 | 0 | 2853.1315 | 0 | 21541.6667 | 157269.2086 | 21541.6667 | 0 | 135727.542 | 135727.542 | 0 | 0 | 0 | 0 | 0 | 0 | 0
2022-04-09 07:00 | 0.27505 | 0.59815 | 35584 | 9493.7578 | 634 | 63406.7711 | 3 | 21547.9288 | 2.1548 | 0 | 0 | 0 | 19 | 9500 | 2853.1315 | 199.6997 | 21541.6667 | 157269.2086 | 31041.6667 | 0 | 126227.542 | 126227.542 | 0 | 9500 | 0 | 0 | 0 | 0 | 0
2022-04-09 08:00 | 0.50975 | 0.75406 | 35584 | 17594.7757 | 634 | 79933.9795 | 3 | 13446.928 | 1.3447 | 0 | 0 | 0 | 19 | 9500 | 2853.1315 | 199.6997 | 21541.6667 | 157269.2086 | 31041.6667 | 0 | 126227.542 | 126227.542 | 9500 | 0 | 0 | 0 | 0 | 0 | 0
2022-04-09 09:00 | 0.71988 | 0.87166 | 35584 | 24847.7236 | 634 | 92400.144 | 3 | 6193.9954 | 0.6194 | 0 | 0 | 0 | 19 | 9500 | 2853.1315 | 199.6997 | 21541.6667 | 157269.2086 | 31041.6667 | 0 | 126227.542 | 126227.542 | 9500 | 0 | 0 | 0 | 0 | 0 | 0
2022-04-09 10:00 | 0.88505 | 0.92213 | 35584 | 30548.8106 | 634 | 97750.2062 | 3 | 492.9204 | 0.049292 | 0 | 0 | 0 | 19 | 9500 | 2853.1315 | 199.6997 | 21541.6667 | 157269.2086 | 31041.6667 | 0 | 126227.542 | 126227.542 | 9007.0796 | 492.9204 | 0 | 0 | 0 | 0 | 0
2022-04-09 11:00 | 0.99033 | 0.98111 | 35584 | 34182.7056 | 634 | 104002.3693 | 3 | 0 | 0 | 3736.5457 | 0 | 0 | 19 | 9500 | 2853.1315 | 199.6997 | 21541.6667 | 157269.2086 | 31041.6667 | 0 | 126227.542 | 126227.542 | 9500 | 0 | 0 | 0 | 0 | 0 | 0
2022-04-09 12:00 | 1.0094 | 0.90603 | 35584 | 34840.9349 | 634 | 96043.5289 | 3 | 0 | 0 | 96043.5289 | 0 | 3736.5457 | 19 | 9500 | 2853.1315 | 199.6997 | 21541.6667 | 157269.2086 | 31041.6667 | 0 | 126227.542 | 126227.542 | 9500 | 0 | 0 | 0 | 0 | 0 | 0
2022-04-09 13:00 | 0.97183 | 0.91126 | 35584 | 33544.1508 | 634 | 96597.934 | 3 | 0 | 0 | 96597.934 | 0 | 99780.0746 | 19 | 9500 | 2853.1315 | 199.6997 | 21541.6667 | 157269.2086 | 31041.6667 | 0 | 126227.542 | 126227.542 | 9500 | 0 | 0 | 0 | 0 | 0 | 0
2022-04-09 14:00 | 0.8614 | 0.90818 | 35584 | 29732.4959 | 634 | 96271.4393 | 3 | 1309.2334 | 0.13092 | 94962.2059 | 0 | 196378.0087 | 19 | 9500 | 2853.1315 | 199.6997 | 21541.6667 | 157269.2086 | 31041.6667 | 0 | 126227.542 | 126227.542 | 9500 | 0 | 0 | 0 | 0 | 0 | 0
2022-04-09 15:00 | 0.68978 | 0.86862 | 35584 | 23808.7776 | 634 | 92077.8894 | 3 | 7232.9392 | 0.72329 | 84844.9502 | 0 | 291340.2146 | 19 | 9500 | 2853.1315 | 199.6997 | 21541.6667 | 157269.2086 | 31041.6667 | 0 | 126227.542 | 126227.542 | 9500 | 0 | 0 | 0 | 0 | 0 | 0
2022-04-09 16:00 | 0.47227 | 0.77274 | 35584 | 16301.098 | 634 | 81914.1492 | 3 | 14740.603 | 1.4741 | 67173.5462 | 0 | 376185.1647 | 19 | 9500 | 2853.1315 | 199.6997 | 21541.6667 | 157269.2086 | 31041.6667 | 0 | 126227.542 | 126227.542 | 9500 | 0 | 0 | 0 | 0 | 0 | 0
2022-04-09 17:00 | 0.23185 | 0.58687 | 35584 | 8002.6459 | 634 | 62211.037 | 3 | 23039.0376 | 2.3039 | 39171.9993 | 0 | 443358.7109 | 19 | 9500 | 2853.1315 | 199.6997 | 21541.6667 | 157269.2086 | 31041.6667 | 0 | 126227.542 | 126227.542 | 8002.629 | 1497.371 | 0 | 0 | 0 | 0 | 0
2022-04-09 18:00 | 0.02858 | 0.0932 | 35584 | 986.481 | 634 | 9879.6474 | 3 | 30000 | 3 | 0 | 20120.3526 | 482530.7102 | 19 | 9444.8123 | 2853.1315 | 198.5396 | 21541.6667 | 157269.2086 | 30986.4789 | 0 | 126282.7297 | 126282.7297 | 986.4789 | 8458.3333 | 0 | 0 | 0 | 0 | 0
2022-04-09 19:00 | 0 | 0 | 35584 | 0 | 634 | 0 | 3 | 30000 | 3 | 0 | 30000 | 462410.3576 | 19 | 8458.3333 | 2853.1315 | 177.8028 | 21541.6667 | 157269.2086 | 30000 | 0 | 127269.2086 | 127269.2086 | 0 | 8458.3333 | 0 | 0 | 0 | 0 | 0
2022-04-09 20:00 | 0 | 0 | 35584 | 0 | 634 | 0 | 3 | 30000 | 3 | 0 | 30000 | 432410.3576 | 19 | 8458.3333 | 2853.1315 | 177.8028 | 21541.6667 | 157269.2086 | 30000 | 0 | 127269.2086 | 127269.2086 | 0 | 8458.3333 | 0 | 0 | 0 | 0 | 0
2022-04-09 21:00 | 0 | 0 | 35584 | 0 | 634 | 0 | 3 | 30000 | 3 | 0 | 30000 | 402410.3576 | 19 | 8458.3333 | 2853.1315 | 177.8028 | 21541.6667 | 157269.2086 | 30000 | 0 | 127269.2086 | 127269.2086 | 0 | 8458.3333 | 0 | 0 | 0 | 0 | 0
2022-04-09 22:00 | 0 | 0 | 35584 | 0 | 634 | 0 | 3 | 30000 | 3 | 0 | 30000 | 372410.3576 | 19 | 8458.3333 | 2853.1315 | 177.8028 | 21541.6667 | 157269.2086 | 30000 | 0 | 127269.2086 | 127269.2086 | 0 | 8458.3333 | 0 | 0 | 0 | 0 | 0
2022-04-09 23:00 | 0 | 0 | 35584 | 0 | 634 | 0 | 3 | 30000 | 3 | 0 | 30000 | 342410.3576 | 19 | 8458.3333 | 2853.1315 | 177.8028 | 21541.6667 | 157269.2086 | 30000 | 0 | 127269.2086 | 127269.2086 | 0 | 8458.3333 | 0 | 0 | 0 | 0 | 0
2022-04-10 | 0 | 0 | 35584 | 0 | 634 | 0 | 3 | 30000 | 3 | 0 | 30000 | 312410.3576 | 19 | 7875 | 2853.1315 | 165.5405 | 22125 | 157852.542 | 30000 | 0 | 127852.542 | 127852.542 | 0 | 7875 | 0 | 0 | 0 | 0 | 0
2022-04-10 01:00 | 0 | 0 | 35584 | 0 | 634 | 0 | 3 | 30000 | 3 | 0 | 30000 | 282410.3576 | 19 | 7875 | 2853.1315 | 165.5405 | 22125 | 157852.542 | 30000 | 0 | 127852.542 | 127852.542 | 0 | 7875 | 0 | 0 | 0 | 0 | 0
2022-04-10 02:00 | 0 | 0 | 35584 | 0 | 634 | 0 | 3 | 30000 | 3 | 0 | 30000 | 252410.3576 | 19 | 7875 | 2853.1315 | 165.5405 | 22125 | 157852.542 | 30000 | 0 | 127852.542 | 127852.542 | 0 | 7875 | 0 | 0 | 0 | 0 | 0
2022-04-10 03:00 | 0 | 0 | 35584 | 0 | 634 | 0 | 3 | 30000 | 3 | 0 | 30000 | 222410.3576 | 19 | 7875 | 2853.1315 | 165.5405 | 22125 | 157852.542 | 30000 | 0 | 127852.542 | 127852.542 | 0 | 7875 | 0 | 0 | 0 | 0 | 0
2022-04-10 04:00 | 0 | 0 | 35584 | 0 | 634 | 0 | 3 | 30000 | 3 | 0 | 30000 | 192410.3576 | 19 | 7875 | 2853.1315 | 165.5405 | 22125 | 157852.542 | 30000 | 0 | 127852.542 | 127852.542 | 0 | 7875 | 0 | 0 | 0 | 0 | 0
2022-04-10 05:00 | 0 | 0 | 35584 | 0 | 634 | 0 | 3 | 30000 | 3 | 0 | 30000 | 162410.3576 | 19 | 7875 | 2853.1315 | 165.5405 | 22125 | 157852.542 | 30000 | 0 | 127852.542 | 127852.542 | 0 | 7875 | 0 | 0 | 0 | 0 | 0
2022-04-10 06:00 | 0.05495 | 0.1184 | 35584 | 1896.6806 | 634 | 12550.9683 | 3 | 29728.3234 | 2.9728 | 0 | 17177.3551 | 132410.3576 | 19 | 9500 | 2853.1315 | 199.6997 | 22125 | 157852.542 | 31625 | 0 | 126227.542 | 126227.542 | 0 | 9500 | 0 | 0 | 0 | 0 | 0
2022-04-10 07:00 | 0.26973 | 0.49709 | 35584 | 9310.1302 | 634 | 52693.926 | 3 | 22314.8895 | 2.2315 | 30379.0366 | 0 | 115233.0025 | 19 | 9500 | 2853.1315 | 199.6997 | 22125 | 157852.542 | 31625 | 0 | 126227.542 | 126227.542 | 0 | 9500 | 0 | 0 | 0 | 0 | 0
2022-04-10 08:00 | 0.505 | 0.66943 | 35584 | 17430.8224 | 634 | 70962.7933 | 3 | 14194.2143 | 1.4194 | 56768.579 | 0 | 145612.0391 | 19 | 9500 | 2853.1315 | 199.6997 | 22125 | 157852.542 | 31625 | 0 | 126227.542 | 126227.542 | 0 | 9500 | 0 | 0 | 0 | 0 | 0
2022-04-10 09:00 | 0.7005 | 0.66193 | 35584 | 24178.7942 | 634 | 70167.7573 | 3 | 7446.2567 | 0.74463 | 62721.5006 | 0 | 202380.618 | 19 | 9500 | 2853.1315 | 199.6997 | 22125 | 157852.542 | 31625 | 0 | 126227.542 | 126227.542 | 9500 | 0 | 0 | 0 | 0 | 0 | 0
2022-04-10 10:00 | 0.8445 | 0.60662 | 35584 | 29149.1674 | 634 | 64304.6318 | 3 | 2475.894 | 0.24759 | 61828.7378 | 0 | 265102.1186 | 19 | 9500 | 2853.1315 | 199.6997 | 22125 | 157852.542 | 31625 | 0 | 126227.542 | 126227.542 | 9500 | 0 | 0 | 0 | 0 | 0 | 0
2022-04-10 11:00 | 0.92233 | 0.60259 | 35584 | 31835.585 | 634 | 63877.4324 | 3 | 0 | 0 | 63877.4324 | 0 | 326930.8564 | 19 | 9500 | 2853.1315 | 199.6997 | 22125 | 157852.542 | 31625 | 0 | 126227.542 | 126227.542 | 9500 | 0 | 0 | 0 | 0 | 0 | 0
2022-04-10 12:00 | 0.81808 | 0.24762 | 35584 | 28237.242 | 634 | 26248.9086 | 3 | 3387.8175 | 0.33878 | 22861.0911 | 0 | 390808.2888 | 19 | 9500 | 2853.1315 | 199.6997 | 22125 | 157852.542 | 31625 | 0 | 126227.542 | 126227.542 | 9500 | 0 | 0 | 0 | 0 | 0 | 0
2022-04-10 13:00 | 0.7028 | 0.17073 | 35584 | 24258.1821 | 634 | 18098.1995 | 3 | 7366.8689 | 0.73669 | 10731.3306 | 0 | 413669.3799 | 19 | 9500 | 2853.1315 | 199.6997 | 22125 | 157852.542 | 31625 | 0 | 126227.542 | 126227.542 | 2133.1311 | 7366.8689 | 0 | 0 | 0 | 0 | 0
2022-04-10 14:00 | 0.59975 | 0.16535 | 35584 | 20701.2589 | 634 | 17527.8937 | 3 | 10923.7847 | 1.0924 | 6604.109 | 0 | 424400.7105 | 19 | 9500 | 2853.1315 | 199.6997 | 22125 | 157852.542 | 31625 | 0 | 126227.542 | 126227.542 | 0 | 9500 | 0 | 0 | 0 | 0 | 0
2022-04-10 15:00 | 0.49062 | 0.14686 | 35584 | 16934.4754 | 634 | 15567.8649 | 3 | 14690.5602 | 1.4691 | 877.3047 | 0 | 431004.8195 | 19 | 9500 | 2853.1315 | 199.6997 | 22125 | 157852.542 | 31625 | 0 | 126227.542 | 126227.542 | 0 | 9500 | 0 | 0 | 0 | 0 | 0
2022-04-10 16:00 | 0.3119 | 0.11456 | 35584 | 10765.6901 | 634 | 12143.9099 | 3 | 20859.3326 | 2.0859 | 0 | 8715.4227 | 431882.1242 | 19 | 9500 | 2853.1315 | 199.6997 | 22125 | 157852.542 | 31625 | 0 | 126227.542 | 126227.542 | 0 | 9500 | 0 | 0 | 0 | 0 | 0
2022-04-10 17:00 | 0.1493 | 0.03468 | 35584 | 5153.3105 | 634 | 3676.2465 | 3 | 26471.7004 | 2.6472 | 0 | 22795.4539 | 423166.7015 | 19 | 9500 | 2853.1315 | 199.6997 | 22125 | 157852.542 | 31625 | 0 | 126227.542 | 126227.542 | 0 | 9500 | 0 | 0 | 0 | 0 | 0
2022-04-10 18:00 | 0.02073 | 0 | 35584 | 715.5266 | 634 | 0 | 3 | 30000 | 3 | 0 | 30000 | 400371.2476 | 19 | 8590.5251 | 2853.1315 | 180.5816 | 22125 | 157852.542 | 30715.5251 | 0 | 127137.0168 | 127137.0168 | 715.5251 | 7875 | 0 | 0 | 0 | 0 | 0
2022-04-10 19:00 | 0 | 0 | 35584 | 0 | 634 | 0 | 3 | 30000 | 3 | 0 | 30000 | 370371.2476 | 19 | 7875 | 2853.1315 | 165.5405 | 22125 | 157852.542 | 30000 | 0 | 127852.542 | 127852.542 | 0 | 7875 | 0 | 0 | 0 | 0 | 0
2022-04-10 20:00 | 0 | 0 | 35584 | 0 | 634 | 0 | 3 | 30000 | 3 | 0 | 30000 | 340371.2476 | 19 | 7875 | 2853.1315 | 165.5405 | 22125 | 157852.542 | 30000 | 0 | 127852.542 | 127852.542 | 0 | 7875 | 0 | 0 | 0 | 0 | 0
2022-04-10 21:00 | 0 | 0 | 35584 | 0 | 634 | 0 | 3 | 30000 | 3 | 0 | 30000 | 310371.2476 | 19 | 7875 | 2853.1315 | 165.5405 | 22125 | 157852.542 | 30000 | 0 | 127852.542 | 127852.542 | 0 | 7875 | 0 | 0 | 0 | 0 | 0
2022-04-10 22:00 | 0 | 0 | 35584 | 0 | 634 | 0 | 3 | 30000 | 3 | 0 | 30000 | 280371.2476 | 19 | 7875 | 2853.1315 | 165.5405 | 22125 | 157852.542 | 30000 | 0 | 127852.542 | 127852.542 | 0 | 7875 | 0 | 0 | 0 | 0 | 0
2022-04-10 23:00 | 0 | 0 | 35584 | 0 | 634 | 0 | 3 | 30000 | 3 | 0 | 30000 | 250371.2476 | 19 | 7875 | 2853.1315 | 165.5405 | 22125 | 157852.542 | 30000 | 0 | 127852.542 | 127852.542 | 0 | 7875 | 0 | 0 | 0 | 0 | 0
2022-04-11 | 0 | 0 | 35584 | 0 | 634 | 0 | 3 | 30000 | 3 | 0 | 30000 | 220371.2476 | 19 | 8237.5 | 2853.1315 | 173.1607 | 21762.5 | 157490.042 | 30000 | 0 | 127490.042 | 127490.042 | 0 | 8237.5 | 0 | 0 | 0 | 0 | 0
2022-04-11 01:00 | 0 | 0 | 35584 | 0 | 634 | 0 | 3 | 30000 | 3 | 0 | 30000 | 190371.2476 | 19 | 8237.5 | 2853.1315 | 173.1607 | 21762.5 | 157490.042 | 30000 | 0 | 127490.042 | 127490.042 | 0 | 8237.5 | 0 | 0 | 0 | 0 | 0
2022-04-11 02:00 | 0 | 0 | 35584 | 0 | 634 | 0 | 3 | 30000 | 3 | 0 | 30000 | 160371.2476 | 19 | 8237.5 | 2853.1315 | 173.1607 | 21762.5 | 157490.042 | 30000 | 0 | 127490.042 | 127490.042 | 0 | 8237.5 | 0 | 0 | 0 | 0 | 0
2022-04-11 03:00 | 0 | 0 | 35584 | 0 | 634 | 0 | 3 | 30000 | 3 | 0 | 30000 | 130371.2476 | 19 | 8237.5 | 2853.1315 | 173.1607 | 21762.5 | 157490.042 | 30000 | 0 | 127490.042 | 127490.042 | 0 | 8237.5 | 0 | 0 | 0 | 0 | 0
2022-04-11 04:00 | 0 | 0 | 35584 | 0 | 634 | 0 | 3 | 30000 | 3 | 0 | 30000 | 100371.2476 | 19 | 8237.5 | 2853.1315 | 173.1607 | 21762.5 | 157490.042 | 30000 | 0 | 127490.042 | 127490.042 | 0 | 8237.5 | 0 | 0 | 0 | 0 | 0
2022-04-11 05:00 | 0 | 0 | 35584 | 0 | 634 | 0 | 3 | 30000 | 3 | 0 | 30000 | 70371.2476 | 19 | 8237.5 | 2853.1315 | 173.1607 | 21762.5 | 157490.042 | 30000 | 0 | 127490.042 | 127490.042 | 0 | 8237.5 | 0 | 0 | 0 | 0 | 0
2022-04-11 06:00 | 0.0432 | 0.0027 | 35584 | 1491.1119 | 634 | 286.213 | 3 | 29771.3912 | 2.9771 | 0 | 29485.1782 | 40371.2476 | 19 | 9500 | 2853.1315 | 199.6997 | 21762.5 | 157490.042 | 31262.5 | 0 | 126227.542 | 126227.542 | 0 | 9500 | 0 | 0 | 0 | 0 | 0
2022-04-11 07:00 | 0.21173 | 0.12328 | 35584 | 7308.1743 | 634 | 13068.2717 | 3 | 23954.3411 | 2.3954 | 0 | 10886.0693 | 10886.0693 | 19 | 9500 | 2853.1315 | 199.6997 | 21762.5 | 157490.042 | 31262.5 | 0 | 126227.542 | 126227.542 | 0 | 9500 | 0 | 0 | 0 | 0 | 0
2022-04-11 08:00 | 0.43265 | 0.28783 | 35584 | 14933.5551 | 634 | 30511.3616 | 3 | 16328.9764 | 1.6329 | 0 | 0 | 0 | 19 | 9500 | 2853.1315 | 199.6997 | 21762.5 | 157490.042 | 31262.5 | 0 | 126227.542 | 126227.542 | 0 | 9500 | 0 | 0 | 0 | 0 | 0
2022-04-11 09:00 | 0.65135 | 0.42377 | 35584 | 22482.3092 | 634 | 44921.6541 | 3 | 8780.2381 | 0.87802 | 18178.7948 | 0 | 0 | 19 | 9500 | 2853.1315 | 199.6997 | 21762.5 | 157490.042 | 31262.5 | 0 | 126227.542 | 126227.542 | 719.7619 | 8780.2381 | 0 | 0 | 0 | 0 | 0
2022-04-11 10:00 | 0.8251 | 0.51501 | 35584 | 28479.5476 | 634 | 54593.532 | 3 | 2783.0123 | 0.2783 | 51810.5197 | 0 | 18178.7948 | 19 | 9500 | 2853.1315 | 199.6997 | 21762.5 | 157490.042 | 31262.5 | 0 | 126227.542 | 126227.542 | 9500 | 0 | 0 | 0 | 0 | 0 | 0
2022-04-11 11:00 | 0.93375 | 0.57511 | 35584 | 32229.7632 | 634 | 60964.4205 | 3 | 0 | 0 | 60964.4205 | 0 | 69989.3145 | 19 | 9500 | 2853.1315 | 199.6997 | 21762.5 | 157490.042 | 31262.5 | 0 | 126227.542 | 126227.542 | 9500 | 0 | 0 | 0 | 0 | 0 | 0
2022-04-11 12:00 | 0.96805 | 0.62814 | 35584 | 33413.6785 | 634 | 66585.8551 | 3 | 0 | 0 | 66585.8551 | 0 | 130953.735 | 19 | 9500 | 2853.1315 | 199.6997 | 21762.5 | 157490.042 | 31262.5 | 0 | 126227.542 | 126227.542 | 9500 | 0 | 0 | 0 | 0 | 0 | 0
2022-04-11 13:00 | 0.92775 | 0.61564 | 35584 | 32022.6643 | 634 | 65260.7951 | 3 | 0 | 0 | 65260.7951 | 0 | 197539.5901 | 19 | 9500 | 2853.1315 | 199.6997 | 21762.5 | 157490.042 | 31262.5 | 0 | 126227.542 | 126227.542 | 9500 | 0 | 0 | 0 | 0 | 0 | 0
2022-04-11 14:00 | 0.80285 | 0.56902 | 35584 | 27711.556 | 634 | 60318.8513 | 3 | 3551.0024 | 0.3551 | 56767.8489 | 0 | 262800.3852 | 19 | 9500 | 2853.1315 | 199.6997 | 21762.5 | 157490.042 | 31262.5 | 0 | 126227.542 | 126227.542 | 9500 | 0 | 0 | 0 | 0 | 0 | 0
2022-04-11 15:00 | 0.62112 | 0.47051 | 35584 | 21438.8761 | 634 | 49876.3184 | 3 | 9823.6691 | 0.98237 | 40052.6494 | 0 | 319568.2341 | 19 | 9500 | 2853.1315 | 199.6997 | 21762.5 | 157490.042 | 31262.5 | 0 | 126227.542 | 126227.542 | 9500 | 0 | 0 | 0 | 0 | 0 | 0
2022-04-11 16:00 | 0.40173 | 0.37338 | 35584 | 13866.3055 | 634 | 39580.0722 | 3 | 17396.2237 | 1.7396 | 22183.8485 | 0 | 359620.8835 | 19 | 9500 | 2853.1315 | 199.6997 | 21762.5 | 157490.042 | 31262.5 | 0 | 126227.542 | 126227.542 | 0 | 9500 | 0 | 0 | 0 | 0 | 0
2022-04-11 17:00 | 0.18405 | 0.17852 | 35584 | 6352.7581 | 634 | 18923.9769 | 3 | 24909.7552 | 2.491 | 0 | 5985.7783 | 381804.732 | 19 | 9500 | 2853.1315 | 199.6997 | 21762.5 | 157490.042 | 31262.5 | 0 | 126227.542 | 126227.542 | 6352.7448 | 3147.2552 | 0 | 0 | 0 | 0 | 0
2022-04-11 18:00 | 0.0238 | 0.002 | 35584 | 821.4922 | 634 | 212.0096 | 3 | 30000 | 3 | 0 | 29787.9904 | 375818.9537 | 19 | 9058.9905 | 2853.1315 | 190.4292 | 21762.5 | 157490.042 | 30821.4905 | 0 | 126668.5515 | 126668.5515 | 0 | 9058.9905 | 0 | 0 | 0 | 0 | 0
2022-04-11 19:00 | 0 | 0 | 35584 | 0 | 634 | 0 | 3 | 30000 | 3 | 0 | 30000 | 346030.9633 | 19 | 8237.5 | 2853.1315 | 173.1607 | 21762.5 | 157490.042 | 30000 | 0 | 127490.042 | 127490.042 | 0 | 8237.5 | 0 | 0 | 0 | 0 | 0
2022-04-11 20:00 | 0 | 0 | 35584 | 0 | 634 | 0 | 3 | 30000 | 3 | 0 | 30000 | 316030.9633 | 19 | 8237.5 | 2853.1315 | 173.1607 | 21762.5 | 157490.042 | 30000 | 0 | 127490.042 | 127490.042 | 0 | 8237.5 | 0 | 0 | 0 | 0 | 0
2022-04-11 21:00 | 0 | 0 | 35584 | 0 | 634 | 0 | 3 | 30000 | 3 | 0 | 30000 | 286030.9633 | 19 | 8237.5 | 2853.1315 | 173.1607 | 21762.5 | 157490.042 | 30000 | 0 | 127490.042 | 127490.042 | 0 | 8237.5 | 0 | 0 | 0 | 0 | 0
2022-04-11 22:00 | 0 | 0 | 35584 | 0 | 634 | 0 | 3 | 30000 | 3 | 0 | 30000 | 256030.9633 | 19 | 8237.5 | 2853.1315 | 173.1607 | 21762.5 | 157490.042 | 30000 | 0 | 127490.042 | 127490.042 | 0 | 8237.5 | 0 | 0 | 0 | 0 | 0
2022-04-11 23:00 | 0 | 0 | 35584 | 0 | 634 | 0 | 3 | 30000 | 3 | 0 | 30000 | 226030.9633 | 19 | 8237.5 | 2853.1315 | 173.1607 | 21762.5 | 157490.042 | 30000 | 0 | 127490.042 | 127490.042 | 0 | 8237.5 | 0 | 0 | 0 | 0 | 0
2022-04-12 | 0 | 0 | 35584 | 0 | 634 | 0 | 3 | 30000 | 3 | 0 | 30000 | 196030.9633 | 19 | 9262.5 | 2853.1315 | 194.7072 | 20737.5 | 156465.042 | 30000 | 0 | 126465.042 | 126465.042 | 0 | 9262.5 | 0 | 0 | 0 | 0 | 0
2022-04-12 01:00 | 0 | 0 | 35584 | 0 | 634 | 0 | 3 | 30000 | 3 | 0 | 30000 | 166030.9633 | 19 | 9262.5 | 2853.1315 | 194.7072 | 20737.5 | 156465.042 | 30000 | 0 | 126465.042 | 126465.042 | 0 | 9262.5 | 0 | 0 | 0 | 0 | 0
2022-04-12 02:00 | 0 | 0 | 35584 | 0 | 634 | 0 | 3 | 30000 | 3 | 0 | 30000 | 136030.9633 | 19 | 9262.5 | 2853.1315 | 194.7072 | 20737.5 | 156465.042 | 30000 | 0 | 126465.042 | 126465.042 | 0 | 9262.5 | 0 | 0 | 0 | 0 | 0
2022-04-12 03:00 | 0 | 0 | 35584 | 0 | 634 | 0 | 3 | 30000 | 3 | 0 | 30000 | 106030.9633 | 19 | 9262.5 | 2853.1315 | 194.7072 | 20737.5 | 156465.042 | 30000 | 0 | 126465.042 | 126465.042 | 0 | 9262.5 | 0 | 0 | 0 | 0 | 0
2022-04-12 04:00 | 0 | 0 | 35584 | 0 | 634 | 0 | 3 | 30000 | 3 | 0 | 30000 | 76030.9633 | 19 | 9262.5 | 2853.1315 | 194.7072 | 20737.5 | 156465.042 | 30000 | 0 | 126465.042 | 126465.042 | 0 | 9262.5 | 0 | 0 | 0 | 0 | 0
2022-04-12 05:00 | 0 | 0 | 35584 | 0 | 634 | 0 | 3 | 30000 | 3 | 0 | 30000 | 46030.9633 | 19 | 9262.5 | 2853.1315 | 194.7072 | 20737.5 | 156465.042 | 30000 | 0 | 126465.042 | 126465.042 | 0 | 9262.5 | 0 | 0 | 0 | 0 | 0
2022-04-12 06:00 | 0.05985 | 0.11453 | 35584 | 2065.8113 | 634 | 12140.7297 | 3 | 28171.693 | 2.8172 | 0 | 16030.9633 | 16030.9633 | 19 | 9500 | 2853.1315 | 199.6997 | 20737.5 | 156465.042 | 30237.5 | 0 | 126227.542 | 126227.542 | 2065.807 | 7434.193 | 0 | 0 | 0 | 0 | 0
2022-04-12 07:00 | 0.2833 | 0.58479 | 35584 | 9778.5188 | 634 | 61990.547 | 3 | 20459.0018 | 2.0459 | 0 | 0 | 0 | 19 | 9500 | 2853.1315 | 199.6997 | 20737.5 | 156465.042 | 30237.5 | 0 | 126227.542 | 126227.542 | 0 | 9500 | 0 | 0 | 0 | 0 | 0
2022-04-12 08:00 | 0.5313 | 0.78989 | 35584 | 18338.6058 | 634 | 83732.1315 | 3 | 11898.9328 | 1.1899 | 0 | 0 | 0 | 19 | 9500 | 2853.1315 | 199.6997 | 20737.5 | 156465.042 | 30237.5 | 0 | 126227.542 | 126227.542 | 9500 | 0 | 0 | 0 | 0 | 0 | 0
2022-04-12 09:00 | 0.75342 | 0.93244 | 35584 | 26005.4064 | 634 | 98843.1157 | 3 | 4232.1484 | 0.42321 | 0 | 0 | 0 | 19 | 9500 | 2853.1315 | 199.6997 | 20737.5 | 156465.042 | 30237.5 | 0 | 126227.542 | 126227.542 | 9500 | 0 | 0 | 0 | 0 | 0 | 0
2022-04-12 10:00 | 0.91962 | 1.0025 | 35584 | 31742.0453 | 634 | 106268.752 | 3 | 0 | 0 | 0 | 0 | 0 | 19 | 9500 | 2853.1315 | 199.6997 | 20737.5 | 156465.042 | 30237.5 | 0 | 126227.542 | 126227.542 | 9500 | 0 | 0 | 0 | 0 | 0 | 0
2022-04-12 11:00 | 1.0208 | 1.0262 | 35584 | 35233.7325 | 634 | 108781.0657 | 3 | 0 | 0 | 0 | 0 | 0 | 19 | 9500 | 2853.1315 | 199.6997 | 20737.5 | 156465.042 | 30237.5 | 0 | 126227.542 | 126227.542 | 9500 | 0 | 0 | 0 | 0 | 0 | 0
2022-04-12 12:00 | 1.039 | 0.95527 | 35584 | 35863.6582 | 634 | 101263.2053 | 3 | 0 | 0 | 0 | 0 | 0 | 19 | 9500 | 2853.1315 | 199.6997 | 20737.5 | 156465.042 | 30237.5 | 0 | 126227.542 | 126227.542 | 9500 | 0 | 0 | 0 | 0 | 0 | 0
2022-04-12 13:00 | 0.99485 | 0.95733 | 35584 | 34338.7201 | 634 | 101481.5752 | 3 | 0 | 0 | 26423.3271 | 0 | 0 | 19 | 9500 | 2853.1315 | 199.6997 | 20737.5 | 156465.042 | 30237.5 | 0 | 126227.542 | 126227.542 | 9500 | 0 | 0 | 0 | 0 | 0 | 0
2022-04-12 14:00 | 0.8803 | 0.94354 | 35584 | 30384.8573 | 634 | 100019.769 | 3 | 0 | 0 | 100019.769 | 0 | 26423.3271 | 19 | 9500 | 2853.1315 | 199.6997 | 20737.5 | 156465.042 | 30237.5 | 0 | 126227.542 | 126227.542 | 9500 | 0 | 0 | 0 | 0 | 0 | 0
2022-04-12 15:00 | 0.70575 | 0.90878 | 35584 | 24360.0058 | 634 | 96335.0421 | 3 | 5877.5455 | 0.58775 | 90457.4966 | 0 | 126443.0961 | 19 | 9500 | 2853.1315 | 199.6997 | 20737.5 | 156465.042 | 30237.5 | 0 | 126227.542 | 126227.542 | 3622.4545 | 5877.5455 | 0 | 0 | 0 | 0 | 0
2022-04-12 16:00 | 0.48673 | 0.81813 | 35584 | 16800.2063 | 634 | 86725.707 | 3 | 13437.3291 | 1.3437 | 73288.378 | 0 | 216900.5927 | 19 | 9500 | 2853.1315 | 199.6997 | 20737.5 | 156465.042 | 30237.5 | 0 | 126227.542 | 126227.542 | 0 | 9500 | 0 | 0 | 0 | 0 | 0
2022-04-12 17:00 | 0.24595 | 0.68178 | 35584 | 8489.3283 | 634 | 72271.9525 | 3 | 21748.1896 | 2.1748 | 50523.7629 | 0 | 290188.9706 | 19 | 9500 | 2853.1315 | 199.6997 | 20737.5 | 156465.042 | 30237.5 | 0 | 126227.542 | 126227.542 | 0 | 9500 | 0 | 0 | 0 | 0 | 0
2022-04-12 18:00 | 0.03485 | 0.17284 | 35584 | 1202.8993 | 634 | 18321.8696 | 3 | 29034.6032 | 2.9035 | 0 | 10712.7336 | 340712.7336 | 19 | 9500 | 2853.1315 | 199.6997 | 20737.5 | 156465.042 | 30237.5 | 0 | 126227.542 | 126227.542 | 0 | 9500 | 0 | 0 | 0 | 0 | 0
2022-04-12 19:00 | 0 | 0 | 35584 | 0 | 634 | 0 | 3 | 30000 | 3 | 0 | 30000 | 330000 | 19 | 9262.5 | 2853.1315 | 194.7072 | 20737.5 | 156465.042 | 30000 | 0 | 126465.042 | 126465.042 | 0 | 9262.5 | 0 | 0 | 0 | 0 | 0
2022-04-12 20:00 | 0 | 0 | 35584 | 0 | 634 | 0 | 3 | 30000 | 3 | 0 | 30000 | 300000 | 19 | 9262.5 | 2853.1315 | 194.7072 | 20737.5 | 156465.042 | 30000 | 0 | 126465.042 | 126465.042 | 0 | 9262.5 | 0 | 0 | 0 | 0 | 0
2022-04-12 21:00 | 0 | 0 | 35584 | 0 | 634 | 0 | 3 | 30000 | 3 | 0 | 30000 | 270000 | 19 | 9262.5 | 2853.1315 | 194.7072 | 20737.5 | 156465.042 | 30000 | 0 | 126465.042 | 126465.042 | 0 | 9262.5 | 0 | 0 | 0 | 0 | 0
2022-04-12 22:00 | 0 | 0 | 35584 | 0 | 634 | 0 | 3 | 30000 | 3 | 0 | 30000 | 240000 | 19 | 9262.5 | 2853.1315 | 194.7072 | 20737.5 | 156465.042 | 30000 | 0 | 126465.042 | 126465.042 | 0 | 9262.5 | 0 | 0 | 0 | 0 | 0
2022-04-12 23:00 | 0 | 0 | 35584 | 0 | 634 | 0 | 3 | 30000 | 3 | 0 | 30000 | 210000 | 19 | 9262.5 | 2853.1315 | 194.7072 | 20737.5 | 156465.042 | 30000 | 0 | 126465.042 | 126465.042 | 0 | 9262.5 | 0 | 0 | 0 | 0 | 0
2022-04-13 | 0 | 0 | 35584 | 0 | 634 | 0 | 3 | 30000 | 3 | 0 | 30000 | 180000 | 19 | 7708.3333 | 2853.1315 | 162.037 | 22291.6667 | 158019.2086 | 30000 | 0 | 128019.2086 | 128019.2086 | 0 | 7708.3333 | 0 | 0 | 0 | 0 | 0
2022-04-13 01:00 | 0 | 0 | 35584 | 0 | 634 | 0 | 3 | 30000 | 3 | 0 | 30000 | 150000 | 19 | 7708.3333 | 2853.1315 | 162.037 | 22291.6667 | 158019.2086 | 30000 | 0 | 128019.2086 | 128019.2086 | 0 | 7708.3333 | 0 | 0 | 0 | 0 | 0
2022-04-13 02:00 | 0 | 0 | 35584 | 0 | 634 | 0 | 3 | 30000 | 3 | 0 | 30000 | 120000 | 19 | 7708.3333 | 2853.1315 | 162.037 | 22291.6667 | 158019.2086 | 30000 | 0 | 128019.2086 | 128019.2086 | 0 | 7708.3333 | 0 | 0 | 0 | 0 | 0
2022-04-13 03:00 | 0 | 0 | 35584 | 0 | 634 | 0 | 3 | 30000 | 3 | 0 | 30000 | 90000 | 19 | 7708.3333 | 2853.1315 | 162.037 | 22291.6667 | 158019.2086 | 30000 | 0 | 128019.2086 | 128019.2086 | 0 | 7708.3333 | 0 | 0 | 0 | 0 | 0
2022-04-13 04:00 | 0 | 0 | 35584 | 0 | 634 | 0 | 3 | 30000 | 3 | 0 | 30000 | 60000 | 19 | 7708.3333 | 2853.1315 | 162.037 | 22291.6667 | 158019.2086 | 30000 | 0 | 128019.2086 | 128019.2086 | 0 | 7708.3333 | 0 | 0 | 0 | 0 | 0
2022-04-13 05:00 | 0 | 0 | 35584 | 0 | 634 | 0 | 3 | 30000 | 3 | 0 | 30000 | 30000 | 19 | 7708.3333 | 2853.1315 | 162.037 | 22291.6667 | 158019.2086 | 30000 | 0 | 128019.2086 | 128019.2086 | 0 | 7708.3333 | 0 | 0 | 0 | 0 | 0
2022-04-13 06:00 | 0.07457 | 0.3531 | 35584 | 2573.8939 | 634 | 37430.2949 | 3 | 29217.7782 | 2.9218 | 0 | 0 | 0 | 19 | 9500 | 2853.1315 | 199.6997 | 22291.6667 | 158019.2086 | 31791.6667 | 0 | 126227.542 | 126227.542 | 2573.8885 | 6926.1115 | 0 | 0 | 0 | 0 | 0
2022-04-13 07:00 | 0.30458 | 0.74694 | 35584 | 10513.0295 | 634 | 79179.2253 | 3 | 21278.6593 | 2.1279 | 18760.2124 | 0 | 0 | 19 | 9500 | 2853.1315 | 199.6997 | 22291.6667 | 158019.2086 | 31791.6667 | 0 | 126227.542 | 126227.542 | 0 | 9500 | 0 | 0 | 0 | 0 | 0
2022-04-13 08:00 | 0.5416 | 0.88141 | 35584 | 18694.1256 | 634 | 93433.6908 | 3 | 13097.5805 | 1.3098 | 80336.1103 | 0 | 18760.2124 | 19 | 9500 | 2853.1315 | 199.6997 | 22291.6667 | 158019.2086 | 31791.6667 | 0 | 126227.542 | 126227.542 | 0 | 9500 | 0 | 0 | 0 | 0 | 0
2022-04-13 09:00 | 0.75165 | 0.96672 | 35584 | 25944.3122 | 634 | 102476.9603 | 3 | 5847.4091 | 0.58474 | 96629.5512 | 0 | 99096.3228 | 19 | 9500 | 2853.1315 | 199.6997 | 22291.6667 | 158019.2086 | 31791.6667 | 0 | 126227.542 | 126227.542 | 9500 | 0 | 0 | 0 | 0 | 0 | 0
2022-04-13 10:00 | 0.91262 | 1.0009 | 35584 | 31500.43 | 634 | 106104.4445 | 3 | 291.303 | 0.02913 | 105813.1415 | 0 | 195725.8739 | 19 | 9500 | 2853.1315 | 199.6997 | 22291.6667 | 158019.2086 | 31791.6667 | 0 | 126227.542 | 126227.542 | 9208.697 | 291.303 | 0 | 0 | 0 | 0 | 0
2022-04-13 11:00 | 1.0106 | 1.0304 | 35584 | 34882.3547 | 634 | 109226.2859 | 3 | 0 | 0 | 109226.2859 | 0 | 301539.0154 | 19 | 9500 | 2853.1315 | 199.6997 | 22291.6667 | 158019.2086 | 31791.6667 | 0 | 126227.542 | 126227.542 | 9500 | 0 | 0 | 0 | 0 | 0 | 0
2022-04-13 12:00 | 1.0112 | 0.89771 | 35584 | 34902.0291 | 634 | 95161.569 | 3 | 0 | 0 | 95161.569 | 0 | 410765.3013 | 19 | 9500 | 2853.1315 | 199.6997 | 22291.6667 | 158019.2086 | 31791.6667 | 0 | 126227.542 | 126227.542 | 9500 | 0 | 0 | 0 | 0 | 0 | 0
2022-04-13 13:00 | 0.96762 | 0.8865 | 35584 | 33398.8364 | 634 | 93973.2552 | 3 | 0 | 0 | 93973.2552 | 0 | 505926.8703 | 19 | 9500 | 2853.1315 | 199.6997 | 22291.6667 | 158019.2086 | 31791.6667 | 0 | 126227.542 | 126227.542 | 9500 | 0 | 0 | 0 | 0 | 0 | 0
2022-04-13 14:00 | 0.84533 | 0.81106 | 35584 | 29177.816 | 634 | 85976.2531 | 3 | 2613.9121 | 0.26139 | 83362.341 | 0 | 599900.1255 | 19 | 9500 | 2853.1315 | 199.6997 | 22291.6667 | 158019.2086 | 31791.6667 | 0 | 126227.542 | 126227.542 | 9500 | 0 | 0 | 0 | 0 | 0 | 0
2022-04-13 15:00 | 0.6615 | 0.74079 | 35584 | 22832.6515 | 634 | 78527.2958 | 3 | 8959.0632 | 0.89591 | 69568.2326 | 0 | 683262.4665 | 19 | 9500 | 2853.1315 | 199.6997 | 22291.6667 | 158019.2086 | 31791.6667 | 0 | 126227.542 | 126227.542 | 540.9368 | 8959.0632 | 0 | 0 | 0 | 0 | 0
2022-04-13 16:00 | 0.43185 | 0.52896 | 35584 | 14905.9419 | 634 | 56072.299 | 3 | 16885.7562 | 1.6886 | 39186.5428 | 0 | 752830.6991 | 19 | 9500 | 2853.1315 | 199.6997 | 22291.6667 | 158019.2086 | 31791.6667 | 0 | 126227.542 | 126227.542 | 0 | 9500 | 0 | 0 | 0 | 0 | 0
2022-04-13 17:00 | 0.19843 | 0.24177 | 35584 | 6849.1051 | 634 | 25628.7805 | 3 | 24942.576 | 2.4943 | 686.2045 | 0 | 792017.2419 | 19 | 9500 | 2853.1315 | 199.6997 | 22291.6667 | 158019.2086 | 31791.6667 | 0 | 126227.542 | 126227.542 | 6849.0907 | 2650.9093 | 0 | 0 | 0 | 0 | 0
2022-04-13 18:00 | 0.02608 | 0.00952 | 35584 | 900.1898 | 634 | 1009.1657 | 3 | 30000 | 3 | 0 | 28990.8343 | 792703.4465 | 19 | 8608.5212 | 2853.1315 | 180.9599 | 22291.6667 | 158019.2086 | 30900.1879 | 0 | 127119.0207 | 127119.0207 | 0 | 8608.5212 | 0 | 0 | 0 | 0 | 0
2022-04-13 19:00 | 0 | 0 | 35584 | 0 | 634 | 0 | 3 | 30000 | 3 | 0 | 30000 | 763712.6122 | 19 | 7708.3333 | 2853.1315 | 162.037 | 22291.6667 | 158019.2086 | 30000 | 0 | 128019.2086 | 128019.2086 | 0 | 7708.3333 | 0 | 0 | 0 | 0 | 0
2022-04-13 20:00 | 0 | 0 | 35584 | 0 | 634 | 0 | 3 | 30000 | 3 | 0 | 30000 | 733712.6122 | 19 | 7708.3333 | 2853.1315 | 162.037 | 22291.6667 | 158019.2086 | 30000 | 0 | 128019.2086 | 128019.2086 | 0 | 7708.3333 | 0 | 0 | 0 | 0 | 0
2022-04-13 21:00 | 0 | 0 | 35584 | 0 | 634 | 0 | 3 | 30000 | 3 | 0 | 30000 | 703712.6122 | 19 | 7708.3333 | 2853.1315 | 162.037 | 22291.6667 | 158019.2086 | 30000 | 0 | 128019.2086 | 128019.2086 | 0 | 7708.3333 | 0 | 0 | 0 | 0 | 0
2022-04-13 22:00 | 0 | 0 | 35584 | 0 | 634 | 0 | 3 | 30000 | 3 | 0 | 30000 | 673712.6122 | 19 | 7708.3333 | 2853.1315 | 162.037 | 22291.6667 | 158019.2086 | 30000 | 0 | 128019.2086 | 128019.2086 | 0 | 7708.3333 | 0 | 0 | 0 | 0 | 0
2022-04-13 23:00 | 0 | 0 | 35584 | 0 | 634 | 0 | 3 | 30000 | 3 | 0 | 30000 | 643712.6122 | 19 | 7708.3333 | 2853.1315 | 162.037 | 22291.6667 | 158019.2086 | 30000 | 0 | 128019.2086 | 128019.2086 | 0 | 7708.3333 | 0 | 0 | 0 | 0 | 0
2022-04-14 | 0 | 0 | 35584 | 0 | 634 | 0 | 3 | 30000 | 3 | 0 | 30000 | 613712.6122 | 19 | 7833.3333 | 2853.1315 | 164.6647 | 22166.6667 | 157894.2086 | 30000 | 0 | 127894.2086 | 127894.2086 | 0 | 7833.3333 | 0 | 0 | 0 | 0 | 0
2022-04-14 01:00 | 0 | 0 | 35584 | 0 | 634 | 0 | 3 | 30000 | 3 | 0 | 30000 | 583712.6122 | 19 | 7833.3333 | 2853.1315 | 164.6647 | 22166.6667 | 157894.2086 | 30000 | 0 | 127894.2086 | 127894.2086 | 0 | 7833.3333 | 0 | 0 | 0 | 0 | 0
2022-04-14 02:00 | 0 | 0 | 35584 | 0 | 634 | 0 | 3 | 30000 | 3 | 0 | 30000 | 553712.6122 | 19 | 7833.3333 | 2853.1315 | 164.6647 | 22166.6667 | 157894.2086 | 30000 | 0 | 127894.2086 | 127894.2086 | 0 | 7833.3333 | 0 | 0 | 0 | 0 | 0
2022-04-14 03:00 | 0 | 0 | 35584 | 0 | 634 | 0 | 3 | 30000 | 3 | 0 | 30000 | 523712.6122 | 19 | 7833.3333 | 2853.1315 | 164.6647 | 22166.6667 | 157894.2086 | 30000 | 0 | 127894.2086 | 127894.2086 | 0 | 7833.3333 | 0 | 0 | 0 | 0 | 0
2022-04-14 04:00 | 0 | 0 | 35584 | 0 | 634 | 0 | 3 | 30000 | 3 | 0 | 30000 | 493712.6122 | 19 | 7833.3333 | 2853.1315 | 164.6647 | 22166.6667 | 157894.2086 | 30000 | 0 | 127894.2086 | 127894.2086 | 0 | 7833.3333 | 0 | 0 | 0 | 0 | 0
2022-04-14 05:00 | 0 | 0 | 35584 | 0 | 634 | 0 | 3 | 30000 | 3 | 0 | 30000 | 463712.6122 | 19 | 7833.3333 | 2853.1315 | 164.6647 | 22166.6667 | 157894.2086 | 30000 | 0 | 127894.2086 | 127894.2086 | 0 | 7833.3333 | 0 | 0 | 0 | 0 | 0
2022-04-14 06:00 | 0.04947 | 0.00776 | 35584 | 1707.5303 | 634 | 822.5972 | 3 | 29959.14 | 2.9959 | 0 | 29136.5427 | 433712.6122 | 19 | 9500 | 2853.1315 | 199.6997 | 22166.6667 | 157894.2086 | 31666.6667 | 0 | 126227.542 | 126227.542 | 1707.5267 | 7792.4733 | 0 | 0 | 0 | 0 | 0
2022-04-14 07:00 | 0.19968 | 0.09023 | 35584 | 6892.2507 | 634 | 9564.8131 | 3 | 24774.4305 | 2.4774 | 0 | 15209.6173 | 404576.0694 | 19 | 9500 | 2853.1315 | 199.6997 | 22166.6667 | 157894.2086 | 31666.6667 | 0 | 126227.542 | 126227.542 | 6892.2362 | 2607.7638 | 0 | 0 | 0 | 0 | 0
2022-04-14 08:00 | 0.40177 | 0.1828 | 35584 | 13867.6862 | 634 | 19377.6774 | 3 | 17799.0097 | 1.7799 | 1578.6677 | 0 | 389366.4521 | 19 | 9500 | 2853.1315 | 199.6997 | 22166.6667 | 157894.2086 | 31666.6667 | 0 | 126227.542 | 126227.542 | 9500 | 0 | 0 | 0 | 0 | 0 | 0
2022-04-14 09:00 | 0.55005 | 0.18753 | 35584 | 18985.7898 | 634 | 19879.0801 | 3 | 12680.9168 | 1.2681 | 7198.1633 | 0 | 390945.1198 | 19 | 9500 | 2853.1315 | 199.6997 | 22166.6667 | 157894.2086 | 31666.6667 | 0 | 126227.542 | 126227.542 | 9500 | 0 | 0 | 0 | 0 | 0 | 0
2022-04-14 10:00 | 0.63028 | 0.22477 | 35584 | 21755.047 | 634 | 23826.6989 | 3 | 9911.6655 | 0.99117 | 13915.0334 | 0 | 398143.2832 | 19 | 9500 | 2853.1315 | 199.6997 | 22166.6667 | 157894.2086 | 31666.6667 | 0 | 126227.542 | 126227.542 | 0 | 9500 | 0 | 0 | 0 | 0 | 0
2022-04-14 11:00 | 0.7556 | 0.30949 | 35584 | 26080.6523 | 634 | 32807.4256 | 3 | 5586.0693 | 0.55861 | 27221.3563 | 0 | 412058.3166 | 19 | 9500 | 2853.1315 | 199.6997 | 22166.6667 | 157894.2086 | 31666.6667 | 0 | 126227.542 | 126227.542 | 3913.9307 | 5586.0693 | 0 | 0 | 0 | 0 | 0
2022-04-14 12:00 | 0.87288 | 0.43031 | 35584 | 30128.7451 | 634 | 45614.9255 | 3 | 1537.985 | 0.1538 | 44076.9405 | 0 | 439279.6729 | 19 | 9500 | 2853.1315 | 199.6997 | 22166.6667 | 157894.2086 | 31666.6667 | 0 | 126227.542 | 126227.542 | 9500 | 0 | 0 | 0 | 0 | 0 | 0
2022-04-14 13:00 | 0.8755 | 0.50591 | 35584 | 30219.1782 | 634 | 53628.8884 | 3 | 1447.5521 | 0.14476 | 52181.3363 | 0 | 483356.6133 | 19 | 9500 | 2853.1315 | 199.6997 | 22166.6667 | 157894.2086 | 31666.6667 | 0 | 126227.542 | 126227.542 | 9500 | 0 | 0 | 0 | 0 | 0 | 0
2022-04-14 14:00 | 0.77033 | 0.49996 | 35584 | 26589.08 | 634 | 52998.1598 | 3 | 5077.6426 | 0.50776 | 47920.5172 | 0 | 535537.9496 | 19 | 9500 | 2853.1315 | 199.6997 | 22166.6667 | 157894.2086 | 31666.6667 | 0 | 126227.542 | 126227.542 | 9500 | 0 | 0 | 0 | 0 | 0 | 0
2022-04-14 15:00 | 0.59295 | 0.42859 | 35584 | 20466.5468 | 634 | 45432.5972 | 3 | 11200.1629 | 1.12 | 34232.4343 | 0 | 583458.4668 | 19 | 9500 | 2853.1315 | 199.6997 | 22166.6667 | 157894.2086 | 31666.6667 | 0 | 126227.542 | 126227.542 | 9500 | 0 | 0 | 0 | 0 | 0 | 0
2022-04-14 16:00 | 0.37605 | 0.28942 | 35584 | 12979.9223 | 634 | 30679.9092 | 3 | 18686.7717 | 1.8687 | 11993.1375 | 0 | 617690.9011 | 19 | 9500 | 2853.1315 | 199.6997 | 22166.6667 | 157894.2086 | 31666.6667 | 0 | 126227.542 | 126227.542 | 9500 | 0 | 0 | 0 | 0 | 0 | 0
2022-04-14 17:00 | 0.17365 | 0.13381 | 35584 | 5993.7868 | 634 | 14184.5023 | 3 | 25672.8925 | 2.5673 | 0 | 11488.3902 | 629684.0386 | 19 | 9500 | 2853.1315 | 199.6997 | 22166.6667 | 157894.2086 | 31666.6667 | 0 | 126227.542 | 126227.542 | 0 | 9500 | 0 | 0 | 0 | 0 | 0
2022-04-14 18:00 | 0.02377 | 0.00125 | 35584 | 820.4567 | 634 | 132.506 | 3 | 30000 | 3 | 132.506 | 30000 | 618195.6484 | 19 | 8653.7883 | 2853.1315 | 181.9115 | 22166.6667 | 157894.2086 | 30820.455 | 0 | 127073.7536 | 127073.7536 | 820.455 | 7833.3333 | 0 | 0 | 0 | 0 | 0
2022-04-14 19:00 | 0 | 0 | 35584 | 0 | 634 | 0 | 3 | 30000 | 3 | 0 | 30000 | 588328.1544 | 19 | 7833.3333 | 2853.1315 | 164.6647 | 22166.6667 | 157894.2086 | 30000 | 0 | 127894.2086 | 127894.2086 | 0 | 7833.3333 | 0 | 0 | 0 | 0 | 0
2022-04-14 20:00 | 0 | 0 | 35584 | 0 | 634 | 0 | 3 | 30000 | 3 | 0 | 30000 | 558328.1544 | 19 | 7833.3333 | 2853.1315 | 164.6647 | 22166.6667 | 157894.2086 | 30000 | 0 | 127894.2086 | 127894.2086 | 0 | 7833.3333 | 0 | 0 | 0 | 0 | 0
2022-04-14 21:00 | 0 | 0 | 35584 | 0 | 634 | 0 | 3 | 30000 | 3 | 0 | 30000 | 528328.1544 | 19 | 7833.3333 | 2853.1315 | 164.6647 | 22166.6667 | 157894.2086 | 30000 | 0 | 127894.2086 | 127894.2086 | 0 | 7833.3333 | 0 | 0 | 0 | 0 | 0
2022-04-14 22:00 | 0 | 0 | 35584 | 0 | 634 | 0 | 3 | 30000 | 3 | 0 | 30000 | 498328.1544 | 19 | 7833.3333 | 2853.1315 | 164.6647 | 22166.6667 | 157894.2086 | 30000 | 0 | 127894.2086 | 127894.2086 | 0 | 7833.3333 | 0 | 0 | 0 | 0 | 0
2022-04-14 23:00 | 0 | 0 | 35584 | 0 | 634 | 0 | 3 | 30000 | 3 | 0 | 30000 | 468328.1544 | 19 | 7833.3333 | 2853.1315 | 164.6647 | 22166.6667 | 157894.2086 | 30000 | 0 | 127894.2086 | 127894.2086 | 0 | 7833.3333 | 0 | 0 | 0 | 0 | 0
2022-04-15 | 0 | 0 | 35584 | 0 | 634 | 0 | 3 | 30000 | 3 | 0 | 30000 | 438328.1544 | 19 | 7666.6667 | 2853.1315 | 161.1612 | 22333.3333 | 158060.8753 | 30000 | 0 | 128060.8753 | 128060.8753 | 0 | 7666.6667 | 0 | 0 | 0 | 0 | 0
2022-04-15 01:00 | 0 | 0 | 35584 | 0 | 634 | 0 | 3 | 30000 | 3 | 0 | 30000 | 408328.1544 | 19 | 7666.6667 | 2853.1315 | 161.1612 | 22333.3333 | 158060.8753 | 30000 | 0 | 128060.8753 | 128060.8753 | 0 | 7666.6667 | 0 | 0 | 0 | 0 | 0
2022-04-15 02:00 | 0 | 0 | 35584 | 0 | 634 | 0 | 3 | 30000 | 3 | 0 | 30000 | 378328.1544 | 19 | 7666.6667 | 2853.1315 | 161.1612 | 22333.3333 | 158060.8753 | 30000 | 0 | 128060.8753 | 128060.8753 | 0 | 7666.6667 | 0 | 0 | 0 | 0 | 0
2022-04-15 03:00 | 0 | 0 | 35584 | 0 | 634 | 0 | 3 | 30000 | 3 | 0 | 30000 | 348328.1544 | 19 | 7666.6667 | 2853.1315 | 161.1612 | 22333.3333 | 158060.8753 | 30000 | 0 | 128060.8753 | 128060.8753 | 0 | 7666.6667 | 0 | 0 | 0 | 0 | 0
2022-04-15 04:00 | 0 | 0 | 35584 | 0 | 634 | 0 | 3 | 30000 | 3 | 0 | 30000 | 318328.1544 | 19 | 7666.6667 | 2853.1315 | 161.1612 | 22333.3333 | 158060.8753 | 30000 | 0 | 128060.8753 | 128060.8753 | 0 | 7666.6667 | 0 | 0 | 0 | 0 | 0
2022-04-15 05:00 | 0 | 0 | 35584 | 0 | 634 | 0 | 3 | 30000 | 3 | 0 | 30000 | 288328.1544 | 19 | 7666.6667 | 2853.1315 | 161.1612 | 22333.3333 | 158060.8753 | 30000 | 0 | 128060.8753 | 128060.8753 | 0 | 7666.6667 | 0 | 0 | 0 | 0 | 0
2022-04-15 06:00 | 0.05828 | 0.05063 | 35584 | 2011.6205 | 634 | 5367.023 | 3 | 29821.7171 | 2.9822 | 0 | 24454.6941 | 258328.1544 | 19 | 9500 | 2853.1315 | 199.6997 | 22333.3333 | 158060.8753 | 31833.3333 | 0 | 126227.542 | 126227.542 | 2011.6162 | 7488.3838 | 0 | 0 | 0 | 0 | 0
2022-04-15 07:00 | 0.25482 | 0.32963 | 35584 | 8795.4894 | 634 | 34942.3622 | 3 | 23037.8624 | 2.3038 | 11904.4998 | 0 | 233873.4603 | 19 | 9500 | 2853.1315 | 199.6997 | 22333.3333 | 158060.8753 | 31833.3333 | 0 | 126227.542 | 126227.542 | 0 | 9500 | 0 | 0 | 0 | 0 | 0
2022-04-15 08:00 | 0.4918 | 0.53989 | 35584 | 16975.2049 | 634 | 57230.9315 | 3 | 14858.1642 | 1.4858 | 42372.7673 | 0 | 245777.9601 | 19 | 9500 | 2853.1315 | 199.6997 | 22333.3333 | 158060.8753 | 31833.3333 | 0 | 126227.542 | 126227.542 | 9500 | 0 | 0 | 0 | 0 | 0 | 0
2022-04-15 09:00 | 0.70588 | 0.66556 | 35584 | 24364.4929 | 634 | 70552.5547 | 3 | 7468.8917 | 0.74689 | 63083.663 | 0 | 288150.7274 | 19 | 9500 | 2853.1315 | 199.6997 | 22333.3333 | 158060.8753 | 31833.3333 | 0 | 126227.542 | 126227.542 | 2031.1083 | 7468.8917 | 0 | 0 | 0 | 0 | 0
2022-04-15 10:00 | 0.86922 | 0.73907 | 35584 | 30002.4147 | 634 | 78344.9675 | 3 | 1830.9818 | 0.1831 | 76513.9858 | 0 | 351234.3903 | 19 | 9500 | 2853.1315 | 199.6997 | 22333.3333 | 158060.8753 | 31833.3333 | 0 | 126227.542 | 126227.542 | 9500 | 0 | 0 | 0 | 0 | 0 | 0
2022-04-15 11:00 | 0.96808 | 0.78507 | 35584 | 33414.714 | 634 | 83221.1883 | 3 | 0 | 0 | 83221.1883 | 0 | 427748.3761 | 19 | 9500 | 2853.1315 | 199.6997 | 22333.3333 | 158060.8753 | 31833.3333 | 0 | 126227.542 | 126227.542 | 9500 | 0 | 0 | 0 | 0 | 0 | 0
2022-04-15 12:00 | 0.9815 | 0.73241 | 35584 | 33877.9251 | 634 | 77638.9756 | 3 | 0 | 0 | 77638.9756 | 0 | 510969.5645 | 19 | 9500 | 2853.1315 | 199.6997 | 22333.3333 | 158060.8753 | 31833.3333 | 0 | 126227.542 | 126227.542 | 9500 | 0 | 0 | 0 | 0 | 0 | 0
2022-04-15 13:00 | 0.93495 | 0.71825 | 35584 | 32271.183 | 634 | 76137.9476 | 3 | 0 | 0 | 76137.9476 | 0 | 588608.54 | 19 | 9500 | 2853.1315 | 199.6997 | 22333.3333 | 158060.8753 | 31833.3333 | 0 | 126227.542 | 126227.542 | 9500 | 0 | 0 | 0 | 0 | 0 | 0
2022-04-15 14:00 | 0.81417 | 0.6696 | 35584 | 28102.2825 | 634 | 70980.8141 | 3 | 3731.11 | 0.37311 | 67249.7041 | 0 | 664746.4876 | 19 | 9500 | 2853.1315 | 199.6997 | 22333.3333 | 158060.8753 | 31833.3333 | 0 | 126227.542 | 126227.542 | 5768.89 | 3731.11 | 0 | 0 | 0 | 0 | 0
2022-04-15 15:00 | 0.6336 | 0.58135 | 35584 | 21869.6417 | 634 | 61625.8905 | 3 | 9963.7376 | 0.99637 | 51662.1528 | 0 | 731996.1917 | 19 | 9500 | 2853.1315 | 199.6997 | 22333.3333 | 158060.8753 | 31833.3333 | 0 | 126227.542 | 126227.542 | 9500 | 0 | 0 | 0 | 0 | 0 | 0
2022-04-15 16:00 | 0.4127 | 0.43894 | 35584 | 14244.9513 | 634 | 46529.7469 | 3 | 17588.412 | 1.7588 | 28941.3349 | 0 | 783658.3446 | 19 | 9500 | 2853.1315 | 199.6997 | 22333.3333 | 158060.8753 | 31833.3333 | 0 | 126227.542 | 126227.542 | 9500 | 0 | 0 | 0 | 0 | 0 | 0
2022-04-15 17:00 | 0.19085 | 0.21763 | 35584 | 6587.4702 | 634 | 23069.8246 | 3 | 25245.877 | 2.5246 | 0 | 2176.0524 | 812599.6794 | 19 | 9500 | 2853.1315 | 199.6997 | 22333.3333 | 158060.8753 | 31833.3333 | 0 | 126227.542 | 126227.542 | 6587.4563 | 2912.5437 | 0 | 0 | 0 | 0 | 0
2022-04-15 18:00 | 0.026 | 0.00601 | 35584 | 897.4285 | 634 | 637.0888 | 3 | 30000 | 3 | 0 | 29362.9112 | 810423.6271 | 19 | 8564.0933 | 2853.1315 | 180.026 | 22333.3333 | 158060.8753 | 30897.4266 | 0 | 127163.4487 | 127163.4487 | 897.4266 | 7666.6667 | 0 | 0 | 0 | 0 | 0
2022-04-15 19:00 | 0 | 0 | 35584 | 0 | 634 | 0 | 3 | 30000 | 3 | 0 | 30000 | 781060.7159 | 19 | 7666.6667 | 2853.1315 | 161.1612 | 22333.3333 | 158060.8753 | 30000 | 0 | 128060.8753 | 128060.8753 | 0 | 7666.6667 | 0 | 0 | 0 | 0 | 0
2022-04-15 20:00 | 0 | 0 | 35584 | 0 | 634 | 0 | 3 | 30000 | 3 | 0 | 30000 | 751060.7159 | 19 | 7666.6667 | 2853.1315 | 161.1612 | 22333.3333 | 158060.8753 | 30000 | 0 | 128060.8753 | 128060.8753 | 0 | 7666.6667 | 0 | 0 | 0 | 0 | 0
2022-04-15 21:00 | 0 | 0 | 35584 | 0 | 634 | 0 | 3 | 30000 | 3 | 0 | 30000 | 721060.7159 | 19 | 7666.6667 | 2853.1315 | 161.1612 | 22333.3333 | 158060.8753 | 30000 | 0 | 128060.8753 | 128060.8753 | 0 | 7666.6667 | 0 | 0 | 0 | 0 | 0
2022-04-15 22:00 | 0 | 0 | 35584 | 0 | 634 | 0 | 3 | 30000 | 3 | 0 | 30000 | 691060.7159 | 19 | 7666.6667 | 2853.1315 | 161.1612 | 22333.3333 | 158060.8753 | 30000 | 0 | 128060.8753 | 128060.8753 | 0 | 7666.6667 | 0 | 0 | 0 | 0 | 0
2022-04-15 23:00 | 0 | 0 | 35584 | 0 | 634 | 0 | 3 | 30000 | 3 | 0 | 30000 | 661060.7159 | 19 | 7666.6667 | 2853.1315 | 161.1612 | 22333.3333 | 158060.8753 | 30000 | 0 | 128060.8753 | 128060.8753 | 0 | 7666.6667 | 0 | 0 | 0 | 0 | 0
2022-04-16 | 0 | 0 | 35584 | 0 | 634 | 0 | 3 | 30000 | 3 | 0 | 30000 | 631060.7159 | 19 | 7458.3333 | 2853.1315 | 156.7818 | 22541.6667 | 158269.2086 | 30000 | 0 | 128269.2086 | 128269.2086 | 0 | 7458.3333 | 0 | 0 | 0 | 0 | 0
2022-04-16 01:00 | 0 | 0 | 35584 | 0 | 634 | 0 | 3 | 30000 | 3 | 0 | 30000 | 601060.7159 | 19 | 7458.3333 | 2853.1315 | 156.7818 | 22541.6667 | 158269.2086 | 30000 | 0 | 128269.2086 | 128269.2086 | 0 | 7458.3333 | 0 | 0 | 0 | 0 | 0
2022-04-16 02:00 | 0 | 0 | 35584 | 0 | 634 | 0 | 3 | 30000 | 3 | 0 | 30000 | 571060.7159 | 19 | 7458.3333 | 2853.1315 | 156.7818 | 22541.6667 | 158269.2086 | 30000 | 0 | 128269.2086 | 128269.2086 | 0 | 7458.3333 | 0 | 0 | 0 | 0 | 0
2022-04-16 03:00 | 0 | 0 | 35584 | 0 | 634 | 0 | 3 | 30000 | 3 | 0 | 30000 | 541060.7159 | 19 | 7458.3333 | 2853.1315 | 156.7818 | 22541.6667 | 158269.2086 | 30000 | 0 | 128269.2086 | 128269.2086 | 0 | 7458.3333 | 0 | 0 | 0 | 0 | 0
2022-04-16 04:00 | 0 | 0 | 35584 | 0 | 634 | 0 | 3 | 30000 | 3 | 0 | 30000 | 511060.7159 | 19 | 7458.3333 | 2853.1315 | 156.7818 | 22541.6667 | 158269.2086 | 30000 | 0 | 128269.2086 | 128269.2086 | 0 | 7458.3333 | 0 | 0 | 0 | 0 | 0
2022-04-16 05:00 | 0 | 0 | 35584 | 0 | 634 | 0 | 3 | 30000 | 3 | 0 | 30000 | 481060.7159 | 19 | 7458.3333 | 2853.1315 | 156.7818 | 22541.6667 | 158269.2086 | 30000 | 0 | 128269.2086 | 128269.2086 | 0 | 7458.3333 | 0 | 0 | 0 | 0 | 0
2022-04-16 06:00 | 0.05615 | 0.00902 | 35584 | 1938.1004 | 634 | 956.1633 | 3 | 30000 | 3 | 0 | 29043.8367 | 451060.7159 | 19 | 9396.4296 | 2853.1315 | 197.5225 | 22541.6667 | 158269.2086 | 31938.0963 | 0 | 126331.1123 | 126331.1123 | 1938.0963 | 7458.3333 | 0 | 0 | 0 | 0 | 0
2022-04-16 07:00 | 0.22452 | 0.08303 | 35584 | 7749.6401 | 634 | 8801.5785 | 3 | 24292.0429 | 2.4292 | 0 | 15490.4643 | 422016.8792 | 19 | 9500 | 2853.1315 | 199.6997 | 22541.6667 | 158269.2086 | 32041.6667 | 0 | 126227.542 | 126227.542 | 0 | 9500 | 0 | 0 | 0 | 0 | 0
2022-04-16 08:00 | 0.4407 | 0.37641 | 35584 | 15211.4127 | 634 | 39901.2668 | 3 | 16830.286 | 1.683 | 23070.9808 | 0 | 406526.4149 | 19 | 9500 | 2853.1315 | 199.6997 | 22541.6667 | 158269.2086 | 32041.6667 | 0 | 126227.542 | 126227.542 | 9500 | 0 | 0 | 0 | 0 | 0 | 0
2022-04-16 09:00 | 0.61288 | 0.35835 | 35584 | 21154.4603 | 634 | 37986.8201 | 3 | 10887.2509 | 1.0887 | 37986.8201 | 10887.2509 | 429597.3957 | 19 | 9500 | 2853.1315 | 199.6997 | 22541.6667 | 158269.2086 | 32041.6667 | 0 | 126227.542 | 126227.542 | 0 | 9500 | 0 | 0 | 0 | 0 | 0
2022-04-16 10:00 | 0.74492 | 0.22509 | 35584 | 25712.0163 | 634 | 23860.6204 | 3 | 6329.7045 | 0.63297 | 17530.9159 | 0 | 456696.9648 | 19 | 9500 | 2853.1315 | 199.6997 | 22541.6667 | 158269.2086 | 32041.6667 | 0 | 126227.542 | 126227.542 | 3170.2955 | 6329.7045 | 0 | 0 | 0 | 0 | 0
2022-04-16 11:00 | 0.91875 | 0.49388 | 35584 | 31712.016 | 634 | 52353.6506 | 3 | 329.7174 | 0.032972 | 52023.9332 | 0 | 474227.8807 | 19 | 9500 | 2853.1315 | 199.6997 | 22541.6667 | 158269.2086 | 32041.6667 | 0 | 126227.542 | 126227.542 | 9170.2826 | 329.7174 | 0 | 0 | 0 | 0 | 0
2022-04-16 12:00 | 0.96633 | 0.63209 | 35584 | 33354.3101 | 634 | 67004.574 | 3 | 0 | 0 | 67004.574 | 0 | 526251.8139 | 19 | 9500 | 2853.1315 | 199.6997 | 22541.6667 | 158269.2086 | 32041.6667 | 0 | 126227.542 | 126227.542 | 9500 | 0 | 0 | 0 | 0 | 0 | 0
2022-04-16 13:00 | 0.93842 | 0.72278 | 35584 | 32390.9552 | 634 | 76618.1493 | 3 | 0 | 0 | 76618.1493 | 0 | 593256.3879 | 19 | 9500 | 2853.1315 | 199.6997 | 22541.6667 | 158269.2086 | 32041.6667 | 0 | 126227.542 | 126227.542 | 9500 | 0 | 0 | 0 | 0 | 0 | 0
2022-04-16 14:00 | 0.82792 | 0.70315 | 35584 | 28576.8841 | 634 | 74537.2751 | 3 | 3464.8427 | 0.34648 | 71072.4324 | 0 | 669874.5373 | 19 | 9500 | 2853.1315 | 199.6997 | 22541.6667 | 158269.2086 | 32041.6667 | 0 | 126227.542 | 126227.542 | 9500 | 0 | 0 | 0 | 0 | 0 | 0
2022-04-16 15:00 | 0.6535 | 0.643 | 35584 | 22556.5197 | 634 | 68161.0864 | 3 | 9485.1945 | 0.94852 | 58675.8919 | 0 | 740946.9697 | 19 | 9500 | 2853.1315 | 199.6997 | 22541.6667 | 158269.2086 | 32041.6667 | 0 | 126227.542 | 126227.542 | 9500 | 0 | 0 | 0 | 0 | 0 | 0
2022-04-16 16:00 | 0.43588 | 0.50086 | 35584 | 15045.0433 | 634 | 53093.5641 | 3 | 16996.655 | 1.6997 | 36096.9091 | 0 | 799622.8616 | 19 | 9500 | 2853.1315 | 199.6997 | 22541.6667 | 158269.2086 | 32041.6667 | 0 | 126227.542 | 126227.542 | 9500 | 0 | 0 | 0 | 0 | 0 | 0
2022-04-16 17:00 | 0.2103 | 0.32606 | 35584 | 7258.8157 | 634 | 34563.9251 | 3 | 24782.8662 | 2.4783 | 9781.0589 | 0 | 835719.7707 | 19 | 9500 | 2853.1315 | 199.6997 | 22541.6667 | 158269.2086 | 32041.6667 | 0 | 126227.542 | 126227.542 | 7258.8005 | 2241.1995 | 0 | 0 | 0 | 0 | 0
2022-04-16 18:00 | 0.03073 | 0.02936 | 35584 | 1060.6914 | 634 | 3112.3009 | 3 | 30000 | 3 | 0 | 26887.6991 | 845500.8296 | 19 | 8519.0225 | 2853.1315 | 179.0786 | 22541.6667 | 158269.2086 | 31060.6892 | 0 | 127208.5194 | 127208.5194 | 1060.6892 | 7458.3333 | 0 | 0 | 0 | 0 | 0
2022-04-16 19:00 | 0 | 0 | 35584 | 0 | 634 | 0 | 3 | 30000 | 3 | 0 | 30000 | 818613.1305 | 19 | 7458.3333 | 2853.1315 | 156.7818 | 22541.6667 | 158269.2086 | 30000 | 0 | 128269.2086 | 128269.2086 | 0 | 7458.3333 | 0 | 0 | 0 | 0 | 0
2022-04-16 20:00 | 0 | 0 | 35584 | 0 | 634 | 0 | 3 | 30000 | 3 | 0 | 30000 | 788613.1305 | 19 | 7458.3333 | 2853.1315 | 156.7818 | 22541.6667 | 158269.2086 | 30000 | 0 | 128269.2086 | 128269.2086 | 0 | 7458.3333 | 0 | 0 | 0 | 0 | 0
2022-04-16 21:00 | 0 | 0 | 35584 | 0 | 634 | 0 | 3 | 30000 | 3 | 0 | 30000 | 758613.1305 | 19 | 7458.3333 | 2853.1315 | 156.7818 | 22541.6667 | 158269.2086 | 30000 | 0 | 128269.2086 | 128269.2086 | 0 | 7458.3333 | 0 | 0 | 0 | 0 | 0
2022-04-16 22:00 | 0 | 0 | 35584 | 0 | 634 | 0 | 3 | 30000 | 3 | 0 | 30000 | 728613.1305 | 19 | 7458.3333 | 2853.1315 | 156.7818 | 22541.6667 | 158269.2086 | 30000 | 0 | 128269.2086 | 128269.2086 | 0 | 7458.3333 | 0 | 0 | 0 | 0 | 0
2022-04-16 23:00 | 0 | 0 | 35584 | 0 | 634 | 0 | 3 | 30000 | 3 | 0 | 30000 | 698613.1305 | 19 | 7458.3333 | 2853.1315 | 156.7818 | 22541.6667 | 158269.2086 | 30000 | 0 | 128269.2086 | 128269.2086 | 0 | 7458.3333 | 0 | 0 | 0 | 0 | 0
2022-04-17 | 0 | 0 | 35584 | 0 | 634 | 0 | 3 | 30000 | 3 | 0 | 30000 | 668613.1305 | 19 | 8020.8333 | 2853.1315 | 168.6061 | 21979.1667 | 157706.7086 | 30000 | 0 | 127706.7086 | 127706.7086 | 0 | 8020.8333 | 0 | 0 | 0 | 0 | 0
2022-04-17 01:00 | 0 | 0 | 35584 | 0 | 634 | 0 | 3 | 30000 | 3 | 0 | 30000 | 638613.1305 | 19 | 8020.8333 | 2853.1315 | 168.6061 | 21979.1667 | 157706.7086 | 30000 | 0 | 127706.7086 | 127706.7086 | 0 | 8020.8333 | 0 | 0 | 0 | 0 | 0
2022-04-17 02:00 | 0 | 0 | 35584 | 0 | 634 | 0 | 3 | 30000 | 3 | 0 | 30000 | 608613.1305 | 19 | 8020.8333 | 2853.1315 | 168.6061 | 21979.1667 | 157706.7086 | 30000 | 0 | 127706.7086 | 127706.7086 | 0 | 8020.8333 | 0 | 0 | 0 | 0 | 0
2022-04-17 03:00 | 0 | 0 | 35584 | 0 | 634 | 0 | 3 | 30000 | 3 | 0 | 30000 | 578613.1305 | 19 | 8020.8333 | 2853.1315 | 168.6061 | 21979.1667 | 157706.7086 | 30000 | 0 | 127706.7086 | 127706.7086 | 0 | 8020.8333 | 0 | 0 | 0 | 0 | 0
2022-04-17 04:00 | 0 | 0 | 35584 | 0 | 634 | 0 | 3 | 30000 | 3 | 0 | 30000 | 548613.1305 | 19 | 8020.8333 | 2853.1315 | 168.6061 | 21979.1667 | 157706.7086 | 30000 | 0 | 127706.7086 | 127706.7086 | 0 | 8020.8333 | 0 | 0 | 0 | 0 | 0
2022-04-17 05:00 | 0 | 0 | 35584 | 0 | 634 | 0 | 3 | 30000 | 3 | 0 | 30000 | 518613.1305 | 19 | 8020.8333 | 2853.1315 | 168.6061 | 21979.1667 | 157706.7086 | 30000 | 0 | 127706.7086 | 127706.7086 | 0 | 8020.8333 | 0 | 0 | 0 | 0 | 0
2022-04-17 06:00 | 0.07755 | 0.19429 | 35584 | 2676.753 | 634 | 20595.6726 | 3 | 28802.4193 | 2.8802 | 0 | 8206.7467 | 488613.1305 | 19 | 9500 | 2853.1315 | 199.6997 | 21979.1667 | 157706.7086 | 31479.1667 | 0 | 126227.542 | 126227.542 | 2676.7474 | 6823.2526 | 0 | 0 | 0 | 0 | 0
2022-04-17 07:00 | 0.29617 | 0.5482 | 35584 | 10222.7459 | 634 | 58111.8314 | 3 | 21256.4423 | 2.1256 | 36855.3891 | 0 | 480406.3838 | 19 | 9500 | 2853.1315 | 199.6997 | 21979.1667 | 157706.7086 | 31479.1667 | 0 | 126227.542 | 126227.542 | 0 | 9500 | 0 | 0 | 0 | 0 | 0
2022-04-17 08:00 | 0.5322 | 0.7254 | 35584 | 18369.6707 | 634 | 76895.8819 | 3 | 13109.5347 | 1.311 | 63786.3472 | 0 | 517261.7729 | 19 | 9500 | 2853.1315 | 199.6997 | 21979.1667 | 157706.7086 | 31479.1667 | 0 | 126227.542 | 126227.542 | 9500 | 0 | 0 | 0 | 0 | 0 | 0
2022-04-17 09:00 | 0.74167 | 0.82459 | 35584 | 25599.8377 | 634 | 87410.498 | 3 | 5879.3828 | 0.58794 | 81531.1152 | 0 | 581048.1201 | 19 | 9500 | 2853.1315 | 199.6997 | 21979.1667 | 157706.7086 | 31479.1667 | 0 | 126227.542 | 126227.542 | 3620.6172 | 5879.3828 | 0 | 0 | 0 | 0 | 0
2022-04-17 10:00 | 0.90145 | 0.87863 | 35584 | 31114.8809 | 634 | 93138.9974 | 3 | 364.3513 | 0.036435 | 92774.6461 | 0 | 662579.2353 | 19 | 9500 | 2853.1315 | 199.6997 | 21979.1667 | 157706.7086 | 31479.1667 | 0 | 126227.542 | 126227.542 | 9500 | 0 | 0 | 0 | 0 | 0 | 0
2022-04-17 11:00 | 0.99685 | 0.9061 | 35584 | 34407.7531 | 634 | 96050.9493 | 3 | 0 | 0 | 96050.9493 | 0 | 755353.8814 | 19 | 9500 | 2853.1315 | 199.6997 | 21979.1667 | 157706.7086 | 31479.1667 | 0 | 126227.542 | 126227.542 | 9500 | 0 | 0 | 0 | 0 | 0 | 0
2022-04-17 12:00 | 0.99697 | 0.81749 | 35584 | 34411.8951 | 634 | 86657.864 | 3 | 0 | 0 | 86657.864 | 0 | 851404.8307 | 19 | 9500 | 2853.1315 | 199.6997 | 21979.1667 | 157706.7086 | 31479.1667 | 0 | 126227.542 | 126227.542 | 9500 | 0 | 0 | 0 | 0 | 0 | 0
2022-04-17 13:00 | 0.94805 | 0.78837 | 35584 | 32723.3489 | 634 | 83571.0042 | 3 | 0 | 0 | 83571.0042 | 0 | 938062.6947 | 19 | 9500 | 2853.1315 | 199.6997 | 21979.1667 | 157706.7086 | 31479.1667 | 0 | 126227.542 | 126227.542 | 9500 | 0 | 0 | 0 | 0 | 0 | 0
2022-04-17 14:00 | 0.83012 | 0.74112 | 35584 | 28652.8204 | 634 | 78562.2774 | 3 | 2826.4066 | 0.28264 | 75735.8708 | 0 | 1021633.6989 | 19 | 9500 | 2853.1315 | 199.6997 | 21979.1667 | 157706.7086 | 31479.1667 | 0 | 126227.542 | 126227.542 | 6673.5934 | 2826.4066 | 0 | 0 | 0 | 0 | 0
2022-04-17 15:00 | 0.64995 | 0.64892 | 35584 | 22433.9862 | 634 | 68788.6348 | 3 | 9045.2277 | 0.90452 | 59743.4071 | 0 | 1097369.5696 | 19 | 9500 | 2853.1315 | 199.6997 | 21979.1667 | 157706.7086 | 31479.1667 | 0 | 126227.542 | 126227.542 | 454.7723 | 9045.2277 | 0 | 0 | 0 | 0 | 0
2022-04-17 16:00 | 0.42865 | 0.50775 | 35584 | 14795.4892 | 634 | 53823.9372 | 3 | 16683.7087 | 1.6684 | 37140.2285 | 0 | 1157112.9767 | 19 | 9500 | 2853.1315 | 199.6997 | 21979.1667 | 157706.7086 | 31479.1667 | 0 | 126227.542 | 126227.542 | 9500 | 0 | 0 | 0 | 0 | 0 | 0
2022-04-17 17:00 | 0.20215 | 0.28535 | 35584 | 6977.5064 | 634 | 30248.4697 | 3 | 24501.6749 | 2.4502 | 5746.7948 | 0 | 1194253.2052 | 19 | 9500 | 2853.1315 | 199.6997 | 21979.1667 | 157706.7086 | 31479.1667 | 0 | 126227.542 | 126227.542 | 6977.4917 | 2522.5083 | 0 | 0 | 0 | 0 | 0
2022-04-17 18:00 | 0.02865 | 0.01005 | 35584 | 988.8972 | 634 | 1065.3482 | 3 | 30000 | 3 | 0 | 28934.6518 | 1200000 | 19 | 9009.7284 | 2853.1315 | 189.3937 | 21979.1667 | 157706.7086 | 30988.8951 | 0 | 126717.8135 | 126717.8135 | 988.8951 | 8020.8333 | 0 | 0 | 0 | 0 | 0
2022-04-17 19:00 | 0 | 0 | 35584 | 0 | 634 | 0 | 3 | 30000 | 3 | 0 | 30000 | 1171065.3482 | 19 | 8020.8333 | 2853.1315 | 168.6061 | 21979.1667 | 157706.7086 | 30000 | 0 | 127706.7086 | 127706.7086 | 0 | 8020.8333 | 0 | 0 | 0 | 0 | 0
2022-04-17 20:00 | 0 | 0 | 35584 | 0 | 634 | 0 | 3 | 30000 | 3 | 0 | 30000 | 1141065.3482 | 19 | 8020.8333 | 2853.1315 | 168.6061 | 21979.1667 | 157706.7086 | 30000 | 0 | 127706.7086 | 127706.7086 | 0 | 8020.8333 | 0 | 0 | 0 | 0 | 0
2022-04-17 21:00 | 0 | 0 | 35584 | 0 | 634 | 0 | 3 | 30000 | 3 | 0 | 30000 | 1111065.3482 | 19 | 8020.8333 | 2853.1315 | 168.6061 | 21979.1667 | 157706.7086 | 30000 | 0 | 127706.7086 | 127706.7086 | 0 | 8020.8333 | 0 | 0 | 0 | 0 | 0
2022-04-17 22:00 | 0 | 0 | 35584 | 0 | 634 | 0 | 3 | 30000 | 3 | 0 | 30000 | 1081065.3482 | 19 | 8020.8333 | 2853.1315 | 168.6061 | 21979.1667 | 157706.7086 | 30000 | 0 | 127706.7086 | 127706.7086 | 0 | 8020.8333 | 0 | 0 | 0 | 0 | 0
2022-04-17 23:00 | 0 | 0 | 35584 | 0 | 634 | 0 | 3 | 30000 | 3 | 0 | 30000 | 1051065.3482 | 19 | 8020.8333 | 2853.1315 | 168.6061 | 21979.1667 | 157706.7086 | 30000 | 0 | 127706.7086 | 127706.7086 | 0 | 8020.8333 | 0 | 0 | 0 | 0 | 0
2022-04-18 | 0 | 0 | 35584 | 0 | 634 | 0 | 3 | 30000 | 3 | 0 | 30000 | 1021065.3482 | 19 | 7325 | 2853.1315 | 153.979 | 22675 | 158402.542 | 30000 | 0 | 128402.542 | 128402.542 | 0 | 7325 | 0 | 0 | 0 | 0 | 0
2022-04-18 01:00 | 0 | 0 | 35584 | 0 | 634 | 0 | 3 | 30000 | 3 | 0 | 30000 | 991065.3482 | 19 | 7325 | 2853.1315 | 153.979 | 22675 | 158402.542 | 30000 | 0 | 128402.542 | 128402.542 | 0 | 7325 | 0 | 0 | 0 | 0 | 0
2022-04-18 02:00 | 0 | 0 | 35584 | 0 | 634 | 0 | 3 | 30000 | 3 | 0 | 30000 | 961065.3482 | 19 | 7325 | 2853.1315 | 153.979 | 22675 | 158402.542 | 30000 | 0 | 128402.542 | 128402.542 | 0 | 7325 | 0 | 0 | 0 | 0 | 0
2022-04-18 03:00 | 0 | 0 | 35584 | 0 | 634 | 0 | 3 | 30000 | 3 | 0 | 30000 | 931065.3482 | 19 | 7325 | 2853.1315 | 153.979 | 22675 | 158402.542 | 30000 | 0 | 128402.542 | 128402.542 | 0 | 7325 | 0 | 0 | 0 | 0 | 0
2022-04-18 04:00 | 0 | 0 | 35584 | 0 | 634 | 0 | 3 | 30000 | 3 | 0 | 30000 | 901065.3482 | 19 | 7325 | 2853.1315 | 153.979 | 22675 | 158402.542 | 30000 | 0 | 128402.542 | 128402.542 | 0 | 7325 | 0 | 0 | 0 | 0 | 0
2022-04-18 05:00 | 0 | 0 | 35584 | 0 | 634 | 0 | 3 | 30000 | 3 | 0 | 30000 | 871065.3482 | 19 | 7325 | 2853.1315 | 153.979 | 22675 | 158402.542 | 30000 | 0 | 128402.542 | 128402.542 | 0 | 7325 | 0 | 0 | 0 | 0 | 0
2022-04-18 06:00 | 0.05042 | 0.00335 | 35584 | 1740.3209 | 634 | 355.1161 | 3 | 30000 | 3 | 0 | 29644.8839 | 841065.3482 | 19 | 9065.3173 | 2853.1315 | 190.5622 | 22675 | 158402.542 | 31740.3173 | 0 | 126662.2247 | 126662.2247 | 0 | 9065.3173 | 0 | 0 | 0 | 0 | 0
2022-04-18 07:00 | 0.19112 | 0.05942 | 35584 | 6596.7897 | 634 | 6298.8052 | 3 | 24811.015 | 2.4811 | 0 | 18512.2098 | 811420.4643 | 19 | 8732.7908 | 2853.1315 | 183.5722 | 22675 | 158402.542 | 31407.7908 | 0 | 126994.7512 | 126994.7512 | 6596.7758 | 2136.015 | 0 | 0 | 0 | 0 | 0
2022-04-18 08:00 | 0.3945 | 0.15018 | 35584 | 13616.7514 | 634 | 15919.8009 | 3 | 18558.2773 | 1.8558 | 0 | 2638.4764 | 792908.2545 | 19 | 9500 | 2853.1315 | 199.6997 | 22675 | 158402.542 | 32175 | 0 | 126227.542 | 126227.542 | 0 | 9500 | 0 | 0 | 0 | 0 | 0
2022-04-18 09:00 | 0.59375 | 0.2189 | 35584 | 20494.16 | 634 | 23204.4507 | 3 | 11680.8831 | 1.1681 | 11523.5676 | 0 | 790269.7781 | 19 | 9500 | 2853.1315 | 199.6997 | 22675 | 158402.542 | 32175 | 0 | 126227.542 | 126227.542 | 9500 | 0 | 0 | 0 | 0 | 0 | 0
2022-04-18 10:00 | 0.75858 | 0.31877 | 35584 | 26183.5114 | 634 | 33791.1501 | 3 | 5991.5437 | 0.59915 | 27799.6064 | 0 | 801793.3457 | 19 | 9500 | 2853.1315 | 199.6997 | 22675 | 158402.542 | 32175 | 0 | 126227.542 | 126227.542 | 9500 | 0 | 0 | 0 | 0 | 0 | 0
2022-04-18 11:00 | 0.8587 | 0.32428 | 35584 | 29639.3014 | 634 | 34375.2365 | 3 | 2535.761 | 0.25358 | 31839.4755 | 0 | 829592.952 | 19 | 9500 | 2853.1315 | 199.6997 | 22675 | 158402.542 | 32175 | 0 | 126227.542 | 126227.542 | 6964.239 | 2535.761 | 0 | 0 | 0 | 0 | 0
2022-04-18 12:00 | 0.91 | 0.41458 | 35584 | 31409.9968 | 634 | 43947.47 | 3 | 765.0693 | 0.076507 | 43182.4007 | 0 | 861432.4276 | 19 | 9500 | 2853.1315 | 199.6997 | 22675 | 158402.542 | 32175 | 0 | 126227.542 | 126227.542 | 8734.9307 | 765.0693 | 0 | 0 | 0 | 0 | 0
2022-04-18 13:00 | 0.80878 | 0.33041 | 35584 | 27916.2387 | 634 | 35025.046 | 3 | 4258.8201 | 0.42588 | 30766.2259 | 0 | 904614.8282 | 19 | 9500 | 2853.1315 | 199.6997 | 22675 | 158402.542 | 32175 | 0 | 126227.542 | 126227.542 | 5241.1799 | 4258.8201 | 0 | 0 | 0 | 0 | 0
2022-04-18 14:00 | 0.68845 | 0.28348 | 35584 | 23762.8707 | 634 | 30050.2407 | 3 | 8412.1794 | 0.84122 | 21638.0613 | 0 | 935381.0541 | 19 | 9500 | 2853.1315 | 199.6997 | 22675 | 158402.542 | 32175 | 0 | 126227.542 | 126227.542 | 1087.8206 | 8412.1794 | 0 | 0 | 0 | 0 | 0
2022-04-18 15:00 | 0.47142 | 0.05072 | 35584 | 16271.759 | 634 | 5376.5635 | 3 | 15903.2753 | 1.5903 | 0 | 10526.7118 | 957019.1154 | 19 | 9500 | 2853.1315 | 199.6997 | 22675 | 158402.542 | 32175 | 0 | 126227.542 | 126227.542 | 0 | 9500 | 0 | 0 | 0 | 0 | 0
2022-04-18 16:00 | 0.31292 | 0.02561 | 35584 | 10800.8969 | 634 | 2714.7829 | 3 | 21374.1258 | 2.1374 | 0 | 18659.3429 | 946492.4036 | 19 | 9500 | 2853.1315 | 199.6997 | 22675 | 158402.542 | 32175 | 0 | 126227.542 | 126227.542 | 0 | 9500 | 0 | 0 | 0 | 0 | 0
2022-04-18 17:00 | 0.14232 | 0.00509 | 35584 | 4912.3854 | 634 | 539.5644 | 3 | 27262.6249 | 2.7263 | 0 | 26723.0605 | 927833.0607 | 19 | 9500 | 2853.1315 | 199.6997 | 22675 | 158402.542 | 32175 | 0 | 126227.542 | 126227.542 | 0 | 9500 | 0 | 0 | 0 | 0 | 0
2022-04-18 18:00 | 0.0236 | 0 | 35584 | 814.5889 | 634 | 0 | 3 | 30000 | 3 | 0 | 30000 | 901110.0003 | 19 | 8139.5872 | 2853.1315 | 171.1024 | 22675 | 158402.542 | 30814.5872 | 0 | 127587.9547 | 127587.9547 | 814.5872 | 7325 | 0 | 0 | 0 | 0 | 0
2022-04-18 19:00 | 0 | 0 | 35584 | 0 | 634 | 0 | 3 | 30000 | 3 | 0 | 30000 | 871110.0003 | 19 | 7325 | 2853.1315 | 153.979 | 22675 | 158402.542 | 30000 | 0 | 128402.542 | 128402.542 | 0 | 7325 | 0 | 0 | 0 | 0 | 0
2022-04-18 20:00 | 0 | 0 | 35584 | 0 | 634 | 0 | 3 | 30000 | 3 | 0 | 30000 | 841110.0003 | 19 | 7325 | 2853.1315 | 153.979 | 22675 | 158402.542 | 30000 | 0 | 128402.542 | 128402.542 | 0 | 7325 | 0 | 0 | 0 | 0 | 0
2022-04-18 21:00 | 0 | 0 | 35584 | 0 | 634 | 0 | 3 | 30000 | 3 | 0 | 30000 | 811110.0003 | 19 | 7325 | 2853.1315 | 153.979 | 22675 | 158402.542 | 30000 | 0 | 128402.542 | 128402.542 | 0 | 7325 | 0 | 0 | 0 | 0 | 0
2022-04-18 22:00 | 0 | 0 | 35584 | 0 | 634 | 0 | 3 | 30000 | 3 | 0 | 30000 | 781110.0003 | 19 | 7325 | 2853.1315 | 153.979 | 22675 | 158402.542 | 30000 | 0 | 128402.542 | 128402.542 | 0 | 7325 | 0 | 0 | 0 | 0 | 0
2022-04-18 23:00 | 0 | 0 | 35584 | 0 | 634 | 0 | 3 | 30000 | 3 | 0 | 30000 | 751110.0003 | 19 | 7325 | 2853.1315 | 153.979 | 22675 | 158402.542 | 30000 | 0 | 128402.542 | 128402.542 | 0 | 7325 | 0 | 0 | 0 | 0 | 0
2022-04-19 | 0 | 0 | 35584 | 0 | 634 | 0 | 3 | 30000 | 3 | 0 | 30000 | 721110.0003 | 19 | 6983.3333 | 2853.1315 | 146.7968 | 23016.6667 | 158744.2086 | 30000 | 0 | 128744.2086 | 128744.2086 | 0 | 6983.3333 | 0 | 0 | 0 | 0 | 0
2022-04-19 01:00 | 0 | 0 | 35584 | 0 | 634 | 0 | 3 | 30000 | 3 | 0 | 30000 | 691110.0003 | 19 | 6983.3333 | 2853.1315 | 146.7968 | 23016.6667 | 158744.2086 | 30000 | 0 | 128744.2086 | 128744.2086 | 0 | 6983.3333 | 0 | 0 | 0 | 0 | 0
2022-04-19 02:00 | 0 | 0 | 35584 | 0 | 634 | 0 | 3 | 30000 | 3 | 0 | 30000 | 661110.0003 | 19 | 6983.3333 | 2853.1315 | 146.7968 | 23016.6667 | 158744.2086 | 30000 | 0 | 128744.2086 | 128744.2086 | 0 | 6983.3333 | 0 | 0 | 0 | 0 | 0
2022-04-19 03:00 | 0 | 0 | 35584 | 0 | 634 | 0 | 3 | 30000 | 3 | 0 | 30000 | 631110.0003 | 19 | 6983.3333 | 2853.1315 | 146.7968 | 23016.6667 | 158744.2086 | 30000 | 0 | 128744.2086 | 128744.2086 | 0 | 6983.3333 | 0 | 0 | 0 | 0 | 0
2022-04-19 04:00 | 0 | 0 | 35584 | 0 | 634 | 0 | 3 | 30000 | 3 | 0 | 30000 | 601110.0003 | 19 | 6983.3333 | 2853.1315 | 146.7968 | 23016.6667 | 158744.2086 | 30000 | 0 | 128744.2086 | 128744.2086 | 0 | 6983.3333 | 0 | 0 | 0 | 0 | 0
2022-04-19 05:00 | 0 | 0 | 35584 | 0 | 634 | 0 | 3 | 30000 | 3 | 0 | 30000 | 571110.0003 | 19 | 6983.3333 | 2853.1315 | 146.7968 | 23016.6667 | 158744.2086 | 30000 | 0 | 128744.2086 | 128744.2086 | 0 | 6983.3333 | 0 | 0 | 0 | 0 | 0
2022-04-19 06:00 | 0.0425 | 0 | 35584 | 1466.9504 | 634 | 0 | 3 | 30000 | 3 | 0 | 30000 | 541110.0003 | 19 | 8450.2806 | 2853.1315 | 177.6335 | 23016.6667 | 158744.2086 | 31466.9473 | 0 | 127277.2613 | 127277.2613 | 0 | 8450.2806 | 0 | 0 | 0 | 0 | 0
2022-04-19 07:00 | 0.15485 | 0.00325 | 35584 | 5344.8769 | 634 | 344.5156 | 3 | 27171.801 | 2.7172 | 0 | 26827.2854 | 511110.0003 | 19 | 9500 | 2853.1315 | 199.6997 | 23016.6667 | 158744.2086 | 32516.6667 | 0 | 126227.542 | 126227.542 | 0 | 9500 | 0 | 0 | 0 | 0 | 0
2022-04-19 08:00 | 0.2799 | 0.00872 | 35584 | 9661.1628 | 634 | 924.3619 | 3 | 22855.5243 | 2.2856 | 0 | 21931.1624 | 484282.7149 | 19 | 9500 | 2853.1315 | 199.6997 | 23016.6667 | 158744.2086 | 32516.6667 | 0 | 126227.542 | 126227.542 | 0 | 9500 | 0 | 0 | 0 | 0 | 0
2022-04-19 09:00 | 0.419 | 0.01147 | 35584 | 14462.4051 | 634 | 1215.8751 | 3 | 18054.292 | 1.8054 | 0 | 16838.4169 | 462351.5525 | 19 | 9500 | 2853.1315 | 199.6997 | 23016.6667 | 158744.2086 | 32516.6667 | 0 | 126227.542 | 126227.542 | 9500 | 0 | 0 | 0 | 0 | 0 | 0
2022-04-19 10:00 | 0.3731 | 0.00022 | 35584 | 12878.0987 | 634 | 23.3211 | 3 | 19638.5951 | 1.9639 | 23.3211 | 19638.5951 | 445513.1355 | 19 | 9500 | 2853.1315 | 199.6997 | 23016.6667 | 158744.2086 | 32516.6667 | 0 | 126227.542 | 126227.542 | 0 | 9500 | 0 | 0 | 0 | 0 | 0
2022-04-19 11:00 | 0.41738 | 0.00088 | 35584 | 14406.4884 | 634 | 93.2842 | 3 | 18110.2086 | 1.811 | 0 | 18016.9244 | 425897.8615 | 19 | 9500 | 2853.1315 | 199.6997 | 23016.6667 | 158744.2086 | 32516.6667 | 0 | 126227.542 | 126227.542 | 0 | 9500 | 0 | 0 | 0 | 0 | 0
2022-04-19 12:00 | 0.4696 | 0.00779 | 35584 | 16208.939 | 634 | 825.7774 | 3 | 16307.7618 | 1.6308 | 0 | 15481.9844 | 407880.9371 | 19 | 9500 | 2853.1315 | 199.6997 | 23016.6667 | 158744.2086 | 32516.6667 | 0 | 126227.542 | 126227.542 | 9500 | 0 | 0 | 0 | 0 | 0 | 0
2022-04-19 13:00 | 0.462 | 0.0262 | 35584 | 15946.6138 | 634 | 2777.3258 | 3 | 16570.0865 | 1.657 | 0 | 13792.7607 | 392398.9528 | 19 | 9500 | 2853.1315 | 199.6997 | 23016.6667 | 158744.2086 | 32516.6667 | 0 | 126227.542 | 126227.542 | 9500 | 0 | 0 | 0 | 0 | 0 | 0
2022-04-19 14:00 | 0.49088 | 0.04879 | 35584 | 16943.4497 | 634 | 5171.9742 | 3 | 15573.2526 | 1.5573 | 0 | 10401.2784 | 378606.192 | 19 | 9500 | 2853.1315 | 199.6997 | 23016.6667 | 158744.2086 | 32516.6667 | 0 | 126227.542 | 126227.542 | 0 | 9500 | 0 | 0 | 0 | 0 | 0
2022-04-19 15:00 | 0.42345 | 0.07782 | 35584 | 14616.0035 | 634 | 8249.2935 | 3 | 17900.694 | 1.7901 | 0 | 9651.4004 | 368204.9136 | 19 | 9500 | 2853.1315 | 199.6997 | 23016.6667 | 158744.2086 | 32516.6667 | 0 | 126227.542 | 126227.542 | 9500 | 0 | 0 | 0 | 0 | 0 | 0
2022-04-19 16:00 | 0.25175 | 0.04482 | 35584 | 8689.5238 | 634 | 4751.1351 | 3 | 23827.1611 | 2.3827 | 0 | 19076.026 | 358553.5131 | 19 | 9500 | 2853.1315 | 199.6997 | 23016.6667 | 158744.2086 | 32516.6667 | 0 | 126227.542 | 126227.542 | 0 | 9500 | 0 | 0 | 0 | 0 | 0
2022-04-19 17:00 | 0.12568 | 0.00938 | 35584 | 4338.0312 | 634 | 994.325 | 3 | 28178.6446 | 2.8179 | 0 | 27184.3196 | 339477.4872 | 19 | 9500 | 2853.1315 | 199.6997 | 23016.6667 | 158744.2086 | 32516.6667 | 0 | 126227.542 | 126227.542 | 4338.0221 | 5161.9779 | 0 | 0 | 0 | 0 | 0
2022-04-19 18:00 | 0.02273 | 0 | 35584 | 784.5596 | 634 | 0 | 3 | 30000 | 3 | 0 | 30000 | 312293.1676 | 19 | 7767.8913 | 2853.1315 | 163.289 | 23016.6667 | 158744.2086 | 30784.5579 | 0 | 127959.6507 | 127959.6507 | 784.5579 | 6983.3333 | 0 | 0 | 0 | 0 | 0
2022-04-19 19:00 | 0 | 0 | 35584 | 0 | 634 | 0 | 3 | 30000 | 3 | 0 | 30000 | 282293.1676 | 19 | 6983.3333 | 2853.1315 | 146.7968 | 23016.6667 | 158744.2086 | 30000 | 0 | 128744.2086 | 128744.2086 | 0 | 6983.3333 | 0 | 0 | 0 | 0 | 0
2022-04-19 20:00 | 0 | 0 | 35584 | 0 | 634 | 0 | 3 | 30000 | 3 | 0 | 30000 | 252293.1676 | 19 | 6983.3333 | 2853.1315 | 146.7968 | 23016.6667 | 158744.2086 | 30000 | 0 | 128744.2086 | 128744.2086 | 0 | 6983.3333 | 0 | 0 | 0 | 0 | 0
2022-04-19 21:00 | 0 | 0 | 35584 | 0 | 634 | 0 | 3 | 23016.6667 | 2.3017 | 0 | 23016.6667 | 222293.1676 | 19 | 0 | 2853.1315 | 0 | 23016.6667 | 158744.2086 | 23016.6667 | 0 | 135727.542 | 135727.542 | 0 | 0 | 0 | 0 | 0 | 0 | 0
2022-04-19 22:00 | 0 | 0 | 35584 | 0 | 634 | 0 | 3 | 23016.6667 | 2.3017 | 0 | 23016.6667 | 199276.5009 | 19 | 0 | 2853.1315 | 0 | 23016.6667 | 158744.2086 | 23016.6667 | 0 | 135727.542 | 135727.542 | 0 | 0 | 0 | 0 | 0 | 0 | 0
2022-04-19 23:00 | 0 | 0 | 35584 | 0 | 634 | 0 | 3 | 23016.6667 | 2.3017 | 0 | 23016.6667 | 176259.8342 | 19 | 0 | 2853.1315 | 0 | 23016.6667 | 158744.2086 | 23016.6667 | 0 | 135727.542 | 135727.542 | 0 | 0 | 0 | 0 | 0 | 0 | 0
2022-04-20 | 0 | 0 | 35584 | 0 | 634 | 0 | 3 | 24104.1667 | 2.4104 | 0 | 24104.1667 | 153243.1676 | 19 | 0 | 2853.1315 | 0 | 24104.1667 | 159831.7086 | 24104.1667 | 0 | 135727.542 | 135727.542 | 0 | 0 | 0 | 0 | 0 | 0 | 0
2022-04-20 01:00 | 0 | 0 | 35584 | 0 | 634 | 0 | 3 | 24104.1667 | 2.4104 | 0 | 24104.1667 | 129139.0009 | 19 | 0 | 2853.1315 | 0 | 24104.1667 | 159831.7086 | 24104.1667 | 0 | 135727.542 | 135727.542 | 0 | 0 | 0 | 0 | 0 | 0 | 0
2022-04-20 02:00 | 0 | 0 | 35584 | 0 | 634 | 0 | 3 | 24104.1667 | 2.4104 | 0 | 24104.1667 | 105034.8342 | 19 | 0 | 2853.1315 | 0 | 24104.1667 | 159831.7086 | 24104.1667 | 0 | 135727.542 | 135727.542 | 0 | 0 | 0 | 0 | 0 | 0 | 0
2022-04-20 03:00 | 0 | 0 | 35584 | 0 | 634 | 0 | 3 | 24104.1667 | 2.4104 | 0 | 24104.1667 | 80930.6676 | 19 | 0 | 2853.1315 | 0 | 24104.1667 | 159831.7086 | 24104.1667 | 0 | 135727.542 | 135727.542 | 0 | 0 | 0 | 0 | 0 | 0 | 0
2022-04-20 04:00 | 0 | 0 | 35584 | 0 | 634 | 0 | 3 | 24104.1667 | 2.4104 | 0 | 24104.1667 | 56826.5009 | 19 | 0 | 2853.1315 | 0 | 24104.1667 | 159831.7086 | 24104.1667 | 0 | 135727.542 | 135727.542 | 0 | 0 | 0 | 0 | 0 | 0 | 0
2022-04-20 05:00 | 0 | 0 | 35584 | 0 | 634 | 0 | 3 | 24104.1667 | 2.4104 | 0 | 24104.1667 | 32722.3342 | 19 | 0 | 2853.1315 | 0 | 24104.1667 | 159831.7086 | 24104.1667 | 0 | 135727.542 | 135727.542 | 0 | 0 | 0 | 0 | 0 | 0 | 0
2022-04-20 06:00 | 0.078 | 0.12069 | 35584 | 2692.2854 | 634 | 12793.7193 | 3 | 21411.8869 | 2.1412 | 0 | 8618.1676 | 8618.1676 | 19 | 0 | 2853.1315 | 0 | 24104.1667 | 159831.7086 | 24104.1667 | 0 | 135727.542 | 135727.542 | 0 | 0 | 0 | 0 | 0 | 0 | 0
2022-04-20 07:00 | 0.27977 | 0.36304 | 35584 | 9656.6756 | 634 | 38483.9826 | 3 | 23947.5114 | 2.3948 | 8208.6899 | 0 | 0 | 19 | 9500 | 2853.1315 | 199.6997 | 24104.1667 | 159831.7086 | 33604.1667 | 0 | 126227.542 | 126227.542 | 0 | 9500 | 0 | 0 | 0 | 0 | 0
2022-04-20 08:00 | 0.49985 | 0.51264 | 35584 | 17253.0625 | 634 | 54342.3007 | 3 | 16351.1405 | 1.6351 | 37991.1602 | 0 | 8208.6899 | 19 | 9500 | 2853.1315 | 199.6997 | 24104.1667 | 159831.7086 | 33604.1667 | 0 | 126227.542 | 126227.542 | 9500 | 0 | 0 | 0 | 0 | 0 | 0
2022-04-20 09:00 | 0.7109 | 0.64257 | 35584 | 24537.7656 | 634 | 68115.5043 | 3 | 9066.4527 | 0.90665 | 59049.0516 | 0 | 46199.8501 | 19 | 9500 | 2853.1315 | 199.6997 | 24104.1667 | 159831.7086 | 33604.1667 | 0 | 126227.542 | 126227.542 | 433.5473 | 9066.4527 | 0 | 0 | 0 | 0 | 0
2022-04-20 10:00 | 0.88003 | 0.73194 | 35584 | 30375.5379 | 634 | 77589.1533 | 3 | 3228.6927 | 0.32287 | 74360.4606 | 0 | 105248.9017 | 19 | 9500 | 2853.1315 | 199.6997 | 24104.1667 | 159831.7086 | 33604.1667 | 0 | 126227.542 | 126227.542 | 9500 | 0 | 0 | 0 | 0 | 0 | 0
2022-04-20 11:00 | 0.98625 | 0.77575 | 35584 | 34041.8784 | 634 | 82233.2236 | 3 | 0 | 0 | 82233.2236 | 0 | 179609.3623 | 19 | 9500 | 2853.1315 | 199.6997 | 24104.1667 | 159831.7086 | 33604.1667 | 0 | 126227.542 | 126227.542 | 9500 | 0 | 0 | 0 | 0 | 0 | 0
2022-04-20 12:00 | 0.99415 | 0.66386 | 35584 | 34314.5586 | 634 | 70372.3465 | 3 | 0 | 0 | 70372.3465 | 0 | 261842.5859 | 19 | 9500 | 2853.1315 | 199.6997 | 24104.1667 | 159831.7086 | 33604.1667 | 0 | 126227.542 | 126227.542 | 9500 | 0 | 0 | 0 | 0 | 0 | 0
2022-04-20 13:00 | 0.9676 | 0.74271 | 35584 | 33398.146 | 634 | 78730.825 | 3 | 206.0909 | 0.020609 | 78524.7341 | 0 | 332214.9324 | 19 | 9500 | 2853.1315 | 199.6997 | 24104.1667 | 159831.7086 | 33604.1667 | 0 | 126227.542 | 126227.542 | 9500 | 0 | 0 | 0 | 0 | 0 | 0
2022-04-20 14:00 | 0.85892 | 0.73921 | 35584 | 29646.895 | 634 | 78359.8082 | 3 | 3957.3341 | 0.39573 | 74402.4741 | 0 | 410739.6665 | 19 | 9500 | 2853.1315 | 199.6997 | 24104.1667 | 159831.7086 | 33604.1667 | 0 | 126227.542 | 126227.542 | 9500 | 0 | 0 | 0 | 0 | 0 | 0
2022-04-20 15:00 | 0.69122 | 0.73316 | 35584 | 23858.4813 | 634 | 77718.4792 | 3 | 9745.7356 | 0.97457 | 67972.7436 | 0 | 485142.1406 | 19 | 9500 | 2853.1315 | 199.6997 | 24104.1667 | 159831.7086 | 33604.1667 | 0 | 126227.542 | 126227.542 | 9500 | 0 | 0 | 0 | 0 | 0 | 0
2022-04-20 16:00 | 0.47915 | 0.66182 | 35584 | 16538.5714 | 634 | 70156.0967 | 3 | 17065.6301 | 1.7066 | 53090.4666 | 0 | 553114.8842 | 19 | 9500 | 2853.1315 | 199.6997 | 24104.1667 | 159831.7086 | 33604.1667 | 0 | 126227.542 | 126227.542 | 0 | 9500 | 0 | 0 | 0 | 0 | 0
2022-04-20 17:00 | 0.24798 | 0.51685 | 35584 | 8559.3967 | 634 | 54788.5809 | 3 | 25044.788 | 2.5045 | 29743.7929 | 0 | 606205.3509 | 19 | 9500 | 2853.1315 | 199.6997 | 24104.1667 | 159831.7086 | 33604.1667 | 0 | 126227.542 | 126227.542 | 8559.3787 | 940.6213 | 0 | 0 | 0 | 0 | 0
2022-04-20 18:00 | 0.0413 | 0.12259 | 35584 | 1425.5306 | 634 | 12995.1284 | 3 | 30000 | 3 | 0 | 17004.8716 | 635949.1438 | 19 | 7321.361 | 2853.1315 | 153.9025 | 24104.1667 | 159831.7086 | 31425.5276 | 0 | 128406.181 | 128406.181 | 1425.5276 | 5895.8333 | 0 | 0 | 0 | 0 | 0
2022-04-20 19:00 | 0 | 0 | 35584 | 0 | 634 | 0 | 3 | 30000 | 3 | 0 | 30000 | 618944.2722 | 19 | 5895.8333 | 2853.1315 | 123.9364 | 24104.1667 | 159831.7086 | 30000 | 0 | 129831.7086 | 129831.7086 | 0 | 5895.8333 | 0 | 0 | 0 | 0 | 0
2022-04-20 20:00 | 0 | 0 | 35584 | 0 | 634 | 0 | 3 | 30000 | 3 | 0 | 30000 | 588944.2722 | 19 | 5895.8333 | 2853.1315 | 123.9364 | 24104.1667 | 159831.7086 | 30000 | 0 | 129831.7086 | 129831.7086 | 0 | 5895.8333 | 0 | 0 | 0 | 0 | 0
2022-04-20 21:00 | 0 | 0 | 35584 | 0 | 634 | 0 | 3 | 30000 | 3 | 0 | 30000 | 558944.2722 | 19 | 5895.8333 | 2853.1315 | 123.9364 | 24104.1667 | 159831.7086 | 30000 | 0 | 129831.7086 | 129831.7086 | 0 | 5895.8333 | 0 | 0 | 0 | 0 | 0
2022-04-20 22:00 | 0 | 0 | 35584 | 0 | 634 | 0 | 3 | 30000 | 3 | 0 | 30000 | 528944.2722 | 19 | 5895.8333 | 2853.1315 | 123.9364 | 24104.1667 | 159831.7086 | 30000 | 0 | 129831.7086 | 129831.7086 | 0 | 5895.8333 | 0 | 0 | 0 | 0 | 0
2022-04-20 23:00 | 0 | 0 | 35584 | 0 | 634 | 0 | 3 | 30000 | 3 | 0 | 30000 | 498944.2722 | 19 | 5895.8333 | 2853.1315 | 123.9364 | 24104.1667 | 159831.7086 | 30000 | 0 | 129831.7086 | 129831.7086 | 0 | 5895.8333 | 0 | 0 | 0 | 0 | 0
2022-04-21 | 0 | 0 | 35584 | 0 | 634 | 0 | 3 | 30000 | 3 | 0 | 30000 | 468944.2722 | 19 | 6270.8333 | 2853.1315 | 131.8193 | 23729.1667 | 159456.7086 | 30000 | 0 | 129456.7086 | 129456.7086 | 0 | 6270.8333 | 0 | 0 | 0 | 0 | 0
2022-04-21 01:00 | 0 | 0 | 35584 | 0 | 634 | 0 | 3 | 30000 | 3 | 0 | 30000 | 438944.2722 | 19 | 6270.8333 | 2853.1315 | 131.8193 | 23729.1667 | 159456.7086 | 30000 | 0 | 129456.7086 | 129456.7086 | 0 | 6270.8333 | 0 | 0 | 0 | 0 | 0
2022-04-21 02:00 | 0 | 0 | 35584 | 0 | 634 | 0 | 3 | 30000 | 3 | 0 | 30000 | 408944.2722 | 19 | 6270.8333 | 2853.1315 | 131.8193 | 23729.1667 | 159456.7086 | 30000 | 0 | 129456.7086 | 129456.7086 | 0 | 6270.8333 | 0 | 0 | 0 | 0 | 0
2022-04-21 03:00 | 0 | 0 | 35584 | 0 | 634 | 0 | 3 | 30000 | 3 | 0 | 30000 | 378944.2722 | 19 | 6270.8333 | 2853.1315 | 131.8193 | 23729.1667 | 159456.7086 | 30000 | 0 | 129456.7086 | 129456.7086 | 0 | 6270.8333 | 0 | 0 | 0 | 0 | 0
2022-04-21 04:00 | 0 | 0 | 35584 | 0 | 634 | 0 | 3 | 30000 | 3 | 0 | 30000 | 348944.2722 | 19 | 6270.8333 | 2853.1315 | 131.8193 | 23729.1667 | 159456.7086 | 30000 | 0 | 129456.7086 | 129456.7086 | 0 | 6270.8333 | 0 | 0 | 0 | 0 | 0
2022-04-21 05:00 | 0 | 0 | 35584 | 0 | 634 | 0 | 3 | 30000 | 3 | 0 | 30000 | 318944.2722 | 19 | 6270.8333 | 2853.1315 | 131.8193 | 23729.1667 | 159456.7086 | 30000 | 0 | 129456.7086 | 129456.7086 | 0 | 6270.8333 | 0 | 0 | 0 | 0 | 0
2022-04-21 06:00 | 0.1052 | 0.36814 | 35584 | 3631.1337 | 634 | 39024.6071 | 3 | 29598.0406 | 2.9598 | 9426.5665 | 0 | 288944.2722 | 19 | 9500 | 2853.1315 | 199.6997 | 23729.1667 | 159456.7086 | 33229.1667 | 0 | 126227.542 | 126227.542 | 0 | 9500 | 0 | 0 | 0 | 0 | 0
2022-04-21 07:00 | 0.33767 | 0.73223 | 35584 | 11655.1798 | 634 | 77619.8947 | 3 | 21574.0114 | 2.1574 | 56045.8833 | 0 | 298370.8386 | 19 | 9500 | 2853.1315 | 199.6997 | 23729.1667 | 159456.7086 | 33229.1667 | 0 | 126227.542 | 126227.542 | 0 | 9500 | 0 | 0 | 0 | 0 | 0
2022-04-21 08:00 | 0.57453 | 0.85477 | 35584 | 19830.7533 | 634 | 90609.7229 | 3 | 13398.4552 | 1.3398 | 77211.2677 | 0 | 354416.7219 | 19 | 9500 | 2853.1315 | 199.6997 | 23729.1667 | 159456.7086 | 33229.1667 | 0 | 126227.542 | 126227.542 | 0 | 9500 | 0 | 0 | 0 | 0 | 0
2022-04-21 09:00 | 0.78167 | 0.94008 | 35584 | 26980.4969 | 634 | 99652.9924 | 3 | 6248.7265 | 0.62487 | 93404.2658 | 0 | 431627.9897 | 19 | 9500 | 2853.1315 | 199.6997 | 23729.1667 | 159456.7086 | 33229.1667 | 0 | 126227.542 | 126227.542 | 3251.2735 | 6248.7265 | 0 | 0 | 0 | 0 | 0
2022-04-21 10:00 | 0.93953 | 0.9795 | 35584 | 32429.2685 | 634 | 103831.7016 | 3 | 799.9665 | 0.079997 | 103031.7351 | 0 | 525032.2555 | 19 | 9500 | 2853.1315 | 199.6997 | 23729.1667 | 159456.7086 | 33229.1667 | 0 | 126227.542 | 126227.542 | 9500 | 0 | 0 | 0 | 0 | 0 | 0
2022-04-21 11:00 | 1.0346 | 1.0075 | 35584 | 35710.7502 | 634 | 106805.1362 | 3 | 0 | 0 | 106805.1362 | 0 | 628063.9906 | 19 | 9500 | 2853.1315 | 199.6997 | 23729.1667 | 159456.7086 | 33229.1667 | 0 | 126227.542 | 126227.542 | 9500 | 0 | 0 | 0 | 0 | 0 | 0
2022-04-21 12:00 | 1.0433 | 0.92243 | 35584 | 36012.7694 | 634 | 97782.0077 | 3 | 0 | 0 | 97782.0077 | 0 | 734869.1269 | 19 | 9500 | 2853.1315 | 199.6997 | 23729.1667 | 159456.7086 | 33229.1667 | 0 | 126227.542 | 126227.542 | 9500 | 0 | 0 | 0 | 0 | 0 | 0
2022-04-21 13:00 | 0.99822 | 0.91796 | 35584 | 34455.0407 | 634 | 97308.1662 | 3 | 0 | 0 | 97308.1662 | 0 | 832651.1345 | 19 | 9500 | 2853.1315 | 199.6997 | 23729.1667 | 159456.7086 | 33229.1667 | 0 | 126227.542 | 126227.542 | 9500 | 0 | 0 | 0 | 0 | 0 | 0
2022-04-21 14:00 | 0.88495 | 0.8904 | 35584 | 30545.359 | 634 | 94386.6739 | 3 | 2683.872 | 0.26839 | 91702.8019 | 0 | 929959.3007 | 19 | 9500 | 2853.1315 | 199.6997 | 23729.1667 | 159456.7086 | 33229.1667 | 0 | 126227.542 | 126227.542 | 6816.128 | 2683.872 | 0 | 0 | 0 | 0 | 0
2022-04-21 15:00 | 0.71083 | 0.84968 | 35584 | 24535.3495 | 634 | 90070.1585 | 3 | 8693.8688 | 0.86939 | 81376.2896 | 0 | 1021662.1027 | 19 | 9500 | 2853.1315 | 199.6997 | 23729.1667 | 159456.7086 | 33229.1667 | 0 | 126227.542 | 126227.542 | 806.1312 | 8693.8688 | 0 | 0 | 0 | 0 | 0
2022-04-21 16:00 | 0.49217 | 0.74161 | 35584 | 16987.976 | 634 | 78614.2197 | 3 | 16241.2265 | 1.6241 | 62372.9933 | 0 | 1103038.3923 | 19 | 9500 | 2853.1315 | 199.6997 | 23729.1667 | 159456.7086 | 33229.1667 | 0 | 126227.542 | 126227.542 | 9500 | 0 | 0 | 0 | 0 | 0 | 0
2022-04-21 17:00 | 0.25365 | 0.55717 | 35584 | 8755.1052 | 634 | 59062.6944 | 3 | 24474.0799 | 2.4474 | 34588.6145 | 0 | 1165411.3855 | 19 | 9500 | 2853.1315 | 199.6997 | 23729.1667 | 159456.7086 | 33229.1667 | 0 | 126227.542 | 126227.542 | 0 | 9500 | 0 | 0 | 0 | 0 | 0
2022-04-21 18:00 | 0.04222 | 0.1261 | 35584 | 1457.2858 | 634 | 13367.2053 | 3 | 30000 | 3 | 0 | 16632.7947 | 1200000 | 19 | 7728.1161 | 2853.1315 | 162.4529 | 23729.1667 | 159456.7086 | 31457.2827 | 0 | 127999.4259 | 127999.4259 | 1457.2827 | 6270.8333 | 0 | 0 | 0 | 0 | 0
2022-04-21 19:00 | 0 | 0 | 35584 | 0 | 634 | 0 | 3 | 30000 | 3 | 0 | 30000 | 1183367.2053 | 19 | 6270.8333 | 2853.1315 | 131.8193 | 23729.1667 | 159456.7086 | 30000 | 0 | 129456.7086 | 129456.7086 | 0 | 6270.8333 | 0 | 0 | 0 | 0 | 0
2022-04-21 20:00 | 0 | 0 | 35584 | 0 | 634 | 0 | 3 | 30000 | 3 | 0 | 30000 | 1153367.2053 | 19 | 6270.8333 | 2853.1315 | 131.8193 | 23729.1667 | 159456.7086 | 30000 | 0 | 129456.7086 | 129456.7086 | 0 | 6270.8333 | 0 | 0 | 0 | 0 | 0
2022-04-21 21:00 | 0 | 0 | 35584 | 0 | 634 | 0 | 3 | 30000 | 3 | 0 | 30000 | 1123367.2053 | 19 | 6270.8333 | 2853.1315 | 131.8193 | 23729.1667 | 159456.7086 | 30000 | 0 | 129456.7086 | 129456.7086 | 0 | 6270.8333 | 0 | 0 | 0 | 0 | 0
2022-04-21 22:00 | 0 | 0 | 35584 | 0 | 634 | 0 | 3 | 30000 | 3 | 0 | 30000 | 1093367.2053 | 19 | 6270.8333 | 2853.1315 | 131.8193 | 23729.1667 | 159456.7086 | 30000 | 0 | 129456.7086 | 129456.7086 | 0 | 6270.8333 | 0 | 0 | 0 | 0 | 0
2022-04-21 23:00 | 0 | 0 | 35584 | 0 | 634 | 0 | 3 | 30000 | 3 | 0 | 30000 | 1063367.2053 | 19 | 6270.8333 | 2853.1315 | 131.8193 | 23729.1667 | 159456.7086 | 30000 | 0 | 129456.7086 | 129456.7086 | 0 | 6270.8333 | 0 | 0 | 0 | 0 | 0
2022-04-22 | 0 | 0 | 35584 | 0 | 634 | 0 | 3 | 30000 | 3 | 0 | 30000 | 1033367.2053 | 19 | 6791.6667 | 2853.1315 | 142.7678 | 23208.3333 | 158935.8753 | 30000 | 0 | 128935.8753 | 128935.8753 | 0 | 6791.6667 | 0 | 0 | 0 | 0 | 0
2022-04-22 01:00 | 0 | 0 | 35584 | 0 | 634 | 0 | 3 | 30000 | 3 | 0 | 30000 | 1003367.2053 | 19 | 6791.6667 | 2853.1315 | 142.7678 | 23208.3333 | 158935.8753 | 30000 | 0 | 128935.8753 | 128935.8753 | 0 | 6791.6667 | 0 | 0 | 0 | 0 | 0
2022-04-22 02:00 | 0 | 0 | 35584 | 0 | 634 | 0 | 3 | 30000 | 3 | 0 | 30000 | 973367.2053 | 19 | 6791.6667 | 2853.1315 | 142.7678 | 23208.3333 | 158935.8753 | 30000 | 0 | 128935.8753 | 128935.8753 | 0 | 6791.6667 | 0 | 0 | 0 | 0 | 0
2022-04-22 03:00 | 0 | 0 | 35584 | 0 | 634 | 0 | 3 | 30000 | 3 | 0 | 30000 | 943367.2053 | 19 | 6791.6667 | 2853.1315 | 142.7678 | 23208.3333 | 158935.8753 | 30000 | 0 | 128935.8753 | 128935.8753 | 0 | 6791.6667 | 0 | 0 | 0 | 0 | 0
2022-04-22 04:00 | 0 | 0 | 35584 | 0 | 634 | 0 | 3 | 30000 | 3 | 0 | 30000 | 913367.2053 | 19 | 6791.6667 | 2853.1315 | 142.7678 | 23208.3333 | 158935.8753 | 30000 | 0 | 128935.8753 | 128935.8753 | 0 | 6791.6667 | 0 | 0 | 0 | 0 | 0
2022-04-22 05:00 | 0 | 0 | 35584 | 0 | 634 | 0 | 3 | 30000 | 3 | 0 | 30000 | 883367.2053 | 19 | 6791.6667 | 2853.1315 | 142.7678 | 23208.3333 | 158935.8753 | 30000 | 0 | 128935.8753 | 128935.8753 | 0 | 6791.6667 | 0 | 0 | 0 | 0 | 0
2022-04-22 06:00 | 0.09372 | 0.19213 | 35584 | 3234.8845 | 634 | 20366.7022 | 3 | 29473.4556 | 2.9473 | 0 | 9106.7534 | 853367.2053 | 19 | 9500 | 2853.1315 | 199.6997 | 23208.3333 | 158935.8753 | 32708.3333 | 0 | 126227.542 | 126227.542 | 3234.8777 | 6265.1223 | 0 | 0 | 0 | 0 | 0
2022-04-22 07:00 | 0.28738 | 0.28555 | 35584 | 9919.346 | 634 | 30269.6706 | 3 | 13289.0082 | 1.3289 | 16980.6624 | 0 | 844260.4519 | 19 | 0 | 2853.1315 | 0 | 23208.3333 | 158935.8753 | 23208.3333 | 0 | 135727.542 | 135727.542 | 0 | 0 | 0 | 0 | 0 | 0 | 0
2022-04-22 08:00 | 0.48623 | 0.35053 | 35584 | 16782.9481 | 634 | 37157.8625 | 3 | 7407.5581 | 0.74076 | 29750.3044 | 0 | 861241.1143 | 19 | 982.1375 | 2853.1315 | 20.6455 | 23208.3333 | 158935.8753 | 24190.4708 | 0 | 134745.4044 | 134745.4044 | 982.1375 | 0 | 0 | 0 | 0 | 0 | 0
2022-04-22 09:00 | 0.64733 | 0.31812 | 35584 | 22343.553 | 634 | 33722.247 | 3 | 10364.8274 | 1.0365 | 23357.4196 | 0 | 890991.4187 | 19 | 9500 | 2853.1315 | 199.6997 | 23208.3333 | 158935.8753 | 32708.3333 | 0 | 126227.542 | 126227.542 | 0 | 9500 | 0 | 0 | 0 | 0 | 0
2022-04-22 10:00 | 0.69865 | 0.10256 | 35584 | 24114.9388 | 634 | 10871.8523 | 3 | 0 | 0 | 10871.8523 | 0 | 914348.8383 | 19 | 906.5546 | 2853.1315 | 19.0567 | 23208.3333 | 158935.8753 | 24114.888 | 0 | 134820.9873 | 134820.9873 | 906.5546 | 0 | 0 | 0 | 0 | 0 | 0
2022-04-22 11:00 | 0.74888 | 0.09935 | 35584 | 25848.7015 | 634 | 10531.5769 | 3 | 6859.6862 | 0.68597 | 3671.8907 | 0 | 925220.6906 | 19 | 9500 | 2853.1315 | 199.6997 | 23208.3333 | 158935.8753 | 32708.3333 | 0 | 126227.542 | 126227.542 | 2640.3138 | 6859.6862 | 0 | 0 | 0 | 0 | 0
2022-04-22 12:00 | 0.9138 | 0.40816 | 35584 | 31541.1594 | 634 | 43266.9192 | 3 | 0 | 0 | 43266.9192 | 0 | 928892.5813 | 19 | 8332.7597 | 2853.1315 | 175.1631 | 23208.3333 | 158935.8753 | 31541.093 | 0 | 127394.7823 | 127394.7823 | 8332.7597 | 0 | 0 | 0 | 0 | 0 | 0
2022-04-22 13:00 | 0.83095 | 0.41562 | 35584 | 28681.4691 | 634 | 44057.715 | 3 | 0 | 0 | 44057.715 | 0 | 972159.5005 | 19 | 5473.0753 | 2853.1315 | 115.0496 | 23208.3333 | 158935.8753 | 28681.4087 | 0 | 130254.4666 | 130254.4666 | 5473.0753 | 0 | 0 | 0 | 0 | 0 | 0
2022-04-22 14:00 | 0.73765 | 0.40458 | 35584 | 25461.0815 | 634 | 42887.422 | 3 | 7247.3055 | 0.72473 | 35640.1165 | 0 | 1016217.2154 | 19 | 9500 | 2853.1315 | 199.6997 | 23208.3333 | 158935.8753 | 32708.3333 | 0 | 126227.542 | 126227.542 | 2252.6945 | 7247.3055 | 0 | 0 | 0 | 0 | 0
2022-04-22 15:00 | 0.55147 | 0.27498 | 35584 | 19034.8032 | 634 | 29149.1999 | 3 | 4173.5702 | 0.41736 | 24975.6297 | 0 | 1051857.332 | 19 | 0 | 2853.1315 | 0 | 23208.3333 | 158935.8753 | 23208.3333 | 0 | 135727.542 | 135727.542 | 0 | 0 | 0 | 0 | 0 | 0 | 0
2022-04-22 16:00 | 0.35075 | 0.15199 | 35584 | 12106.6554 | 634 | 16111.6696 | 3 | 16111.6696 | 1.6112 | 0 | 0 | 1076832.9617 | 19 | 5009.9661 | 2853.1315 | 105.3146 | 23208.3333 | 158935.8753 | 28218.2994 | 0 | 130717.5759 | 130717.5759 | 5009.9661 | 0 | 0 | 0 | 0 | 0 | 0
2022-04-22 17:00 | 0.17275 | 0.05184 | 35584 | 5962.7219 | 634 | 5495.2888 | 3 | 26745.624 | 2.6746 | 0 | 21250.3351 | 1076832.9617 | 19 | 9500 | 2853.1315 | 199.6997 | 23208.3333 | 158935.8753 | 32708.3333 | 0 | 126227.542 | 126227.542 | 5962.7094 | 3537.2906 | 0 | 0 | 0 | 0 | 0
2022-04-22 18:00 | 0.0319 | 0.0016 | 35584 | 1101.0757 | 634 | 169.6077 | 3 | 30000 | 3 | 0 | 29830.3923 | 1055582.6265 | 19 | 7892.7401 | 2853.1315 | 165.9135 | 23208.3333 | 158935.8753 | 31101.0734 | 0 | 127834.8019 | 127834.8019 | 1101.0734 | 6791.6667 | 0 | 0 | 0 | 0 | 0
2022-04-22 19:00 | 0 | 0 | 35584 | 0 | 634 | 0 | 3 | 30000 | 3 | 0 | 30000 | 1025752.2342 | 19 | 6791.6667 | 2853.1315 | 142.7678 | 23208.3333 | 158935.8753 | 30000 | 0 | 128935.8753 | 128935.8753 | 0 | 6791.6667 | 0 | 0 | 0 | 0 | 0
2022-04-22 20:00 | 0 | 0 | 35584 | 0 | 634 | 0 | 3 | 30000 | 3 | 0 | 30000 | 995752.2342 | 19 | 6791.6667 | 2853.1315 | 142.7678 | 23208.3333 | 158935.8753 | 30000 | 0 | 128935.8753 | 128935.8753 | 0 | 6791.6667 | 0 | 0 | 0 | 0 | 0
2022-04-22 21:00 | 0 | 0 | 35584 | 0 | 634 | 0 | 3 | 30000 | 3 | 0 | 30000 | 965752.2342 | 19 | 6791.6667 | 2853.1315 | 142.7678 | 23208.3333 | 158935.8753 | 30000 | 0 | 128935.8753 | 128935.8753 | 0 | 6791.6667 | 0 | 0 | 0 | 0 | 0
2022-04-22 22:00 | 0 | 0 | 35584 | 0 | 634 | 0 | 3 | 30000 | 3 | 0 | 30000 | 935752.2342 | 19 | 6791.6667 | 2853.1315 | 142.7678 | 23208.3333 | 158935.8753 | 30000 | 0 | 128935.8753 | 128935.8753 | 0 | 6791.6667 | 0 | 0 | 0 | 0 | 0
2022-04-22 23:00 | 0 | 0 | 35584 | 0 | 634 | 0 | 3 | 30000 | 3 | 0 | 30000 | 905752.2342 | 19 | 6791.6667 | 2853.1315 | 142.7678 | 23208.3333 | 158935.8753 | 30000 | 0 | 128935.8753 | 128935.8753 | 0 | 6791.6667 | 0 | 0 | 0 | 0 | 0
2022-04-23 | 0 | 0 | 35584 | 0 | 634 | 0 | 3 | 30000 | 3 | 0 | 30000 | 875752.2342 | 19 | 7166.6667 | 2853.1315 | 150.6507 | 22833.3333 | 158560.8753 | 30000 | 0 | 128560.8753 | 128560.8753 | 0 | 7166.6667 | 0 | 0 | 0 | 0 | 0
2022-04-23 01:00 | 0 | 0 | 35584 | 0 | 634 | 0 | 3 | 30000 | 3 | 0 | 30000 | 845752.2342 | 19 | 7166.6667 | 2853.1315 | 150.6507 | 22833.3333 | 158560.8753 | 30000 | 0 | 128560.8753 | 128560.8753 | 0 | 7166.6667 | 0 | 0 | 0 | 0 | 0
2022-04-23 02:00 | 0 | 0 | 35584 | 0 | 634 | 0 | 3 | 30000 | 3 | 0 | 30000 | 815752.2342 | 19 | 7166.6667 | 2853.1315 | 150.6507 | 22833.3333 | 158560.8753 | 30000 | 0 | 128560.8753 | 128560.8753 | 0 | 7166.6667 | 0 | 0 | 0 | 0 | 0
2022-04-23 03:00 | 0 | 0 | 35584 | 0 | 634 | 0 | 3 | 30000 | 3 | 0 | 30000 | 785752.2342 | 19 | 7166.6667 | 2853.1315 | 150.6507 | 22833.3333 | 158560.8753 | 30000 | 0 | 128560.8753 | 128560.8753 | 0 | 7166.6667 | 0 | 0 | 0 | 0 | 0
2022-04-23 04:00 | 0 | 0 | 35584 | 0 | 634 | 0 | 3 | 30000 | 3 | 0 | 30000 | 755752.2342 | 19 | 7166.6667 | 2853.1315 | 150.6507 | 22833.3333 | 158560.8753 | 30000 | 0 | 128560.8753 | 128560.8753 | 0 | 7166.6667 | 0 | 0 | 0 | 0 | 0
2022-04-23 05:00 | 0 | 0 | 35584 | 0 | 634 | 0 | 3 | 30000 | 3 | 0 | 30000 | 725752.2342 | 19 | 7166.6667 | 2853.1315 | 150.6507 | 22833.3333 | 158560.8753 | 30000 | 0 | 128560.8753 | 128560.8753 | 0 | 7166.6667 | 0 | 0 | 0 | 0 | 0
2022-04-23 06:00 | 0.0656 | 0.00201 | 35584 | 2264.2811 | 634 | 213.0696 | 3 | 30000 | 3 | 0 | 29786.9304 | 695752.2342 | 19 | 9430.943 | 2853.1315 | 198.2481 | 22833.3333 | 158560.8753 | 32264.2763 | 0 | 126296.599 | 126296.599 | 2264.2763 | 7166.6667 | 0 | 0 | 0 | 0 | 0
2022-04-23 07:00 | 0.20332 | 0.01649 | 35584 | 7017.8907 | 634 | 1748.0192 | 3 | 22833.3333 | 2.2833 | 0 | 21085.3142 | 665965.3039 | 19 | 7017.8759 | 2853.1315 | 147.5229 | 22833.3333 | 158560.8753 | 29851.2093 | 0 | 128709.666 | 128709.666 | 7017.8759 | 0 | 0 | 0 | 0 | 0 | 0
2022-04-23 08:00 | 0.3562 | 0.03634 | 35584 | 12294.7702 | 634 | 3852.2144 | 3 | 20038.589 | 2.0039 | 0 | 16186.3746 | 644879.9897 | 19 | 9500 | 2853.1315 | 199.6997 | 22833.3333 | 158560.8753 | 32333.3333 | 0 | 126227.542 | 126227.542 | 0 | 9500 | 0 | 0 | 0 | 0 | 0
2022-04-23 09:00 | 0.48327 | 0.03125 | 35584 | 16680.7793 | 634 | 3312.65 | 3 | 6152.5892 | 0.61526 | 0 | 2839.9392 | 628693.6151 | 19 | 0 | 2853.1315 | 0 | 22833.3333 | 158560.8753 | 22833.3333 | 0 | 135727.542 | 135727.542 | 0 | 0 | 0 | 0 | 0 | 0 | 0
2022-04-23 10:00 | 0.55297 | 0.06166 | 35584 | 19086.5779 | 634 | 6536.256 | 3 | 13246.7956 | 1.3247 | 0 | 6710.5396 | 625853.6759 | 19 | 9500 | 2853.1315 | 199.6997 | 22833.3333 | 158560.8753 | 32333.3333 | 0 | 126227.542 | 126227.542 | 9500 | 0 | 0 | 0 | 0 | 0 | 0
2022-04-23 11:00 | 0.64835 | 0.05733 | 35584 | 22378.7598 | 634 | 6077.2552 | 3 | 9954.6206 | 0.99546 | 0 | 3877.3655 | 619143.1363 | 19 | 9500 | 2853.1315 | 199.6997 | 22833.3333 | 158560.8753 | 32333.3333 | 0 | 126227.542 | 126227.542 | 0 | 9500 | 0 | 0 | 0 | 0 | 0
2022-04-23 12:00 | 0.40173 | 0.08385 | 35584 | 13866.3055 | 634 | 8888.5025 | 3 | 8967.057 | 0.89671 | 0 | 78.5545 | 615265.7709 | 19 | 0 | 2853.1315 | 0 | 22833.3333 | 158560.8753 | 22833.3333 | 0 | 135727.542 | 135727.542 | 0 | 0 | 0 | 0 | 0 | 0 | 0
2022-04-23 13:00 | 0.69038 | 0.16343 | 35584 | 23829.4875 | 634 | 17324.3645 | 3 | 8503.896 | 0.85039 | 8820.4684 | 0 | 615187.2163 | 19 | 9500 | 2853.1315 | 199.6997 | 22833.3333 | 158560.8753 | 32333.3333 | 0 | 126227.542 | 126227.542 | 9500 | 0 | 0 | 0 | 0 | 0 | 0
2022-04-23 14:00 | 0.25633 | 0.07002 | 35584 | 8847.6093 | 634 | 7422.4561 | 3 | 23485.7426 | 2.3486 | 0 | 16063.2865 | 624007.6847 | 19 | 9500 | 2853.1315 | 199.6997 | 22833.3333 | 158560.8753 | 32333.3333 | 0 | 126227.542 | 126227.542 | 8847.5907 | 652.4093 | 0 | 0 | 0 | 0 | 0
2022-04-23 15:00 | 0.08275 | 0.00583 | 35584 | 2856.2387 | 634 | 618.008 | 3 | 29477.1006 | 2.9477 | 0 | 28859.0926 | 607944.3982 | 19 | 9500 | 2853.1315 | 199.6997 | 22833.3333 | 158560.8753 | 32333.3333 | 0 | 126227.542 | 126227.542 | 2856.2327 | 6643.7673 | 0 | 0 | 0 | 0 | 0
2022-04-23 16:00 | 0.1113 | 0.03888 | 35584 | 3841.6842 | 634 | 4121.4666 | 3 | 28491.6572 | 2.8492 | 0 | 24370.1906 | 579085.3056 | 19 | 9500 | 2853.1315 | 199.6997 | 22833.3333 | 158560.8753 | 32333.3333 | 0 | 126227.542 | 126227.542 | 0 | 9500 | 0 | 0 | 0 | 0 | 0
2022-04-23 17:00 | 0.08562 | 0.01919 | 35584 | 2955.301 | 634 | 2034.2321 | 3 | 29378.0385 | 2.9378 | 0 | 27343.8064 | 554715.115 | 19 | 9500 | 2853.1315 | 199.6997 | 22833.3333 | 158560.8753 | 32333.3333 | 0 | 126227.542 | 126227.542 | 2955.2948 | 6544.7052 | 0 | 0 | 0 | 0 | 0
2022-04-23 18:00 | 0.02173 | 0.00028 | 35584 | 750.0431 | 634 | 29.6813 | 3 | 30000 | 3 | 29.6813 | 30000 | 527371.3086 | 19 | 7916.7082 | 2853.1315 | 166.4173 | 22833.3333 | 158560.8753 | 30750.0415 | 0 | 127810.8338 | 127810.8338 | 750.0415 | 7166.6667 | 0 | 0 | 0 | 0 | 0
2022-04-23 19:00 | 0 | 0 | 35584 | 0 | 634 | 0 | 3 | 30000 | 3 | 0 | 30000 | 497400.9899 | 19 | 7166.6667 | 2853.1315 | 150.6507 | 22833.3333 | 158560.8753 | 30000 | 0 | 128560.8753 | 128560.8753 | 0 | 7166.6667 | 0 | 0 | 0 | 0 | 0
2022-04-23 20:00 | 0 | 0 | 35584 | 0 | 634 | 0 | 3 | 30000 | 3 | 0 | 30000 | 467400.9899 | 19 | 7166.6667 | 2853.1315 | 150.6507 | 22833.3333 | 158560.8753 | 30000 | 0 | 128560.8753 | 128560.8753 | 0 | 7166.6667 | 0 | 0 | 0 | 0 | 0
2022-04-23 21:00 | 0 | 0 | 35584 | 0 | 634 | 0 | 3 | 30000 | 3 | 0 | 30000 | 437400.9899 | 19 | 7166.6667 | 2853.1315 | 150.6507 | 22833.3333 | 158560.8753 | 30000 | 0 | 128560.8753 | 128560.8753 | 0 | 7166.6667 | 0 | 0 | 0 | 0 | 0
2022-04-23 22:00 | 0 | 0 | 35584 | 0 | 634 | 0 | 3 | 30000 | 3 | 0 | 30000 | 407400.9899 | 19 | 7166.6667 | 2853.1315 | 150.6507 | 22833.3333 | 158560.8753 | 30000 | 0 | 128560.8753 | 128560.8753 | 0 | 7166.6667 | 0 | 0 | 0 | 0 | 0
2022-04-23 23:00 | 0 | 0 | 35584 | 0 | 634 | 0 | 3 | 30000 | 3 | 0 | 30000 | 377400.9899 | 19 | 7166.6667 | 2853.1315 | 150.6507 | 22833.3333 | 158560.8753 | 30000 | 0 | 128560.8753 | 128560.8753 | 0 | 7166.6667 | 0 | 0 | 0 | 0 | 0
2022-04-24 | 0 | 0 | 35584 | 0 | 634 | 0 | 3 | 30000 | 3 | 0 | 30000 | 347400.9899 | 19 | 6166.6667 | 2853.1315 | 129.6296 | 23833.3333 | 159560.8753 | 30000 | 0 | 129560.8753 | 129560.8753 | 0 | 6166.6667 | 0 | 0 | 0 | 0 | 0
2022-04-24 01:00 | 0 | 0 | 35584 | 0 | 634 | 0 | 3 | 30000 | 3 | 0 | 30000 | 317400.9899 | 19 | 6166.6667 | 2853.1315 | 129.6296 | 23833.3333 | 159560.8753 | 30000 | 0 | 129560.8753 | 129560.8753 | 0 | 6166.6667 | 0 | 0 | 0 | 0 | 0
2022-04-24 02:00 | 0 | 0 | 35584 | 0 | 634 | 0 | 3 | 30000 | 3 | 0 | 30000 | 287400.9899 | 19 | 6166.6667 | 2853.1315 | 129.6296 | 23833.3333 | 159560.8753 | 30000 | 0 | 129560.8753 | 129560.8753 | 0 | 6166.6667 | 0 | 0 | 0 | 0 | 0
2022-04-24 03:00 | 0 | 0 | 35584 | 0 | 634 | 0 | 3 | 30000 | 3 | 0 | 30000 | 257400.9899 | 19 | 6166.6667 | 2853.1315 | 129.6296 | 23833.3333 | 159560.8753 | 30000 | 0 | 129560.8753 | 129560.8753 | 0 | 6166.6667 | 0 | 0 | 0 | 0 | 0
2022-04-24 04:00 | 0 | 0 | 35584 | 0 | 634 | 0 | 3 | 30000 | 3 | 0 | 30000 | 227400.9899 | 19 | 6166.6667 | 2853.1315 | 129.6296 | 23833.3333 | 159560.8753 | 30000 | 0 | 129560.8753 | 129560.8753 | 0 | 6166.6667 | 0 | 0 | 0 | 0 | 0
2022-04-24 05:00 | 0 | 0 | 35584 | 0 | 634 | 0 | 3 | 30000 | 3 | 0 | 30000 | 197400.9899 | 19 | 6166.6667 | 2853.1315 | 129.6296 | 23833.3333 | 159560.8753 | 30000 | 0 | 129560.8753 | 129560.8753 | 0 | 6166.6667 | 0 | 0 | 0 | 0 | 0
2022-04-24 06:00 | 0.06878 | 0.01349 | 35584 | 2374.0435 | 634 | 1430.0048 | 3 | 30000 | 3 | 0 | 28569.9952 | 167400.9899 | 19 | 8540.7052 | 2853.1315 | 179.5343 | 23833.3333 | 159560.8753 | 32374.0385 | 0 | 127186.8368 | 127186.8368 | 2374.0385 | 6166.6667 | 0 | 0 | 0 | 0 | 0
2022-04-24 07:00 | 0.20873 | 0.07254 | 35584 | 7204.6249 | 634 | 7689.5882 | 3 | 16628.7236 | 1.6629 | 0 | 8939.1354 | 138830.9946 | 19 | 0 | 2853.1315 | 0 | 23833.3333 | 159560.8753 | 23833.3333 | 0 | 135727.542 | 135727.542 | 0 | 0 | 0 | 0 | 0 | 0 | 0
2022-04-24 08:00 | 0.40915 | 0.18401 | 35584 | 14122.4178 | 634 | 19505.9432 | 3 | 19210.9453 | 1.9211 | 294.998 | 0 | 129891.8592 | 19 | 9500 | 2853.1315 | 199.6997 | 23833.3333 | 159560.8753 | 33333.3333 | 0 | 126227.542 | 126227.542 | 9500 | 0 | 0 | 0 | 0 | 0 | 0
2022-04-24 09:00 | 0.60525 | 0.27218 | 35584 | 20891.0995 | 634 | 28852.3865 | 3 | 2942.2778 | 0.29423 | 25910.1087 | 0 | 130186.8572 | 19 | 0 | 2853.1315 | 0 | 23833.3333 | 159560.8753 | 23833.3333 | 0 | 135727.542 | 135727.542 | 0 | 0 | 0 | 0 | 0 | 0 | 0
2022-04-24 10:00 | 0.76142 | 0.33084 | 35584 | 26281.5382 | 634 | 35070.628 | 3 | 0 | 0 | 35070.628 | 0 | 156096.9658 | 19 | 2448.1495 | 2853.1315 | 51.4626 | 23833.3333 | 159560.8753 | 26281.4829 | 0 | 133279.3924 | 133279.3924 | 2448.1495 | 0 | 0 | 0 | 0 | 0 | 0
2022-04-24 11:00 | 0.8553 | 0.35117 | 35584 | 29521.9453 | 634 | 37225.7056 | 3 | 0 | 0 | 37225.7056 | 0 | 191167.5939 | 19 | 5688.5499 | 2853.1315 | 119.5791 | 23833.3333 | 159560.8753 | 29521.8832 | 0 | 130038.9921 | 130038.9921 | 5688.5499 | 0 | 0 | 0 | 0 | 0 | 0
2022-04-24 12:00 | 0.93842 | 0.52998 | 35584 | 32390.9552 | 634 | 56180.4239 | 3 | 0 | 0 | 56180.4239 | 0 | 228393.2995 | 19 | 8557.5536 | 2853.1315 | 179.8885 | 23833.3333 | 159560.8753 | 32390.887 | 0 | 127169.9883 | 127169.9883 | 8557.5536 | 0 | 0 | 0 | 0 | 0 | 0
2022-04-24 13:00 | 0.87017 | 0.47497 | 35584 | 30035.2054 | 634 | 50349.0999 | 3 | 0 | 0 | 50349.0999 | 0 | 284573.7234 | 19 | 6201.8088 | 2853.1315 | 130.3684 | 23833.3333 | 159560.8753 | 30035.1422 | 0 | 129525.7331 | 129525.7331 | 6201.8088 | 0 | 0 | 0 | 0 | 0 | 0
2022-04-24 14:00 | 0.7223 | 0.37447 | 35584 | 24931.2535 | 634 | 39695.6175 | 3 | 0 | 0 | 39695.6175 | 0 | 334922.8233 | 19 | 1097.8677 | 2853.1315 | 23.0783 | 23833.3333 | 159560.8753 | 24931.201 | 0 | 134629.6743 | 134629.6743 | 1097.8677 | 0 | 0 | 0 | 0 | 0 | 0
2022-04-24 15:00 | 0.52703 | 0.27101 | 35584 | 18191.2205 | 634 | 28728.3608 | 3 | 5642.1512 | 0.56422 | 23086.2097 | 0 | 374618.4407 | 19 | 0 | 2853.1315 | 0 | 23833.3333 | 159560.8753 | 23833.3333 | 0 | 135727.542 | 135727.542 | 0 | 0 | 0 | 0 | 0 | 0 | 0
2022-04-24 16:00 | 0.29645 | 0.13944 | 35584 | 10232.4105 | 634 | 14781.3093 | 3 | 13600.9444 | 1.3601 | 1180.3649 | 0 | 397704.6504 | 19 | 0 | 2853.1315 | 0 | 23833.3333 | 159560.8753 | 23833.3333 | 0 | 135727.542 | 135727.542 | 0 | 0 | 0 | 0 | 0 | 0 | 0
2022-04-24 17:00 | 0.12365 | 0.03175 | 35584 | 4267.9628 | 634 | 3365.6524 | 3 | 19565.3796 | 1.9565 | 0 | 16199.7272 | 398885.0153 | 19 | 0 | 2853.1315 | 0 | 23833.3333 | 159560.8753 | 23833.3333 | 0 | 135727.542 | 135727.542 | 0 | 0 | 0 | 0 | 0 | 0 | 0
2022-04-24 18:00 | 0.0201 | 0 | 35584 | 693.7812 | 634 | 0 | 3 | 23139.5535 | 2.314 | 0 | 23139.5535 | 382685.2881 | 19 | 0 | 2853.1315 | 0 | 23833.3333 | 159560.8753 | 23833.3333 | 0 | 135727.542 | 135727.542 | 0 | 0 | 0 | 0 | 0 | 0 | 0
2022-04-24 19:00 | 0 | 0 | 35584 | 0 | 634 | 0 | 3 | 23833.3333 | 2.3833 | 0 | 23833.3333 | 359545.7346 | 19 | 0 | 2853.1315 | 0 | 23833.3333 | 159560.8753 | 23833.3333 | 0 | 135727.542 | 135727.542 | 0 | 0 | 0 | 0 | 0 | 0 | 0
2022-04-24 20:00 | 0 | 0 | 35584 | 0 | 634 | 0 | 3 | 23833.3333 | 2.3833 | 0 | 23833.3333 | 335712.4013 | 19 | 0 | 2853.1315 | 0 | 23833.3333 | 159560.8753 | 23833.3333 | 0 | 135727.542 | 135727.542 | 0 | 0 | 0 | 0 | 0 | 0 | 0
2022-04-24 21:00 | 0 | 0 | 35584 | 0 | 634 | 0 | 3 | 23833.3333 | 2.3833 | 0 | 23833.3333 | 311879.0679 | 19 | 0 | 2853.1315 | 0 | 23833.3333 | 159560.8753 | 23833.3333 | 0 | 135727.542 | 135727.542 | 0 | 0 | 0 | 0 | 0 | 0 | 0
2022-04-24 22:00 | 0 | 0 | 35584 | 0 | 634 | 0 | 3 | 23833.3333 | 2.3833 | 0 | 23833.3333 | 288045.7346 | 19 | 0 | 2853.1315 | 0 | 23833.3333 | 159560.8753 | 23833.3333 | 0 | 135727.542 | 135727.542 | 0 | 0 | 0 | 0 | 0 | 0 | 0
2022-04-24 23:00 | 0 | 0 | 35584 | 0 | 634 | 0 | 3 | 23833.3333 | 2.3833 | 0 | 23833.3333 | 264212.4013 | 19 | 0 | 2853.1315 | 0 | 23833.3333 | 159560.8753 | 23833.3333 | 0 | 135727.542 | 135727.542 | 0 | 0 | 0 | 0 | 0 | 0 | 0
2022-04-25 | 0 | 0 | 35584 | 0 | 634 | 0 | 3 | 23166.6667 | 2.3167 | 0 | 23166.6667 | 240379.0679 | 19 | 0 | 2853.1315 | 0 | 23166.6667 | 158894.2086 | 23166.6667 | 0 | 135727.542 | 135727.542 | 0 | 0 | 0 | 0 | 0 | 0 | 0
2022-04-25 01:00 | 0 | 0 | 35584 | 0 | 634 | 0 | 3 | 23166.6667 | 2.3167 | 0 | 23166.6667 | 217212.4013 | 19 | 0 | 2853.1315 | 0 | 23166.6667 | 158894.2086 | 23166.6667 | 0 | 135727.542 | 135727.542 | 0 | 0 | 0 | 0 | 0 | 0 | 0
2022-04-25 02:00 | 0 | 0 | 35584 | 0 | 634 | 0 | 3 | 23166.6667 | 2.3167 | 0 | 23166.6667 | 194045.7346 | 19 | 0 | 2853.1315 | 0 | 23166.6667 | 158894.2086 | 23166.6667 | 0 | 135727.542 | 135727.542 | 0 | 0 | 0 | 0 | 0 | 0 | 0
2022-04-25 03:00 | 0 | 0 | 35584 | 0 | 634 | 0 | 3 | 23166.6667 | 2.3167 | 0 | 23166.6667 | 170879.0679 | 19 | 0 | 2853.1315 | 0 | 23166.6667 | 158894.2086 | 23166.6667 | 0 | 135727.542 | 135727.542 | 0 | 0 | 0 | 0 | 0 | 0 | 0
2022-04-25 04:00 | 0 | 0 | 35584 | 0 | 634 | 0 | 3 | 23166.6667 | 2.3167 | 0 | 23166.6667 | 147712.4013 | 19 | 0 | 2853.1315 | 0 | 23166.6667 | 158894.2086 | 23166.6667 | 0 | 135727.542 | 135727.542 | 0 | 0 | 0 | 0 | 0 | 0 | 0
2022-04-25 05:00 | 0 | 0 | 35584 | 0 | 634 | 0 | 3 | 23166.6667 | 2.3167 | 0 | 23166.6667 | 124545.7346 | 19 | 0 | 2853.1315 | 0 | 23166.6667 | 158894.2086 | 23166.6667 | 0 | 135727.542 | 135727.542 | 0 | 0 | 0 | 0 | 0 | 0 | 0
2022-04-25 06:00 | 0.0675 | 0.00781 | 35584 | 2329.8624 | 634 | 827.8975 | 3 | 20836.8092 | 2.0837 | 0 | 20008.9117 | 101379.0679 | 19 | 0 | 2853.1315 | 0 | 23166.6667 | 158894.2086 | 23166.6667 | 0 | 135727.542 | 135727.542 | 0 | 0 | 0 | 0 | 0 | 0 | 0
2022-04-25 07:00 | 0.19907 | 0.06915 | 35584 | 6871.1957 | 634 | 7330.2319 | 3 | 16295.4855 | 1.6295 | 0 | 8965.2535 | 81370.1562 | 19 | 0 | 2853.1315 | 0 | 23166.6667 | 158894.2086 | 23166.6667 | 0 | 135727.542 | 135727.542 | 0 | 0 | 0 | 0 | 0 | 0 | 0
2022-04-25 08:00 | 0.3669 | 0.19503 | 35584 | 12664.0965 | 634 | 20674.1161 | 3 | 10502.5968 | 1.0503 | 10171.5193 | 0 | 72404.9027 | 19 | 0 | 2853.1315 | 0 | 23166.6667 | 158894.2086 | 23166.6667 | 0 | 135727.542 | 135727.542 | 0 | 0 | 0 | 0 | 0 | 0 | 0
2022-04-25 09:00 | 0.54565 | 0.266 | 35584 | 18833.9173 | 634 | 28197.2768 | 3 | 4332.789 | 0.43328 | 23864.4878 | 0 | 82576.422 | 19 | 0 | 2853.1315 | 0 | 23166.6667 | 158894.2086 | 23166.6667 | 0 | 135727.542 | 135727.542 | 0 | 0 | 0 | 0 | 0 | 0 | 0
2022-04-25 10:00 | 0.73062 | 0.38702 | 35584 | 25218.4306 | 634 | 41025.9777 | 3 | 0 | 0 | 41025.9777 | 0 | 106440.9098 | 19 | 2051.7109 | 2853.1315 | 43.1291 | 23166.6667 | 158894.2086 | 25218.3775 | 0 | 133675.8311 | 133675.8311 | 2051.7109 | 0 | 0 | 0 | 0 | 0 | 0
2022-04-25 11:00 | 0.80517 | 0.42969 | 35584 | 27791.6342 | 634 | 45549.2025 | 3 | 0 | 0 | 45549.2025 | 0 | 147466.8875 | 19 | 4624.909 | 2853.1315 | 97.2203 | 23166.6667 | 158894.2086 | 27791.5757 | 0 | 131102.6329 | 131102.6329 | 4624.909 | 0 | 0 | 0 | 0 | 0 | 0
2022-04-25 12:00 | 0.80878 | 0.30951 | 35584 | 27916.2387 | 634 | 32809.5456 | 3 | 0 | 0 | 32809.5456 | 0 | 193016.09 | 19 | 4749.5133 | 2853.1315 | 99.8396 | 23166.6667 | 158894.2086 | 27916.1799 | 0 | 130978.0287 | 130978.0287 | 4749.5133 | 0 | 0 | 0 | 0 | 0 | 0
2022-04-25 13:00 | 0.8188 | 0.44437 | 35584 | 28262.0938 | 634 | 47105.353 | 3 | 0 | 0 | 47105.353 | 0 | 225825.6357 | 19 | 5095.3677 | 2853.1315 | 107.1098 | 23166.6667 | 158894.2086 | 28262.0343 | 0 | 130632.1743 | 130632.1743 | 5095.3677 | 0 | 0 | 0 | 0 | 0 | 0
2022-04-25 14:00 | 0.68672 | 0.20705 | 35584 | 23703.1571 | 634 | 21948.2938 | 3 | 0 | 0 | 21948.2938 | 0 | 272930.9887 | 19 | 536.4406 | 2853.1315 | 11.2765 | 23166.6667 | 158894.2086 | 23703.1072 | 0 | 135191.1014 | 135191.1014 | 536.4406 | 0 | 0 | 0 | 0 | 0 | 0
2022-04-25 15:00 | 0.49942 | 0.13316 | 35584 | 17238.2204 | 634 | 14115.5992 | 3 | 5928.4825 | 0.59285 | 8187.1166 | 0 | 294879.2825 | 19 | 0 | 2853.1315 | 0 | 23166.6667 | 158894.2086 | 23166.6667 | 0 | 135727.542 | 135727.542 | 0 | 0 | 0 | 0 | 0 | 0 | 0
2022-04-25 16:00 | 0.32292 | 0.10922 | 35584 | 11146.0617 | 634 | 11577.8443 | 3 | 12020.6284 | 1.2021 | 0 | 442.7842 | 303066.3991 | 19 | 0 | 2853.1315 | 0 | 23166.6667 | 158894.2086 | 23166.6667 | 0 | 135727.542 | 135727.542 | 0 | 0 | 0 | 0 | 0 | 0 | 0
2022-04-25 17:00 | 0.16012 | 0.04843 | 35584 | 5526.7788 | 634 | 5133.8125 | 3 | 17639.8995 | 1.764 | 0 | 12506.0871 | 302623.615 | 19 | 0 | 2853.1315 | 0 | 23166.6667 | 158894.2086 | 23166.6667 | 0 | 135727.542 | 135727.542 | 0 | 0 | 0 | 0 | 0 | 0 | 0
2022-04-25 18:00 | 0.03033 | 0.0009 | 35584 | 1046.8848 | 634 | 95.4043 | 3 | 22119.784 | 2.212 | 95.4043 | 22119.784 | 290117.5279 | 19 | 0 | 2853.1315 | 0 | 23166.6667 | 158894.2086 | 23166.6667 | 0 | 135727.542 | 135727.542 | 0 | 0 | 0 | 0 | 0 | 0 | 0
2022-04-25 19:00 | 0 | 0 | 35584 | 0 | 634 | 0 | 3 | 23166.6667 | 2.3167 | 0 | 23166.6667 | 268093.1482 | 19 | 0 | 2853.1315 | 0 | 23166.6667 | 158894.2086 | 23166.6667 | 0 | 135727.542 | 135727.542 | 0 | 0 | 0 | 0 | 0 | 0 | 0
2022-04-25 20:00 | 0 | 0 | 35584 | 0 | 634 | 0 | 3 | 23166.6667 | 2.3167 | 0 | 23166.6667 | 244926.4816 | 19 | 0 | 2853.1315 | 0 | 23166.6667 | 158894.2086 | 23166.6667 | 0 | 135727.542 | 135727.542 | 0 | 0 | 0 | 0 | 0 | 0 | 0
2022-04-25 21:00 | 0 | 0 | 35584 | 0 | 634 | 0 | 3 | 23166.6667 | 2.3167 | 0 | 23166.6667 | 221759.8149 | 19 | 0 | 2853.1315 | 0 | 23166.6667 | 158894.2086 | 23166.6667 | 0 | 135727.542 | 135727.542 | 0 | 0 | 0 | 0 | 0 | 0 | 0
2022-04-25 22:00 | 0 | 0 | 35584 | 0 | 634 | 0 | 3 | 23166.6667 | 2.3167 | 0 | 23166.6667 | 198593.1482 | 19 | 0 | 2853.1315 | 0 | 23166.6667 | 158894.2086 | 23166.6667 | 0 | 135727.542 | 135727.542 | 0 | 0 | 0 | 0 | 0 | 0 | 0
2022-04-25 23:00 | 0 | 0 | 35584 | 0 | 634 | 0 | 3 | 23166.6667 | 2.3167 | 0 | 23166.6667 | 175426.4816 | 19 | 0 | 2853.1315 | 0 | 23166.6667 | 158894.2086 | 23166.6667 | 0 | 135727.542 | 135727.542 | 0 | 0 | 0 | 0 | 0 | 0 | 0
2022-04-26 | 0 | 0 | 35584 | 0 | 634 | 0 | 3 | 22625 | 2.2625 | 0 | 22625 | 152259.8149 | 19 | 0 | 2853.1315 | 0 | 22625 | 158352.542 | 22625 | 0 | 135727.542 | 135727.542 | 0 | 0 | 0 | 0 | 0 | 0 | 0
2022-04-26 01:00 | 0 | 0 | 35584 | 0 | 634 | 0 | 3 | 22625 | 2.2625 | 0 | 22625 | 129634.8149 | 19 | 0 | 2853.1315 | 0 | 22625 | 158352.542 | 22625 | 0 | 135727.542 | 135727.542 | 0 | 0 | 0 | 0 | 0 | 0 | 0
2022-04-26 02:00 | 0 | 0 | 35584 | 0 | 634 | 0 | 3 | 22625 | 2.2625 | 0 | 22625 | 107009.8149 | 19 | 0 | 2853.1315 | 0 | 22625 | 158352.542 | 22625 | 0 | 135727.542 | 135727.542 | 0 | 0 | 0 | 0 | 0 | 0 | 0
2022-04-26 03:00 | 0 | 0 | 35584 | 0 | 634 | 0 | 3 | 22625 | 2.2625 | 0 | 22625 | 84384.8149 | 19 | 0 | 2853.1315 | 0 | 22625 | 158352.542 | 22625 | 0 | 135727.542 | 135727.542 | 0 | 0 | 0 | 0 | 0 | 0 | 0
2022-04-26 04:00 | 0 | 0 | 35584 | 0 | 634 | 0 | 3 | 22625 | 2.2625 | 0 | 22625 | 61759.8149 | 19 | 0 | 2853.1315 | 0 | 22625 | 158352.542 | 22625 | 0 | 135727.542 | 135727.542 | 0 | 0 | 0 | 0 | 0 | 0 | 0
2022-04-26 05:00 | 0 | 0 | 35584 | 0 | 634 | 0 | 3 | 22625 | 2.2625 | 0 | 22625 | 39134.8149 | 19 | 0 | 2853.1315 | 0 | 22625 | 158352.542 | 22625 | 0 | 135727.542 | 135727.542 | 0 | 0 | 0 | 0 | 0 | 0 | 0
2022-04-26 06:00 | 0.07905 | 0.03767 | 35584 | 2728.5277 | 634 | 3993.2008 | 3 | 19896.478 | 1.9896 | 0 | 15903.2772 | 16509.8149 | 19 | 0 | 2853.1315 | 0 | 22625 | 158352.542 | 22625 | 0 | 135727.542 | 135727.542 | 0 | 0 | 0 | 0 | 0 | 0 | 0
2022-04-26 07:00 | 0.23243 | 0.13203 | 35584 | 8022.6654 | 634 | 13995.8137 | 3 | 14602.3514 | 1.4602 | 0 | 606.5377 | 606.5377 | 19 | 0 | 2853.1315 | 0 | 22625 | 158352.542 | 22625 | 0 | 135727.542 | 135727.542 | 0 | 0 | 0 | 0 | 0 | 0 | 0
2022-04-26 08:00 | 0.44205 | 0.27117 | 35584 | 15258.01 | 634 | 28745.3216 | 3 | 16867.0221 | 1.6867 | 11878.2995 | 0 | 0 | 19 | 9500 | 2853.1315 | 199.6997 | 22625 | 158352.542 | 32125 | 0 | 126227.542 | 126227.542 | 0 | 9500 | 0 | 0 | 0 | 0 | 0
2022-04-26 09:00 | 0.65015 | 0.39473 | 35584 | 22440.8895 | 634 | 41843.2747 | 3 | 9684.1578 | 0.96842 | 32159.1169 | 0 | 11878.2995 | 19 | 9500 | 2853.1315 | 199.6997 | 22625 | 158352.542 | 32125 | 0 | 126227.542 | 126227.542 | 0 | 9500 | 0 | 0 | 0 | 0 | 0
2022-04-26 10:00 | 0.81065 | 0.46695 | 35584 | 27980.7845 | 634 | 49498.9414 | 3 | 4144.2744 | 0.41443 | 45354.667 | 0 | 44037.4164 | 19 | 9500 | 2853.1315 | 199.6997 | 22625 | 158352.542 | 32125 | 0 | 126227.542 | 126227.542 | 9500 | 0 | 0 | 0 | 0 | 0 | 0
2022-04-26 11:00 | 0.90395 | 0.49421 | 35584 | 31201.1721 | 634 | 52388.6322 | 3 | 636.1915 | 0.063619 | 51752.4407 | 0 | 89392.0834 | 19 | 9212.2979 | 2853.1315 | 193.6519 | 22625 | 158352.542 | 31837.2979 | 0 | 126515.244 | 126515.244 | 8576.1064 | 636.1915 | 0 | 0 | 0 | 0 | 0
2022-04-26 12:00 | 0.97245 | 0.63066 | 35584 | 33565.551 | 634 | 66852.9872 | 3 | 0 | 0 | 66852.9872 | 0 | 141144.524 | 19 | 9500 | 2853.1315 | 199.6997 | 22625 | 158352.542 | 32125 | 0 | 126227.542 | 126227.542 | 9500 | 0 | 0 | 0 | 0 | 0 | 0
2022-04-26 13:00 | 0.83772 | 0.54307 | 35584 | 28915.1456 | 634 | 57568.0267 | 3 | 3209.9153 | 0.32099 | 54358.1115 | 0 | 207997.5112 | 19 | 9500 | 2853.1315 | 199.6997 | 22625 | 158352.542 | 32125 | 0 | 126227.542 | 126227.542 | 6290.0847 | 3209.9153 | 0 | 0 | 0 | 0 | 0
2022-04-26 14:00 | 0.6939 | 0.321 | 35584 | 23950.9855 | 634 | 34027.5408 | 3 | 8174.065 | 0.81741 | 25853.4758 | 0 | 262355.6227 | 19 | 9500 | 2853.1315 | 199.6997 | 22625 | 158352.542 | 32125 | 0 | 126227.542 | 126227.542 | 1325.935 | 8174.065 | 0 | 0 | 0 | 0 | 0
2022-04-26 15:00 | 0.4469 | 0.21101 | 35584 | 15425.4149 | 634 | 22368.0728 | 3 | 7199.6176 | 0.71996 | 15168.4553 | 0 | 288209.0985 | 19 | 0 | 2853.1315 | 0 | 22625 | 158352.542 | 22625 | 0 | 135727.542 | 135727.542 | 0 | 0 | 0 | 0 | 0 | 0 | 0
2022-04-26 16:00 | 0.24975 | 0.14117 | 35584 | 8620.4909 | 634 | 14964.6976 | 3 | 14964.6976 | 1.4965 | 0 | 0 | 303377.5538 | 19 | 960.1703 | 2853.1315 | 20.1838 | 22625 | 158352.542 | 23585.1703 | 0 | 134767.3716 | 134767.3716 | 960.1703 | 0 | 0 | 0 | 0 | 0 | 0
2022-04-26 17:00 | 0.11897 | 0.05497 | 35584 | 4106.4256 | 634 | 5827.0839 | 3 | 18518.583 | 1.8519 | 0 | 12691.4992 | 303377.5538 | 19 | 0 | 2853.1315 | 0 | 22625 | 158352.542 | 22625 | 0 | 135727.542 | 135727.542 | 0 | 0 | 0 | 0 | 0 | 0 | 0
2022-04-26 18:00 | 0.02608 | 0.00275 | 35584 | 900.1898 | 634 | 291.5132 | 3 | 21724.8121 | 2.1725 | 0 | 21433.2989 | 290686.0547 | 19 | 0 | 2853.1315 | 0 | 22625 | 158352.542 | 22625 | 0 | 135727.542 | 135727.542 | 0 | 0 | 0 | 0 | 0 | 0 | 0
2022-04-26 19:00 | 0 | 0 | 35584 | 0 | 634 | 0 | 3 | 22625 | 2.2625 | 0 | 22625 | 269252.7558 | 19 | 0 | 2853.1315 | 0 | 22625 | 158352.542 | 22625 | 0 | 135727.542 | 135727.542 | 0 | 0 | 0 | 0 | 0 | 0 | 0
2022-04-26 20:00 | 0 | 0 | 35584 | 0 | 634 | 0 | 3 | 22625 | 2.2625 | 0 | 22625 | 246627.7558 | 19 | 0 | 2853.1315 | 0 | 22625 | 158352.542 | 22625 | 0 | 135727.542 | 135727.542 | 0 | 0 | 0 | 0 | 0 | 0 | 0
2022-04-26 21:00 | 0 | 0 | 35584 | 0 | 634 | 0 | 3 | 22625 | 2.2625 | 0 | 22625 | 224002.7558 | 19 | 0 | 2853.1315 | 0 | 22625 | 158352.542 | 22625 | 0 | 135727.542 | 135727.542 | 0 | 0 | 0 | 0 | 0 | 0 | 0
2022-04-26 22:00 | 0 | 0 | 35584 | 0 | 634 | 0 | 3 | 22625 | 2.2625 | 0 | 22625 | 201377.7558 | 19 | 0 | 2853.1315 | 0 | 22625 | 158352.542 | 22625 | 0 | 135727.542 | 135727.542 | 0 | 0 | 0 | 0 | 0 | 0 | 0
2022-04-26 23:00 | 0 | 0 | 35584 | 0 | 634 | 0 | 3 | 22625 | 2.2625 | 0 | 22625 | 178752.7558 | 19 | 0 | 2853.1315 | 0 | 22625 | 158352.542 | 22625 | 0 | 135727.542 | 135727.542 | 0 | 0 | 0 | 0 | 0 | 0 | 0
2022-04-27 | 0 | 0 | 35584 | 0 | 634 | 0 | 3 | 23637.5 | 2.3638 | 0 | 23637.5 | 156127.7558 | 19 | 0 | 2853.1315 | 0 | 23637.5 | 159365.042 | 23637.5 | 0 | 135727.542 | 135727.542 | 0 | 0 | 0 | 0 | 0 | 0 | 0
2022-04-27 01:00 | 0 | 0 | 35584 | 0 | 634 | 0 | 3 | 23637.5 | 2.3638 | 0 | 23637.5 | 132490.2558 | 19 | 0 | 2853.1315 | 0 | 23637.5 | 159365.042 | 23637.5 | 0 | 135727.542 | 135727.542 | 0 | 0 | 0 | 0 | 0 | 0 | 0
2022-04-27 02:00 | 0 | 0 | 35584 | 0 | 634 | 0 | 3 | 23637.5 | 2.3638 | 0 | 23637.5 | 108852.7558 | 19 | 0 | 2853.1315 | 0 | 23637.5 | 159365.042 | 23637.5 | 0 | 135727.542 | 135727.542 | 0 | 0 | 0 | 0 | 0 | 0 | 0
2022-04-27 03:00 | 0 | 0 | 35584 | 0 | 634 | 0 | 3 | 23637.5 | 2.3638 | 0 | 23637.5 | 85215.2558 | 19 | 0 | 2853.1315 | 0 | 23637.5 | 159365.042 | 23637.5 | 0 | 135727.542 | 135727.542 | 0 | 0 | 0 | 0 | 0 | 0 | 0
2022-04-27 04:00 | 0 | 0 | 35584 | 0 | 634 | 0 | 3 | 23637.5 | 2.3638 | 0 | 23637.5 | 61577.7558 | 19 | 0 | 2853.1315 | 0 | 23637.5 | 159365.042 | 23637.5 | 0 | 135727.542 | 135727.542 | 0 | 0 | 0 | 0 | 0 | 0 | 0
2022-04-27 05:00 | 0 | 0 | 35584 | 0 | 634 | 0 | 3 | 23637.5 | 2.3638 | 0 | 23637.5 | 37940.2558 | 19 | 0 | 2853.1315 | 0 | 23637.5 | 159365.042 | 23637.5 | 0 | 135727.542 | 135727.542 | 0 | 0 | 0 | 0 | 0 | 0 | 0
2022-04-27 06:00 | 0.08768 | 0.05951 | 35584 | 3026.405 | 634 | 6308.3456 | 3 | 20611.1014 | 2.0611 | 0 | 14302.7558 | 14302.7558 | 19 | 0 | 2853.1315 | 0 | 23637.5 | 159365.042 | 23637.5 | 0 | 135727.542 | 135727.542 | 0 | 0 | 0 | 0 | 0 | 0 | 0
2022-04-27 07:00 | 0.2718 | 0.27139 | 35584 | 9381.5793 | 634 | 28768.6427 | 3 | 23755.9405 | 2.3756 | 5012.7022 | 0 | 0 | 19 | 9500 | 2853.1315 | 199.6997 | 23637.5 | 159365.042 | 33137.5 | 0 | 126227.542 | 126227.542 | 0 | 9500 | 0 | 0 | 0 | 0 | 0
2022-04-27 08:00 | 0.49738 | 0.44353 | 35584 | 17167.8068 | 634 | 47016.3089 | 3 | 15969.7293 | 1.597 | 31046.5796 | 0 | 5012.7022 | 19 | 9500 | 2853.1315 | 199.6997 | 23637.5 | 159365.042 | 33137.5 | 0 | 126227.542 | 126227.542 | 9500 | 0 | 0 | 0 | 0 | 0 | 0
2022-04-27 09:00 | 0.69922 | 0.52561 | 35584 | 24134.6131 | 634 | 55717.1829 | 3 | 9002.9377 | 0.90029 | 46714.2453 | 0 | 36059.2818 | 19 | 9500 | 2853.1315 | 199.6997 | 23637.5 | 159365.042 | 33137.5 | 0 | 126227.542 | 126227.542 | 497.0623 | 9002.9377 | 0 | 0 | 0 | 0 | 0
2022-04-27 10:00 | 0.85885 | 0.61342 | 35584 | 29644.4788 | 634 | 65025.4644 | 3 | 3493.0836 | 0.34931 | 61532.3809 | 0 | 82773.5271 | 19 | 9500 | 2853.1315 | 199.6997 | 23637.5 | 159365.042 | 33137.5 | 0 | 126227.542 | 126227.542 | 6006.9164 | 3493.0836 | 0 | 0 | 0 | 0 | 0
2022-04-27 11:00 | 0.94362 | 0.60428 | 35584 | 32570.4409 | 634 | 64056.5805 | 3 | 567.1277 | 0.056713 | 63489.4528 | 0 | 144305.9079 | 19 | 9500 | 2853.1315 | 199.6997 | 23637.5 | 159365.042 | 33137.5 | 0 | 126227.542 | 126227.542 | 9500 | 0 | 0 | 0 | 0 | 0 | 0
2022-04-27 12:00 | 0.8846 | 0.55487 | 35584 | 30533.2782 | 634 | 58818.8834 | 3 | 2604.2861 | 0.26043 | 56214.5973 | 0 | 207795.3607 | 19 | 9500 | 2853.1315 | 199.6997 | 23637.5 | 159365.042 | 33137.5 | 0 | 126227.542 | 126227.542 | 9500 | 0 | 0 | 0 | 0 | 0 | 0
2022-04-27 13:00 | 0.8521 | 0.48853 | 35584 | 29411.4926 | 634 | 51786.5249 | 3 | 70.3906 | 0.0070391 | 51716.1343 | 0 | 264009.958 | 19 | 5844.3213 | 2853.1315 | 122.8536 | 23637.5 | 159365.042 | 29481.8213 | 0 | 129883.2206 | 129883.2206 | 5844.3213 | 0 | 0 | 0 | 0 | 0 | 0
2022-04-27 14:00 | 0.6585 | 0.31151 | 35584 | 22729.1021 | 634 | 33021.5552 | 3 | 908.4458 | 0.090845 | 32113.1095 | 0 | 315726.0924 | 19 | 0 | 2853.1315 | 0 | 23637.5 | 159365.042 | 23637.5 | 0 | 135727.542 | 135727.542 | 0 | 0 | 0 | 0 | 0 | 0 | 0
2022-04-27 15:00 | 0.44692 | 0.25607 | 35584 | 15426.1052 | 634 | 27144.6491 | 3 | 8211.4272 | 0.82114 | 18933.2219 | 0 | 347839.2018 | 19 | 0 | 2853.1315 | 0 | 23637.5 | 159365.042 | 23637.5 | 0 | 135727.542 | 135727.542 | 0 | 0 | 0 | 0 | 0 | 0 | 0
2022-04-27 16:00 | 0.26067 | 0.15241 | 35584 | 8997.4108 | 634 | 16156.1916 | 3 | 14640.1081 | 1.464 | 1516.0835 | 0 | 366772.4237 | 19 | 0 | 2853.1315 | 0 | 23637.5 | 159365.042 | 23637.5 | 0 | 135727.542 | 135727.542 | 0 | 0 | 0 | 0 | 0 | 0 | 0
2022-04-27 17:00 | 0.1246 | 0.04868 | 35584 | 4300.7534 | 634 | 5160.3137 | 3 | 19336.7556 | 1.9337 | 0 | 14176.442 | 368288.5072 | 19 | 0 | 2853.1315 | 0 | 23637.5 | 159365.042 | 23637.5 | 0 | 135727.542 | 135727.542 | 0 | 0 | 0 | 0 | 0 | 0 | 0
2022-04-27 18:00 | 0.02745 | 0.00358 | 35584 | 947.4774 | 634 | 379.4972 | 3 | 22690.0246 | 2.269 | 0 | 22310.5274 | 354112.0652 | 19 | 0 | 2853.1315 | 0 | 23637.5 | 159365.042 | 23637.5 | 0 | 135727.542 | 135727.542 | 0 | 0 | 0 | 0 | 0 | 0 | 0
2022-04-27 19:00 | 0 | 0 | 35584 | 0 | 634 | 0 | 3 | 23637.5 | 2.3638 | 0 | 23637.5 | 331801.5378 | 19 | 0 | 2853.1315 | 0 | 23637.5 | 159365.042 | 23637.5 | 0 | 135727.542 | 135727.542 | 0 | 0 | 0 | 0 | 0 | 0 | 0
2022-04-27 20:00 | 0 | 0 | 35584 | 0 | 634 | 0 | 3 | 23637.5 | 2.3638 | 0 | 23637.5 | 308164.0378 | 19 | 0 | 2853.1315 | 0 | 23637.5 | 159365.042 | 23637.5 | 0 | 135727.542 | 135727.542 | 0 | 0 | 0 | 0 | 0 | 0 | 0
2022-04-27 21:00 | 0 | 0 | 35584 | 0 | 634 | 0 | 3 | 23637.5 | 2.3637 | 0 | 23637.5 | 284526.5378 | 19 | 0 | 2853.1315 | 0 | 23637.5 | 159365.042 | 23637.5 | 0 | 135727.542 | 135727.542 | 0 | 0 | 0 | 0 | 0 | 0 | 0
2022-04-27 22:00 | 0 | 0 | 35584 | 0 | 634 | 0 | 3 | 23637.5 | 2.3638 | 0 | 23637.5 | 260889.0378 | 19 | 0 | 2853.1315 | 0 | 23637.5 | 159365.042 | 23637.5 | 0 | 135727.542 | 135727.542 | 0 | 0 | 0 | 0 | 0 | 0 | 0
2022-04-27 23:00 | 0 | 0 | 35584 | 0 | 634 | 0 | 3 | 23637.5 | 2.3638 | 0 | 23637.5 | 237251.5378 | 19 | 0 | 2853.1315 | 0 | 23637.5 | 159365.042 | 23637.5 | 0 | 135727.542 | 135727.542 | 0 | 0 | 0 | 0 | 0 | 0 | 0
2022-04-28 | 0 | 0 | 35584 | 0 | 634 | 0 | 3 | 23058.3333 | 2.3058 | 0 | 23058.3333 | 213614.0378 | 19 | 0 | 2853.1315 | 0 | 23058.3333 | 158785.8753 | 23058.3333 | 0 | 135727.542 | 135727.542 | 0 | 0 | 0 | 0 | 0 | 0 | 0
2022-04-28 01:00 | 0 | 0 | 35584 | 0 | 634 | 0 | 3 | 23058.3333 | 2.3058 | 0 | 23058.3333 | 190555.7044 | 19 | 0 | 2853.1315 | 0 | 23058.3333 | 158785.8753 | 23058.3333 | 0 | 135727.542 | 135727.542 | 0 | 0 | 0 | 0 | 0 | 0 | 0
2022-04-28 02:00 | 0 | 0 | 35584 | 0 | 634 | 0 | 3 | 23058.3333 | 2.3058 | 0 | 23058.3333 | 167497.3711 | 19 | 0 | 2853.1315 | 0 | 23058.3333 | 158785.8753 | 23058.3333 | 0 | 135727.542 | 135727.542 | 0 | 0 | 0 | 0 | 0 | 0 | 0
2022-04-28 03:00 | 0 | 0 | 35584 | 0 | 634 | 0 | 3 | 23058.3333 | 2.3058 | 0 | 23058.3333 | 144439.0378 | 19 | 0 | 2853.1315 | 0 | 23058.3333 | 158785.8753 | 23058.3333 | 0 | 135727.542 | 135727.542 | 0 | 0 | 0 | 0 | 0 | 0 | 0
2022-04-28 04:00 | 0 | 0 | 35584 | 0 | 634 | 0 | 3 | 23058.3333 | 2.3058 | 0 | 23058.3333 | 121380.7044 | 19 | 0 | 2853.1315 | 0 | 23058.3333 | 158785.8753 | 23058.3333 | 0 | 135727.542 | 135727.542 | 0 | 0 | 0 | 0 | 0 | 0 | 0
2022-04-28 05:00 | 0 | 0 | 35584 | 0 | 634 | 0 | 3 | 23058.3333 | 2.3058 | 0 | 23058.3333 | 98322.3711 | 19 | 0 | 2853.1315 | 0 | 23058.3333 | 158785.8753 | 23058.3333 | 0 | 135727.542 | 135727.542 | 0 | 0 | 0 | 0 | 0 | 0 | 0
2022-04-28 06:00 | 0.07832 | 0.02865 | 35584 | 2703.3307 | 634 | 3037.0375 | 3 | 20355.0083 | 2.0355 | 0 | 17317.9708 | 75264.0378 | 19 | 0 | 2853.1315 | 0 | 23058.3333 | 158785.8753 | 23058.3333 | 0 | 135727.542 | 135727.542 | 0 | 0 | 0 | 0 | 0 | 0 | 0
2022-04-28 07:00 | 0.21768 | 0.1179 | 35584 | 7513.5474 | 634 | 12497.9659 | 3 | 15544.8018 | 1.5545 | 0 | 3046.8359 | 57946.067 | 19 | 0 | 2853.1315 | 0 | 23058.3333 | 158785.8753 | 23058.3333 | 0 | 135727.542 | 135727.542 | 0 | 0 | 0 | 0 | 0 | 0 | 0
2022-04-28 08:00 | 0.41148 | 0.25258 | 35584 | 14202.8412 | 634 | 26774.6924 | 3 | 8855.522 | 0.88555 | 17919.1703 | 0 | 54899.2311 | 19 | 0 | 2853.1315 | 0 | 23058.3333 | 158785.8753 | 23058.3333 | 0 | 135727.542 | 135727.542 | 0 | 0 | 0 | 0 | 0 | 0 | 0
2022-04-28 09:00 | 0.59512 | 0.32639 | 35584 | 20541.4476 | 634 | 34598.9067 | 3 | 2516.929 | 0.25169 | 32081.9777 | 0 | 72818.4015 | 19 | 0 | 2853.1315 | 0 | 23058.3333 | 158785.8753 | 23058.3333 | 0 | 135727.542 | 135727.542 | 0 | 0 | 0 | 0 | 0 | 0 | 0
2022-04-28 10:00 | 0.76808 | 0.43426 | 35584 | 26511.418 | 634 | 46033.6444 | 3 | 0 | 0 | 46033.6444 | 0 | 104900.3791 | 19 | 3453.0288 | 2853.1315 | 72.5862 | 23058.3333 | 158785.8753 | 26511.3621 | 0 | 132274.5131 | 132274.5131 | 3453.0288 | 0 | 0 | 0 | 0 | 0 | 0
2022-04-28 11:00 | 0.93638 | 0.56561 | 35584 | 32320.5415 | 634 | 59957.3749 | 3 | 0 | 0 | 59957.3749 | 0 | 150934.0236 | 19 | 9262.1402 | 2853.1315 | 194.6996 | 23058.3333 | 158785.8753 | 32320.4735 | 0 | 126465.4018 | 126465.4018 | 9262.1402 | 0 | 0 | 0 | 0 | 0 | 0
2022-04-28 12:00 | 0.91422 | 0.50658 | 35584 | 31555.6563 | 634 | 53699.9116 | 3 | 0 | 0 | 53699.9116 | 0 | 210891.3985 | 19 | 8497.2566 | 2853.1315 | 178.621 | 23058.3333 | 158785.8753 | 31555.5899 | 0 | 127230.2854 | 127230.2854 | 8497.2566 | 0 | 0 | 0 | 0 | 0 | 0
2022-04-28 13:00 | 0.77853 | 0.33146 | 35584 | 26872.1152 | 634 | 35136.351 | 3 | 0 | 0 | 35136.351 | 0 | 264591.3101 | 19 | 3813.7253 | 2853.1315 | 80.1684 | 23058.3333 | 158785.8753 | 26872.0586 | 0 | 131913.8167 | 131913.8167 | 3813.7253 | 0 | 0 | 0 | 0 | 0 | 0
2022-04-28 14:00 | 0.52717 | 0.24571 | 35584 | 18196.0528 | 634 | 26046.4394 | 3 | 4862.3189 | 0.48623 | 21184.1205 | 0 | 299727.6611 | 19 | 0 | 2853.1315 | 0 | 23058.3333 | 158785.8753 | 23058.3333 | 0 | 135727.542 | 135727.542 | 0 | 0 | 0 | 0 | 0 | 0 | 0
2022-04-28 15:00 | 0.4031 | 0.10967 | 35584 | 13913.5931 | 634 | 11625.5464 | 3 | 9144.7695 | 0.91448 | 2480.7769 | 0 | 320911.7816 | 19 | 0 | 2853.1315 | 0 | 23058.3333 | 158785.8753 | 23058.3333 | 0 | 135727.542 | 135727.542 | 0 | 0 | 0 | 0 | 0 | 0 | 0
2022-04-28 16:00 | 0.1205 | 0.00979 | 35584 | 4159.2358 | 634 | 1037.787 | 3 | 18899.1063 | 1.8899 | 0 | 17861.3193 | 323392.5585 | 19 | 0 | 2853.1315 | 0 | 23058.3333 | 158785.8753 | 23058.3333 | 0 | 135727.542 | 135727.542 | 0 | 0 | 0 | 0 | 0 | 0 | 0
2022-04-28 17:00 | 0.10265 | 0.00271 | 35584 | 3543.1167 | 634 | 287.273 | 3 | 19515.2241 | 1.9515 | 0 | 19227.9511 | 305531.2392 | 19 | 0 | 2853.1315 | 0 | 23058.3333 | 158785.8753 | 23058.3333 | 0 | 135727.542 | 135727.542 | 0 | 0 | 0 | 0 | 0 | 0 | 0
2022-04-28 18:00 | 0.02258 | 0 | 35584 | 779.3821 | 634 | 0 | 3 | 22278.9529 | 2.2279 | 0 | 22278.9529 | 286303.2881 | 19 | 0 | 2853.1315 | 0 | 23058.3333 | 158785.8753 | 23058.3333 | 0 | 135727.542 | 135727.542 | 0 | 0 | 0 | 0 | 0 | 0 | 0
2022-04-28 19:00 | 0 | 0 | 35584 | 0 | 634 | 0 | 3 | 23058.3333 | 2.3058 | 0 | 23058.3333 | 264024.3353 | 19 | 0 | 2853.1315 | 0 | 23058.3333 | 158785.8753 | 23058.3333 | 0 | 135727.542 | 135727.542 | 0 | 0 | 0 | 0 | 0 | 0 | 0
2022-04-28 20:00 | 0 | 0 | 35584 | 0 | 634 | 0 | 3 | 23058.3333 | 2.3058 | 0 | 23058.3333 | 240966.0019 | 19 | 0 | 2853.1315 | 0 | 23058.3333 | 158785.8753 | 23058.3333 | 0 | 135727.542 | 135727.542 | 0 | 0 | 0 | 0 | 0 | 0 | 0
2022-04-28 21:00 | 0 | 0 | 35584 | 0 | 634 | 0 | 3 | 23058.3333 | 2.3058 | 0 | 23058.3333 | 217907.6686 | 19 | 0 | 2853.1315 | 0 | 23058.3333 | 158785.8753 | 23058.3333 | 0 | 135727.542 | 135727.542 | 0 | 0 | 0 | 0 | 0 | 0 | 0
2022-04-28 22:00 | 0 | 0 | 35584 | 0 | 634 | 0 | 3 | 23058.3333 | 2.3058 | 0 | 23058.3333 | 194849.3353 | 19 | 0 | 2853.1315 | 0 | 23058.3333 | 158785.8753 | 23058.3333 | 0 | 135727.542 | 135727.542 | 0 | 0 | 0 | 0 | 0 | 0 | 0
2022-04-28 23:00 | 0 | 0 | 35584 | 0 | 634 | 0 | 3 | 23058.3333 | 2.3058 | 0 | 23058.3333 | 171791.0019 | 19 | 0 | 2853.1315 | 0 | 23058.3333 | 158785.8753 | 23058.3333 | 0 | 135727.542 | 135727.542 | 0 | 0 | 0 | 0 | 0 | 0 | 0
2022-04-29 | 0 | 0 | 35584 | 0 | 634 | 0 | 3 | 22358.3333 | 2.2358 | 0 | 22358.3333 | 148732.6686 | 19 | 0 | 2853.1315 | 0 | 22358.3333 | 158085.8753 | 22358.3333 | 0 | 135727.542 | 135727.542 | 0 | 0 | 0 | 0 | 0 | 0 | 0
2022-04-29 01:00 | 0 | 0 | 35584 | 0 | 634 | 0 | 3 | 22358.3333 | 2.2358 | 0 | 22358.3333 | 126374.3353 | 19 | 0 | 2853.1315 | 0 | 22358.3333 | 158085.8753 | 22358.3333 | 0 | 135727.542 | 135727.542 | 0 | 0 | 0 | 0 | 0 | 0 | 0
2022-04-29 02:00 | 0 | 0 | 35584 | 0 | 634 | 0 | 3 | 22358.3333 | 2.2358 | 0 | 22358.3333 | 104016.0019 | 19 | 0 | 2853.1315 | 0 | 22358.3333 | 158085.8753 | 22358.3333 | 0 | 135727.542 | 135727.542 | 0 | 0 | 0 | 0 | 0 | 0 | 0
2022-04-29 03:00 | 0 | 0 | 35584 | 0 | 634 | 0 | 3 | 22358.3333 | 2.2358 | 0 | 22358.3333 | 81657.6686 | 19 | 0 | 2853.1315 | 0 | 22358.3333 | 158085.8753 | 22358.3333 | 0 | 135727.542 | 135727.542 | 0 | 0 | 0 | 0 | 0 | 0 | 0
2022-04-29 04:00 | 0 | 0 | 35584 | 0 | 634 | 0 | 3 | 22358.3333 | 2.2358 | 0 | 22358.3333 | 59299.3353 | 19 | 0 | 2853.1315 | 0 | 22358.3333 | 158085.8753 | 22358.3333 | 0 | 135727.542 | 135727.542 | 0 | 0 | 0 | 0 | 0 | 0 | 0
2022-04-29 05:00 | 0 | 0 | 35584 | 0 | 634 | 0 | 3 | 22358.3333 | 2.2358 | 0 | 22358.3333 | 36941.0019 | 19 | 0 | 2853.1315 | 0 | 22358.3333 | 158085.8753 | 22358.3333 | 0 | 135727.542 | 135727.542 | 0 | 0 | 0 | 0 | 0 | 0 | 0
2022-04-29 06:00 | 0.0891 | 0.04434 | 35584 | 3075.4184 | 634 | 4700.2528 | 3 | 19282.9214 | 1.9283 | 0 | 14582.6686 | 14582.6686 | 19 | 0 | 2853.1315 | 0 | 22358.3333 | 158085.8753 | 22358.3333 | 0 | 135727.542 | 135727.542 | 0 | 0 | 0 | 0 | 0 | 0 | 0
2022-04-29 07:00 | 0.25168 | 0.15893 | 35584 | 8687.1077 | 634 | 16847.3429 | 3 | 16847.3429 | 1.6847 | 0 | 0 | 0 | 19 | 3176.0989 | 2853.1315 | 66.7648 | 22358.3333 | 158085.8753 | 25534.4323 | 0 | 132551.443 | 132551.443 | 0 | 3176.0989 | 0 | 0 | 0 | 0 | 0
2022-04-29 08:00 | 0.46527 | 0.29706 | 35584 | 16059.4826 | 634 | 31489.7859 | 3 | 15798.8845 | 1.5799 | 15690.9014 | 0 | 0 | 19 | 9500 | 2853.1315 | 199.6997 | 22358.3333 | 158085.8753 | 31858.3333 | 0 | 126227.542 | 126227.542 | 0 | 9500 | 0 | 0 | 0 | 0 | 0
2022-04-29 09:00 | 0.66712 | 0.39186 | 35584 | 23026.6341 | 634 | 41539.0409 | 3 | 8831.7477 | 0.88317 | 32707.2933 | 0 | 15690.9014 | 19 | 9500 | 2853.1315 | 199.6997 | 22358.3333 | 158085.8753 | 31858.3333 | 0 | 126227.542 | 126227.542 | 668.2523 | 8831.7477 | 0 | 0 | 0 | 0 | 0
2022-04-29 10:00 | 0.82492 | 0.45654 | 35584 | 28473.3347 | 634 | 48395.4314 | 3 | 3385.0586 | 0.33851 | 45010.3728 | 0 | 48398.1946 | 19 | 9500 | 2853.1315 | 199.6997 | 22358.3333 | 158085.8753 | 31858.3333 | 0 | 126227.542 | 126227.542 | 6114.9414 | 3385.0586 | 0 | 0 | 0 | 0 | 0
2022-04-29 11:00 | 0.91597 | 0.49015 | 35584 | 31616.0602 | 634 | 51958.2527 | 3 | 0 | 0 | 51958.2527 | 0 | 93408.5674 | 19 | 9257.6603 | 2853.1315 | 194.6055 | 22358.3333 | 158085.8753 | 31615.9936 | 0 | 126469.8817 | 126469.8817 | 9257.6603 | 0 | 0 | 0 | 0 | 0 | 0
2022-04-29 12:00 | 0.96217 | 0.56841 | 35584 | 33210.7216 | 634 | 60254.1884 | 3 | 0 | 0 | 60254.1884 | 0 | 145366.8202 | 19 | 9500 | 2853.1315 | 199.6997 | 22358.3333 | 158085.8753 | 31858.3333 | 0 | 126227.542 | 126227.542 | 9500 | 0 | 0 | 0 | 0 | 0 | 0
2022-04-29 13:00 | 0.90892 | 0.56985 | 35584 | 31372.719 | 634 | 60406.8353 | 3 | 485.6804 | 0.048568 | 59921.1549 | 0 | 205621.0085 | 19 | 9500 | 2853.1315 | 199.6997 | 22358.3333 | 158085.8753 | 31858.3333 | 0 | 126227.542 | 126227.542 | 9014.3196 | 485.6804 | 0 | 0 | 0 | 0 | 0
2022-04-29 14:00 | 0.79865 | 0.52611 | 35584 | 27566.5868 | 634 | 55770.1853 | 3 | 4291.8046 | 0.42918 | 51478.3807 | 0 | 265542.1634 | 19 | 9500 | 2853.1315 | 199.6997 | 22358.3333 | 158085.8753 | 31858.3333 | 0 | 126227.542 | 126227.542 | 9500 | 0 | 0 | 0 | 0 | 0 | 0
2022-04-29 15:00 | 0.6077 | 0.42944 | 35584 | 20975.6649 | 634 | 45522.7013 | 3 | 10882.7126 | 1.0883 | 34639.9887 | 0 | 317020.5441 | 19 | 9500 | 2853.1315 | 199.6997 | 22358.3333 | 158085.8753 | 31858.3333 | 0 | 126227.542 | 126227.542 | 9500 | 0 | 0 | 0 | 0 | 0 | 0
2022-04-29 16:00 | 0.41908 | 0.33967 | 35584 | 14465.1664 | 634 | 36006.6504 | 3 | 17393.1973 | 1.7393 | 18613.4531 | 0 | 351660.5328 | 19 | 9500 | 2853.1315 | 199.6997 | 22358.3333 | 158085.8753 | 31858.3333 | 0 | 126227.542 | 126227.542 | 9500 | 0 | 0 | 0 | 0 | 0 | 0
2022-04-29 17:00 | 0.20255 | 0.17713 | 35584 | 6991.313 | 634 | 18776.6302 | 3 | 24867.035 | 2.4867 | 0 | 6090.4048 | 370273.9859 | 19 | 9500 | 2853.1315 | 199.6997 | 22358.3333 | 158085.8753 | 31858.3333 | 0 | 126227.542 | 126227.542 | 0 | 9500 | 0 | 0 | 0 | 0 | 0
2022-04-29 18:00 | 0.04008 | 0.00986 | 35584 | 1383.4205 | 634 | 1045.2073 | 3 | 30000 | 3 | 0 | 28954.7927 | 364183.5811 | 19 | 9025.0843 | 2853.1315 | 189.7165 | 22358.3333 | 158085.8753 | 31383.4176 | 0 | 126702.4577 | 126702.4577 | 1383.4176 | 7641.6667 | 0 | 0 | 0 | 0 | 0
2022-04-29 19:00 | 0 | 0 | 35584 | 0 | 634 | 0 | 3 | 30000 | 3 | 0 | 30000 | 335228.7884 | 19 | 7641.6667 | 2853.1315 | 160.6356 | 22358.3333 | 158085.8753 | 30000 | 0 | 128085.8753 | 128085.8753 | 0 | 7641.6667 | 0 | 0 | 0 | 0 | 0
2022-04-29 20:00 | 0 | 0 | 35584 | 0 | 634 | 0 | 3 | 30000 | 3 | 0 | 30000 | 305228.7884 | 19 | 7641.6667 | 2853.1315 | 160.6356 | 22358.3333 | 158085.8753 | 30000 | 0 | 128085.8753 | 128085.8753 | 0 | 7641.6667 | 0 | 0 | 0 | 0 | 0
2022-04-29 21:00 | 0 | 0 | 35584 | 0 | 634 | 0 | 3 | 30000 | 3 | 0 | 30000 | 275228.7884 | 19 | 7641.6667 | 2853.1315 | 160.6356 | 22358.3333 | 158085.8753 | 30000 | 0 | 128085.8753 | 128085.8753 | 0 | 7641.6667 | 0 | 0 | 0 | 0 | 0
2022-04-29 22:00 | 0 | 0 | 35584 | 0 | 634 | 0 | 3 | 30000 | 3 | 0 | 30000 | 245228.7884 | 19 | 7641.6667 | 2853.1315 | 160.6356 | 22358.3333 | 158085.8753 | 30000 | 0 | 128085.8753 | 128085.8753 | 0 | 7641.6667 | 0 | 0 | 0 | 0 | 0
2022-04-29 23:00 | 0 | 0 | 35584 | 0 | 634 | 0 | 3 | 25698.9498 | 2.5699 | 0 | 25698.9498 | 215228.7884 | 19 | 3340.6164 | 2853.1315 | 70.2232 | 22358.3333 | 158085.8753 | 25698.9498 | 0 | 132386.9255 | 132386.9255 | 0 | 3340.6164 | 0 | 0 | 0 | 0 | 0
2022-04-30 | 0 | 0 | 35584 | 0 | 634 | 0 | 3 | 30000 | 3 | 0 | 30000 | 189529.8386 | 19 | 6933.3333 | 2853.1315 | 145.7457 | 23066.6667 | 158794.2086 | 30000 | 0 | 128794.2086 | 128794.2086 | 0 | 6933.3333 | 0 | 0 | 0 | 0 | 0
2022-04-30 01:00 | 0 | 0 | 35584 | 0 | 634 | 0 | 3 | 23066.6667 | 2.3067 | 0 | 23066.6667 | 159529.8386 | 19 | 0 | 2853.1315 | 0 | 23066.6667 | 158794.2086 | 23066.6667 | 0 | 135727.542 | 135727.542 | 0 | 0 | 0 | 0 | 0 | 0 | 0
2022-04-30 02:00 | 0 | 0 | 35584 | 0 | 634 | 0 | 3 | 23066.6667 | 2.3067 | 0 | 23066.6667 | 136463.172 | 19 | 0 | 2853.1315 | 0 | 23066.6667 | 158794.2086 | 23066.6667 | 0 | 135727.542 | 135727.542 | 0 | 0 | 0 | 0 | 0 | 0 | 0
2022-04-30 03:00 | 0 | 0 | 35584 | 0 | 634 | 0 | 3 | 23066.6667 | 2.3067 | 0 | 23066.6667 | 113396.5053 | 19 | 0 | 2853.1315 | 0 | 23066.6667 | 158794.2086 | 23066.6667 | 0 | 135727.542 | 135727.542 | 0 | 0 | 0 | 0 | 0 | 0 | 0
2022-04-30 04:00 | 0 | 0 | 35584 | 0 | 634 | 0 | 3 | 23066.6667 | 2.3067 | 0 | 23066.6667 | 90329.8386 | 19 | 0 | 2853.1315 | 0 | 23066.6667 | 158794.2086 | 23066.6667 | 0 | 135727.542 | 135727.542 | 0 | 0 | 0 | 0 | 0 | 0 | 0
2022-04-30 05:00 | 0 | 0 | 35584 | 0 | 634 | 0 | 3 | 23066.6667 | 2.3067 | 0 | 23066.6667 | 67263.172 | 19 | 0 | 2853.1315 | 0 | 23066.6667 | 158794.2086 | 23066.6667 | 0 | 135727.542 | 135727.542 | 0 | 0 | 0 | 0 | 0 | 0 | 0
2022-04-30 06:00 | 0.08978 | 0.02346 | 35584 | 3098.8896 | 634 | 2486.8726 | 3 | 19967.7836 | 1.9968 | 0 | 17480.911 | 44196.5053 | 19 | 0 | 2853.1315 | 0 | 23066.6667 | 158794.2086 | 23066.6667 | 0 | 135727.542 | 135727.542 | 0 | 0 | 0 | 0 | 0 | 0 | 0
2022-04-30 07:00 | 0.24415 | 0.11864 | 35584 | 8427.1986 | 634 | 12576.4095 | 3 | 14639.4858 | 1.4639 | 0 | 2063.0763 | 26715.5943 | 19 | 0 | 2853.1315 | 0 | 23066.6667 | 158794.2086 | 23066.6667 | 0 | 135727.542 | 135727.542 | 0 | 0 | 0 | 0 | 0 | 0 | 0
2022-04-30 08:00 | 0.4419 | 0.17279 | 35584 | 15252.8325 | 634 | 18316.5694 | 3 | 7813.8663 | 0.78139 | 10502.7031 | 0 | 24652.518 | 19 | 0 | 2853.1315 | 0 | 23066.6667 | 158794.2086 | 23066.6667 | 0 | 135727.542 | 135727.542 | 0 | 0 | 0 | 0 | 0 | 0 | 0
2022-04-30 09:00 | 0.65428 | 0.31596 | 35584 | 22583.4425 | 634 | 33493.2766 | 3 | 483.2717 | 0.048327 | 33010.0049 | 0 | 35155.2211 | 19 | 0 | 2853.1315 | 0 | 23066.6667 | 158794.2086 | 23066.6667 | 0 | 135727.542 | 135727.542 | 0 | 0 | 0 | 0 | 0 | 0 | 0
2022-04-30 10:00 | 0.76692 | 0.37602 | 35584 | 26471.3788 | 634 | 39859.9249 | 3 | 0 | 0 | 39859.9249 | 0 | 68165.226 | 19 | 3404.6564 | 2853.1315 | 71.5694 | 23066.6667 | 158794.2086 | 26471.3231 | 0 | 132322.8855 | 132322.8855 | 3404.6564 | 0 | 0 | 0 | 0 | 0 | 0
2022-04-30 11:00 | 0.85553 | 0.37838 | 35584 | 29529.8841 | 634 | 40110.0962 | 3 | 0 | 0 | 40110.0962 | 0 | 108025.1509 | 19 | 6463.1553 | 2853.1315 | 135.8621 | 23066.6667 | 158794.2086 | 29529.822 | 0 | 129264.3867 | 129264.3867 | 6463.1553 | 0 | 0 | 0 | 0 | 0 | 0
2022-04-30 12:00 | 0.9081 | 0.43219 | 35584 | 31344.4155 | 634 | 45814.2145 | 3 | 0 | 0 | 45814.2145 | 0 | 148135.2471 | 19 | 8277.6828 | 2853.1315 | 174.0053 | 23066.6667 | 158794.2086 | 31344.3495 | 0 | 127449.8591 | 127449.8591 | 8277.6828 | 0 | 0 | 0 | 0 | 0 | 0
2022-04-30 13:00 | 0.88292 | 0.41791 | 35584 | 30475.2905 | 634 | 44300.466 | 3 | 0 | 0 | 44300.466 | 0 | 193949.4616 | 19 | 7408.5597 | 2853.1315 | 155.7355 | 23066.6667 | 158794.2086 | 30475.2264 | 0 | 128318.9823 | 128318.9823 | 7408.5597 | 0 | 0 | 0 | 0 | 0 | 0
2022-04-30 14:00 | 0.75317 | 0.36486 | 35584 | 25996.7772 | 634 | 38676.9113 | 3 | 0 | 0 | 38676.9113 | 0 | 238249.9276 | 19 | 2930.0558 | 2853.1315 | 61.5928 | 23066.6667 | 158794.2086 | 25996.7225 | 0 | 132797.4861 | 132797.4861 | 2930.0558 | 0 | 0 | 0 | 0 | 0 | 0
2022-04-30 15:00 | 0.58247 | 0.27727 | 35584 | 20104.8141 | 634 | 29391.9509 | 3 | 2961.8949 | 0.29619 | 26430.056 | 0 | 276926.8389 | 19 | 0 | 2853.1315 | 0 | 23066.6667 | 158794.2086 | 23066.6667 | 0 | 135727.542 | 135727.542 | 0 | 0 | 0 | 0 | 0 | 0 | 0
2022-04-30 16:00 | 0.24682 | 0.06037 | 35584 | 8519.3576 | 634 | 6399.5098 | 3 | 14547.327 | 1.4547 | 0 | 8147.8172 | 303356.8949 | 19 | 0 | 2853.1315 | 0 | 23066.6667 | 158794.2086 | 23066.6667 | 0 | 135727.542 | 135727.542 | 0 | 0 | 0 | 0 | 0 | 0 | 0
2022-04-30 17:00 | 0.12312 | 0.01629 | 35584 | 4249.669 | 634 | 1726.8182 | 3 | 18817.0066 | 1.8817 | 1726.8182 | 18817.0066 | 295209.0777 | 19 | 0 | 2853.1315 | 0 | 23066.6667 | 158794.2086 | 23066.6667 | 0 | 135727.542 | 135727.542 | 0 | 0 | 0 | 0 | 0 | 0 | 0
2022-04-30 18:00 | 0.03133 | 0 | 35584 | 1081.4013 | 634 | 0 | 3 | 21985.2676 | 2.1985 | 0 | 21985.2676 | 278118.8893 | 19 | 0 | 2853.1315 | 0 | 23066.6667 | 158794.2086 | 23066.6667 | 0 | 135727.542 | 135727.542 | 0 | 0 | 0 | 0 | 0 | 0 | 0
2022-04-30 19:00 | 0 | 0 | 35584 | 0 | 634 | 0 | 3 | 23066.6667 | 2.3067 | 0 | 23066.6667 | 256133.6217 | 19 | 0 | 2853.1315 | 0 | 23066.6667 | 158794.2086 | 23066.6667 | 0 | 135727.542 | 135727.542 | 0 | 0 | 0 | 0 | 0 | 0 | 0
2022-04-30 20:00 | 0 | 0 | 35584 | 0 | 634 | 0 | 3 | 23066.6667 | 2.3067 | 0 | 23066.6667 | 233066.955 | 19 | 0 | 2853.1315 | 0 | 23066.6667 | 158794.2086 | 23066.6667 | 0 | 135727.542 | 135727.542 | 0 | 0 | 0 | 0 | 0 | 0 | 0
2022-04-30 21:00 | 0 | 0 | 35584 | 0 | 634 | 0 | 3 | 23066.6667 | 2.3067 | 0 | 23066.6667 | 210000.2884 | 19 | 0 | 2853.1315 | 0 | 23066.6667 | 158794.2086 | 23066.6667 | 0 | 135727.542 | 135727.542 | 0 | 0 | 0 | 0 | 0 | 0 | 0
2022-04-30 22:00 | 0 | 0 | 35584 | 0 | 634 | 0 | 3 | 23066.6667 | 2.3067 | 0 | 23066.6667 | 186933.6217 | 19 | 0 | 2853.1315 | 0 | 23066.6667 | 158794.2086 | 23066.6667 | 0 | 135727.542 | 135727.542 | 0 | 0 | 0 | 0 | 0 | 0 | 0
2022-04-30 23:00 | 0 | 0 | 35584 | 0 | 634 | 0 | 3 | 23066.6667 | 2.3067 | 0 | 23066.6667 | 163866.955 | 19 | 0 | 2853.1315 | 0 | 23066.6667 | 158794.2086 | 23066.6667 | 0 | 135727.542 | 135727.542 | 0 | 0 | 0 | 0 | 0 | 0 | 0
2022-05-01 | 0 | 0 | 35584 | 0 | 634 | 0 | 3 | 22450 | 2.245 | 0 | 22450 | 140800.2884 | 19 | 0 | 2118.5075 | 0 | 22450 | 123230.4286 | 22450 | 0 | 100780.4286 | 100780.4286 | 0 | 0 | 0 | 0 | 0 | 0 | 0
2022-05-01 01:00 | 0 | 0 | 35584 | 0 | 634 | 0 | 3 | 22450 | 2.245 | 0 | 22450 | 118350.2884 | 19 | 0 | 2118.5075 | 0 | 22450 | 123230.4286 | 22450 | 0 | 100780.4286 | 100780.4286 | 0 | 0 | 0 | 0 | 0 | 0 | 0
2022-05-01 02:00 | 0 | 0 | 35584 | 0 | 634 | 0 | 3 | 22450 | 2.245 | 0 | 22450 | 95900.2884 | 19 | 0 | 2118.5075 | 0 | 22450 | 123230.4286 | 22450 | 0 | 100780.4286 | 100780.4286 | 0 | 0 | 0 | 0 | 0 | 0 | 0
2022-05-01 03:00 | 0 | 0 | 35584 | 0 | 634 | 0 | 3 | 22450 | 2.245 | 0 | 22450 | 73450.2884 | 19 | 0 | 2118.5075 | 0 | 22450 | 123230.4286 | 22450 | 0 | 100780.4286 | 100780.4286 | 0 | 0 | 0 | 0 | 0 | 0 | 0
2022-05-01 04:00 | 0 | 0 | 35584 | 0 | 634 | 0 | 3 | 22450 | 2.245 | 0 | 22450 | 51000.2884 | 19 | 0 | 2118.5075 | 0 | 22450 | 123230.4286 | 22450 | 0 | 100780.4286 | 100780.4286 | 0 | 0 | 0 | 0 | 0 | 0 | 0
2022-05-01 05:00 | 0.00342 | 0 | 35584 | 118.0464 | 634 | 0 | 3 | 22331.9539 | 2.2332 | 0 | 22331.9539 | 28550.2884 | 19 | 0 | 2118.5075 | 0 | 22450 | 123230.4286 | 22450 | 0 | 100780.4286 | 100780.4286 | 0 | 0 | 0 | 0 | 0 | 0 | 0
2022-05-01 06:00 | 0.10378 | 0.11933 | 35584 | 3582.1203 | 634 | 12649.5528 | 3 | 18867.8872 | 1.8868 | 0 | 6218.3345 | 6218.3345 | 19 | 0 | 2118.5075 | 0 | 22450 | 123230.4286 | 22450 | 0 | 100780.4286 | 100780.4286 | 0 | 0 | 0 | 0 | 0 | 0 | 0
2022-05-01 07:00 | 0.29477 | 0.26425 | 35584 | 10174.4228 | 634 | 28011.7684 | 3 | 21775.5986 | 2.1776 | 0 | 0 | 0 | 19 | 9500 | 2118.5075 | 199.6997 | 22450 | 123230.4286 | 31950 | 0 | 91280.4286 | 91280.4286 | 9500 | 0 | 0 | 0 | 0 | 0 | 0
2022-05-01 08:00 | 0.5185 | 0.41153 | 35584 | 17896.7949 | 634 | 43624.1553 | 3 | 14053.2428 | 1.4053 | 0 | 0 | 0 | 19 | 9500 | 2118.5075 | 199.6997 | 22450 | 123230.4286 | 31950 | 0 | 91280.4286 | 91280.4286 | 9500 | 0 | 0 | 0 | 0 | 0 | 0
2022-05-01 09:00 | 0.72678 | 0.54174 | 35584 | 25085.8873 | 634 | 57427.0404 | 3 | 6864.1655 | 0.68642 | 25491.8427 | 0 | 0 | 19 | 9500 | 2118.5075 | 199.6997 | 22450 | 123230.4286 | 31950 | 0 | 91280.4286 | 91280.4286 | 9500 | 0 | 0 | 0 | 0 | 0 | 0
2022-05-01 10:00 | 0.8837 | 0.61546 | 35584 | 30502.2134 | 634 | 65241.7142 | 3 | 1447.8508 | 0.14479 | 63793.8634 | 0 | 25491.8427 | 19 | 9500 | 2118.5075 | 199.6997 | 22450 | 123230.4286 | 31950 | 0 | 91280.4286 | 91280.4286 | 8052.1492 | 1447.8508 | 0 | 0 | 0 | 0 | 0
2022-05-01 11:00 | 0.9776 | 0.65654 | 35584 | 33743.3108 | 634 | 69596.3914 | 3 | 0 | 0 | 69596.3914 | 0 | 89285.7061 | 19 | 9500 | 2118.5075 | 199.6997 | 22450 | 123230.4286 | 31950 | 0 | 91280.4286 | 91280.4286 | 9500 | 0 | 0 | 0 | 0 | 0 | 0
2022-05-01 12:00 | 0.9791 | 0.59639 | 35584 | 33795.0856 | 634 | 63220.2027 | 3 | 0 | 0 | 63220.2027 | 0 | 158882.0975 | 19 | 9500 | 2118.5075 | 199.6997 | 22450 | 123230.4286 | 31950 | 0 | 91280.4286 | 91280.4286 | 9500 | 0 | 0 | 0 | 0 | 0 | 0
2022-05-01 13:00 | 0.92478 | 0.53977 | 35584 | 31920.1504 | 634 | 57218.2109 | 3 | 29.9168 | 0.0029917 | 57188.2941 | 0 | 222102.3001 | 19 | 9500 | 2118.5075 | 199.6997 | 22450 | 123230.4286 | 31950 | 0 | 91280.4286 | 91280.4286 | 9470.0832 | 29.9168 | 0 | 0 | 0 | 0 | 0
2022-05-01 14:00 | 0.80428 | 0.48699 | 35584 | 27760.9145 | 634 | 51623.2776 | 3 | 4189.1439 | 0.41891 | 47434.1336 | 0 | 279290.5942 | 19 | 9500 | 2118.5075 | 199.6997 | 22450 | 123230.4286 | 31950 | 0 | 91280.4286 | 91280.4286 | 9500 | 0 | 0 | 0 | 0 | 0 | 0
2022-05-01 15:00 | 0.62785 | 0.41718 | 35584 | 21671.172 | 634 | 44223.0825 | 3 | 10278.8737 | 1.0279 | 33944.2088 | 0 | 326724.7278 | 19 | 9500 | 2118.5075 | 199.6997 | 22450 | 123230.4286 | 31950 | 0 | 91280.4286 | 91280.4286 | 9500 | 0 | 0 | 0 | 0 | 0 | 0
2022-05-01 16:00 | 0.42005 | 0.31992 | 35584 | 14498.6474 | 634 | 33913.0556 | 3 | 17451.3831 | 1.7451 | 16461.6725 | 0 | 360668.9366 | 19 | 9500 | 2118.5075 | 199.6997 | 22450 | 123230.4286 | 31950 | 0 | 91280.4286 | 91280.4286 | 9500 | 0 | 0 | 0 | 0 | 0 | 0
2022-05-01 17:00 | 0.21062 | 0.18669 | 35584 | 7269.861 | 634 | 19790.0361 | 3 | 24680.1543 | 2.468 | 0 | 4890.1182 | 377130.6092 | 19 | 9500 | 2118.5075 | 199.6997 | 22450 | 123230.4286 | 31950 | 0 | 91280.4286 | 91280.4286 | 7269.8457 | 2230.1543 | 0 | 0 | 0 | 0 | 0
2022-05-01 18:00 | 0.04388 | 0.01662 | 35584 | 1514.5831 | 634 | 1761.7998 | 3 | 30000 | 3 | 0 | 28238.2002 | 372240.491 | 19 | 9064.58 | 2118.5075 | 190.5467 | 22450 | 123230.4286 | 31514.58 | 0 | 91715.8486 | 91715.8486 | 1514.58 | 7550 | 0 | 0 | 0 | 0 | 0
2022-05-01 19:00 | 0 | 0 | 35584 | 0 | 634 | 0 | 3 | 30000 | 3 | 0 | 30000 | 344002.2908 | 19 | 7550 | 2118.5075 | 158.7087 | 22450 | 123230.4286 | 30000 | 0 | 93230.4286 | 93230.4286 | 0 | 7550 | 0 | 0 | 0 | 0 | 0
2022-05-01 20:00 | 0 | 0 | 35584 | 0 | 634 | 0 | 3 | 30000 | 3 | 0 | 30000 | 314002.2908 | 19 | 7550 | 2118.5075 | 158.7087 | 22450 | 123230.4286 | 30000 | 0 | 93230.4286 | 93230.4286 | 0 | 7550 | 0 | 0 | 0 | 0 | 0
2022-05-01 21:00 | 0 | 0 | 35584 | 0 | 634 | 0 | 3 | 30000 | 3 | 0 | 30000 | 284002.2908 | 19 | 7550 | 2118.5075 | 158.7087 | 22450 | 123230.4286 | 30000 | 0 | 93230.4286 | 93230.4286 | 0 | 7550 | 0 | 0 | 0 | 0 | 0
2022-05-01 22:00 | 0 | 0 | 35584 | 0 | 634 | 0 | 3 | 30000 | 3 | 0 | 30000 | 254002.2908 | 19 | 7550 | 2118.5075 | 158.7087 | 22450 | 123230.4286 | 30000 | 0 | 93230.4286 | 93230.4286 | 0 | 7550 | 0 | 0 | 0 | 0 | 0
2022-05-01 23:00 | 0 | 0 | 35584 | 0 | 634 | 0 | 3 | 30000 | 3 | 0 | 30000 | 224002.2908 | 19 | 7550 | 2118.5075 | 158.7087 | 22450 | 123230.4286 | 30000 | 0 | 93230.4286 | 93230.4286 | 0 | 7550 | 0 | 0 | 0 | 0 | 0
2022-05-02 | 0 | 0 | 35584 | 0 | 634 | 0 | 3 | 30000 | 3 | 0 | 30000 | 194002.2908 | 19 | 6625 | 2118.5075 | 139.2643 | 23375 | 124155.4286 | 30000 | 0 | 94155.4286 | 94155.4286 | 0 | 6625 | 0 | 0 | 0 | 0 | 0
2022-05-02 01:00 | 0 | 0 | 35584 | 0 | 634 | 0 | 3 | 30000 | 3 | 0 | 30000 | 164002.2908 | 19 | 6625 | 2118.5075 | 139.2643 | 23375 | 124155.4286 | 30000 | 0 | 94155.4286 | 94155.4286 | 0 | 6625 | 0 | 0 | 0 | 0 | 0
2022-05-02 02:00 | 0 | 0 | 35584 | 0 | 634 | 0 | 3 | 30000 | 3 | 0 | 30000 | 134002.2908 | 19 | 6625 | 2118.5075 | 139.2643 | 23375 | 124155.4286 | 30000 | 0 | 94155.4286 | 94155.4286 | 0 | 6625 | 0 | 0 | 0 | 0 | 0
2022-05-02 03:00 | 0 | 0 | 35584 | 0 | 634 | 0 | 3 | 30000 | 3 | 0 | 30000 | 104002.2908 | 19 | 6625 | 2118.5075 | 139.2643 | 23375 | 124155.4286 | 30000 | 0 | 94155.4286 | 94155.4286 | 0 | 6625 | 0 | 0 | 0 | 0 | 0
2022-05-02 04:00 | 0 | 0 | 35584 | 0 | 634 | 0 | 3 | 30000 | 3 | 0 | 30000 | 74002.2908 | 19 | 6625 | 2118.5075 | 139.2643 | 23375 | 124155.4286 | 30000 | 0 | 94155.4286 | 94155.4286 | 0 | 6625 | 0 | 0 | 0 | 0 | 0
2022-05-02 05:00 | 0.00407 | 0 | 35584 | 140.4821 | 634 | 0 | 3 | 30000 | 3 | 0 | 30000 | 44002.2908 | 19 | 6765.4818 | 2118.5075 | 142.2173 | 23375 | 124155.4286 | 30140.4818 | 0 | 94014.9468 | 94014.9468 | 140.4818 | 6625 | 0 | 0 | 0 | 0 | 0
2022-05-02 06:00 | 0.11012 | 0.14218 | 35584 | 3800.9548 | 634 | 15071.7625 | 3 | 29074.0532 | 2.9074 | 0 | 14002.2908 | 14002.2908 | 19 | 9500 | 2118.5075 | 199.6997 | 23375 | 124155.4286 | 32875 | 0 | 91280.4286 | 91280.4286 | 3800.9468 | 5699.0532 | 0 | 0 | 0 | 0 | 0
2022-05-02 07:00 | 0.32505 | 0.40006 | 35584 | 11219.5818 | 634 | 42408.2803 | 3 | 21655.4418 | 2.1655 | 0 | 0 | 0 | 19 | 9500 | 2118.5075 | 199.6997 | 23375 | 124155.4286 | 32875 | 0 | 91280.4286 | 91280.4286 | 9500 | 0 | 0 | 0 | 0 | 0 | 0
2022-05-02 08:00 | 0.55467 | 0.58014 | 35584 | 19145.256 | 634 | 61497.6247 | 3 | 13729.7843 | 1.373 | 0 | 0 | 0 | 19 | 9500 | 2118.5075 | 199.6997 | 23375 | 124155.4286 | 32875 | 0 | 91280.4286 | 91280.4286 | 9500 | 0 | 0 | 0 | 0 | 0 | 0
2022-05-02 09:00 | 0.75633 | 0.66369 | 35584 | 26105.8493 | 634 | 70354.3257 | 3 | 6769.2056 | 0.67692 | 0 | 0 | 0 | 19 | 9500 | 2118.5075 | 199.6997 | 23375 | 124155.4286 | 32875 | 0 | 91280.4286 | 91280.4286 | 9500 | 0 | 0 | 0 | 0 | 0 | 0
2022-05-02 10:00 | 0.91938 | 0.75999 | 35584 | 31733.7614 | 634 | 80562.588 | 3 | 1141.3054 | 0.11413 | 67306.4698 | 0 | 0 | 19 | 9500 | 2118.5075 | 199.6997 | 23375 | 124155.4286 | 32875 | 0 | 91280.4286 | 91280.4286 | 9500 | 0 | 0 | 0 | 0 | 0 | 0
2022-05-02 11:00 | 1.0082 | 0.79655 | 35584 | 34799.5151 | 634 | 84438.1234 | 3 | 0 | 0 | 84438.1234 | 0 | 67306.4698 | 19 | 9500 | 2118.5075 | 199.6997 | 23375 | 124155.4286 | 32875 | 0 | 91280.4286 | 91280.4286 | 9500 | 0 | 0 | 0 | 0 | 0 | 0
2022-05-02 12:00 | 1.0206 | 0.76228 | 35584 | 35228.2098 | 634 | 80805.3389 | 3 | 0 | 0 | 80805.3389 | 0 | 151744.5933 | 19 | 9500 | 2118.5075 | 199.6997 | 23375 | 124155.4286 | 32875 | 0 | 91280.4286 | 91280.4286 | 9500 | 0 | 0 | 0 | 0 | 0 | 0
2022-05-02 13:00 | 0.96745 | 0.67836 | 35584 | 33392.9686 | 634 | 71909.4161 | 3 | 0 | 0 | 71909.4161 | 0 | 232549.9322 | 19 | 9500 | 2118.5075 | 199.6997 | 23375 | 124155.4286 | 32875 | 0 | 91280.4286 | 91280.4286 | 9500 | 0 | 0 | 0 | 0 | 0 | 0
2022-05-02 14:00 | 0.8455 | 0.65996 | 35584 | 29183.6838 | 634 | 69958.9278 | 3 | 3691.3776 | 0.36914 | 66267.5502 | 0 | 304459.3483 | 19 | 9500 | 2118.5075 | 199.6997 | 23375 | 124155.4286 | 32875 | 0 | 91280.4286 | 91280.4286 | 9500 | 0 | 0 | 0 | 0 | 0 | 0
2022-05-02 15:00 | 0.6632 | 0.52761 | 35584 | 22891.3295 | 634 | 55929.1925 | 3 | 9983.7187 | 0.99837 | 45945.4739 | 0 | 370726.8985 | 19 | 9500 | 2118.5075 | 199.6997 | 23375 | 124155.4286 | 32875 | 0 | 91280.4286 | 91280.4286 | 0 | 9500 | 0 | 0 | 0 | 0 | 0
2022-05-02 16:00 | 0.44112 | 0.38583 | 35584 | 15225.9097 | 634 | 40899.832 | 3 | 17649.1224 | 1.7649 | 23250.7096 | 0 | 416672.3724 | 19 | 9500 | 2118.5075 | 199.6997 | 23375 | 124155.4286 | 32875 | 0 | 91280.4286 | 91280.4286 | 0 | 9500 | 0 | 0 | 0 | 0 | 0
2022-05-02 17:00 | 0.21668 | 0.17092 | 35584 | 7479.0309 | 634 | 18118.3404 | 3 | 25395.9849 | 2.5396 | 0 | 7277.6444 | 439923.082 | 19 | 9500 | 2118.5075 | 199.6997 | 23375 | 124155.4286 | 32875 | 0 | 91280.4286 | 91280.4286 | 7479.0151 | 2020.9849 | 0 | 0 | 0 | 0 | 0
2022-05-02 18:00 | 0.044 | 0.00811 | 35584 | 1518.7251 | 634 | 859.6989 | 3 | 30000 | 3 | 0 | 29140.3011 | 432645.4375 | 19 | 8143.7219 | 2118.5075 | 171.1893 | 23375 | 124155.4286 | 31518.7219 | 0 | 92636.7067 | 92636.7067 | 1518.7219 | 6625 | 0 | 0 | 0 | 0 | 0
2022-05-02 19:00 | 0 | 0 | 35584 | 0 | 634 | 0 | 3 | 30000 | 3 | 0 | 30000 | 403505.1365 | 19 | 6625 | 2118.5075 | 139.2643 | 23375 | 124155.4286 | 30000 | 0 | 94155.4286 | 94155.4286 | 0 | 6625 | 0 | 0 | 0 | 0 | 0
2022-05-02 20:00 | 0 | 0 | 35584 | 0 | 634 | 0 | 3 | 30000 | 3 | 0 | 30000 | 373505.1365 | 19 | 6625 | 2118.5075 | 139.2643 | 23375 | 124155.4286 | 30000 | 0 | 94155.4286 | 94155.4286 | 0 | 6625 | 0 | 0 | 0 | 0 | 0
2022-05-02 21:00 | 0 | 0 | 35584 | 0 | 634 | 0 | 3 | 30000 | 3 | 0 | 30000 | 343505.1365 | 19 | 6625 | 2118.5075 | 139.2643 | 23375 | 124155.4286 | 30000 | 0 | 94155.4286 | 94155.4286 | 0 | 6625 | 0 | 0 | 0 | 0 | 0
2022-05-02 22:00 | 0 | 0 | 35584 | 0 | 634 | 0 | 3 | 30000 | 3 | 0 | 30000 | 313505.1365 | 19 | 6625 | 2118.5075 | 139.2643 | 23375 | 124155.4286 | 30000 | 0 | 94155.4286 | 94155.4286 | 0 | 6625 | 0 | 0 | 0 | 0 | 0
2022-05-02 23:00 | 0 | 0 | 35584 | 0 | 634 | 0 | 3 | 30000 | 3 | 0 | 30000 | 283505.1365 | 19 | 6625 | 2118.5075 | 139.2643 | 23375 | 124155.4286 | 30000 | 0 | 94155.4286 | 94155.4286 | 0 | 6625 | 0 | 0 | 0 | 0 | 0
2022-05-03 | 0 | 0 | 35584 | 0 | 634 | 0 | 3 | 30000 | 3 | 0 | 30000 | 253505.1365 | 19 | 6541.6667 | 2118.5075 | 137.5125 | 23458.3333 | 124238.7619 | 30000 | 0 | 94238.7619 | 94238.7619 | 0 | 6541.6667 | 0 | 0 | 0 | 0 | 0
2022-05-03 01:00 | 0 | 0 | 35584 | 0 | 634 | 0 | 3 | 30000 | 3 | 0 | 30000 | 223505.1365 | 19 | 6541.6667 | 2118.5075 | 137.5125 | 23458.3333 | 124238.7619 | 30000 | 0 | 94238.7619 | 94238.7619 | 0 | 6541.6667 | 0 | 0 | 0 | 0 | 0
2022-05-03 02:00 | 0 | 0 | 35584 | 0 | 634 | 0 | 3 | 30000 | 3 | 0 | 30000 | 193505.1365 | 19 | 6541.6667 | 2118.5075 | 137.5125 | 23458.3333 | 124238.7619 | 30000 | 0 | 94238.7619 | 94238.7619 | 0 | 6541.6667 | 0 | 0 | 0 | 0 | 0
2022-05-03 03:00 | 0 | 0 | 35584 | 0 | 634 | 0 | 3 | 30000 | 3 | 0 | 30000 | 163505.1365 | 19 | 6541.6667 | 2118.5075 | 137.5125 | 23458.3333 | 124238.7619 | 30000 | 0 | 94238.7619 | 94238.7619 | 0 | 6541.6667 | 0 | 0 | 0 | 0 | 0
2022-05-03 04:00 | 0 | 0 | 35584 | 0 | 634 | 0 | 3 | 30000 | 3 | 0 | 30000 | 133505.1365 | 19 | 6541.6667 | 2118.5075 | 137.5125 | 23458.3333 | 124238.7619 | 30000 | 0 | 94238.7619 | 94238.7619 | 0 | 6541.6667 | 0 | 0 | 0 | 0 | 0
2022-05-03 05:00 | 0.0041 | 0 | 35584 | 141.5176 | 634 | 0 | 3 | 30000 | 3 | 0 | 30000 | 103505.1365 | 19 | 6683.1839 | 2118.5075 | 140.4874 | 23458.3333 | 124238.7619 | 30141.5173 | 0 | 94097.2447 | 94097.2447 | 141.5173 | 6541.6667 | 0 | 0 | 0 | 0 | 0
2022-05-03 06:00 | 0.09805 | 0.05425 | 35584 | 3384.3409 | 634 | 5750.7604 | 3 | 29573.9996 | 2.9574 | 0 | 23823.2392 | 73505.1365 | 19 | 9500 | 2118.5075 | 199.6997 | 23458.3333 | 124238.7619 | 32958.3333 | 0 | 91280.4286 | 91280.4286 | 3384.3337 | 6115.6663 | 0 | 0 | 0 | 0 | 0
2022-05-03 07:00 | 0.29427 | 0.24399 | 35584 | 10157.1646 | 634 | 25864.1112 | 3 | 22801.1901 | 2.2801 | 3062.921 | 0 | 49681.8973 | 19 | 9500 | 2118.5075 | 199.6997 | 23458.3333 | 124238.7619 | 32958.3333 | 0 | 91280.4286 | 91280.4286 | 9500 | 0 | 0 | 0 | 0 | 0 | 0
2022-05-03 08:00 | 0.51812 | 0.4153 | 35584 | 17883.6786 | 634 | 44023.7934 | 3 | 15074.6924 | 1.5075 | 28949.1011 | 0 | 52744.8183 | 19 | 9500 | 2118.5075 | 199.6997 | 23458.3333 | 124238.7619 | 32958.3333 | 0 | 91280.4286 | 91280.4286 | 0 | 9500 | 0 | 0 | 0 | 0 | 0
2022-05-03 09:00 | 0.71997 | 0.51475 | 35584 | 24850.8301 | 634 | 54565.9708 | 3 | 8107.5555 | 0.81076 | 54565.9708 | 8107.5555 | 81693.9193 | 19 | 9500 | 2118.5075 | 199.6997 | 23458.3333 | 124238.7619 | 32958.3333 | 0 | 91280.4286 | 91280.4286 | 9500 | 0 | 0 | 0 | 0 | 0 | 0
2022-05-03 10:00 | 0.83053 | 0.44601 | 35584 | 28666.9721 | 634 | 47279.2008 | 3 | 4291.4216 | 0.42914 | 42987.7793 | 0 | 128152.3346 | 19 | 9500 | 2118.5075 | 199.6997 | 23458.3333 | 124238.7619 | 32958.3333 | 0 | 91280.4286 | 91280.4286 | 5208.5784 | 4291.4216 | 0 | 0 | 0 | 0 | 0
2022-05-03 11:00 | 0.95762 | 0.56092 | 35584 | 33053.6716 | 634 | 59460.2124 | 3 | 0 | 0 | 59460.2124 | 0 | 171140.1139 | 19 | 9500 | 2118.5075 | 199.6997 | 23458.3333 | 124238.7619 | 32958.3333 | 0 | 91280.4286 | 91280.4286 | 9500 | 0 | 0 | 0 | 0 | 0 | 0
2022-05-03 12:00 | 0.96953 | 0.55636 | 35584 | 33464.7629 | 634 | 58976.8305 | 3 | 0 | 0 | 58976.8305 | 0 | 230600.3263 | 19 | 9500 | 2118.5075 | 199.6997 | 23458.3333 | 124238.7619 | 32958.3333 | 0 | 91280.4286 | 91280.4286 | 9500 | 0 | 0 | 0 | 0 | 0 | 0
2022-05-03 13:00 | 0.9123 | 0.48769 | 35584 | 31489.3847 | 634 | 51697.4809 | 3 | 1469.0149 | 0.1469 | 50228.466 | 0 | 289577.1568 | 19 | 9500 | 2118.5075 | 199.6997 | 23458.3333 | 124238.7619 | 32958.3333 | 0 | 91280.4286 | 91280.4286 | 9500 | 0 | 0 | 0 | 0 | 0 | 0
2022-05-03 14:00 | 0.70655 | 0.4327 | 35584 | 24387.6189 | 634 | 45868.277 | 3 | 8570.7657 | 0.85708 | 37297.5112 | 0 | 339805.6228 | 19 | 9500 | 2118.5075 | 199.6997 | 23458.3333 | 124238.7619 | 32958.3333 | 0 | 91280.4286 | 91280.4286 | 9500 | 0 | 0 | 0 | 0 | 0 | 0
2022-05-03 15:00 | 0.51285 | 0.21333 | 35584 | 17701.7768 | 634 | 22614.004 | 3 | 15256.5938 | 1.5257 | 7357.4101 | 0 | 377103.134 | 19 | 9500 | 2118.5075 | 199.6997 | 23458.3333 | 124238.7619 | 32958.3333 | 0 | 91280.4286 | 91280.4286 | 0 | 9500 | 0 | 0 | 0 | 0 | 0
2022-05-03 16:00 | 0.40252 | 0.30974 | 35584 | 13893.5735 | 634 | 32833.9268 | 3 | 19064.7891 | 1.9065 | 13769.1377 | 0 | 384460.5442 | 19 | 9500 | 2118.5075 | 199.6997 | 23458.3333 | 124238.7619 | 32958.3333 | 0 | 91280.4286 | 91280.4286 | 0 | 9500 | 0 | 0 | 0 | 0 | 0
2022-05-03 17:00 | 0.18302 | 0.10949 | 35584 | 6317.2062 | 634 | 11606.4656 | 3 | 26641.1405 | 2.6641 | 0 | 15034.6749 | 398229.6819 | 19 | 9500 | 2118.5075 | 199.6997 | 23458.3333 | 124238.7619 | 32958.3333 | 0 | 91280.4286 | 91280.4286 | 0 | 9500 | 0 | 0 | 0 | 0 | 0
2022-05-03 18:00 | 0.04138 | 0.00223 | 35584 | 1428.2919 | 634 | 236.3907 | 3 | 30000 | 3 | 0 | 29763.6093 | 383195.007 | 19 | 7969.9556 | 2118.5075 | 167.5366 | 23458.3333 | 124238.7619 | 31428.2889 | 0 | 92810.473 | 92810.473 | 1428.2889 | 6541.6667 | 0 | 0 | 0 | 0 | 0
2022-05-03 19:00 | 0 | 0 | 35584 | 0 | 634 | 0 | 3 | 30000 | 3 | 0 | 30000 | 353431.3977 | 19 | 6541.6667 | 2118.5075 | 137.5125 | 23458.3333 | 124238.7619 | 30000 | 0 | 94238.7619 | 94238.7619 | 0 | 6541.6667 | 0 | 0 | 0 | 0 | 0
2022-05-03 20:00 | 0 | 0 | 35584 | 0 | 634 | 0 | 3 | 30000 | 3 | 0 | 30000 | 323431.3977 | 19 | 6541.6667 | 2118.5075 | 137.5125 | 23458.3333 | 124238.7619 | 30000 | 0 | 94238.7619 | 94238.7619 | 0 | 6541.6667 | 0 | 0 | 0 | 0 | 0
2022-05-03 21:00 | 0 | 0 | 35584 | 0 | 634 | 0 | 3 | 30000 | 3 | 0 | 30000 | 293431.3977 | 19 | 6541.6667 | 2118.5075 | 137.5125 | 23458.3333 | 124238.7619 | 30000 | 0 | 94238.7619 | 94238.7619 | 0 | 6541.6667 | 0 | 0 | 0 | 0 | 0
2022-05-03 22:00 | 0 | 0 | 35584 | 0 | 634 | 0 | 3 | 30000 | 3 | 0 | 30000 | 263431.3977 | 19 | 6541.6667 | 2118.5075 | 137.5125 | 23458.3333 | 124238.7619 | 30000 | 0 | 94238.7619 | 94238.7619 | 0 | 6541.6667 | 0 | 0 | 0 | 0 | 0
2022-05-03 23:00 | 0 | 0 | 35584 | 0 | 634 | 0 | 3 | 30000 | 3 | 0 | 30000 | 233431.3977 | 19 | 6541.6667 | 2118.5075 | 137.5125 | 23458.3333 | 124238.7619 | 30000 | 0 | 94238.7619 | 94238.7619 | 0 | 6541.6667 | 0 | 0 | 0 | 0 | 0
2022-05-04 | 0 | 0 | 35584 | 0 | 634 | 0 | 3 | 30000 | 3 | 0 | 30000 | 203431.3977 | 19 | 7791.6667 | 2118.5075 | 163.7888 | 22208.3333 | 122988.7619 | 30000 | 0 | 92988.7619 | 92988.7619 | 0 | 7791.6667 | 0 | 0 | 0 | 0 | 0
2022-05-04 01:00 | 0 | 0 | 35584 | 0 | 634 | 0 | 3 | 30000 | 3 | 0 | 30000 | 173431.3977 | 19 | 7791.6667 | 2118.5075 | 163.7888 | 22208.3333 | 122988.7619 | 30000 | 0 | 92988.7619 | 92988.7619 | 0 | 7791.6667 | 0 | 0 | 0 | 0 | 0
2022-05-04 02:00 | 0 | 0 | 35584 | 0 | 634 | 0 | 3 | 30000 | 3 | 0 | 30000 | 143431.3977 | 19 | 7791.6667 | 2118.5075 | 163.7888 | 22208.3333 | 122988.7619 | 30000 | 0 | 92988.7619 | 92988.7619 | 0 | 7791.6667 | 0 | 0 | 0 | 0 | 0
2022-05-04 03:00 | 0 | 0 | 35584 | 0 | 634 | 0 | 3 | 30000 | 3 | 0 | 30000 | 113431.3977 | 19 | 7791.6667 | 2118.5075 | 163.7888 | 22208.3333 | 122988.7619 | 30000 | 0 | 92988.7619 | 92988.7619 | 0 | 7791.6667 | 0 | 0 | 0 | 0 | 0
2022-05-04 04:00 | 0 | 0 | 35584 | 0 | 634 | 0 | 3 | 30000 | 3 | 0 | 30000 | 83431.3977 | 19 | 7791.6667 | 2118.5075 | 163.7888 | 22208.3333 | 122988.7619 | 30000 | 0 | 92988.7619 | 92988.7619 | 0 | 7791.6667 | 0 | 0 | 0 | 0 | 0
2022-05-04 05:00 | 0.00435 | 0 | 35584 | 150.1467 | 634 | 0 | 3 | 30000 | 3 | 0 | 30000 | 53431.3977 | 19 | 7941.813 | 2118.5075 | 166.945 | 22208.3333 | 122988.7619 | 30150.1464 | 0 | 92838.6156 | 92838.6156 | 150.1464 | 7791.6667 | 0 | 0 | 0 | 0 | 0
2022-05-04 06:00 | 0.10178 | 0.04494 | 35584 | 3513.0873 | 634 | 4763.8557 | 3 | 28195.2534 | 2.8195 | 0 | 23431.3977 | 23431.3977 | 19 | 9500 | 2118.5075 | 199.6997 | 22208.3333 | 122988.7619 | 31708.3333 | 0 | 91280.4286 | 91280.4286 | 0 | 9500 | 0 | 0 | 0 | 0 | 0
2022-05-04 07:00 | 0.3045 | 0.24913 | 35584 | 10510.2682 | 634 | 26408.9758 | 3 | 21198.0873 | 2.1198 | 0 | 0 | 0 | 19 | 9500 | 2118.5075 | 199.6997 | 22208.3333 | 122988.7619 | 31708.3333 | 0 | 91280.4286 | 91280.4286 | 0 | 9500 | 0 | 0 | 0 | 0 | 0
2022-05-04 08:00 | 0.53897 | 0.43173 | 35584 | 18603.3472 | 634 | 45765.4523 | 3 | 13105.0253 | 1.3105 | 21418.11 | 0 | 0 | 19 | 9500 | 2118.5075 | 199.6997 | 22208.3333 | 122988.7619 | 31708.3333 | 0 | 91280.4286 | 91280.4286 | 9500 | 0 | 0 | 0 | 0 | 0 | 0
2022-05-04 09:00 | 0.72558 | 0.46201 | 35584 | 25044.4676 | 634 | 48975.2776 | 3 | 6663.9185 | 0.66639 | 42311.3591 | 0 | 21418.11 | 19 | 9500 | 2118.5075 | 199.6997 | 22208.3333 | 122988.7619 | 31708.3333 | 0 | 91280.4286 | 91280.4286 | 9500 | 0 | 0 | 0 | 0 | 0 | 0
2022-05-04 10:00 | 0.8847 | 0.51745 | 35584 | 30536.7299 | 634 | 54852.1838 | 3 | 1171.6678 | 0.11717 | 53680.516 | 0 | 63729.4692 | 19 | 9500 | 2118.5075 | 199.6997 | 22208.3333 | 122988.7619 | 31708.3333 | 0 | 91280.4286 | 91280.4286 | 9500 | 0 | 0 | 0 | 0 | 0 | 0
2022-05-04 11:00 | 0.99125 | 0.58974 | 35584 | 34214.4608 | 634 | 62515.2708 | 3 | 0 | 0 | 62515.2708 | 0 | 117409.9851 | 19 | 9500 | 2118.5075 | 199.6997 | 22208.3333 | 122988.7619 | 31708.3333 | 0 | 91280.4286 | 91280.4286 | 9500 | 0 | 0 | 0 | 0 | 0 | 0
2022-05-04 12:00 | 0.97045 | 0.44861 | 35584 | 33496.518 | 634 | 47554.8133 | 3 | 0 | 0 | 47554.8133 | 0 | 179925.2559 | 19 | 9500 | 2118.5075 | 199.6997 | 22208.3333 | 122988.7619 | 31708.3333 | 0 | 91280.4286 | 91280.4286 | 9500 | 0 | 0 | 0 | 0 | 0 | 0
2022-05-04 13:00 | 0.9136 | 0.41366 | 35584 | 31534.2561 | 634 | 43849.9456 | 3 | 174.1436 | 0.017414 | 43675.802 | 0 | 227480.0692 | 19 | 9500 | 2118.5075 | 199.6997 | 22208.3333 | 122988.7619 | 31708.3333 | 0 | 91280.4286 | 91280.4286 | 9325.8564 | 174.1436 | 0 | 0 | 0 | 0 | 0
2022-05-04 14:00 | 0.80902 | 0.57994 | 35584 | 27924.5226 | 634 | 61476.4237 | 3 | 3783.8695 | 0.37839 | 57692.5542 | 0 | 271155.8712 | 19 | 9500 | 2118.5075 | 199.6997 | 22208.3333 | 122988.7619 | 31708.3333 | 0 | 91280.4286 | 91280.4286 | 9500 | 0 | 0 | 0 | 0 | 0 | 0
2022-05-04 15:00 | 0.6159 | 0.31852 | 35584 | 21258.7 | 634 | 33764.6489 | 3 | 10449.6781 | 1.045 | 23314.9708 | 0 | 328848.4254 | 19 | 9500 | 2118.5075 | 199.6997 | 22208.3333 | 122988.7619 | 31708.3333 | 0 | 91280.4286 | 91280.4286 | 9500 | 0 | 0 | 0 | 0 | 0 | 0
2022-05-04 16:00 | 0.4176 | 0.25404 | 35584 | 14414.082 | 634 | 26929.4594 | 3 | 17294.2816 | 1.7294 | 9635.1778 | 0 | 352163.3963 | 19 | 9500 | 2118.5075 | 199.6997 | 22208.3333 | 122988.7619 | 31708.3333 | 0 | 91280.4286 | 91280.4286 | 0 | 9500 | 0 | 0 | 0 | 0 | 0
2022-05-04 17:00 | 0.2159 | 0.16249 | 35584 | 7452.108 | 634 | 17224.72 | 3 | 24256.241 | 2.4256 | 0 | 7031.521 | 361798.574 | 19 | 9500 | 2118.5075 | 199.6997 | 22208.3333 | 122988.7619 | 31708.3333 | 0 | 91280.4286 | 91280.4286 | 7452.0923 | 2047.9077 | 0 | 0 | 0 | 0 | 0
2022-05-04 18:00 | 0.0489 | 0.01633 | 35584 | 1687.8559 | 634 | 1731.0584 | 3 | 30000 | 3 | 0 | 28268.9416 | 354767.053 | 19 | 9479.519 | 2118.5075 | 199.2692 | 22208.3333 | 122988.7619 | 31687.8523 | 0 | 91300.9096 | 91300.9096 | 1687.8523 | 7791.6667 | 0 | 0 | 0 | 0 | 0
2022-05-04 19:00 | 0 | 0 | 35584 | 0 | 634 | 0 | 3 | 30000 | 3 | 0 | 30000 | 326498.1114 | 19 | 7791.6667 | 2118.5075 | 163.7888 | 22208.3333 | 122988.7619 | 30000 | 0 | 92988.7619 | 92988.7619 | 0 | 7791.6667 | 0 | 0 | 0 | 0 | 0
2022-05-04 20:00 | 0 | 0 | 35584 | 0 | 634 | 0 | 3 | 30000 | 3 | 0 | 30000 | 296498.1114 | 19 | 7791.6667 | 2118.5075 | 163.7888 | 22208.3333 | 122988.7619 | 30000 | 0 | 92988.7619 | 92988.7619 | 0 | 7791.6667 | 0 | 0 | 0 | 0 | 0
2022-05-04 21:00 | 0 | 0 | 35584 | 0 | 634 | 0 | 3 | 30000 | 3 | 0 | 30000 | 266498.1114 | 19 | 7791.6667 | 2118.5075 | 163.7888 | 22208.3333 | 122988.7619 | 30000 | 0 | 92988.7619 | 92988.7619 | 0 | 7791.6667 | 0 | 0 | 0 | 0 | 0
2022-05-04 22:00 | 0 | 0 | 35584 | 0 | 634 | 0 | 3 | 30000 | 3 | 0 | 30000 | 236498.1114 | 19 | 7791.6667 | 2118.5075 | 163.7888 | 22208.3333 | 122988.7619 | 30000 | 0 | 92988.7619 | 92988.7619 | 0 | 7791.6667 | 0 | 0 | 0 | 0 | 0
2022-05-04 23:00 | 0 | 0 | 35584 | 0 | 634 | 0 | 3 | 30000 | 3 | 0 | 30000 | 206498.1114 | 19 | 7791.6667 | 2118.5075 | 163.7888 | 22208.3333 | 122988.7619 | 30000 | 0 | 92988.7619 | 92988.7619 | 0 | 7791.6667 | 0 | 0 | 0 | 0 | 0
2022-05-05 | 0 | 0 | 35584 | 0 | 634 | 0 | 3 | 29500 | 2.95 | 0 | 29500 | 176498.1114 | 19 | 9500 | 2118.5075 | 199.6997 | 20000 | 120780.4286 | 29500 | 0 | 91280.4286 | 91280.4286 | 0 | 9500 | 0 | 0 | 0 | 0 | 0
2022-05-05 01:00 | 0 | 0 | 35584 | 0 | 634 | 0 | 3 | 29500 | 2.95 | 0 | 29500 | 146998.1114 | 19 | 9500 | 2118.5075 | 199.6997 | 20000 | 120780.4286 | 29500 | 0 | 91280.4286 | 91280.4286 | 0 | 9500 | 0 | 0 | 0 | 0 | 0
2022-05-05 02:00 | 0 | 0 | 35584 | 0 | 634 | 0 | 3 | 29500 | 2.95 | 0 | 29500 | 117498.1114 | 19 | 9500 | 2118.5075 | 199.6997 | 20000 | 120780.4286 | 29500 | 0 | 91280.4286 | 91280.4286 | 0 | 9500 | 0 | 0 | 0 | 0 | 0
2022-05-05 03:00 | 0 | 0 | 35584 | 0 | 634 | 0 | 3 | 29500 | 2.95 | 0 | 29500 | 87998.1114 | 19 | 9500 | 2118.5075 | 199.6997 | 20000 | 120780.4286 | 29500 | 0 | 91280.4286 | 91280.4286 | 0 | 9500 | 0 | 0 | 0 | 0 | 0
2022-05-05 04:00 | 0 | 0 | 35584 | 0 | 634 | 0 | 3 | 29500 | 2.95 | 0 | 29500 | 58498.1114 | 19 | 9500 | 2118.5075 | 199.6997 | 20000 | 120780.4286 | 29500 | 0 | 91280.4286 | 91280.4286 | 0 | 9500 | 0 | 0 | 0 | 0 | 0
2022-05-05 05:00 | 0.00545 | 0.00296 | 35584 | 188.1148 | 634 | 313.7742 | 3 | 29311.8856 | 2.9312 | 313.7742 | 29311.8856 | 28998.1114 | 19 | 9500 | 2118.5075 | 199.6997 | 20000 | 120780.4286 | 29500 | 0 | 91280.4286 | 91280.4286 | 188.1144 | 9311.8856 | 0 | 0 | 0 | 0 | 0
2022-05-05 06:00 | 0.1359 | 0.36769 | 35584 | 4690.7896 | 634 | 38976.9049 | 3 | 24809.2202 | 2.4809 | 0 | 0 | 0 | 19 | 9500 | 2118.5075 | 199.6997 | 20000 | 120780.4286 | 29500 | 0 | 91280.4286 | 91280.4286 | 4690.7798 | 4809.2202 | 0 | 0 | 0 | 0 | 0
2022-05-05 07:00 | 0.36675 | 0.66606 | 35584 | 12658.919 | 634 | 70605.5571 | 3 | 16841.1076 | 1.6841 | 0 | 0 | 0 | 19 | 9500 | 2118.5075 | 199.6997 | 20000 | 120780.4286 | 29500 | 0 | 91280.4286 | 91280.4286 | 0 | 9500 | 0 | 0 | 0 | 0 | 0
2022-05-05 08:00 | 0.59953 | 0.8213 | 35584 | 20693.6653 | 634 | 87061.7422 | 3 | 8806.3783 | 0.88064 | 0 | 0 | 0 | 19 | 9500 | 2118.5075 | 199.6997 | 20000 | 120780.4286 | 29500 | 0 | 91280.4286 | 91280.4286 | 693.6217 | 8806.3783 | 0 | 0 | 0 | 0 | 0
2022-05-05 09:00 | 0.8011 | 0.89943 | 35584 | 27651.1521 | 634 | 95343.8973 | 3 | 1848.9061 | 0.18489 | 0 | 0 | 0 | 19 | 9500 | 2118.5075 | 199.6997 | 20000 | 120780.4286 | 29500 | 0 | 91280.4286 | 91280.4286 | 9500 | 0 | 0 | 0 | 0 | 0 | 0
2022-05-05 10:00 | 0.95228 | 0.94928 | 35584 | 32869.3536 | 634 | 100628.2365 | 3 | 0 | 0 | 0 | 0 | 0 | 19 | 9500 | 2118.5075 | 199.6997 | 20000 | 120780.4286 | 29500 | 0 | 91280.4286 | 91280.4286 | 9500 | 0 | 0 | 0 | 0 | 0 | 0
2022-05-05 11:00 | 1.0413 | 0.98407 | 35584 | 35942.701 | 634 | 104316.1435 | 3 | 0 | 0 | 0 | 0 | 0 | 19 | 9500 | 2118.5075 | 199.6997 | 20000 | 120780.4286 | 29500 | 0 | 91280.4286 | 91280.4286 | 9500 | 0 | 0 | 0 | 0 | 0 | 0
2022-05-05 12:00 | 1.0377 | 0.85863 | 35584 | 35819.4771 | 634 | 91018.9014 | 3 | 0 | 0 | 42060.7741 | 0 | 0 | 19 | 9500 | 2118.5075 | 199.6997 | 20000 | 120780.4286 | 29500 | 0 | 91280.4286 | 91280.4286 | 9500 | 0 | 0 | 0 | 0 | 0 | 0
2022-05-05 13:00 | 0.9896 | 0.81671 | 35584 | 34157.5086 | 634 | 86575.1802 | 3 | 0 | 0 | 86575.1802 | 0 | 42060.7741 | 19 | 9500 | 2118.5075 | 199.6997 | 20000 | 120780.4286 | 29500 | 0 | 91280.4286 | 91280.4286 | 9500 | 0 | 0 | 0 | 0 | 0 | 0
2022-05-05 14:00 | 0.87283 | 0.76882 | 35584 | 30127.0192 | 634 | 81498.6103 | 3 | 0 | 0 | 81498.6103 | 0 | 128635.9543 | 19 | 9500 | 2118.5075 | 199.6997 | 20000 | 120780.4286 | 29500 | 0 | 91280.4286 | 91280.4286 | 9500 | 0 | 0 | 0 | 0 | 0 | 0
2022-05-05 15:00 | 0.697 | 0.68891 | 35584 | 24057.9866 | 634 | 73027.7668 | 3 | 5442.0641 | 0.54421 | 67585.7027 | 0 | 210134.5646 | 19 | 9500 | 2118.5075 | 199.6997 | 20000 | 120780.4286 | 29500 | 0 | 91280.4286 | 91280.4286 | 4057.9359 | 5442.0641 | 0 | 0 | 0 | 0 | 0
2022-05-05 16:00 | 0.48058 | 0.56137 | 35584 | 16587.93 | 634 | 59507.9146 | 3 | 12912.105 | 1.2912 | 46595.8096 | 0 | 277720.2673 | 19 | 9500 | 2118.5075 | 199.6997 | 20000 | 120780.4286 | 29500 | 0 | 91280.4286 | 91280.4286 | 0 | 9500 | 0 | 0 | 0 | 0 | 0
2022-05-05 17:00 | 0.2516 | 0.38809 | 35584 | 8684.3464 | 634 | 41139.4028 | 3 | 20815.6719 | 2.0816 | 20323.7309 | 0 | 324316.0769 | 19 | 9500 | 2118.5075 | 199.6997 | 20000 | 120780.4286 | 29500 | 0 | 91280.4286 | 91280.4286 | 0 | 9500 | 0 | 0 | 0 | 0 | 0
2022-05-05 18:00 | 0.05608 | 0.08362 | 35584 | 1935.6842 | 634 | 8864.1214 | 3 | 27564.3199 | 2.7564 | 0 | 18700.1985 | 344639.8078 | 19 | 9500 | 2118.5075 | 199.6997 | 20000 | 120780.4286 | 29500 | 0 | 91280.4286 | 91280.4286 | 1935.6801 | 7564.3199 | 0 | 0 | 0 | 0 | 0
2022-05-05 19:00 | 0 | 0 | 35584 | 0 | 634 | 0 | 3 | 29500 | 2.95 | 0 | 29500 | 325939.6093 | 19 | 9500 | 2118.5075 | 199.6997 | 20000 | 120780.4286 | 29500 | 0 | 91280.4286 | 91280.4286 | 0 | 9500 | 0 | 0 | 0 | 0 | 0
2022-05-05 20:00 | 0 | 0 | 35584 | 0 | 634 | 0 | 3 | 29500 | 2.95 | 0 | 29500 | 296439.6093 | 19 | 9500 | 2118.5075 | 199.6997 | 20000 | 120780.4286 | 29500 | 0 | 91280.4286 | 91280.4286 | 0 | 9500 | 0 | 0 | 0 | 0 | 0
2022-05-05 21:00 | 0 | 0 | 35584 | 0 | 634 | 0 | 3 | 29500 | 2.95 | 0 | 29500 | 266939.6093 | 19 | 9500 | 2118.5075 | 199.6997 | 20000 | 120780.4286 | 29500 | 0 | 91280.4286 | 91280.4286 | 0 | 9500 | 0 | 0 | 0 | 0 | 0
2022-05-05 22:00 | 0 | 0 | 35584 | 0 | 634 | 0 | 3 | 29500 | 2.95 | 0 | 29500 | 237439.6093 | 19 | 9500 | 2118.5075 | 199.6997 | 20000 | 120780.4286 | 29500 | 0 | 91280.4286 | 91280.4286 | 0 | 9500 | 0 | 0 | 0 | 0 | 0
2022-05-05 23:00 | 0 | 0 | 35584 | 0 | 634 | 0 | 3 | 29500 | 2.95 | 0 | 29500 | 207939.6093 | 19 | 9500 | 2118.5075 | 199.6997 | 20000 | 120780.4286 | 29500 | 0 | 91280.4286 | 91280.4286 | 0 | 9500 | 0 | 0 | 0 | 0 | 0
2022-05-06 | 0 | 0 | 35584 | 0 | 634 | 0 | 3 | 30000 | 3 | 0 | 30000 | 178439.6093 | 19 | 8166.6667 | 2118.5075 | 171.6717 | 21833.3333 | 122613.7619 | 30000 | 0 | 92613.7619 | 92613.7619 | 0 | 8166.6667 | 0 | 0 | 0 | 0 | 0
2022-05-06 01:00 | 0 | 0 | 35584 | 0 | 634 | 0 | 3 | 30000 | 3 | 0 | 30000 | 148439.6093 | 19 | 8166.6667 | 2118.5075 | 171.6717 | 21833.3333 | 122613.7619 | 30000 | 0 | 92613.7619 | 92613.7619 | 0 | 8166.6667 | 0 | 0 | 0 | 0 | 0
2022-05-06 02:00 | 0 | 0 | 35584 | 0 | 634 | 0 | 3 | 30000 | 3 | 0 | 30000 | 118439.6093 | 19 | 8166.6667 | 2118.5075 | 171.6717 | 21833.3333 | 122613.7619 | 30000 | 0 | 92613.7619 | 92613.7619 | 0 | 8166.6667 | 0 | 0 | 0 | 0 | 0
2022-05-06 03:00 | 0 | 0 | 35584 | 0 | 634 | 0 | 3 | 30000 | 3 | 0 | 30000 | 88439.6093 | 19 | 8166.6667 | 2118.5075 | 171.6717 | 21833.3333 | 122613.7619 | 30000 | 0 | 92613.7619 | 92613.7619 | 0 | 8166.6667 | 0 | 0 | 0 | 0 | 0
2022-05-06 04:00 | 0 | 0 | 35584 | 0 | 634 | 0 | 3 | 30000 | 3 | 0 | 30000 | 58439.6093 | 19 | 8166.6667 | 2118.5075 | 171.6717 | 21833.3333 | 122613.7619 | 30000 | 0 | 92613.7619 | 92613.7619 | 0 | 8166.6667 | 0 | 0 | 0 | 0 | 0
2022-05-06 05:00 | 0.00638 | 0.01472 | 35584 | 220.2151 | 634 | 1560.3907 | 3 | 30000 | 3 | 0 | 28439.6093 | 28439.6093 | 19 | 8386.8813 | 2118.5075 | 176.3008 | 21833.3333 | 122613.7619 | 30220.2147 | 0 | 92393.5473 | 92393.5473 | 220.2147 | 8166.6667 | 0 | 0 | 0 | 0 | 0
2022-05-06 06:00 | 0.14602 | 0.46862 | 35584 | 5040.0964 | 634 | 49675.9694 | 3 | 26293.2475 | 2.6293 | 0 | 0 | 0 | 19 | 9500 | 2118.5075 | 199.6997 | 21833.3333 | 122613.7619 | 31333.3333 | 0 | 91280.4286 | 91280.4286 | 5040.0858 | 4459.9142 | 0 | 0 | 0 | 0 | 0
2022-05-06 07:00 | 0.375 | 0.70024 | 35584 | 12943.68 | 634 | 74228.8012 | 3 | 18389.6806 | 1.839 | 14502.8511 | 0 | 0 | 19 | 9500 | 2118.5075 | 199.6997 | 21833.3333 | 122613.7619 | 31333.3333 | 0 | 91280.4286 | 91280.4286 | 9500 | 0 | 0 | 0 | 0 | 0 | 0
2022-05-06 08:00 | 0.60247 | 0.84597 | 35584 | 20795.1437 | 634 | 89676.8807 | 3 | 10538.2334 | 1.0538 | 79138.6472 | 0 | 14502.8511 | 19 | 9500 | 2118.5075 | 199.6997 | 21833.3333 | 122613.7619 | 31333.3333 | 0 | 91280.4286 | 91280.4286 | 9500 | 0 | 0 | 0 | 0 | 0 | 0
2022-05-06 09:00 | 0.7693 | 0.67505 | 35584 | 26553.5281 | 634 | 71558.5402 | 3 | 4779.8612 | 0.47799 | 66778.6791 | 0 | 93641.4983 | 19 | 9500 | 2118.5075 | 199.6997 | 21833.3333 | 122613.7619 | 31333.3333 | 0 | 91280.4286 | 91280.4286 | 9500 | 0 | 0 | 0 | 0 | 0 | 0
2022-05-06 10:00 | 0.8969 | 0.51735 | 35584 | 30957.8309 | 634 | 54841.5833 | 3 | 375.5676 | 0.037557 | 54466.0157 | 0 | 160420.1774 | 19 | 9500 | 2118.5075 | 199.6997 | 21833.3333 | 122613.7619 | 31333.3333 | 0 | 91280.4286 | 91280.4286 | 9500 | 0 | 0 | 0 | 0 | 0 | 0
2022-05-06 11:00 | 0.954 | 0.40216 | 35584 | 32928.7219 | 634 | 42630.8904 | 3 | 0 | 0 | 42630.8904 | 0 | 214886.193 | 19 | 9500 | 2118.5075 | 199.6997 | 21833.3333 | 122613.7619 | 31333.3333 | 0 | 91280.4286 | 91280.4286 | 9500 | 0 | 0 | 0 | 0 | 0 | 0
2022-05-06 12:00 | 0.95092 | 0.4116 | 35584 | 32822.4112 | 634 | 43631.5757 | 3 | 0 | 0 | 43631.5757 | 0 | 257517.0834 | 19 | 9500 | 2118.5075 | 199.6997 | 21833.3333 | 122613.7619 | 31333.3333 | 0 | 91280.4286 | 91280.4286 | 9500 | 0 | 0 | 0 | 0 | 0 | 0
2022-05-06 13:00 | 0.7864 | 0.57769 | 35584 | 27143.7599 | 634 | 61237.9129 | 3 | 4189.6306 | 0.41896 | 61237.9129 | 4189.6306 | 301148.6591 | 19 | 9500 | 2118.5075 | 199.6997 | 21833.3333 | 122613.7619 | 31333.3333 | 0 | 91280.4286 | 91280.4286 | 5310.3694 | 4189.6306 | 0 | 0 | 0 | 0 | 0
2022-05-06 14:00 | 0.65158 | 0.24045 | 35584 | 22490.248 | 634 | 25488.8542 | 3 | 8843.1326 | 0.88431 | 16645.7215 | 0 | 358196.9414 | 19 | 9500 | 2118.5075 | 199.6997 | 21833.3333 | 122613.7619 | 31333.3333 | 0 | 91280.4286 | 91280.4286 | 656.8674 | 8843.1326 | 0 | 0 | 0 | 0 | 0
2022-05-06 15:00 | 0.46667 | 0.12277 | 35584 | 16107.8057 | 634 | 13014.2093 | 3 | 15225.5615 | 1.5226 | 0 | 2211.3522 | 374842.6629 | 19 | 9500 | 2118.5075 | 199.6997 | 21833.3333 | 122613.7619 | 31333.3333 | 0 | 91280.4286 | 91280.4286 | 9500 | 0 | 0 | 0 | 0 | 0 | 0
2022-05-06 16:00 | 0.3006 | 0.15132 | 35584 | 10375.6539 | 634 | 16040.6463 | 3 | 20957.7013 | 2.0958 | 0 | 4917.055 | 372631.3107 | 19 | 9500 | 2118.5075 | 199.6997 | 21833.3333 | 122613.7619 | 31333.3333 | 0 | 91280.4286 | 91280.4286 | 0 | 9500 | 0 | 0 | 0 | 0 | 0
2022-05-06 17:00 | 0.16688 | 0.12848 | 35584 | 5760.1102 | 634 | 13619.4967 | 3 | 25573.2353 | 2.5573 | 0 | 11953.7386 | 367714.2557 | 19 | 9500 | 2118.5075 | 199.6997 | 21833.3333 | 122613.7619 | 31333.3333 | 0 | 91280.4286 | 91280.4286 | 0 | 9500 | 0 | 0 | 0 | 0 | 0
2022-05-06 18:00 | 0.04472 | 0.02486 | 35584 | 1543.577 | 634 | 2635.2793 | 3 | 29789.7596 | 2.979 | 0 | 27154.4803 | 355760.5171 | 19 | 9500 | 2118.5075 | 199.6997 | 21833.3333 | 122613.7619 | 31333.3333 | 0 | 91280.4286 | 91280.4286 | 1543.5737 | 7956.4263 | 0 | 0 | 0 | 0 | 0
2022-05-06 19:00 | 0 | 0 | 35584 | 0 | 634 | 0 | 3 | 30000 | 3 | 0 | 30000 | 328606.0369 | 19 | 8166.6667 | 2118.5075 | 171.6717 | 21833.3333 | 122613.7619 | 30000 | 0 | 92613.7619 | 92613.7619 | 0 | 8166.6667 | 0 | 0 | 0 | 0 | 0
2022-05-06 20:00 | 0 | 0 | 35584 | 0 | 634 | 0 | 3 | 30000 | 3 | 0 | 30000 | 298606.0369 | 19 | 8166.6667 | 2118.5075 | 171.6717 | 21833.3333 | 122613.7619 | 30000 | 0 | 92613.7619 | 92613.7619 | 0 | 8166.6667 | 0 | 0 | 0 | 0 | 0
2022-05-06 21:00 | 0 | 0 | 35584 | 0 | 634 | 0 | 3 | 30000 | 3 | 0 | 30000 | 268606.0369 | 19 | 8166.6667 | 2118.5075 | 171.6717 | 21833.3333 | 122613.7619 | 30000 | 0 | 92613.7619 | 92613.7619 | 0 | 8166.6667 | 0 | 0 | 0 | 0 | 0
2022-05-06 22:00 | 0 | 0 | 35584 | 0 | 634 | 0 | 3 | 30000 | 3 | 0 | 30000 | 238606.0369 | 19 | 8166.6667 | 2118.5075 | 171.6717 | 21833.3333 | 122613.7619 | 30000 | 0 | 92613.7619 | 92613.7619 | 0 | 8166.6667 | 0 | 0 | 0 | 0 | 0
2022-05-06 23:00 | 0 | 0 | 35584 | 0 | 634 | 0 | 3 | 30000 | 3 | 0 | 30000 | 208606.0369 | 19 | 8166.6667 | 2118.5075 | 171.6717 | 21833.3333 | 122613.7619 | 30000 | 0 | 92613.7619 | 92613.7619 | 0 | 8166.6667 | 0 | 0 | 0 | 0 | 0
2022-05-07 | 0 | 0 | 35584 | 0 | 634 | 0 | 3 | 30000 | 3 | 0 | 30000 | 178606.0369 | 19 | 8208.3333 | 2118.5075 | 172.5475 | 21791.6667 | 122572.0953 | 30000 | 0 | 92572.0953 | 92572.0953 | 0 | 8208.3333 | 0 | 0 | 0 | 0 | 0
2022-05-07 01:00 | 0 | 0 | 35584 | 0 | 634 | 0 | 3 | 30000 | 3 | 0 | 30000 | 148606.0369 | 19 | 8208.3333 | 2118.5075 | 172.5475 | 21791.6667 | 122572.0953 | 30000 | 0 | 92572.0953 | 92572.0953 | 0 | 8208.3333 | 0 | 0 | 0 | 0 | 0
2022-05-07 02:00 | 0 | 0 | 35584 | 0 | 634 | 0 | 3 | 30000 | 3 | 0 | 30000 | 118606.0369 | 19 | 8208.3333 | 2118.5075 | 172.5475 | 21791.6667 | 122572.0953 | 30000 | 0 | 92572.0953 | 92572.0953 | 0 | 8208.3333 | 0 | 0 | 0 | 0 | 0
2022-05-07 03:00 | 0 | 0 | 35584 | 0 | 634 | 0 | 3 | 30000 | 3 | 0 | 30000 | 88606.0369 | 19 | 8208.3333 | 2118.5075 | 172.5475 | 21791.6667 | 122572.0953 | 30000 | 0 | 92572.0953 | 92572.0953 | 0 | 8208.3333 | 0 | 0 | 0 | 0 | 0
2022-05-07 04:00 | 0 | 0 | 35584 | 0 | 634 | 0 | 3 | 30000 | 3 | 0 | 30000 | 58606.0369 | 19 | 8208.3333 | 2118.5075 | 172.5475 | 21791.6667 | 122572.0953 | 30000 | 0 | 92572.0953 | 92572.0953 | 0 | 8208.3333 | 0 | 0 | 0 | 0 | 0
2022-05-07 05:00 | 0.00678 | 0.01315 | 35584 | 234.0217 | 634 | 1393.9631 | 3 | 30000 | 3 | 0 | 28606.0369 | 28606.0369 | 19 | 8442.3546 | 2118.5075 | 177.4669 | 21791.6667 | 122572.0953 | 30234.0212 | 0 | 92338.074 | 92338.074 | 234.0212 | 8208.3333 | 0 | 0 | 0 | 0 | 0
2022-05-07 06:00 | 0.1467 | 0.46472 | 35584 | 5063.5676 | 634 | 49262.5507 | 3 | 26228.1097 | 2.6228 | 0 | 0 | 0 | 19 | 9500 | 2118.5075 | 199.6997 | 21791.6667 | 122572.0953 | 31291.6667 | 0 | 91280.4286 | 91280.4286 | 0 | 9500 | 0 | 0 | 0 | 0 | 0
2022-05-07 07:00 | 0.37785 | 0.72739 | 35584 | 13042.052 | 634 | 77106.8315 | 3 | 18249.6422 | 1.825 | 18249.6422 | 18249.6422 | 0 | 19 | 9500 | 2118.5075 | 199.6997 | 21791.6667 | 122572.0953 | 31291.6667 | 0 | 91280.4286 | 91280.4286 | 9500 | 0 | 0 | 0 | 0 | 0 | 0
2022-05-07 08:00 | 0.60578 | 0.85133 | 35584 | 20909.3933 | 634 | 90245.0664 | 3 | 10382.3174 | 1.0382 | 0 | 0 | 0 | 19 | 9500 | 2118.5075 | 199.6997 | 21791.6667 | 122572.0953 | 31291.6667 | 0 | 91280.4286 | 91280.4286 | 0 | 9500 | 0 | 0 | 0 | 0 | 0
2022-05-07 09:00 | 0.80178 | 0.90523 | 35584 | 27674.6233 | 634 | 95958.7251 | 3 | 3617.1016 | 0.36171 | 0 | 0 | 0 | 19 | 9500 | 2118.5075 | 199.6997 | 21791.6667 | 122572.0953 | 31291.6667 | 0 | 91280.4286 | 91280.4286 | 9500 | 0 | 0 | 0 | 0 | 0 | 0
2022-05-07 10:00 | 0.9475 | 0.93145 | 35584 | 32704.3648 | 634 | 98738.171 | 3 | 0 | 0 | 0 | 0 | 0 | 19 | 9500 | 2118.5075 | 199.6997 | 21791.6667 | 122572.0953 | 31291.6667 | 0 | 91280.4286 | 91280.4286 | 9500 | 0 | 0 | 0 | 0 | 0 | 0
2022-05-07 11:00 | 1.0263 | 0.87839 | 35584 | 35425.9892 | 634 | 93113.5563 | 3 | 0 | 0 | 0 | 0 | 0 | 19 | 9500 | 2118.5075 | 199.6997 | 21791.6667 | 122572.0953 | 31291.6667 | 0 | 91280.4286 | 91280.4286 | 9500 | 0 | 0 | 0 | 0 | 0 | 0
2022-05-07 12:00 | 1.0362 | 0.85835 | 35584 | 35766.6669 | 634 | 90989.2201 | 3 | 0 | 0 | 24435.3156 | 0 | 0 | 19 | 9500 | 2118.5075 | 199.6997 | 21791.6667 | 122572.0953 | 31291.6667 | 0 | 91280.4286 | 91280.4286 | 9500 | 0 | 0 | 0 | 0 | 0 | 0
2022-05-07 13:00 | 0.98872 | 0.82622 | 35584 | 34127.1341 | 634 | 87583.2859 | 3 | 0 | 0 | 87583.2859 | 0 | 24435.3156 | 19 | 9500 | 2118.5075 | 199.6997 | 21791.6667 | 122572.0953 | 31291.6667 | 0 | 91280.4286 | 91280.4286 | 9500 | 0 | 0 | 0 | 0 | 0 | 0
2022-05-07 14:00 | 0.87488 | 0.79464 | 35584 | 30197.778 | 634 | 84235.6543 | 3 | 1093.9522 | 0.1094 | 83141.702 | 0 | 112018.6015 | 19 | 9500 | 2118.5075 | 199.6997 | 21791.6667 | 122572.0953 | 31291.6667 | 0 | 91280.4286 | 91280.4286 | 8406.0478 | 1093.9522 | 0 | 0 | 0 | 0 | 0
2022-05-07 15:00 | 0.70385 | 0.73838 | 35584 | 24294.4244 | 634 | 78271.8242 | 3 | 6997.2934 | 0.69973 | 71274.5309 | 0 | 195160.3035 | 19 | 9500 | 2118.5075 | 199.6997 | 21791.6667 | 122572.0953 | 31291.6667 | 0 | 91280.4286 | 91280.4286 | 9500 | 0 | 0 | 0 | 0 | 0 | 0
2022-05-07 16:00 | 0.49208 | 0.62956 | 35584 | 16984.8695 | 634 | 66736.3819 | 3 | 14306.8329 | 1.4307 | 52429.5489 | 0 | 266434.8344 | 19 | 9500 | 2118.5075 | 199.6997 | 21791.6667 | 122572.0953 | 31291.6667 | 0 | 91280.4286 | 91280.4286 | 9500 | 0 | 0 | 0 | 0 | 0 | 0
2022-05-07 17:00 | 0.26233 | 0.45661 | 35584 | 9054.7082 | 634 | 48402.8517 | 3 | 22236.9775 | 2.2237 | 26165.8742 | 0 | 318864.3833 | 19 | 9500 | 2118.5075 | 199.6997 | 21791.6667 | 122572.0953 | 31291.6667 | 0 | 91280.4286 | 91280.4286 | 0 | 9500 | 0 | 0 | 0 | 0 | 0
2022-05-07 18:00 | 0.06183 | 0.12263 | 35584 | 2134.154 | 634 | 12999.3686 | 3 | 29157.5172 | 2.9158 | 0 | 16158.1486 | 345030.2575 | 19 | 9500 | 2118.5075 | 199.6997 | 21791.6667 | 122572.0953 | 31291.6667 | 0 | 91280.4286 | 91280.4286 | 2134.1495 | 7365.8505 | 0 | 0 | 0 | 0 | 0
2022-05-07 19:00 | 0 | 0 | 35584 | 0 | 634 | 0 | 3 | 30000 | 3 | 0 | 30000 | 328872.1089 | 19 | 8208.3333 | 2118.5075 | 172.5475 | 21791.6667 | 122572.0953 | 30000 | 0 | 92572.0953 | 92572.0953 | 0 | 8208.3333 | 0 | 0 | 0 | 0 | 0
2022-05-07 20:00 | 0 | 0 | 35584 | 0 | 634 | 0 | 3 | 30000 | 3 | 0 | 30000 | 298872.1089 | 19 | 8208.3333 | 2118.5075 | 172.5475 | 21791.6667 | 122572.0953 | 30000 | 0 | 92572.0953 | 92572.0953 | 0 | 8208.3333 | 0 | 0 | 0 | 0 | 0
2022-05-07 21:00 | 0 | 0 | 35584 | 0 | 634 | 0 | 3 | 30000 | 3 | 0 | 30000 | 268872.1089 | 19 | 8208.3333 | 2118.5075 | 172.5475 | 21791.6667 | 122572.0953 | 30000 | 0 | 92572.0953 | 92572.0953 | 0 | 8208.3333 | 0 | 0 | 0 | 0 | 0
2022-05-07 22:00 | 0 | 0 | 35584 | 0 | 634 | 0 | 3 | 30000 | 3 | 0 | 30000 | 238872.1089 | 19 | 8208.3333 | 2118.5075 | 172.5475 | 21791.6667 | 122572.0953 | 30000 | 0 | 92572.0953 | 92572.0953 | 0 | 8208.3333 | 0 | 0 | 0 | 0 | 0
2022-05-07 23:00 | 0 | 0 | 35584 | 0 | 634 | 0 | 3 | 30000 | 3 | 0 | 30000 | 208872.1089 | 19 | 8208.3333 | 2118.5075 | 172.5475 | 21791.6667 | 122572.0953 | 30000 | 0 | 92572.0953 | 92572.0953 | 0 | 8208.3333 | 0 | 0 | 0 | 0 | 0
2022-05-08 | 0 | 0 | 35584 | 0 | 634 | 0 | 3 | 30000 | 3 | 0 | 30000 | 178872.1089 | 19 | 7816.6667 | 2118.5075 | 164.3143 | 22183.3333 | 122963.7619 | 30000 | 0 | 92963.7619 | 92963.7619 | 0 | 7816.6667 | 0 | 0 | 0 | 0 | 0
2022-05-08 01:00 | 0 | 0 | 35584 | 0 | 634 | 0 | 3 | 30000 | 3 | 0 | 30000 | 148872.1089 | 19 | 7816.6667 | 2118.5075 | 164.3143 | 22183.3333 | 122963.7619 | 30000 | 0 | 92963.7619 | 92963.7619 | 0 | 7816.6667 | 0 | 0 | 0 | 0 | 0
2022-05-08 02:00 | 0 | 0 | 35584 | 0 | 634 | 0 | 3 | 30000 | 3 | 0 | 30000 | 118872.1089 | 19 | 7816.6667 | 2118.5075 | 164.3143 | 22183.3333 | 122963.7619 | 30000 | 0 | 92963.7619 | 92963.7619 | 0 | 7816.6667 | 0 | 0 | 0 | 0 | 0
2022-05-08 03:00 | 0 | 0 | 35584 | 0 | 634 | 0 | 3 | 30000 | 3 | 0 | 30000 | 88872.1089 | 19 | 7816.6667 | 2118.5075 | 164.3143 | 22183.3333 | 122963.7619 | 30000 | 0 | 92963.7619 | 92963.7619 | 0 | 7816.6667 | 0 | 0 | 0 | 0 | 0
2022-05-08 04:00 | 0 | 0 | 35584 | 0 | 634 | 0 | 3 | 30000 | 3 | 0 | 30000 | 58872.1089 | 19 | 7816.6667 | 2118.5075 | 164.3143 | 22183.3333 | 122963.7619 | 30000 | 0 | 92963.7619 | 92963.7619 | 0 | 7816.6667 | 0 | 0 | 0 | 0 | 0
2022-05-08 05:00 | 0.007 | 0.01064 | 35584 | 241.6154 | 634 | 1127.8911 | 3 | 30000 | 3 | 0 | 28872.1089 | 28872.1089 | 19 | 8058.2815 | 2118.5075 | 169.3933 | 22183.3333 | 122963.7619 | 30241.6149 | 0 | 92722.1471 | 92722.1471 | 241.6149 | 7816.6667 | 0 | 0 | 0 | 0 | 0
2022-05-08 06:00 | 0.14393 | 0.41718 | 35584 | 4967.957 | 634 | 44223.0825 | 3 | 26715.3868 | 2.6715 | 0 | 0 | 0 | 19 | 9500 | 2118.5075 | 199.6997 | 22183.3333 | 122963.7619 | 31683.3333 | 0 | 91280.4286 | 91280.4286 | 4967.9465 | 4532.0535 | 0 | 0 | 0 | 0 | 0
2022-05-08 07:00 | 0.37042 | 0.69529 | 35584 | 12785.5945 | 634 | 73704.0774 | 3 | 18897.7657 | 1.8898 | 0 | 0 | 0 | 19 | 9500 | 2118.5075 | 199.6997 | 22183.3333 | 122963.7619 | 31683.3333 | 0 | 91280.4286 | 91280.4286 | 9500 | 0 | 0 | 0 | 0 | 0 | 0
2022-05-08 08:00 | 0.60103 | 0.8298 | 35584 | 20745.44 | 634 | 87962.783 | 3 | 10937.937 | 1.0938 | 0 | 0 | 0 | 19 | 9500 | 2118.5075 | 199.6997 | 22183.3333 | 122963.7619 | 31683.3333 | 0 | 91280.4286 | 91280.4286 | 9500 | 0 | 0 | 0 | 0 | 0 | 0
2022-05-08 09:00 | 0.80345 | 0.89286 | 35584 | 27732.2659 | 634 | 94647.4457 | 3 | 3951.1259 | 0.39511 | 0 | 0 | 0 | 19 | 9500 | 2118.5075 | 199.6997 | 22183.3333 | 122963.7619 | 31683.3333 | 0 | 91280.4286 | 91280.4286 | 9500 | 0 | 0 | 0 | 0 | 0 | 0
2022-05-08 10:00 | 0.9555 | 0.95031 | 35584 | 32980.4966 | 634 | 100737.4215 | 3 | 0 | 0 | 0 | 0 | 0 | 19 | 9500 | 2118.5075 | 199.6997 | 22183.3333 | 122963.7619 | 31683.3333 | 0 | 91280.4286 | 91280.4286 | 9500 | 0 | 0 | 0 | 0 | 0 | 0
2022-05-08 11:00 | 1.046 | 0.97846 | 35584 | 36105.9639 | 634 | 103721.4566 | 3 | 0 | 0 | 0 | 0 | 0 | 19 | 9500 | 2118.5075 | 199.6997 | 22183.3333 | 122963.7619 | 31683.3333 | 0 | 91280.4286 | 91280.4286 | 9500 | 0 | 0 | 0 | 0 | 0 | 0
2022-05-08 12:00 | 1.0571 | 0.98245 | 35584 | 36487.371 | 634 | 104144.4158 | 3 | 0 | 0 | 0 | 0 | 0 | 19 | 9500 | 2118.5075 | 199.6997 | 22183.3333 | 122963.7619 | 31683.3333 | 0 | 91280.4286 | 91280.4286 | 9500 | 0 | 0 | 0 | 0 | 0 | 0
2022-05-08 13:00 | 1.0102 | 0.93773 | 35584 | 34868.5481 | 634 | 99403.8811 | 3 | 0 | 0 | 42016.2757 | 0 | 0 | 19 | 9500 | 2118.5075 | 199.6997 | 22183.3333 | 122963.7619 | 31683.3333 | 0 | 91280.4286 | 91280.4286 | 9500 | 0 | 0 | 0 | 0 | 0 | 0
2022-05-08 14:00 | 0.89792 | 0.91335 | 35584 | 30993.0377 | 634 | 96819.4841 | 3 | 690.3609 | 0.069036 | 96129.1232 | 0 | 42016.2757 | 19 | 9500 | 2118.5075 | 199.6997 | 22183.3333 | 122963.7619 | 31683.3333 | 0 | 91280.4286 | 91280.4286 | 8809.6391 | 690.3609 | 0 | 0 | 0 | 0 | 0
2022-05-08 15:00 | 0.72878 | 0.86684 | 35584 | 25154.9203 | 634 | 91889.2008 | 3 | 6528.466 | 0.65285 | 85360.7348 | 0 | 138145.3989 | 19 | 9500 | 2118.5075 | 199.6997 | 22183.3333 | 122963.7619 | 31683.3333 | 0 | 91280.4286 | 91280.4286 | 2971.534 | 6528.466 | 0 | 0 | 0 | 0 | 0
2022-05-08 16:00 | 0.51765 | 0.77029 | 35584 | 17867.4559 | 634 | 81654.4374 | 3 | 13815.9151 | 1.3816 | 67838.5223 | 0 | 223506.1338 | 19 | 9500 | 2118.5075 | 199.6997 | 22183.3333 | 122963.7619 | 31683.3333 | 0 | 91280.4286 | 91280.4286 | 0 | 9500 | 0 | 0 | 0 | 0 | 0
2022-05-08 17:00 | 0.28473 | 0.61692 | 35584 | 9827.8774 | 634 | 65396.4812 | 3 | 21855.4767 | 2.1855 | 43541.0045 | 0 | 291344.6561 | 19 | 9500 | 2118.5075 | 199.6997 | 22183.3333 | 122963.7619 | 31683.3333 | 0 | 91280.4286 | 91280.4286 | 9500 | 0 | 0 | 0 | 0 | 0 | 0
2022-05-08 18:00 | 0.07035 | 0.22649 | 35584 | 2428.2344 | 634 | 24009.0272 | 3 | 29255.1041 | 2.9255 | 0 | 5246.0769 | 334885.6606 | 19 | 9500 | 2118.5075 | 199.6997 | 22183.3333 | 122963.7619 | 31683.3333 | 0 | 91280.4286 | 91280.4286 | 2428.2293 | 7071.7707 | 0 | 0 | 0 | 0 | 0
2022-05-08 19:00 | 0 | 0 | 35584 | 0 | 634 | 0 | 3 | 30000 | 3 | 0 | 30000 | 329639.5837 | 19 | 7816.6667 | 2118.5075 | 164.3143 | 22183.3333 | 122963.7619 | 30000 | 0 | 92963.7619 | 92963.7619 | 0 | 7816.6667 | 0 | 0 | 0 | 0 | 0
2022-05-08 20:00 | 0 | 0 | 35584 | 0 | 634 | 0 | 3 | 30000 | 3 | 0 | 30000 | 299639.5837 | 19 | 7816.6667 | 2118.5075 | 164.3143 | 22183.3333 | 122963.7619 | 30000 | 0 | 92963.7619 | 92963.7619 | 0 | 7816.6667 | 0 | 0 | 0 | 0 | 0
2022-05-08 21:00 | 0 | 0 | 35584 | 0 | 634 | 0 | 3 | 30000 | 3 | 0 | 30000 | 269639.5837 | 19 | 7816.6667 | 2118.5075 | 164.3143 | 22183.3333 | 122963.7619 | 30000 | 0 | 92963.7619 | 92963.7619 | 0 | 7816.6667 | 0 | 0 | 0 | 0 | 0
2022-05-08 22:00 | 0 | 0 | 35584 | 0 | 634 | 0 | 3 | 30000 | 3 | 0 | 30000 | 239639.5837 | 19 | 7816.6667 | 2118.5075 | 164.3143 | 22183.3333 | 122963.7619 | 30000 | 0 | 92963.7619 | 92963.7619 | 0 | 7816.6667 | 0 | 0 | 0 | 0 | 0
2022-05-08 23:00 | 0 | 0 | 35584 | 0 | 634 | 0 | 3 | 30000 | 3 | 0 | 30000 | 209639.5837 | 19 | 7816.6667 | 2118.5075 | 164.3143 | 22183.3333 | 122963.7619 | 30000 | 0 | 92963.7619 | 92963.7619 | 0 | 7816.6667 | 0 | 0 | 0 | 0 | 0
2022-05-09 | 0 | 0 | 35584 | 0 | 634 | 0 | 3 | 30000 | 3 | 0 | 30000 | 179639.5837 | 19 | 8016.6667 | 2118.5075 | 168.5185 | 21983.3333 | 122763.7619 | 30000 | 0 | 92763.7619 | 92763.7619 | 0 | 8016.6667 | 0 | 0 | 0 | 0 | 0
2022-05-09 01:00 | 0 | 0 | 35584 | 0 | 634 | 0 | 3 | 30000 | 3 | 0 | 30000 | 149639.5837 | 19 | 8016.6667 | 2118.5075 | 168.5185 | 21983.3333 | 122763.7619 | 30000 | 0 | 92763.7619 | 92763.7619 | 0 | 8016.6667 | 0 | 0 | 0 | 0 | 0
2022-05-09 02:00 | 0 | 0 | 35584 | 0 | 634 | 0 | 3 | 30000 | 3 | 0 | 30000 | 119639.5837 | 19 | 8016.6667 | 2118.5075 | 168.5185 | 21983.3333 | 122763.7619 | 30000 | 0 | 92763.7619 | 92763.7619 | 0 | 8016.6667 | 0 | 0 | 0 | 0 | 0
2022-05-09 03:00 | 0 | 0 | 35584 | 0 | 634 | 0 | 3 | 30000 | 3 | 0 | 30000 | 89639.5837 | 19 | 8016.6667 | 2118.5075 | 168.5185 | 21983.3333 | 122763.7619 | 30000 | 0 | 92763.7619 | 92763.7619 | 0 | 8016.6667 | 0 | 0 | 0 | 0 | 0
2022-05-09 04:00 | 0 | 0 | 35584 | 0 | 634 | 0 | 3 | 30000 | 3 | 0 | 30000 | 59639.5837 | 19 | 8016.6667 | 2118.5075 | 168.5185 | 21983.3333 | 122763.7619 | 30000 | 0 | 92763.7619 | 92763.7619 | 0 | 8016.6667 | 0 | 0 | 0 | 0 | 0
2022-05-09 05:00 | 0.0074 | 0.0034 | 35584 | 255.422 | 634 | 360.4163 | 3 | 30000 | 3 | 0 | 29639.5837 | 29639.5837 | 19 | 8272.0881 | 2118.5075 | 173.8877 | 21983.3333 | 122763.7619 | 30255.4214 | 0 | 92508.3405 | 92508.3405 | 255.4214 | 8016.6667 | 0 | 0 | 0 | 0 | 0
2022-05-09 06:00 | 0.14107 | 0.34372 | 35584 | 4869.2398 | 634 | 36435.9699 | 3 | 26614.1038 | 2.6614 | 0 | 0 | 0 | 19 | 9500 | 2118.5075 | 199.6997 | 21983.3333 | 122763.7619 | 31483.3333 | 0 | 91280.4286 | 91280.4286 | 0 | 9500 | 0 | 0 | 0 | 0 | 0
2022-05-09 07:00 | 0.36302 | 0.57564 | 35584 | 12530.1726 | 634 | 61020.6031 | 3 | 18953.1871 | 1.8953 | 0 | 0 | 0 | 19 | 9500 | 2118.5075 | 199.6997 | 21983.3333 | 122763.7619 | 31483.3333 | 0 | 91280.4286 | 91280.4286 | 0 | 9500 | 0 | 0 | 0 | 0 | 0
2022-05-09 08:00 | 0.58835 | 0.71735 | 35584 | 20307.771 | 634 | 76042.5433 | 3 | 11175.6051 | 1.1176 | 0 | 0 | 0 | 19 | 9500 | 2118.5075 | 199.6997 | 21983.3333 | 122763.7619 | 31483.3333 | 0 | 91280.4286 | 91280.4286 | 9500 | 0 | 0 | 0 | 0 | 0 | 0
2022-05-09 09:00 | 0.78417 | 0.77926 | 35584 | 27066.7881 | 634 | 82605.3004 | 3 | 4416.6022 | 0.44166 | 0 | 0 | 0 | 19 | 9500 | 2118.5075 | 199.6997 | 21983.3333 | 122763.7619 | 31483.3333 | 0 | 91280.4286 | 91280.4286 | 5083.3978 | 4416.6022 | 0 | 0 | 0 | 0 | 0
2022-05-09 10:00 | 0.93105 | 0.81419 | 35584 | 32136.5687 | 634 | 86308.0481 | 3 | 0 | 0 | 0 | 0 | 0 | 19 | 9500 | 2118.5075 | 199.6997 | 21983.3333 | 122763.7619 | 31483.3333 | 0 | 91280.4286 | 91280.4286 | 9500 | 0 | 0 | 0 | 0 | 0 | 0
2022-05-09 11:00 | 1.0166 | 0.82951 | 35584 | 35089.4536 | 634 | 87932.0416 | 3 | 0 | 0 | 25825.6885 | 0 | 0 | 19 | 9500 | 2118.5075 | 199.6997 | 21983.3333 | 122763.7619 | 31483.3333 | 0 | 91280.4286 | 91280.4286 | 9500 | 0 | 0 | 0 | 0 | 0 | 0
2022-05-09 12:00 | 1.0265 | 0.79084 | 35584 | 35432.8925 | 634 | 83832.836 | 3 | 0 | 0 | 83832.836 | 0 | 25825.6885 | 19 | 9500 | 2118.5075 | 199.6997 | 21983.3333 | 122763.7619 | 31483.3333 | 0 | 91280.4286 | 91280.4286 | 9500 | 0 | 0 | 0 | 0 | 0 | 0
2022-05-09 13:00 | 0.97658 | 0.74028 | 35584 | 33708.104 | 634 | 78473.2333 | 3 | 0 | 0 | 78473.2333 | 0 | 109658.5245 | 19 | 9500 | 2118.5075 | 199.6997 | 21983.3333 | 122763.7619 | 31483.3333 | 0 | 91280.4286 | 91280.4286 | 9500 | 0 | 0 | 0 | 0 | 0 | 0
2022-05-09 14:00 | 0.85997 | 0.69642 | 35584 | 29683.1373 | 634 | 73823.8628 | 3 | 1800.2585 | 0.18003 | 72023.6043 | 0 | 188131.7579 | 19 | 9500 | 2118.5075 | 199.6997 | 21983.3333 | 122763.7619 | 31483.3333 | 0 | 91280.4286 | 91280.4286 | 7699.7415 | 1800.2585 | 0 | 0 | 0 | 0 | 0
2022-05-09 15:00 | 0.6852 | 0.61569 | 35584 | 23650.6921 | 634 | 65266.0953 | 3 | 7832.691 | 0.78327 | 57433.4043 | 0 | 260155.3622 | 19 | 9500 | 2118.5075 | 199.6997 | 21983.3333 | 122763.7619 | 31483.3333 | 0 | 91280.4286 | 91280.4286 | 9500 | 0 | 0 | 0 | 0 | 0 | 0
2022-05-09 16:00 | 0.46965 | 0.47115 | 35584 | 16210.6648 | 634 | 49944.1615 | 3 | 15272.7026 | 1.5273 | 34671.4589 | 0 | 317588.7664 | 19 | 9500 | 2118.5075 | 199.6997 | 21983.3333 | 122763.7619 | 31483.3333 | 0 | 91280.4286 | 91280.4286 | 9500 | 0 | 0 | 0 | 0 | 0 | 0
2022-05-09 17:00 | 0.2374 | 0.26339 | 35584 | 8194.2124 | 634 | 27920.6043 | 3 | 23289.1382 | 2.3289 | 4631.466 | 0 | 352260.2253 | 19 | 9500 | 2118.5075 | 199.6997 | 21983.3333 | 122763.7619 | 31483.3333 | 0 | 91280.4286 | 91280.4286 | 8194.1951 | 1305.8049 | 0 | 0 | 0 | 0 | 0
2022-05-09 18:00 | 0.05585 | 0.02452 | 35584 | 1927.7454 | 634 | 2599.2377 | 3 | 29555.592 | 2.9556 | 0 | 26956.3543 | 356891.6914 | 19 | 9500 | 2118.5075 | 199.6997 | 21983.3333 | 122763.7619 | 31483.3333 | 0 | 91280.4286 | 91280.4286 | 1927.7413 | 7572.2587 | 0 | 0 | 0 | 0 | 0
2022-05-09 19:00 | 0 | 0 | 35584 | 0 | 634 | 0 | 3 | 30000 | 3 | 0 | 30000 | 329935.3371 | 19 | 8016.6667 | 2118.5075 | 168.5185 | 21983.3333 | 122763.7619 | 30000 | 0 | 92763.7619 | 92763.7619 | 0 | 8016.6667 | 0 | 0 | 0 | 0 | 0
2022-05-09 20:00 | 0 | 0 | 35584 | 0 | 634 | 0 | 3 | 30000 | 3 | 0 | 30000 | 299935.3371 | 19 | 8016.6667 | 2118.5075 | 168.5185 | 21983.3333 | 122763.7619 | 30000 | 0 | 92763.7619 | 92763.7619 | 0 | 8016.6667 | 0 | 0 | 0 | 0 | 0
2022-05-09 21:00 | 0 | 0 | 35584 | 0 | 634 | 0 | 3 | 30000 | 3 | 0 | 30000 | 269935.3371 | 19 | 8016.6667 | 2118.5075 | 168.5185 | 21983.3333 | 122763.7619 | 30000 | 0 | 92763.7619 | 92763.7619 | 0 | 8016.6667 | 0 | 0 | 0 | 0 | 0
2022-05-09 22:00 | 0 | 0 | 35584 | 0 | 634 | 0 | 3 | 30000 | 3 | 0 | 30000 | 239935.3371 | 19 | 8016.6667 | 2118.5075 | 168.5185 | 21983.3333 | 122763.7619 | 30000 | 0 | 92763.7619 | 92763.7619 | 0 | 8016.6667 | 0 | 0 | 0 | 0 | 0
2022-05-09 23:00 | 0 | 0 | 35584 | 0 | 634 | 0 | 3 | 30000 | 3 | 0 | 30000 | 209935.3371 | 19 | 8016.6667 | 2118.5075 | 168.5185 | 21983.3333 | 122763.7619 | 30000 | 0 | 92763.7619 | 92763.7619 | 0 | 8016.6667 | 0 | 0 | 0 | 0 | 0
2022-05-10 | 0 | 0 | 35584 | 0 | 634 | 0 | 3 | 30000 | 3 | 0 | 30000 | 179935.3371 | 19 | 7750 | 2118.5075 | 162.9129 | 22250 | 123030.4286 | 30000 | 0 | 93030.4286 | 93030.4286 | 0 | 7750 | 0 | 0 | 0 | 0 | 0
2022-05-10 01:00 | 0 | 0 | 35584 | 0 | 634 | 0 | 3 | 30000 | 3 | 0 | 30000 | 149935.3371 | 19 | 7750 | 2118.5075 | 162.9129 | 22250 | 123030.4286 | 30000 | 0 | 93030.4286 | 93030.4286 | 0 | 7750 | 0 | 0 | 0 | 0 | 0
2022-05-10 02:00 | 0 | 0 | 35584 | 0 | 634 | 0 | 3 | 30000 | 3 | 0 | 30000 | 119935.3371 | 19 | 7750 | 2118.5075 | 162.9129 | 22250 | 123030.4286 | 30000 | 0 | 93030.4286 | 93030.4286 | 0 | 7750 | 0 | 0 | 0 | 0 | 0
2022-05-10 03:00 | 0 | 0 | 35584 | 0 | 634 | 0 | 3 | 30000 | 3 | 0 | 30000 | 89935.3371 | 19 | 7750 | 2118.5075 | 162.9129 | 22250 | 123030.4286 | 30000 | 0 | 93030.4286 | 93030.4286 | 0 | 7750 | 0 | 0 | 0 | 0 | 0
2022-05-10 04:00 | 0 | 0 | 35584 | 0 | 634 | 0 | 3 | 30000 | 3 | 0 | 30000 | 59935.3371 | 19 | 7750 | 2118.5075 | 162.9129 | 22250 | 123030.4286 | 30000 | 0 | 93030.4286 | 93030.4286 | 0 | 7750 | 0 | 0 | 0 | 0 | 0
2022-05-10 05:00 | 0.00753 | 0.00061 | 35584 | 259.9091 | 634 | 64.6629 | 3 | 30000 | 3 | 0 | 29935.3371 | 29935.3371 | 19 | 8009.9085 | 2118.5075 | 168.3765 | 22250 | 123030.4286 | 30259.9085 | 0 | 92770.5201 | 92770.5201 | 259.9085 | 7750 | 0 | 0 | 0 | 0 | 0
2022-05-10 06:00 | 0.1399 | 0.29416 | 35584 | 4828.8556 | 634 | 31182.372 | 3 | 26921.1546 | 2.6921 | 0 | 0 | 0 | 19 | 9500 | 2118.5075 | 199.6997 | 22250 | 123030.4286 | 31750 | 0 | 91280.4286 | 91280.4286 | 4828.8454 | 4671.1546 | 0 | 0 | 0 | 0 | 0
2022-05-10 07:00 | 0.36367 | 0.54725 | 35584 | 12552.6083 | 634 | 58011.1268 | 3 | 19197.4181 | 1.9197 | 0 | 0 | 0 | 19 | 9500 | 2118.5075 | 199.6997 | 22250 | 123030.4286 | 31750 | 0 | 91280.4286 | 91280.4286 | 0 | 9500 | 0 | 0 | 0 | 0 | 0
2022-05-10 08:00 | 0.59262 | 0.69991 | 35584 | 20455.1564 | 634 | 74193.8196 | 3 | 11294.8867 | 1.1295 | 0 | 0 | 0 | 19 | 9500 | 2118.5075 | 199.6997 | 22250 | 123030.4286 | 31750 | 0 | 91280.4286 | 91280.4286 | 9500 | 0 | 0 | 0 | 0 | 0 | 0
2022-05-10 09:00 | 0.79105 | 0.76272 | 35584 | 27304.2615 | 634 | 80851.9811 | 3 | 4445.796 | 0.44458 | 0 | 0 | 0 | 19 | 9500 | 2118.5075 | 199.6997 | 22250 | 123030.4286 | 31750 | 0 | 91280.4286 | 91280.4286 | 9500 | 0 | 0 | 0 | 0 | 0 | 0
2022-05-10 10:00 | 0.93933 | 0.79413 | 35584 | 32422.3652 | 634 | 84181.5918 | 3 | 0 | 0 | 0 | 0 | 0 | 19 | 9500 | 2118.5075 | 199.6997 | 22250 | 123030.4286 | 31750 | 0 | 91280.4286 | 91280.4286 | 9500 | 0 | 0 | 0 | 0 | 0 | 0
2022-05-10 11:00 | 1.0252 | 0.83192 | 35584 | 35386.9856 | 634 | 88187.5132 | 3 | 0 | 0 | 61197.8631 | 0 | 0 | 19 | 9500 | 2118.5075 | 199.6997 | 22250 | 123030.4286 | 31750 | 0 | 91280.4286 | 91280.4286 | 9500 | 0 | 0 | 0 | 0 | 0 | 0
2022-05-10 12:00 | 1.0233 | 0.70211 | 35584 | 35320.714 | 634 | 74427.0301 | 3 | 0 | 0 | 74427.0301 | 0 | 61197.8631 | 19 | 9500 | 2118.5075 | 199.6997 | 22250 | 123030.4286 | 31750 | 0 | 91280.4286 | 91280.4286 | 9500 | 0 | 0 | 0 | 0 | 0 | 0
2022-05-10 13:00 | 0.97103 | 0.64929 | 35584 | 33516.5376 | 634 | 68827.8566 | 3 | 0 | 0 | 68827.8566 | 0 | 135624.8932 | 19 | 9500 | 2118.5075 | 199.6997 | 22250 | 123030.4286 | 31750 | 0 | 91280.4286 | 91280.4286 | 9500 | 0 | 0 | 0 | 0 | 0 | 0
2022-05-10 14:00 | 0.85012 | 0.59267 | 35584 | 29343.15 | 634 | 62825.8648 | 3 | 2406.9118 | 0.24069 | 60418.953 | 0 | 204452.7498 | 19 | 9500 | 2118.5075 | 199.6997 | 22250 | 123030.4286 | 31750 | 0 | 91280.4286 | 91280.4286 | 9500 | 0 | 0 | 0 | 0 | 0 | 0
2022-05-10 15:00 | 0.6759 | 0.52935 | 35584 | 23329.6888 | 634 | 56113.6409 | 3 | 8420.3603 | 0.84204 | 56113.6409 | 8420.3603 | 264871.7028 | 19 | 9500 | 2118.5075 | 199.6997 | 22250 | 123030.4286 | 31750 | 0 | 91280.4286 | 91280.4286 | 9500 | 0 | 0 | 0 | 0 | 0 | 0
2022-05-10 16:00 | 0.46817 | 0.43852 | 35584 | 16159.5804 | 634 | 46485.2249 | 3 | 15590.4536 | 1.559 | 30894.7713 | 0 | 312564.9834 | 19 | 9500 | 2118.5075 | 199.6997 | 22250 | 123030.4286 | 31750 | 0 | 91280.4286 | 91280.4286 | 9500 | 0 | 0 | 0 | 0 | 0 | 0
2022-05-10 17:00 | 0.2493 | 0.30199 | 35584 | 8604.9585 | 634 | 32012.3896 | 3 | 23145.0597 | 2.3145 | 8867.3299 | 0 | 343459.7547 | 19 | 9500 | 2118.5075 | 199.6997 | 22250 | 123030.4286 | 31750 | 0 | 91280.4286 | 91280.4286 | 8604.9403 | 895.0597 | 0 | 0 | 0 | 0 | 0
2022-05-10 18:00 | 0.06155 | 0.05606 | 35584 | 2124.4893 | 634 | 5942.6291 | 3 | 29625.5151 | 2.9626 | 0 | 23682.886 | 352327.0846 | 19 | 9500 | 2118.5075 | 199.6997 | 22250 | 123030.4286 | 31750 | 0 | 91280.4286 | 91280.4286 | 2124.4849 | 7375.5151 | 0 | 0 | 0 | 0 | 0
2022-05-10 19:00 | 0 | 0 | 35584 | 0 | 634 | 0 | 3 | 30000 | 3 | 0 | 30000 | 328644.1986 | 19 | 7750 | 2118.5075 | 162.9129 | 22250 | 123030.4286 | 30000 | 0 | 93030.4286 | 93030.4286 | 0 | 7750 | 0 | 0 | 0 | 0 | 0
2022-05-10 20:00 | 0 | 0 | 35584 | 0 | 634 | 0 | 3 | 30000 | 3 | 0 | 30000 | 298644.1986 | 19 | 7750 | 2118.5075 | 162.9129 | 22250 | 123030.4286 | 30000 | 0 | 93030.4286 | 93030.4286 | 0 | 7750 | 0 | 0 | 0 | 0 | 0
2022-05-10 21:00 | 0 | 0 | 35584 | 0 | 634 | 0 | 3 | 30000 | 3 | 0 | 30000 | 268644.1986 | 19 | 7750 | 2118.5075 | 162.9129 | 22250 | 123030.4286 | 30000 | 0 | 93030.4286 | 93030.4286 | 0 | 7750 | 0 | 0 | 0 | 0 | 0
2022-05-10 22:00 | 0 | 0 | 35584 | 0 | 634 | 0 | 3 | 30000 | 3 | 0 | 30000 | 238644.1986 | 19 | 7750 | 2118.5075 | 162.9129 | 22250 | 123030.4286 | 30000 | 0 | 93030.4286 | 93030.4286 | 0 | 7750 | 0 | 0 | 0 | 0 | 0
2022-05-10 23:00 | 0 | 0 | 35584 | 0 | 634 | 0 | 3 | 30000 | 3 | 0 | 30000 | 208644.1986 | 19 | 7750 | 2118.5075 | 162.9129 | 22250 | 123030.4286 | 30000 | 0 | 93030.4286 | 93030.4286 | 0 | 7750 | 0 | 0 | 0 | 0 | 0
2022-05-11 | 0 | 0 | 35584 | 0 | 634 | 0 | 3 | 30000 | 3 | 0 | 30000 | 178644.1986 | 19 | 7375 | 2118.5075 | 155.03 | 22625 | 123405.4286 | 30000 | 0 | 93405.4286 | 93405.4286 | 0 | 7375 | 0 | 0 | 0 | 0 | 0
2022-05-11 01:00 | 0 | 0 | 35584 | 0 | 634 | 0 | 3 | 30000 | 3 | 0 | 30000 | 148644.1986 | 19 | 7375 | 2118.5075 | 155.03 | 22625 | 123405.4286 | 30000 | 0 | 93405.4286 | 93405.4286 | 0 | 7375 | 0 | 0 | 0 | 0 | 0
2022-05-11 02:00 | 0 | 0 | 35584 | 0 | 634 | 0 | 3 | 30000 | 3 | 0 | 30000 | 118644.1986 | 19 | 7375 | 2118.5075 | 155.03 | 22625 | 123405.4286 | 30000 | 0 | 93405.4286 | 93405.4286 | 0 | 7375 | 0 | 0 | 0 | 0 | 0
2022-05-11 03:00 | 0 | 0 | 35584 | 0 | 634 | 0 | 3 | 30000 | 3 | 0 | 30000 | 88644.1986 | 19 | 7375 | 2118.5075 | 155.03 | 22625 | 123405.4286 | 30000 | 0 | 93405.4286 | 93405.4286 | 0 | 7375 | 0 | 0 | 0 | 0 | 0
2022-05-11 04:00 | 0 | 0 | 35584 | 0 | 634 | 0 | 3 | 30000 | 3 | 0 | 30000 | 58644.1986 | 19 | 7375 | 2118.5075 | 155.03 | 22625 | 123405.4286 | 30000 | 0 | 93405.4286 | 93405.4286 | 0 | 7375 | 0 | 0 | 0 | 0 | 0
2022-05-11 05:00 | 0.00845 | 0.01279 | 35584 | 291.6643 | 634 | 1355.8014 | 3 | 30000 | 3 | 0 | 28644.1986 | 28644.1986 | 19 | 7666.6636 | 2118.5075 | 161.1611 | 22625 | 123405.4286 | 30291.6636 | 0 | 93113.765 | 93113.765 | 291.6636 | 7375 | 0 | 0 | 0 | 0 | 0
2022-05-11 06:00 | 0.15325 | 0.42471 | 35584 | 5289.6506 | 634 | 45021.2986 | 3 | 26835.3606 | 2.6835 | 0 | 0 | 0 | 19 | 9500 | 2118.5075 | 199.6997 | 22625 | 123405.4286 | 32125 | 0 | 91280.4286 | 91280.4286 | 5289.6394 | 4210.3606 | 0 | 0 | 0 | 0 | 0
2022-05-11 07:00 | 0.38117 | 0.67842 | 35584 | 13156.6467 | 634 | 71915.7764 | 3 | 18968.381 | 1.8968 | 0 | 0 | 0 | 19 | 9500 | 2118.5075 | 199.6997 | 22625 | 123405.4286 | 32125 | 0 | 91280.4286 | 91280.4286 | 9500 | 0 | 0 | 0 | 0 | 0 | 0
2022-05-11 08:00 | 0.6087 | 0.80348 | 35584 | 21010.1814 | 634 | 85172.7367 | 3 | 11114.8629 | 1.1115 | 0 | 0 | 0 | 19 | 9500 | 2118.5075 | 199.6997 | 22625 | 123405.4286 | 32125 | 0 | 91280.4286 | 91280.4286 | 9500 | 0 | 0 | 0 | 0 | 0 | 0
2022-05-11 09:00 | 0.78358 | 0.75033 | 35584 | 27046.4234 | 634 | 79538.5816 | 3 | 5078.6335 | 0.50786 | 0 | 0 | 0 | 19 | 9500 | 2118.5075 | 199.6997 | 22625 | 123405.4286 | 32125 | 0 | 91280.4286 | 91280.4286 | 9500 | 0 | 0 | 0 | 0 | 0 | 0
2022-05-11 10:00 | 0.91985 | 0.76609 | 35584 | 31749.9841 | 634 | 81209.2172 | 3 | 375.0827 | 0.037508 | 0 | 0 | 0 | 19 | 9500 | 2118.5075 | 199.6997 | 22625 | 123405.4286 | 32125 | 0 | 91280.4286 | 91280.4286 | 9500 | 0 | 0 | 0 | 0 | 0 | 0
2022-05-11 11:00 | 1.0353 | 0.88055 | 35584 | 35734.9117 | 634 | 93342.5266 | 3 | 0 | 0 | 23118.3823 | 0 | 0 | 19 | 9500 | 2118.5075 | 199.6997 | 22625 | 123405.4286 | 32125 | 0 | 91280.4286 | 91280.4286 | 9500 | 0 | 0 | 0 | 0 | 0 | 0
2022-05-11 12:00 | 1.0069 | 0.70593 | 35584 | 34753.9534 | 634 | 74831.9685 | 3 | 0 | 0 | 74831.9685 | 0 | 23118.3823 | 19 | 9500 | 2118.5075 | 199.6997 | 22625 | 123405.4286 | 32125 | 0 | 91280.4286 | 91280.4286 | 9500 | 0 | 0 | 0 | 0 | 0 | 0
2022-05-11 13:00 | 0.97345 | 0.72289 | 35584 | 33600.0675 | 634 | 76629.8099 | 3 | 0 | 0 | 76629.8099 | 0 | 97950.3508 | 19 | 9500 | 2118.5075 | 199.6997 | 22625 | 123405.4286 | 32125 | 0 | 91280.4286 | 91280.4286 | 9500 | 0 | 0 | 0 | 0 | 0 | 0
2022-05-11 14:00 | 0.85685 | 0.67854 | 35584 | 29575.4459 | 634 | 71928.497 | 3 | 2549.6164 | 0.25496 | 69378.8806 | 0 | 174580.1606 | 19 | 9500 | 2118.5075 | 199.6997 | 22625 | 123405.4286 | 32125 | 0 | 91280.4286 | 91280.4286 | 9500 | 0 | 0 | 0 | 0 | 0 | 0
2022-05-11 15:00 | 0.6904 | 0.62592 | 35584 | 23830.1778 | 634 | 66350.5244 | 3 | 8294.8724 | 0.82949 | 58055.652 | 0 | 243959.0412 | 19 | 9500 | 2118.5075 | 199.6997 | 22625 | 123405.4286 | 32125 | 0 | 91280.4286 | 91280.4286 | 1205.1276 | 8294.8724 | 0 | 0 | 0 | 0 | 0
2022-05-11 16:00 | 0.4783 | 0.51209 | 35584 | 16509.2324 | 634 | 54283.998 | 3 | 15615.8024 | 1.5616 | 38668.1957 | 0 | 302014.6933 | 19 | 9500 | 2118.5075 | 199.6997 | 22625 | 123405.4286 | 32125 | 0 | 91280.4286 | 91280.4286 | 9500 | 0 | 0 | 0 | 0 | 0 | 0
2022-05-11 17:00 | 0.25035 | 0.3204 | 35584 | 8641.2008 | 634 | 33963.9379 | 3 | 23483.8174 | 2.3484 | 10480.1205 | 0 | 340682.8889 | 19 | 9500 | 2118.5075 | 199.6997 | 22625 | 123405.4286 | 32125 | 0 | 91280.4286 | 91280.4286 | 0 | 9500 | 0 | 0 | 0 | 0 | 0
2022-05-11 18:00 | 0.06428 | 0.08049 | 35584 | 2218.7193 | 634 | 8532.3264 | 3 | 29906.2853 | 2.9906 | 0 | 21373.959 | 351163.0094 | 19 | 9500 | 2118.5075 | 199.6997 | 22625 | 123405.4286 | 32125 | 0 | 91280.4286 | 91280.4286 | 2218.7147 | 7281.2853 | 0 | 0 | 0 | 0 | 0
2022-05-11 19:00 | 0 | 0 | 35584 | 0 | 634 | 0 | 3 | 30000 | 3 | 0 | 30000 | 329789.0504 | 19 | 7375 | 2118.5075 | 155.03 | 22625 | 123405.4286 | 30000 | 0 | 93405.4286 | 93405.4286 | 0 | 7375 | 0 | 0 | 0 | 0 | 0
2022-05-11 20:00 | 0 | 0 | 35584 | 0 | 634 | 0 | 3 | 30000 | 3 | 0 | 30000 | 299789.0504 | 19 | 7375 | 2118.5075 | 155.03 | 22625 | 123405.4286 | 30000 | 0 | 93405.4286 | 93405.4286 | 0 | 7375 | 0 | 0 | 0 | 0 | 0
2022-05-11 21:00 | 0 | 0 | 35584 | 0 | 634 | 0 | 3 | 30000 | 3 | 0 | 30000 | 269789.0504 | 19 | 7375 | 2118.5075 | 155.03 | 22625 | 123405.4286 | 30000 | 0 | 93405.4286 | 93405.4286 | 0 | 7375 | 0 | 0 | 0 | 0 | 0
2022-05-11 22:00 | 0 | 0 | 35584 | 0 | 634 | 0 | 3 | 30000 | 3 | 0 | 30000 | 239789.0504 | 19 | 7375 | 2118.5075 | 155.03 | 22625 | 123405.4286 | 30000 | 0 | 93405.4286 | 93405.4286 | 0 | 7375 | 0 | 0 | 0 | 0 | 0
2022-05-11 23:00 | 0 | 0 | 35584 | 0 | 634 | 0 | 3 | 30000 | 3 | 0 | 30000 | 209789.0504 | 19 | 7375 | 2118.5075 | 155.03 | 22625 | 123405.4286 | 30000 | 0 | 93405.4286 | 93405.4286 | 0 | 7375 | 0 | 0 | 0 | 0 | 0
2022-05-12 | 0 | 0 | 35584 | 0 | 634 | 0 | 3 | 30000 | 3 | 0 | 30000 | 179789.0504 | 19 | 8354.1667 | 2118.5075 | 175.6131 | 21645.8333 | 122426.2619 | 30000 | 0 | 92426.2619 | 92426.2619 | 0 | 8354.1667 | 0 | 0 | 0 | 0 | 0
2022-05-12 01:00 | 0 | 0 | 35584 | 0 | 634 | 0 | 3 | 30000 | 3 | 0 | 30000 | 149789.0504 | 19 | 8354.1667 | 2118.5075 | 175.6131 | 21645.8333 | 122426.2619 | 30000 | 0 | 92426.2619 | 92426.2619 | 0 | 8354.1667 | 0 | 0 | 0 | 0 | 0
2022-05-12 02:00 | 0 | 0 | 35584 | 0 | 634 | 0 | 3 | 30000 | 3 | 0 | 30000 | 119789.0504 | 19 | 8354.1667 | 2118.5075 | 175.6131 | 21645.8333 | 122426.2619 | 30000 | 0 | 92426.2619 | 92426.2619 | 0 | 8354.1667 | 0 | 0 | 0 | 0 | 0
2022-05-12 03:00 | 0 | 0 | 35584 | 0 | 634 | 0 | 3 | 30000 | 3 | 0 | 30000 | 89789.0504 | 19 | 8354.1667 | 2118.5075 | 175.6131 | 21645.8333 | 122426.2619 | 30000 | 0 | 92426.2619 | 92426.2619 | 0 | 8354.1667 | 0 | 0 | 0 | 0 | 0
2022-05-12 04:00 | 0 | 0 | 35584 | 0 | 634 | 0 | 3 | 30000 | 3 | 0 | 30000 | 59789.0504 | 19 | 8354.1667 | 2118.5075 | 175.6131 | 21645.8333 | 122426.2619 | 30000 | 0 | 92426.2619 | 92426.2619 | 0 | 8354.1667 | 0 | 0 | 0 | 0 | 0
2022-05-12 05:00 | 0.0086 | 0.00199 | 35584 | 296.8417 | 634 | 210.9496 | 3 | 30000 | 3 | 0 | 29789.0504 | 29789.0504 | 19 | 8651.0078 | 2118.5075 | 181.853 | 21645.8333 | 122426.2619 | 30296.8411 | 0 | 92129.4208 | 92129.4208 | 296.8411 | 8354.1667 | 0 | 0 | 0 | 0 | 0
2022-05-12 06:00 | 0.14327 | 0.30044 | 35584 | 4945.1761 | 634 | 31848.0821 | 3 | 26200.6677 | 2.6201 | 0 | 0 | 0 | 19 | 9500 | 2118.5075 | 199.6997 | 21645.8333 | 122426.2619 | 31145.8333 | 0 | 91280.4286 | 91280.4286 | 0 | 9500 | 0 | 0 | 0 | 0 | 0
2022-05-12 07:00 | 0.36252 | 0.54706 | 35584 | 12512.9143 | 634 | 57990.9859 | 3 | 18632.9453 | 1.8633 | 0 | 0 | 0 | 19 | 9500 | 2118.5075 | 199.6997 | 21645.8333 | 122426.2619 | 31145.8333 | 0 | 91280.4286 | 91280.4286 | 9500 | 0 | 0 | 0 | 0 | 0 | 0
2022-05-12 08:00 | 0.59038 | 0.69344 | 35584 | 20377.8395 | 634 | 73507.9685 | 3 | 10768.0368 | 1.0768 | 0 | 0 | 0 | 19 | 9500 | 2118.5075 | 199.6997 | 21645.8333 | 122426.2619 | 31145.8333 | 0 | 91280.4286 | 91280.4286 | 0 | 9500 | 0 | 0 | 0 | 0 | 0
2022-05-12 09:00 | 0.78888 | 0.78245 | 35584 | 27229.3607 | 634 | 82943.4558 | 3 | 3916.5299 | 0.39165 | 0 | 0 | 0 | 19 | 9500 | 2118.5075 | 199.6997 | 21645.8333 | 122426.2619 | 31145.8333 | 0 | 91280.4286 | 91280.4286 | 9500 | 0 | 0 | 0 | 0 | 0 | 0
2022-05-12 10:00 | 0.9385 | 0.82408 | 35584 | 32393.7165 | 634 | 87356.4356 | 3 | 0 | 0 | 0 | 0 | 0 | 19 | 9500 | 2118.5075 | 199.6997 | 21645.8333 | 122426.2619 | 31145.8333 | 0 | 91280.4286 | 91280.4286 | 9500 | 0 | 0 | 0 | 0 | 0 | 0
2022-05-12 11:00 | 1.0274 | 0.8922 | 35584 | 35461.5412 | 634 | 94577.4826 | 3 | 0 | 0 | 0 | 0 | 0 | 19 | 9500 | 2118.5075 | 199.6997 | 21645.8333 | 122426.2619 | 31145.8333 | 0 | 91280.4286 | 91280.4286 | 9500 | 0 | 0 | 0 | 0 | 0 | 0
2022-05-12 12:00 | 1.0347 | 0.80383 | 35584 | 35714.8922 | 634 | 85209.8384 | 3 | 0 | 0 | 38159.1114 | 0 | 0 | 19 | 9500 | 2118.5075 | 199.6997 | 21645.8333 | 122426.2619 | 31145.8333 | 0 | 91280.4286 | 91280.4286 | 9500 | 0 | 0 | 0 | 0 | 0 | 0
2022-05-12 13:00 | 0.99108 | 0.78731 | 35584 | 34208.593 | 634 | 83458.6391 | 3 | 0 | 0 | 83458.6391 | 0 | 38159.1114 | 19 | 9500 | 2118.5075 | 199.6997 | 21645.8333 | 122426.2619 | 31145.8333 | 0 | 91280.4286 | 91280.4286 | 9500 | 0 | 0 | 0 | 0 | 0 | 0
2022-05-12 14:00 | 0.8811 | 0.75928 | 35584 | 30412.4705 | 634 | 80487.3245 | 3 | 733.4268 | 0.073343 | 79753.8977 | 0 | 121617.7505 | 19 | 9500 | 2118.5075 | 199.6997 | 21645.8333 | 122426.2619 | 31145.8333 | 0 | 91280.4286 | 91280.4286 | 9500 | 0 | 0 | 0 | 0 | 0 | 0
2022-05-12 15:00 | 0.71362 | 0.71107 | 35584 | 24631.6505 | 634 | 75376.8331 | 3 | 6514.2347 | 0.65142 | 68862.5984 | 0 | 201371.6482 | 19 | 9500 | 2118.5075 | 199.6997 | 21645.8333 | 122426.2619 | 31145.8333 | 0 | 91280.4286 | 91280.4286 | 2985.7653 | 6514.2347 | 0 | 0 | 0 | 0 | 0
2022-05-12 16:00 | 0.50325 | 0.61654 | 35584 | 17370.4186 | 634 | 65356.1994 | 3 | 13775.4513 | 1.3775 | 51580.748 | 0 | 270234.2466 | 19 | 9500 | 2118.5075 | 199.6997 | 21645.8333 | 122426.2619 | 31145.8333 | 0 | 91280.4286 | 91280.4286 | 9500 | 0 | 0 | 0 | 0 | 0 | 0
2022-05-12 17:00 | 0.2736 | 0.44618 | 35584 | 9443.7089 | 634 | 47297.2217 | 3 | 21702.1443 | 2.1702 | 25595.0774 | 0 | 321814.9947 | 19 | 9500 | 2118.5075 | 199.6997 | 21645.8333 | 122426.2619 | 31145.8333 | 0 | 91280.4286 | 91280.4286 | 9443.689 | 56.311 | 0 | 0 | 0 | 0 | 0
2022-05-12 18:00 | 0.07035 | 0.10563 | 35584 | 2428.2344 | 634 | 11197.287 | 3 | 28717.6041 | 2.8718 | 0 | 17520.3171 | 347410.0721 | 19 | 9500 | 2118.5075 | 199.6997 | 21645.8333 | 122426.2619 | 31145.8333 | 0 | 91280.4286 | 91280.4286 | 2428.2293 | 7071.7707 | 0 | 0 | 0 | 0 | 0
2022-05-12 19:00 | 0 | 0 | 35584 | 0 | 634 | 0 | 3 | 30000 | 3 | 0 | 30000 | 329889.755 | 19 | 8354.1667 | 2118.5075 | 175.6131 | 21645.8333 | 122426.2619 | 30000 | 0 | 92426.2619 | 92426.2619 | 0 | 8354.1667 | 0 | 0 | 0 | 0 | 0
2022-05-12 20:00 | 0 | 0 | 35584 | 0 | 634 | 0 | 3 | 30000 | 3 | 0 | 30000 | 299889.755 | 19 | 8354.1667 | 2118.5075 | 175.6131 | 21645.8333 | 122426.2619 | 30000 | 0 | 92426.2619 | 92426.2619 | 0 | 8354.1667 | 0 | 0 | 0 | 0 | 0
2022-05-12 21:00 | 0 | 0 | 35584 | 0 | 634 | 0 | 3 | 30000 | 3 | 0 | 30000 | 269889.755 | 19 | 8354.1667 | 2118.5075 | 175.6131 | 21645.8333 | 122426.2619 | 30000 | 0 | 92426.2619 | 92426.2619 | 0 | 8354.1667 | 0 | 0 | 0 | 0 | 0
2022-05-12 22:00 | 0 | 0 | 35584 | 0 | 634 | 0 | 3 | 30000 | 3 | 0 | 30000 | 239889.755 | 19 | 8354.1667 | 2118.5075 | 175.6131 | 21645.8333 | 122426.2619 | 30000 | 0 | 92426.2619 | 92426.2619 | 0 | 8354.1667 | 0 | 0 | 0 | 0 | 0
2022-05-12 23:00 | 0 | 0 | 35584 | 0 | 634 | 0 | 3 | 30000 | 3 | 0 | 30000 | 209889.755 | 19 | 8354.1667 | 2118.5075 | 175.6131 | 21645.8333 | 122426.2619 | 30000 | 0 | 92426.2619 | 92426.2619 | 0 | 8354.1667 | 0 | 0 | 0 | 0 | 0
2022-05-13 | 0 | 0 | 35584 | 0 | 634 | 0 | 3 | 30000 | 3 | 0 | 30000 | 179889.755 | 19 | 7812.5 | 2118.5075 | 164.2267 | 22187.5 | 122967.9286 | 30000 | 0 | 92967.9286 | 92967.9286 | 0 | 7812.5 | 0 | 0 | 0 | 0 | 0
2022-05-13 01:00 | 0 | 0 | 35584 | 0 | 634 | 0 | 3 | 30000 | 3 | 0 | 30000 | 149889.755 | 19 | 7812.5 | 2118.5075 | 164.2267 | 22187.5 | 122967.9286 | 30000 | 0 | 92967.9286 | 92967.9286 | 0 | 7812.5 | 0 | 0 | 0 | 0 | 0
2022-05-13 02:00 | 0 | 0 | 35584 | 0 | 634 | 0 | 3 | 30000 | 3 | 0 | 30000 | 119889.755 | 19 | 7812.5 | 2118.5075 | 164.2267 | 22187.5 | 122967.9286 | 30000 | 0 | 92967.9286 | 92967.9286 | 0 | 7812.5 | 0 | 0 | 0 | 0 | 0
2022-05-13 03:00 | 0 | 0 | 35584 | 0 | 634 | 0 | 3 | 30000 | 3 | 0 | 30000 | 89889.755 | 19 | 7812.5 | 2118.5075 | 164.2267 | 22187.5 | 122967.9286 | 30000 | 0 | 92967.9286 | 92967.9286 | 0 | 7812.5 | 0 | 0 | 0 | 0 | 0
2022-05-13 04:00 | 0 | 0 | 35584 | 0 | 634 | 0 | 3 | 30000 | 3 | 0 | 30000 | 59889.755 | 19 | 7812.5 | 2118.5075 | 164.2267 | 22187.5 | 122967.9286 | 30000 | 0 | 92967.9286 | 92967.9286 | 0 | 7812.5 | 0 | 0 | 0 | 0 | 0
2022-05-13 05:00 | 0.0089 | 0.00104 | 35584 | 307.1967 | 634 | 110.245 | 3 | 30000 | 3 | 110.245 | 30000 | 29889.755 | 19 | 8119.696 | 2118.5075 | 170.6843 | 22187.5 | 122967.9286 | 30307.196 | 0 | 92660.7326 | 92660.7326 | 307.196 | 7812.5 | 0 | 0 | 0 | 0 | 0
2022-05-13 06:00 | 0.14075 | 0.25837 | 35584 | 4858.1946 | 634 | 27388.4602 | 3 | 26829.3157 | 2.6829 | 0 | 0 | 0 | 19 | 9500 | 2118.5075 | 199.6997 | 22187.5 | 122967.9286 | 31687.5 | 0 | 91280.4286 | 91280.4286 | 0 | 9500 | 0 | 0 | 0 | 0 | 0
2022-05-13 07:00 | 0.35877 | 0.50756 | 35584 | 12383.4775 | 634 | 53803.7963 | 3 | 19304.0485 | 1.9304 | 0 | 0 | 0 | 19 | 9500 | 2118.5075 | 199.6997 | 22187.5 | 122967.9286 | 31687.5 | 0 | 91280.4286 | 91280.4286 | 9500 | 0 | 0 | 0 | 0 | 0 | 0
2022-05-13 08:00 | 0.58512 | 0.65596 | 35584 | 20196.2828 | 634 | 69534.9086 | 3 | 11491.2597 | 1.1491 | 0 | 0 | 0 | 19 | 9500 | 2118.5075 | 199.6997 | 22187.5 | 122967.9286 | 31687.5 | 0 | 91280.4286 | 91280.4286 | 0 | 9500 | 0 | 0 | 0 | 0 | 0
2022-05-13 09:00 | 0.7832 | 0.74245 | 35584 | 27033.3071 | 634 | 78703.2638 | 3 | 4654.2498 | 0.46542 | 0 | 0 | 0 | 19 | 9500 | 2118.5075 | 199.6997 | 22187.5 | 122967.9286 | 31687.5 | 0 | 91280.4286 | 91280.4286 | 4845.7502 | 4654.2498 | 0 | 0 | 0 | 0 | 0
2022-05-13 10:00 | 0.93217 | 0.79869 | 35584 | 32175.2272 | 634 | 84664.9737 | 3 | 0 | 0 | 13676.1407 | 0 | 0 | 19 | 9500 | 2118.5075 | 199.6997 | 22187.5 | 122967.9286 | 31687.5 | 0 | 91280.4286 | 91280.4286 | 9500 | 0 | 0 | 0 | 0 | 0 | 0
2022-05-13 11:00 | 1.0203 | 0.86329 | 35584 | 35216.4742 | 634 | 91512.8838 | 3 | 0 | 0 | 91512.8838 | 0 | 13676.1407 | 19 | 9500 | 2118.5075 | 199.6997 | 22187.5 | 122967.9286 | 31687.5 | 0 | 91280.4286 | 91280.4286 | 9500 | 0 | 0 | 0 | 0 | 0 | 0
2022-05-13 12:00 | 1.0371 | 0.83969 | 35584 | 35797.7317 | 634 | 89011.1705 | 3 | 0 | 0 | 89011.1705 | 0 | 105189.0245 | 19 | 9500 | 2118.5075 | 199.6997 | 22187.5 | 122967.9286 | 31687.5 | 0 | 91280.4286 | 91280.4286 | 9500 | 0 | 0 | 0 | 0 | 0 | 0
2022-05-13 13:00 | 0.98617 | 0.77681 | 35584 | 34039.1171 | 634 | 82345.5887 | 3 | 0 | 0 | 82345.5887 | 0 | 194200.195 | 19 | 9500 | 2118.5075 | 199.6997 | 22187.5 | 122967.9286 | 31687.5 | 0 | 91280.4286 | 91280.4286 | 9500 | 0 | 0 | 0 | 0 | 0 | 0
2022-05-13 14:00 | 0.86862 | 0.72759 | 35584 | 29981.7049 | 634 | 77128.0324 | 3 | 1705.8583 | 0.17059 | 75422.1742 | 0 | 276545.7837 | 19 | 9500 | 2118.5075 | 199.6997 | 22187.5 | 122967.9286 | 31687.5 | 0 | 91280.4286 | 91280.4286 | 9500 | 0 | 0 | 0 | 0 | 0 | 0
2022-05-13 15:00 | 0.69422 | 0.64638 | 35584 | 23962.0307 | 634 | 68519.3826 | 3 | 7725.5197 | 0.77255 | 60793.8629 | 0 | 351967.9579 | 19 | 9500 | 2118.5075 | 199.6997 | 22187.5 | 122967.9286 | 31687.5 | 0 | 91280.4286 | 91280.4286 | 9500 | 0 | 0 | 0 | 0 | 0 | 0
2022-05-13 16:00 | 0.48035 | 0.52263 | 35584 | 16579.9912 | 634 | 55401.2886 | 3 | 15107.5437 | 1.5108 | 40293.7449 | 0 | 412761.8208 | 19 | 9500 | 2118.5075 | 199.6997 | 22187.5 | 122967.9286 | 31687.5 | 0 | 91280.4286 | 91280.4286 | 0 | 9500 | 0 | 0 | 0 | 0 | 0
2022-05-13 17:00 | 0.2541 | 0.33772 | 35584 | 8770.6376 | 634 | 35799.9411 | 3 | 22916.8809 | 2.2917 | 12883.0602 | 0 | 453055.5657 | 19 | 9500 | 2118.5075 | 199.6997 | 22187.5 | 122967.9286 | 31687.5 | 0 | 91280.4286 | 91280.4286 | 0 | 9500 | 0 | 0 | 0 | 0 | 0
2022-05-13 18:00 | 0.06447 | 0.05629 | 35584 | 2225.2775 | 634 | 5967.0102 | 3 | 29462.2272 | 2.9462 | 0 | 23495.217 | 465938.6259 | 19 | 9500 | 2118.5075 | 199.6997 | 22187.5 | 122967.9286 | 31687.5 | 0 | 91280.4286 | 91280.4286 | 2225.2728 | 7274.7272 | 0 | 0 | 0 | 0 | 0
2022-05-13 19:00 | 0 | 0 | 35584 | 0 | 634 | 0 | 3 | 30000 | 3 | 0 | 30000 | 442443.4088 | 19 | 7812.5 | 2118.5075 | 164.2267 | 22187.5 | 122967.9286 | 30000 | 0 | 92967.9286 | 92967.9286 | 0 | 7812.5 | 0 | 0 | 0 | 0 | 0
2022-05-13 20:00 | 0 | 0 | 35584 | 0 | 634 | 0 | 3 | 30000 | 3 | 0 | 30000 | 412443.4088 | 19 | 7812.5 | 2118.5075 | 164.2267 | 22187.5 | 122967.9286 | 30000 | 0 | 92967.9286 | 92967.9286 | 0 | 7812.5 | 0 | 0 | 0 | 0 | 0
2022-05-13 21:00 | 0 | 0 | 35584 | 0 | 634 | 0 | 3 | 30000 | 3 | 0 | 30000 | 382443.4088 | 19 | 7812.5 | 2118.5075 | 164.2267 | 22187.5 | 122967.9286 | 30000 | 0 | 92967.9286 | 92967.9286 | 0 | 7812.5 | 0 | 0 | 0 | 0 | 0
2022-05-13 22:00 | 0 | 0 | 35584 | 0 | 634 | 0 | 3 | 30000 | 3 | 0 | 30000 | 352443.4088 | 19 | 7812.5 | 2118.5075 | 164.2267 | 22187.5 | 122967.9286 | 30000 | 0 | 92967.9286 | 92967.9286 | 0 | 7812.5 | 0 | 0 | 0 | 0 | 0
2022-05-13 23:00 | 0 | 0 | 35584 | 0 | 634 | 0 | 3 | 30000 | 3 | 0 | 30000 | 322443.4088 | 19 | 7812.5 | 2118.5075 | 164.2267 | 22187.5 | 122967.9286 | 30000 | 0 | 92967.9286 | 92967.9286 | 0 | 7812.5 | 0 | 0 | 0 | 0 | 0
2022-05-14 | 0 | 0 | 35584 | 0 | 634 | 0 | 3 | 30000 | 3 | 0 | 30000 | 292443.4088 | 19 | 8625 | 2118.5075 | 181.3063 | 21375 | 122155.4286 | 30000 | 0 | 92155.4286 | 92155.4286 | 0 | 8625 | 0 | 0 | 0 | 0 | 0
2022-05-14 01:00 | 0 | 0 | 35584 | 0 | 634 | 0 | 3 | 30000 | 3 | 0 | 30000 | 262443.4088 | 19 | 8625 | 2118.5075 | 181.3063 | 21375 | 122155.4286 | 30000 | 0 | 92155.4286 | 92155.4286 | 0 | 8625 | 0 | 0 | 0 | 0 | 0
2022-05-14 02:00 | 0 | 0 | 35584 | 0 | 634 | 0 | 3 | 30000 | 3 | 0 | 30000 | 232443.4088 | 19 | 8625 | 2118.5075 | 181.3063 | 21375 | 122155.4286 | 30000 | 0 | 92155.4286 | 92155.4286 | 0 | 8625 | 0 | 0 | 0 | 0 | 0
2022-05-14 03:00 | 0 | 0 | 35584 | 0 | 634 | 0 | 3 | 30000 | 3 | 0 | 30000 | 202443.4088 | 19 | 8625 | 2118.5075 | 181.3063 | 21375 | 122155.4286 | 30000 | 0 | 92155.4286 | 92155.4286 | 0 | 8625 | 0 | 0 | 0 | 0 | 0
2022-05-14 04:00 | 0 | 0 | 35584 | 0 | 634 | 0 | 3 | 30000 | 3 | 0 | 30000 | 172443.4088 | 19 | 8625 | 2118.5075 | 181.3063 | 21375 | 122155.4286 | 30000 | 0 | 92155.4286 | 92155.4286 | 0 | 8625 | 0 | 0 | 0 | 0 | 0
2022-05-14 05:00 | 0.00793 | 0 | 35584 | 273.7157 | 634 | 0 | 3 | 30000 | 3 | 0 | 30000 | 142443.4088 | 19 | 8898.7151 | 2118.5075 | 187.0601 | 21375 | 122155.4286 | 30273.7151 | 0 | 91881.7135 | 91881.7135 | 273.7151 | 8625 | 0 | 0 | 0 | 0 | 0
2022-05-14 06:00 | 0.1134 | 0.0699 | 35584 | 3914.1688 | 634 | 7409.7355 | 3 | 26960.8394 | 2.6961 | 0 | 19551.1039 | 112443.4088 | 19 | 9500 | 2118.5075 | 199.6997 | 21375 | 122155.4286 | 30875 | 0 | 91280.4286 | 91280.4286 | 3914.1606 | 5585.8394 | 0 | 0 | 0 | 0 | 0
2022-05-14 07:00 | 0.30888 | 0.25888 | 35584 | 10661.4503 | 634 | 27442.5226 | 3 | 20213.5721 | 2.0214 | 7228.9505 | 0 | 92892.3049 | 19 | 9500 | 2118.5075 | 199.6997 | 21375 | 122155.4286 | 30875 | 0 | 91280.4286 | 91280.4286 | 9500 | 0 | 0 | 0 | 0 | 0 | 0
2022-05-14 08:00 | 0.54065 | 0.44997 | 35584 | 18661.3349 | 634 | 47698.9799 | 3 | 12213.7044 | 1.2214 | 35485.2755 | 0 | 100121.2555 | 19 | 9500 | 2118.5075 | 199.6997 | 21375 | 122155.4286 | 30875 | 0 | 91280.4286 | 91280.4286 | 9500 | 0 | 0 | 0 | 0 | 0 | 0
2022-05-14 09:00 | 0.75188 | 0.57827 | 35584 | 25952.251 | 634 | 61299.3957 | 3 | 4922.8037 | 0.49228 | 56376.592 | 0 | 135606.5309 | 19 | 9500 | 2118.5075 | 199.6997 | 21375 | 122155.4286 | 30875 | 0 | 91280.4286 | 91280.4286 | 9500 | 0 | 0 | 0 | 0 | 0 | 0
2022-05-14 10:00 | 0.82115 | 0.4074 | 35584 | 28343.2076 | 634 | 43186.3555 | 3 | 2531.8521 | 0.25319 | 40654.5034 | 0 | 191983.123 | 19 | 9500 | 2118.5075 | 199.6997 | 21375 | 122155.4286 | 30875 | 0 | 91280.4286 | 91280.4286 | 9500 | 0 | 0 | 0 | 0 | 0 | 0
2022-05-14 11:00 | 0.92892 | 0.41754 | 35584 | 32063.0486 | 634 | 44261.2442 | 3 | 0 | 0 | 44261.2442 | 0 | 232637.6264 | 19 | 9500 | 2118.5075 | 199.6997 | 21375 | 122155.4286 | 30875 | 0 | 91280.4286 | 91280.4286 | 9500 | 0 | 0 | 0 | 0 | 0 | 0
2022-05-14 12:00 | 0.96055 | 0.47252 | 35584 | 33154.8049 | 634 | 50089.3881 | 3 | 0 | 0 | 50089.3881 | 0 | 276898.8706 | 19 | 9500 | 2118.5075 | 199.6997 | 21375 | 122155.4286 | 30875 | 0 | 91280.4286 | 91280.4286 | 9500 | 0 | 0 | 0 | 0 | 0 | 0
2022-05-14 13:00 | 0.89047 | 0.46143 | 35584 | 30735.8899 | 634 | 48913.7949 | 3 | 139.1748 | 0.013917 | 48774.6201 | 0 | 326988.2587 | 19 | 9500 | 2118.5075 | 199.6997 | 21375 | 122155.4286 | 30875 | 0 | 91280.4286 | 91280.4286 | 9360.8252 | 139.1748 | 0 | 0 | 0 | 0 | 0
2022-05-14 14:00 | 0.80675 | 0.51134 | 35584 | 27846.1702 | 634 | 54204.4944 | 3 | 3028.8884 | 0.30289 | 54204.4944 | 3028.8884 | 375762.8788 | 19 | 9500 | 2118.5075 | 199.6997 | 21375 | 122155.4286 | 30875 | 0 | 91280.4286 | 91280.4286 | 6471.1116 | 3028.8884 | 0 | 0 | 0 | 0 | 0
2022-05-14 15:00 | 0.61025 | 0.35385 | 35584 | 21063.6819 | 634 | 37509.7985 | 3 | 9811.3624 | 0.98114 | 27698.4361 | 0 | 426938.4848 | 19 | 9500 | 2118.5075 | 199.6997 | 21375 | 122155.4286 | 30875 | 0 | 91280.4286 | 91280.4286 | 9500 | 0 | 0 | 0 | 0 | 0 | 0
2022-05-14 16:00 | 0.34602 | 0.12274 | 35584 | 11943.3924 | 634 | 13011.0292 | 3 | 18931.6327 | 1.8932 | 0 | 5920.6036 | 454636.9209 | 19 | 9500 | 2118.5075 | 199.6997 | 21375 | 122155.4286 | 30875 | 0 | 91280.4286 | 91280.4286 | 9500 | 0 | 0 | 0 | 0 | 0 | 0
2022-05-14 17:00 | 0.1852 | 0.0466 | 35584 | 6392.4521 | 634 | 4939.8237 | 3 | 24482.5614 | 2.4483 | 0 | 19542.7377 | 448716.3173 | 19 | 9500 | 2118.5075 | 199.6997 | 21375 | 122155.4286 | 30875 | 0 | 91280.4286 | 91280.4286 | 6392.4386 | 3107.5614 | 0 | 0 | 0 | 0 | 0
2022-05-14 18:00 | 0.05492 | 0.00255 | 35584 | 1895.6451 | 634 | 270.3122 | 3 | 28979.3589 | 2.8979 | 270.3122 | 28979.3589 | 429173.5796 | 19 | 9500 | 2118.5075 | 199.6997 | 21375 | 122155.4286 | 30875 | 0 | 91280.4286 | 91280.4286 | 0 | 9500 | 0 | 0 | 0 | 0 | 0
2022-05-14 19:00 | 0 | 0 | 35584 | 0 | 634 | 0 | 3 | 30000 | 3 | 0 | 30000 | 400464.5329 | 19 | 8625 | 2118.5075 | 181.3063 | 21375 | 122155.4286 | 30000 | 0 | 92155.4286 | 92155.4286 | 0 | 8625 | 0 | 0 | 0 | 0 | 0
2022-05-14 20:00 | 0 | 0 | 35584 | 0 | 634 | 0 | 3 | 30000 | 3 | 0 | 30000 | 370464.5329 | 19 | 8625 | 2118.5075 | 181.3063 | 21375 | 122155.4286 | 30000 | 0 | 92155.4286 | 92155.4286 | 0 | 8625 | 0 | 0 | 0 | 0 | 0
2022-05-14 21:00 | 0 | 0 | 35584 | 0 | 634 | 0 | 3 | 30000 | 3 | 0 | 30000 | 340464.5329 | 19 | 8625 | 2118.5075 | 181.3063 | 21375 | 122155.4286 | 30000 | 0 | 92155.4286 | 92155.4286 | 0 | 8625 | 0 | 0 | 0 | 0 | 0
2022-05-14 22:00 | 0 | 0 | 35584 | 0 | 634 | 0 | 3 | 30000 | 3 | 0 | 30000 | 310464.5329 | 19 | 8625 | 2118.5075 | 181.3063 | 21375 | 122155.4286 | 30000 | 0 | 92155.4286 | 92155.4286 | 0 | 8625 | 0 | 0 | 0 | 0 | 0
2022-05-14 23:00 | 0 | 0 | 35584 | 0 | 634 | 0 | 3 | 30000 | 3 | 0 | 30000 | 280464.5329 | 19 | 8625 | 2118.5075 | 181.3063 | 21375 | 122155.4286 | 30000 | 0 | 92155.4286 | 92155.4286 | 0 | 8625 | 0 | 0 | 0 | 0 | 0
2022-05-15 | 0 | 0 | 35584 | 0 | 634 | 0 | 3 | 30000 | 3 | 0 | 30000 | 250464.5329 | 19 | 9308.3333 | 2118.5075 | 195.6707 | 20691.6667 | 121472.0953 | 30000 | 0 | 91472.0953 | 91472.0953 | 0 | 9308.3333 | 0 | 0 | 0 | 0 | 0
2022-05-15 01:00 | 0 | 0 | 35584 | 0 | 634 | 0 | 3 | 30000 | 3 | 0 | 30000 | 220464.5329 | 19 | 9308.3333 | 2118.5075 | 195.6707 | 20691.6667 | 121472.0953 | 30000 | 0 | 91472.0953 | 91472.0953 | 0 | 9308.3333 | 0 | 0 | 0 | 0 | 0
2022-05-15 02:00 | 0 | 0 | 35584 | 0 | 634 | 0 | 3 | 30000 | 3 | 0 | 30000 | 190464.5329 | 19 | 9308.3333 | 2118.5075 | 195.6707 | 20691.6667 | 121472.0953 | 30000 | 0 | 91472.0953 | 91472.0953 | 0 | 9308.3333 | 0 | 0 | 0 | 0 | 0
2022-05-15 03:00 | 0 | 0 | 35584 | 0 | 634 | 0 | 3 | 30000 | 3 | 0 | 30000 | 160464.5329 | 19 | 9308.3333 | 2118.5075 | 195.6707 | 20691.6667 | 121472.0953 | 30000 | 0 | 91472.0953 | 91472.0953 | 0 | 9308.3333 | 0 | 0 | 0 | 0 | 0
2022-05-15 04:00 | 0 | 0 | 35584 | 0 | 634 | 0 | 3 | 30000 | 3 | 0 | 30000 | 130464.5329 | 19 | 9308.3333 | 2118.5075 | 195.6707 | 20691.6667 | 121472.0953 | 30000 | 0 | 91472.0953 | 91472.0953 | 0 | 9308.3333 | 0 | 0 | 0 | 0 | 0
2022-05-15 05:00 | 0.00843 | 0 | 35584 | 290.9739 | 634 | 0 | 3 | 29900.6934 | 2.9901 | 0 | 29900.6934 | 100464.5329 | 19 | 9500 | 2118.5075 | 199.6997 | 20691.6667 | 121472.0953 | 30191.6667 | 0 | 91280.4286 | 91280.4286 | 290.9733 | 9209.0267 | 0 | 0 | 0 | 0 | 0
2022-05-15 06:00 | 0.1169 | 0.06913 | 35584 | 4034.9765 | 634 | 7328.1118 | 3 | 26156.6986 | 2.6157 | 0 | 18828.5868 | 70563.8396 | 19 | 9500 | 2118.5075 | 199.6997 | 20691.6667 | 121472.0953 | 30191.6667 | 0 | 91280.4286 | 91280.4286 | 4034.968 | 5465.032 | 0 | 0 | 0 | 0 | 0
2022-05-15 07:00 | 0.30823 | 0.26026 | 35584 | 10639.0146 | 634 | 27588.8092 | 3 | 19552.6744 | 1.9553 | 8036.1348 | 0 | 51735.2527 | 19 | 9500 | 2118.5075 | 199.6997 | 20691.6667 | 121472.0953 | 30191.6667 | 0 | 91280.4286 | 91280.4286 | 9500 | 0 | 0 | 0 | 0 | 0 | 0
2022-05-15 08:00 | 0.5196 | 0.38211 | 35584 | 17934.763 | 634 | 40505.4941 | 3 | 12256.9414 | 1.2257 | 28248.5527 | 0 | 59771.3876 | 19 | 9500 | 2118.5075 | 199.6997 | 20691.6667 | 121472.0953 | 30191.6667 | 0 | 91280.4286 | 91280.4286 | 0 | 9500 | 0 | 0 | 0 | 0 | 0
2022-05-15 09:00 | 0.71488 | 0.45819 | 35584 | 24675.1412 | 634 | 48570.3393 | 3 | 5516.5774 | 0.55166 | 43053.7619 | 0 | 88019.9403 | 19 | 9500 | 2118.5075 | 199.6997 | 20691.6667 | 121472.0953 | 30191.6667 | 0 | 91280.4286 | 91280.4286 | 3983.4226 | 5516.5774 | 0 | 0 | 0 | 0 | 0
2022-05-15 10:00 | 0.86575 | 0.50265 | 35584 | 29882.6426 | 634 | 53283.3127 | 3 | 309.087 | 0.030909 | 52974.2257 | 0 | 131073.7022 | 19 | 9500 | 2118.5075 | 199.6997 | 20691.6667 | 121472.0953 | 30191.6667 | 0 | 91280.4286 | 91280.4286 | 9500 | 0 | 0 | 0 | 0 | 0 | 0
2022-05-15 11:00 | 0.95338 | 0.52387 | 35584 | 32907.3217 | 634 | 55532.7346 | 3 | 0 | 0 | 55532.7346 | 0 | 184047.9279 | 19 | 9500 | 2118.5075 | 199.6997 | 20691.6667 | 121472.0953 | 30191.6667 | 0 | 91280.4286 | 91280.4286 | 9500 | 0 | 0 | 0 | 0 | 0 | 0
2022-05-15 12:00 | 0.9693 | 0.49907 | 35584 | 33456.8241 | 634 | 52903.8155 | 3 | 0 | 0 | 52903.8155 | 0 | 239580.6625 | 19 | 9500 | 2118.5075 | 199.6997 | 20691.6667 | 121472.0953 | 30191.6667 | 0 | 91280.4286 | 91280.4286 | 9500 | 0 | 0 | 0 | 0 | 0 | 0
2022-05-15 13:00 | 0.90122 | 0.41625 | 35584 | 31106.9421 | 634 | 44124.498 | 3 | 0 | 0 | 44124.498 | 0 | 292484.478 | 19 | 9500 | 2118.5075 | 199.6997 | 20691.6667 | 121472.0953 | 30191.6667 | 0 | 91280.4286 | 91280.4286 | 9500 | 0 | 0 | 0 | 0 | 0 | 0
2022-05-15 14:00 | 0.7646 | 0.31363 | 35584 | 26391.3006 | 634 | 33246.2854 | 3 | 3800.4216 | 0.38004 | 29445.8638 | 0 | 336608.976 | 19 | 9500 | 2118.5075 | 199.6997 | 20691.6667 | 121472.0953 | 30191.6667 | 0 | 91280.4286 | 91280.4286 | 5699.5784 | 3800.4216 | 0 | 0 | 0 | 0 | 0
2022-05-15 15:00 | 0.57672 | 0.22498 | 35584 | 19906.3443 | 634 | 23848.9599 | 3 | 10285.3642 | 1.0285 | 13563.5957 | 0 | 366054.8398 | 19 | 9500 | 2118.5075 | 199.6997 | 20691.6667 | 121472.0953 | 30191.6667 | 0 | 91280.4286 | 91280.4286 | 9500 | 0 | 0 | 0 | 0 | 0 | 0
2022-05-15 16:00 | 0.36705 | 0.12978 | 35584 | 12669.274 | 634 | 13757.3029 | 3 | 17522.4194 | 1.7522 | 0 | 3765.1164 | 379618.4355 | 19 | 9500 | 2118.5075 | 199.6997 | 20691.6667 | 121472.0953 | 30191.6667 | 0 | 91280.4286 | 91280.4286 | 0 | 9500 | 0 | 0 | 0 | 0 | 0
2022-05-15 17:00 | 0.17877 | 0.0484 | 35584 | 6170.5111 | 634 | 5130.6323 | 3 | 24021.1685 | 2.4021 | 0 | 18890.5362 | 375853.3191 | 19 | 9500 | 2118.5075 | 199.6997 | 20691.6667 | 121472.0953 | 30191.6667 | 0 | 91280.4286 | 91280.4286 | 6170.4981 | 3329.5019 | 0 | 0 | 0 | 0 | 0
2022-05-15 18:00 | 0.05135 | 0.00197 | 35584 | 1772.4212 | 634 | 208.8295 | 3 | 28419.2492 | 2.8419 | 0 | 28210.4197 | 356962.7828 | 19 | 9500 | 2118.5075 | 199.6997 | 20691.6667 | 121472.0953 | 30191.6667 | 0 | 91280.4286 | 91280.4286 | 1772.4175 | 7727.5825 | 0 | 0 | 0 | 0 | 0
2022-05-15 19:00 | 0 | 0 | 35584 | 0 | 634 | 0 | 3 | 30000 | 3 | 0 | 30000 | 328752.3632 | 19 | 9308.3333 | 2118.5075 | 195.6707 | 20691.6667 | 121472.0953 | 30000 | 0 | 91472.0953 | 91472.0953 | 0 | 9308.3333 | 0 | 0 | 0 | 0 | 0
2022-05-15 20:00 | 0 | 0 | 35584 | 0 | 634 | 0 | 3 | 30000 | 3 | 0 | 30000 | 298752.3632 | 19 | 9308.3333 | 2118.5075 | 195.6707 | 20691.6667 | 121472.0953 | 30000 | 0 | 91472.0953 | 91472.0953 | 0 | 9308.3333 | 0 | 0 | 0 | 0 | 0
2022-05-15 21:00 | 0 | 0 | 35584 | 0 | 634 | 0 | 3 | 30000 | 3 | 0 | 30000 | 268752.3632 | 19 | 9308.3333 | 2118.5075 | 195.6707 | 20691.6667 | 121472.0953 | 30000 | 0 | 91472.0953 | 91472.0953 | 0 | 9308.3333 | 0 | 0 | 0 | 0 | 0
2022-05-15 22:00 | 0 | 0 | 35584 | 0 | 634 | 0 | 3 | 30000 | 3 | 0 | 30000 | 238752.3632 | 19 | 9308.3333 | 2118.5075 | 195.6707 | 20691.6667 | 121472.0953 | 30000 | 0 | 91472.0953 | 91472.0953 | 0 | 9308.3333 | 0 | 0 | 0 | 0 | 0
2022-05-15 23:00 | 0 | 0 | 35584 | 0 | 634 | 0 | 3 | 30000 | 3 | 0 | 30000 | 208752.3632 | 19 | 9308.3333 | 2118.5075 | 195.6707 | 20691.6667 | 121472.0953 | 30000 | 0 | 91472.0953 | 91472.0953 | 0 | 9308.3333 | 0 | 0 | 0 | 0 | 0
2022-05-16 | 0 | 0 | 35584 | 0 | 634 | 0 | 3 | 30000 | 3 | 0 | 30000 | 178752.3632 | 19 | 9250 | 2118.5075 | 194.4444 | 20750 | 121530.4286 | 30000 | 0 | 91530.4286 | 91530.4286 | 0 | 9250 | 0 | 0 | 0 | 0 | 0
2022-05-16 01:00 | 0 | 0 | 35584 | 0 | 634 | 0 | 3 | 30000 | 3 | 0 | 30000 | 148752.3632 | 19 | 9250 | 2118.5075 | 194.4444 | 20750 | 121530.4286 | 30000 | 0 | 91530.4286 | 91530.4286 | 0 | 9250 | 0 | 0 | 0 | 0 | 0
2022-05-16 02:00 | 0 | 0 | 35584 | 0 | 634 | 0 | 3 | 30000 | 3 | 0 | 30000 | 118752.3632 | 19 | 9250 | 2118.5075 | 194.4444 | 20750 | 121530.4286 | 30000 | 0 | 91530.4286 | 91530.4286 | 0 | 9250 | 0 | 0 | 0 | 0 | 0
2022-05-16 03:00 | 0 | 0 | 35584 | 0 | 634 | 0 | 3 | 30000 | 3 | 0 | 30000 | 88752.3632 | 19 | 9250 | 2118.5075 | 194.4444 | 20750 | 121530.4286 | 30000 | 0 | 91530.4286 | 91530.4286 | 0 | 9250 | 0 | 0 | 0 | 0 | 0
2022-05-16 04:00 | 0 | 0 | 35584 | 0 | 634 | 0 | 3 | 30000 | 3 | 0 | 30000 | 58752.3632 | 19 | 9250 | 2118.5075 | 194.4444 | 20750 | 121530.4286 | 30000 | 0 | 91530.4286 | 91530.4286 | 0 | 9250 | 0 | 0 | 0 | 0 | 0
2022-05-16 05:00 | 0.01105 | 0.01053 | 35584 | 381.4071 | 634 | 1116.2305 | 3 | 29868.5937 | 2.9869 | 0 | 28752.3632 | 28752.3632 | 19 | 9500 | 2118.5075 | 199.6997 | 20750 | 121530.4286 | 30250 | 0 | 91280.4286 | 91280.4286 | 381.4063 | 9118.5937 | 0 | 0 | 0 | 0 | 0
2022-05-16 06:00 | 0.16302 | 0.40858 | 35584 | 5626.8766 | 634 | 43311.4412 | 3 | 24623.1353 | 2.4623 | 0 | 0 | 0 | 19 | 9500 | 2118.5075 | 199.6997 | 20750 | 121530.4286 | 30250 | 0 | 91280.4286 | 91280.4286 | 5626.8647 | 3873.1353 | 0 | 0 | 0 | 0 | 0
2022-05-16 07:00 | 0.39288 | 0.66409 | 35584 | 13560.8347 | 634 | 70396.7276 | 3 | 16689.1939 | 1.6689 | 52347.3518 | 0 | 0 | 19 | 9500 | 2118.5075 | 199.6997 | 20750 | 121530.4286 | 30250 | 0 | 91280.4286 | 91280.4286 | 9500 | 0 | 0 | 0 | 0 | 0 | 0
2022-05-16 08:00 | 0.62345 | 0.79386 | 35584 | 21519.2995 | 634 | 84152.9705 | 3 | 8730.7459 | 0.87307 | 75422.2247 | 0 | 52347.3518 | 19 | 9500 | 2118.5075 | 199.6997 | 20750 | 121530.4286 | 30250 | 0 | 91280.4286 | 91280.4286 | 769.2541 | 8730.7459 | 0 | 0 | 0 | 0 | 0
2022-05-16 09:00 | 0.82167 | 0.86264 | 35584 | 28361.1561 | 634 | 91443.9807 | 3 | 1888.9036 | 0.18889 | 89555.0771 | 0 | 127769.5765 | 19 | 9500 | 2118.5075 | 199.6997 | 20750 | 121530.4286 | 30250 | 0 | 91280.4286 | 91280.4286 | 7611.0964 | 1888.9036 | 0 | 0 | 0 | 0 | 0
2022-05-16 10:00 | 0.96685 | 0.89796 | 35584 | 33372.2587 | 634 | 95188.0702 | 3 | 0 | 0 | 95188.0702 | 0 | 217324.6536 | 19 | 9500 | 2118.5075 | 199.6997 | 20750 | 121530.4286 | 30250 | 0 | 91280.4286 | 91280.4286 | 9500 | 0 | 0 | 0 | 0 | 0 | 0
2022-05-16 11:00 | 1.0518 | 0.94542 | 35584 | 36304.4337 | 634 | 100219.058 | 3 | 0 | 0 | 100219.058 | 0 | 312512.7238 | 19 | 9500 | 2118.5075 | 199.6997 | 20750 | 121530.4286 | 30250 | 0 | 91280.4286 | 91280.4286 | 9500 | 0 | 0 | 0 | 0 | 0 | 0
2022-05-16 12:00 | 1.0367 | 0.75204 | 35584 | 35782.5445 | 634 | 79719.8498 | 3 | 0 | 0 | 79719.8498 | 0 | 412731.7818 | 19 | 9500 | 2118.5075 | 199.6997 | 20750 | 121530.4286 | 30250 | 0 | 91280.4286 | 91280.4286 | 9500 | 0 | 0 | 0 | 0 | 0 | 0
2022-05-16 13:00 | 0.98585 | 0.71528 | 35584 | 34028.0718 | 634 | 75823.1133 | 3 | 0 | 0 | 75823.1133 | 0 | 492451.6316 | 19 | 9500 | 2118.5075 | 199.6997 | 20750 | 121530.4286 | 30250 | 0 | 91280.4286 | 91280.4286 | 9500 | 0 | 0 | 0 | 0 | 0 | 0
2022-05-16 14:00 | 0.86695 | 0.64837 | 35584 | 29924.0623 | 634 | 68730.3322 | 3 | 326.0007 | 0.0326 | 68404.3315 | 0 | 568274.745 | 19 | 9500 | 2118.5075 | 199.6997 | 20750 | 121530.4286 | 30250 | 0 | 91280.4286 | 91280.4286 | 9173.9993 | 326.0007 | 0 | 0 | 0 | 0 | 0
2022-05-16 15:00 | 0.68878 | 0.565 | 35584 | 23774.2611 | 634 | 59892.712 | 3 | 6475.789 | 0.64758 | 53416.923 | 0 | 636679.0765 | 19 | 9500 | 2118.5075 | 199.6997 | 20750 | 121530.4286 | 30250 | 0 | 91280.4286 | 91280.4286 | 9500 | 0 | 0 | 0 | 0 | 0 | 0
2022-05-16 16:00 | 0.46802 | 0.40927 | 35584 | 16154.403 | 634 | 43384.5845 | 3 | 14095.631 | 1.4096 | 29288.9535 | 0 | 690095.9995 | 19 | 9500 | 2118.5075 | 199.6997 | 20750 | 121530.4286 | 30250 | 0 | 91280.4286 | 91280.4286 | 9500 | 0 | 0 | 0 | 0 | 0 | 0
2022-05-16 17:00 | 0.2309 | 0.20478 | 35584 | 7969.8552 | 634 | 21707.6629 | 3 | 22280.1615 | 2.228 | 0 | 572.4986 | 719384.953 | 19 | 9500 | 2118.5075 | 199.6997 | 20750 | 121530.4286 | 30250 | 0 | 91280.4286 | 91280.4286 | 7969.8385 | 1530.1615 | 0 | 0 | 0 | 0 | 0
2022-05-16 18:00 | 0.0637 | 0.01788 | 35584 | 2198.6998 | 634 | 1895.3658 | 3 | 28051.3049 | 2.8051 | 0 | 26155.939 | 718812.4544 | 19 | 9500 | 2118.5075 | 199.6997 | 20750 | 121530.4286 | 30250 | 0 | 91280.4286 | 91280.4286 | 2198.6951 | 7301.3049 | 0 | 0 | 0 | 0 | 0
2022-05-16 19:00 | 0 | 0 | 35584 | 0 | 634 | 0 | 3 | 30000 | 3 | 0 | 30000 | 692656.5153 | 19 | 9250 | 2118.5075 | 194.4444 | 20750 | 121530.4286 | 30000 | 0 | 91530.4286 | 91530.4286 | 0 | 9250 | 0 | 0 | 0 | 0 | 0
2022-05-16 20:00 | 0 | 0 | 35584 | 0 | 634 | 0 | 3 | 30000 | 3 | 0 | 30000 | 662656.5153 | 19 | 9250 | 2118.5075 | 194.4444 | 20750 | 121530.4286 | 30000 | 0 | 91530.4286 | 91530.4286 | 0 | 9250 | 0 | 0 | 0 | 0 | 0
2022-05-16 21:00 | 0 | 0 | 35584 | 0 | 634 | 0 | 3 | 30000 | 3 | 0 | 30000 | 632656.5153 | 19 | 9250 | 2118.5075 | 194.4444 | 20750 | 121530.4286 | 30000 | 0 | 91530.4286 | 91530.4286 | 0 | 9250 | 0 | 0 | 0 | 0 | 0
2022-05-16 22:00 | 0 | 0 | 35584 | 0 | 634 | 0 | 3 | 30000 | 3 | 0 | 30000 | 602656.5153 | 19 | 9250 | 2118.5075 | 194.4444 | 20750 | 121530.4286 | 30000 | 0 | 91530.4286 | 91530.4286 | 0 | 9250 | 0 | 0 | 0 | 0 | 0
2022-05-16 23:00 | 0 | 0 | 35584 | 0 | 634 | 0 | 3 | 30000 | 3 | 0 | 30000 | 572656.5153 | 19 | 9250 | 2118.5075 | 194.4444 | 20750 | 121530.4286 | 30000 | 0 | 91530.4286 | 91530.4286 | 0 | 9250 | 0 | 0 | 0 | 0 | 0
2022-05-17 | 0 | 0 | 35584 | 0 | 634 | 0 | 3 | 30000 | 3 | 0 | 30000 | 542656.5153 | 19 | 9112.5 | 2118.5075 | 191.5541 | 20887.5 | 121667.9286 | 30000 | 0 | 91667.9286 | 91667.9286 | 0 | 9112.5 | 0 | 0 | 0 | 0 | 0
2022-05-17 01:00 | 0 | 0 | 35584 | 0 | 634 | 0 | 3 | 30000 | 3 | 0 | 30000 | 512656.5153 | 19 | 9112.5 | 2118.5075 | 191.5541 | 20887.5 | 121667.9286 | 30000 | 0 | 91667.9286 | 91667.9286 | 0 | 9112.5 | 0 | 0 | 0 | 0 | 0
2022-05-17 02:00 | 0 | 0 | 35584 | 0 | 634 | 0 | 3 | 30000 | 3 | 0 | 30000 | 482656.5153 | 19 | 9112.5 | 2118.5075 | 191.5541 | 20887.5 | 121667.9286 | 30000 | 0 | 91667.9286 | 91667.9286 | 0 | 9112.5 | 0 | 0 | 0 | 0 | 0
2022-05-17 03:00 | 0 | 0 | 35584 | 0 | 634 | 0 | 3 | 30000 | 3 | 0 | 30000 | 452656.5153 | 19 | 9112.5 | 2118.5075 | 191.5541 | 20887.5 | 121667.9286 | 30000 | 0 | 91667.9286 | 91667.9286 | 0 | 9112.5 | 0 | 0 | 0 | 0 | 0
2022-05-17 04:00 | 0 | 0 | 35584 | 0 | 634 | 0 | 3 | 30000 | 3 | 0 | 30000 | 422656.5153 | 19 | 9112.5 | 2118.5075 | 191.5541 | 20887.5 | 121667.9286 | 30000 | 0 | 91667.9286 | 91667.9286 | 0 | 9112.5 | 0 | 0 | 0 | 0 | 0
2022-05-17 05:00 | 0.00927 | 0 | 35584 | 319.9678 | 634 | 0 | 3 | 30000 | 3 | 0 | 30000 | 392656.5153 | 19 | 9432.4671 | 2118.5075 | 198.2801 | 20887.5 | 121667.9286 | 30319.9671 | 0 | 91347.9615 | 91347.9615 | 0 | 9432.4671 | 0 | 0 | 0 | 0 | 0
2022-05-17 06:00 | 0.10703 | 0.03162 | 35584 | 3694.2989 | 634 | 3351.8718 | 3 | 26693.2089 | 2.6693 | 0 | 23341.3371 | 362656.5153 | 19 | 9500 | 2118.5075 | 199.6997 | 20887.5 | 121667.9286 | 30387.5 | 0 | 91280.4286 | 91280.4286 | 3694.2911 | 5805.7089 | 0 | 0 | 0 | 0 | 0
2022-05-17 07:00 | 0.27885 | 0.15378 | 35584 | 9624.9204 | 634 | 16301.4181 | 3 | 20762.5998 | 2.0763 | 0 | 4461.1817 | 339315.1782 | 19 | 9500 | 2118.5075 | 199.6997 | 20887.5 | 121667.9286 | 30387.5 | 0 | 91280.4286 | 91280.4286 | 9500 | 0 | 0 | 0 | 0 | 0 | 0
2022-05-17 08:00 | 0.48802 | 0.30037 | 35584 | 16844.7326 | 634 | 31840.6618 | 3 | 13542.8029 | 1.3543 | 18297.8589 | 0 | 334853.9965 | 19 | 9500 | 2118.5075 | 199.6997 | 20887.5 | 121667.9286 | 30387.5 | 0 | 91280.4286 | 91280.4286 | 0 | 9500 | 0 | 0 | 0 | 0 | 0
2022-05-17 09:00 | 0.62865 | 0.30372 | 35584 | 21698.7852 | 634 | 32195.7779 | 3 | 8688.7605 | 0.86888 | 23507.0173 | 0 | 353151.8554 | 19 | 9500 | 2118.5075 | 199.6997 | 20887.5 | 121667.9286 | 30387.5 | 0 | 91280.4286 | 91280.4286 | 811.2395 | 8688.7605 | 0 | 0 | 0 | 0 | 0
2022-05-17 10:00 | 0.6723 | 0.16786 | 35584 | 23205.4295 | 634 | 17793.9657 | 3 | 7182.1194 | 0.71821 | 10611.8464 | 0 | 376658.8727 | 19 | 9500 | 2118.5075 | 199.6997 | 20887.5 | 121667.9286 | 30387.5 | 0 | 91280.4286 | 91280.4286 | 2317.8806 | 7182.1194 | 0 | 0 | 0 | 0 | 0
2022-05-17 11:00 | 0.73688 | 0.09708 | 35584 | 25434.5038 | 634 | 10290.946 | 3 | 4953.0498 | 0.4953 | 5337.8962 | 0 | 387270.7191 | 19 | 9500 | 2118.5075 | 199.6997 | 20887.5 | 121667.9286 | 30387.5 | 0 | 91280.4286 | 91280.4286 | 9500 | 0 | 0 | 0 | 0 | 0 | 0
2022-05-17 12:00 | 0.61742 | 0.04425 | 35584 | 21311.1651 | 634 | 4690.7124 | 3 | 9076.3798 | 0.90764 | 0 | 4385.6674 | 392608.6153 | 19 | 9500 | 2118.5075 | 199.6997 | 20887.5 | 121667.9286 | 30387.5 | 0 | 91280.4286 | 91280.4286 | 9500 | 0 | 0 | 0 | 0 | 0 | 0
2022-05-17 13:00 | 0.57753 | 0.05461 | 35584 | 19934.3027 | 634 | 5788.9221 | 3 | 10453.2393 | 1.0453 | 0 | 4664.3171 | 388222.9479 | 19 | 9500 | 2118.5075 | 199.6997 | 20887.5 | 121667.9286 | 30387.5 | 0 | 91280.4286 | 91280.4286 | 9500 | 0 | 0 | 0 | 0 | 0 | 0
2022-05-17 14:00 | 0.5153 | 0.07351 | 35584 | 17786.3421 | 634 | 7792.4128 | 3 | 12601.1953 | 1.2601 | 0 | 4808.7825 | 383558.6308 | 19 | 9500 | 2118.5075 | 199.6997 | 20887.5 | 121667.9286 | 30387.5 | 0 | 91280.4286 | 91280.4286 | 0 | 9500 | 0 | 0 | 0 | 0 | 0
2022-05-17 15:00 | 0.42545 | 0.11262 | 35584 | 14685.0364 | 634 | 11938.2606 | 3 | 15702.4945 | 1.5702 | 0 | 3764.2339 | 378749.8483 | 19 | 9500 | 2118.5075 | 199.6997 | 20887.5 | 121667.9286 | 30387.5 | 0 | 91280.4286 | 91280.4286 | 9500 | 0 | 0 | 0 | 0 | 0 | 0
2022-05-17 16:00 | 0.34167 | 0.12756 | 35584 | 11793.2457 | 634 | 13521.9723 | 3 | 18594.2791 | 1.8594 | 0 | 5072.3068 | 374985.6144 | 19 | 9500 | 2118.5075 | 199.6997 | 20887.5 | 121667.9286 | 30387.5 | 0 | 91280.4286 | 91280.4286 | 9500 | 0 | 0 | 0 | 0 | 0 | 0
2022-05-17 17:00 | 0.18765 | 0.08633 | 35584 | 6477.0175 | 634 | 9151.3944 | 3 | 23910.4962 | 2.391 | 0 | 14759.1018 | 369913.3076 | 19 | 9500 | 2118.5075 | 199.6997 | 20887.5 | 121667.9286 | 30387.5 | 0 | 91280.4286 | 91280.4286 | 6477.0038 | 3022.9962 | 0 | 0 | 0 | 0 | 0
2022-05-17 18:00 | 0.05742 | 0.00882 | 35584 | 1981.9363 | 634 | 934.9623 | 3 | 28405.5679 | 2.8406 | 0 | 27470.6056 | 355154.2058 | 19 | 9500 | 2118.5075 | 199.6997 | 20887.5 | 121667.9286 | 30387.5 | 0 | 91280.4286 | 91280.4286 | 1981.9321 | 7518.0679 | 0 | 0 | 0 | 0 | 0
2022-05-17 19:00 | 0 | 0 | 35584 | 0 | 634 | 0 | 3 | 30000 | 3 | 0 | 30000 | 327683.6002 | 19 | 9112.5 | 2118.5075 | 191.5541 | 20887.5 | 121667.9286 | 30000 | 0 | 91667.9286 | 91667.9286 | 0 | 9112.5 | 0 | 0 | 0 | 0 | 0
2022-05-17 20:00 | 0 | 0 | 35584 | 0 | 634 | 0 | 3 | 30000 | 3 | 0 | 30000 | 297683.6002 | 19 | 9112.5 | 2118.5075 | 191.5541 | 20887.5 | 121667.9286 | 30000 | 0 | 91667.9286 | 91667.9286 | 0 | 9112.5 | 0 | 0 | 0 | 0 | 0
2022-05-17 21:00 | 0 | 0 | 35584 | 0 | 634 | 0 | 3 | 30000 | 3 | 0 | 30000 | 267683.6002 | 19 | 9112.5 | 2118.5075 | 191.5541 | 20887.5 | 121667.9286 | 30000 | 0 | 91667.9286 | 91667.9286 | 0 | 9112.5 | 0 | 0 | 0 | 0 | 0
2022-05-17 22:00 | 0 | 0 | 35584 | 0 | 634 | 0 | 3 | 30000 | 3 | 0 | 30000 | 237683.6002 | 19 | 9112.5 | 2118.5075 | 191.5541 | 20887.5 | 121667.9286 | 30000 | 0 | 91667.9286 | 91667.9286 | 0 | 9112.5 | 0 | 0 | 0 | 0 | 0
2022-05-17 23:00 | 0 | 0 | 35584 | 0 | 634 | 0 | 3 | 30000 | 3 | 0 | 30000 | 207683.6002 | 19 | 9112.5 | 2118.5075 | 191.5541 | 20887.5 | 121667.9286 | 30000 | 0 | 91667.9286 | 91667.9286 | 0 | 9112.5 | 0 | 0 | 0 | 0 | 0
2022-05-18 | 0 | 0 | 35584 | 0 | 634 | 0 | 3 | 29316.6667 | 2.9317 | 0 | 29316.6667 | 177683.6002 | 19 | 9500 | 2118.5075 | 199.6997 | 19816.6667 | 120597.0953 | 29316.6667 | 0 | 91280.4286 | 91280.4286 | 0 | 9500 | 0 | 0 | 0 | 0 | 0
2022-05-18 01:00 | 0 | 0 | 35584 | 0 | 634 | 0 | 3 | 29316.6667 | 2.9317 | 0 | 29316.6667 | 148366.9336 | 19 | 9500 | 2118.5075 | 199.6997 | 19816.6667 | 120597.0953 | 29316.6667 | 0 | 91280.4286 | 91280.4286 | 0 | 9500 | 0 | 0 | 0 | 0 | 0
2022-05-18 02:00 | 0 | 0 | 35584 | 0 | 634 | 0 | 3 | 29316.6667 | 2.9317 | 0 | 29316.6667 | 119050.2669 | 19 | 9500 | 2118.5075 | 199.6997 | 19816.6667 | 120597.0953 | 29316.6667 | 0 | 91280.4286 | 91280.4286 | 0 | 9500 | 0 | 0 | 0 | 0 | 0
2022-05-18 03:00 | 0 | 0 | 35584 | 0 | 634 | 0 | 3 | 29316.6667 | 2.9317 | 0 | 29316.6667 | 89733.6002 | 19 | 9500 | 2118.5075 | 199.6997 | 19816.6667 | 120597.0953 | 29316.6667 | 0 | 91280.4286 | 91280.4286 | 0 | 9500 | 0 | 0 | 0 | 0 | 0
2022-05-18 04:00 | 0 | 0 | 35584 | 0 | 634 | 0 | 3 | 30000 | 3 | 0 | 30000 | 60416.9336 | 19 | 9500 | 2118.5075 | 199.6997 | 19816.6667 | 120597.0953 | 29316.6667 | 0 | 91280.4286 | 91280.4286 | 0 | 9500 | 0 | 0 | 0 | 683.3333 | 0
2022-05-18 05:00 | 0.01077 | 0.00124 | 35584 | 371.7425 | 634 | 131.446 | 3 | 28944.925 | 2.8945 | 0 | 28813.479 | 30416.9336 | 19 | 9500 | 2118.5075 | 199.6997 | 19816.6667 | 120597.0953 | 29316.6667 | 0 | 91280.4286 | 91280.4286 | 0 | 9500 | 0 | 0 | 0 | 0 | 0
2022-05-18 06:00 | 0.14027 | 0.21576 | 35584 | 4841.6266 | 634 | 22871.5956 | 3 | 24475.0502 | 2.4475 | 0 | 1603.4546 | 1603.4546 | 19 | 9500 | 2118.5075 | 199.6997 | 19816.6667 | 120597.0953 | 29316.6667 | 0 | 91280.4286 | 91280.4286 | 4841.6165 | 4658.3835 | 0 | 0 | 0 | 0 | 0
2022-05-18 07:00 | 0.35365 | 0.45671 | 35584 | 12206.7532 | 634 | 48413.4522 | 3 | 17109.9392 | 1.711 | 0 | 0 | 0 | 19 | 9500 | 2118.5075 | 199.6997 | 19816.6667 | 120597.0953 | 29316.6667 | 0 | 91280.4286 | 91280.4286 | 0 | 9500 | 0 | 0 | 0 | 0 | 0
2022-05-18 08:00 | 0.57622 | 0.61236 | 35584 | 19889.0861 | 634 | 64913.0993 | 3 | 9427.6224 | 0.94276 | 0 | 0 | 0 | 19 | 9500 | 2118.5075 | 199.6997 | 19816.6667 | 120597.0953 | 29316.6667 | 0 | 91280.4286 | 91280.4286 | 72.3776 | 9427.6224 | 0 | 0 | 0 | 0 | 0
2022-05-18 09:00 | 0.7719 | 0.71968 | 35584 | 26643.2709 | 634 | 76289.5345 | 3 | 2673.4518 | 0.26735 | 0 | 0 | 0 | 19 | 9500 | 2118.5075 | 199.6997 | 19816.6667 | 120597.0953 | 29316.6667 | 0 | 91280.4286 | 91280.4286 | 6826.5482 | 2673.4518 | 0 | 0 | 0 | 0 | 0
2022-05-18 10:00 | 0.92355 | 0.77119 | 35584 | 31877.6951 | 634 | 81749.8417 | 3 | 0 | 0 | 0 | 0 | 0 | 19 | 9500 | 2118.5075 | 199.6997 | 19816.6667 | 120597.0953 | 29316.6667 | 0 | 91280.4286 | 91280.4286 | 9500 | 0 | 0 | 0 | 0 | 0 | 0
2022-05-18 11:00 | 1.0156 | 0.84936 | 35584 | 35054.2468 | 634 | 90036.2369 | 3 | 0 | 0 | 0 | 0 | 0 | 19 | 9500 | 2118.5075 | 199.6997 | 19816.6667 | 120597.0953 | 29316.6667 | 0 | 91280.4286 | 91280.4286 | 9500 | 0 | 0 | 0 | 0 | 0 | 0
2022-05-18 12:00 | 1.0243 | 0.8028 | 35584 | 35355.9208 | 634 | 85100.6534 | 3 | 0 | 0 | 0 | 0 | 0 | 19 | 9500 | 2118.5075 | 199.6997 | 19816.6667 | 120597.0953 | 29316.6667 | 0 | 91280.4286 | 91280.4286 | 9500 | 0 | 0 | 0 | 0 | 0 | 0
2022-05-18 13:00 | 0.98192 | 0.79393 | 35584 | 33892.422 | 634 | 84160.3909 | 3 | 0 | 0 | 71609.0141 | 0 | 0 | 19 | 9500 | 2118.5075 | 199.6997 | 19816.6667 | 120597.0953 | 29316.6667 | 0 | 91280.4286 | 91280.4286 | 9500 | 0 | 0 | 0 | 0 | 0 | 0
2022-05-18 14:00 | 0.87583 | 0.77933 | 35584 | 30230.5687 | 634 | 82612.7208 | 3 | 0 | 0 | 82612.7208 | 0 | 71609.0141 | 19 | 9500 | 2118.5075 | 199.6997 | 19816.6667 | 120597.0953 | 29316.6667 | 0 | 91280.4286 | 91280.4286 | 9500 | 0 | 0 | 0 | 0 | 0 | 0
2022-05-18 15:00 | 0.7135 | 0.75107 | 35584 | 24627.5085 | 634 | 79617.0251 | 3 | 4689.21 | 0.46892 | 74927.8151 | 0 | 154221.7349 | 19 | 9500 | 2118.5075 | 199.6997 | 19816.6667 | 120597.0953 | 29316.6667 | 0 | 91280.4286 | 91280.4286 | 9500 | 0 | 0 | 0 | 0 | 0 | 0
2022-05-18 16:00 | 0.5103 | 0.67532 | 35584 | 17613.7597 | 634 | 71587.1615 | 3 | 11702.944 | 1.1703 | 59884.2175 | 0 | 229149.55 | 19 | 9500 | 2118.5075 | 199.6997 | 19816.6667 | 120597.0953 | 29316.6667 | 0 | 91280.4286 | 91280.4286 | 0 | 9500 | 0 | 0 | 0 | 0 | 0
2022-05-18 17:00 | 0.28625 | 0.53504 | 35584 | 9880.3424 | 634 | 56716.8082 | 3 | 19436.3451 | 1.9436 | 56716.8082 | 19436.3451 | 289033.7676 | 19 | 9500 | 2118.5075 | 199.6997 | 19816.6667 | 120597.0953 | 29316.6667 | 0 | 91280.4286 | 91280.4286 | 0 | 9500 | 0 | 0 | 0 | 0 | 0
2022-05-18 18:00 | 0.08293 | 0.19405 | 35584 | 2862.4517 | 634 | 20570.2314 | 3 | 26454.221 | 2.6454 | 0 | 5883.9896 | 326314.2307 | 19 | 9500 | 2118.5075 | 199.6997 | 19816.6667 | 120597.0953 | 29316.6667 | 0 | 91280.4286 | 91280.4286 | 2862.4457 | 6637.5543 | 0 | 0 | 0 | 0 | 0
2022-05-18 19:00 | 0 | 0 | 35584 | 0 | 634 | 0 | 3 | 29316.6667 | 2.9317 | 0 | 29316.6667 | 320430.2411 | 19 | 9500 | 2118.5075 | 199.6997 | 19816.6667 | 120597.0953 | 29316.6667 | 0 | 91280.4286 | 91280.4286 | 0 | 9500 | 0 | 0 | 0 | 0 | 0
2022-05-18 20:00 | 0 | 0 | 35584 | 0 | 634 | 0 | 3 | 29316.6667 | 2.9317 | 0 | 29316.6667 | 291113.5744 | 19 | 9500 | 2118.5075 | 199.6997 | 19816.6667 | 120597.0953 | 29316.6667 | 0 | 91280.4286 | 91280.4286 | 0 | 9500 | 0 | 0 | 0 | 0 | 0
2022-05-18 21:00 | 0 | 0 | 35584 | 0 | 634 | 0 | 3 | 29316.6667 | 2.9317 | 0 | 29316.6667 | 261796.9078 | 19 | 9500 | 2118.5075 | 199.6997 | 19816.6667 | 120597.0953 | 29316.6667 | 0 | 91280.4286 | 91280.4286 | 0 | 9500 | 0 | 0 | 0 | 0 | 0
2022-05-18 22:00 | 0 | 0 | 35584 | 0 | 634 | 0 | 3 | 29316.6667 | 2.9317 | 0 | 29316.6667 | 232480.2411 | 19 | 9500 | 2118.5075 | 199.6997 | 19816.6667 | 120597.0953 | 29316.6667 | 0 | 91280.4286 | 91280.4286 | 0 | 9500 | 0 | 0 | 0 | 0 | 0
2022-05-18 23:00 | 0 | 0 | 35584 | 0 | 634 | 0 | 3 | 29316.6667 | 2.9317 | 0 | 29316.6667 | 203163.5744 | 19 | 9500 | 2118.5075 | 199.6997 | 19816.6667 | 120597.0953 | 29316.6667 | 0 | 91280.4286 | 91280.4286 | 0 | 9500 | 0 | 0 | 0 | 0 | 0
2022-05-19 | 0 | 0 | 35584 | 0 | 634 | 0 | 3 | 29175 | 2.9175 | 0 | 29175 | 173846.9078 | 19 | 9500 | 2118.5075 | 199.6997 | 19675 | 120455.4286 | 29175 | 0 | 91280.4286 | 91280.4286 | 0 | 9500 | 0 | 0 | 0 | 0 | 0
2022-05-19 01:00 | 0 | 0 | 35584 | 0 | 634 | 0 | 3 | 29175 | 2.9175 | 0 | 29175 | 144671.9078 | 19 | 9500 | 2118.5075 | 199.6997 | 19675 | 120455.4286 | 29175 | 0 | 91280.4286 | 91280.4286 | 0 | 9500 | 0 | 0 | 0 | 0 | 0
2022-05-19 02:00 | 0 | 0 | 35584 | 0 | 634 | 0 | 3 | 29175 | 2.9175 | 0 | 29175 | 115496.9078 | 19 | 9500 | 2118.5075 | 199.6997 | 19675 | 120455.4286 | 29175 | 0 | 91280.4286 | 91280.4286 | 0 | 9500 | 0 | 0 | 0 | 0 | 0
2022-05-19 03:00 | 0 | 0 | 35584 | 0 | 634 | 0 | 3 | 29175 | 2.9175 | 0 | 29175 | 86321.9078 | 19 | 9500 | 2118.5075 | 199.6997 | 19675 | 120455.4286 | 29175 | 0 | 91280.4286 | 91280.4286 | 0 | 9500 | 0 | 0 | 0 | 0 | 0
2022-05-19 04:00 | 0 | 0 | 35584 | 0 | 634 | 0 | 3 | 29175 | 2.9175 | 0 | 29175 | 57146.9078 | 19 | 9500 | 2118.5075 | 199.6997 | 19675 | 120455.4286 | 29175 | 0 | 91280.4286 | 91280.4286 | 0 | 9500 | 0 | 0 | 0 | 0 | 0
2022-05-19 05:00 | 0.0113 | 0.00767 | 35584 | 390.0362 | 634 | 813.0568 | 3 | 28784.9646 | 2.8785 | 0 | 27971.9078 | 27971.9078 | 19 | 9500 | 2118.5075 | 199.6997 | 19675 | 120455.4286 | 29175 | 0 | 91280.4286 | 91280.4286 | 390.0354 | 9109.9646 | 0 | 0 | 0 | 0 | 0
2022-05-19 06:00 | 0.14912 | 0.30274 | 35584 | 5147.0975 | 634 | 32091.8932 | 3 | 24027.9133 | 2.4028 | 0 | 0 | 0 | 19 | 9500 | 2118.5075 | 199.6997 | 19675 | 120455.4286 | 29175 | 0 | 91280.4286 | 91280.4286 | 0 | 9500 | 0 | 0 | 0 | 0 | 0
2022-05-19 07:00 | 0.36423 | 0.543 | 35584 | 12571.9375 | 634 | 57560.6064 | 3 | 16603.089 | 1.6603 | 13815.0894 | 0 | 0 | 19 | 9500 | 2118.5075 | 199.6997 | 19675 | 120455.4286 | 29175 | 0 | 91280.4286 | 91280.4286 | 9500 | 0 | 0 | 0 | 0 | 0 | 0
2022-05-19 08:00 | 0.58583 | 0.68101 | 35584 | 20220.7895 | 634 | 72190.3288 | 3 | 8954.2531 | 0.89543 | 63236.0758 | 0 | 13815.0894 | 19 | 9500 | 2118.5075 | 199.6997 | 19675 | 120455.4286 | 29175 | 0 | 91280.4286 | 91280.4286 | 9500 | 0 | 0 | 0 | 0 | 0 | 0
2022-05-19 09:00 | 0.781 | 0.76196 | 35584 | 26957.3709 | 634 | 80771.4174 | 3 | 2217.6859 | 0.22177 | 78553.7315 | 0 | 77051.1652 | 19 | 9500 | 2118.5075 | 199.6997 | 19675 | 120455.4286 | 29175 | 0 | 91280.4286 | 91280.4286 | 9500 | 0 | 0 | 0 | 0 | 0 | 0
2022-05-19 10:00 | 0.92965 | 0.80558 | 35584 | 32088.2456 | 634 | 85395.3468 | 3 | 0 | 0 | 85395.3468 | 0 | 155604.8967 | 19 | 9500 | 2118.5075 | 199.6997 | 19675 | 120455.4286 | 29175 | 0 | 91280.4286 | 91280.4286 | 9500 | 0 | 0 | 0 | 0 | 0 | 0
2022-05-19 11:00 | 1.0184 | 0.87739 | 35584 | 35152.2736 | 634 | 93007.5515 | 3 | 0 | 0 | 93007.5515 | 0 | 241000.2435 | 19 | 9500 | 2118.5075 | 199.6997 | 19675 | 120455.4286 | 29175 | 0 | 91280.4286 | 91280.4286 | 9500 | 0 | 0 | 0 | 0 | 0 | 0
2022-05-19 12:00 | 1.0216 | 0.7879 | 35584 | 35262.036 | 634 | 83521.1819 | 3 | 0 | 0 | 83521.1819 | 0 | 334007.795 | 19 | 9500 | 2118.5075 | 199.6997 | 19675 | 120455.4286 | 29175 | 0 | 91280.4286 | 91280.4286 | 9500 | 0 | 0 | 0 | 0 | 0 | 0
2022-05-19 13:00 | 0.97335 | 0.73862 | 35584 | 33596.6158 | 634 | 78297.2654 | 3 | 0 | 0 | 78297.2654 | 0 | 417528.9769 | 19 | 9500 | 2118.5075 | 199.6997 | 19675 | 120455.4286 | 29175 | 0 | 91280.4286 | 91280.4286 | 9500 | 0 | 0 | 0 | 0 | 0 | 0
2022-05-19 14:00 | 0.84008 | 0.56853 | 35584 | 28996.6045 | 634 | 60266.9089 | 3 | 178.4565 | 0.017846 | 60088.4524 | 0 | 495826.2423 | 19 | 9500 | 2118.5075 | 199.6997 | 19675 | 120455.4286 | 29175 | 0 | 91280.4286 | 91280.4286 | 9500 | 0 | 0 | 0 | 0 | 0 | 0
2022-05-19 15:00 | 0.61092 | 0.43822 | 35584 | 21086.808 | 634 | 46453.4235 | 3 | 8088.2364 | 0.80882 | 38365.187 | 0 | 555914.6947 | 19 | 9500 | 2118.5075 | 199.6997 | 19675 | 120455.4286 | 29175 | 0 | 91280.4286 | 91280.4286 | 1411.7636 | 8088.2364 | 0 | 0 | 0 | 0 | 0
2022-05-19 16:00 | 0.43398 | 0.36296 | 35584 | 14979.462 | 634 | 38475.5022 | 3 | 14195.5695 | 1.4196 | 24279.9327 | 0 | 594279.8817 | 19 | 9500 | 2118.5075 | 199.6997 | 19675 | 120455.4286 | 29175 | 0 | 91280.4286 | 91280.4286 | 9500 | 0 | 0 | 0 | 0 | 0 | 0
2022-05-19 17:00 | 0.22265 | 0.20519 | 35584 | 7685.0943 | 634 | 21751.1249 | 3 | 21489.9219 | 2.149 | 261.203 | 0 | 618559.8144 | 19 | 9500 | 2118.5075 | 199.6997 | 19675 | 120455.4286 | 29175 | 0 | 91280.4286 | 91280.4286 | 0 | 9500 | 0 | 0 | 0 | 0 | 0
2022-05-19 18:00 | 0.06643 | 0.03675 | 35584 | 2292.9298 | 634 | 3895.6764 | 3 | 26882.0751 | 2.6882 | 0 | 22986.3987 | 618821.0174 | 19 | 9500 | 2118.5075 | 199.6997 | 19675 | 120455.4286 | 29175 | 0 | 91280.4286 | 91280.4286 | 2292.9249 | 7207.0751 | 0 | 0 | 0 | 0 | 0
2022-05-19 19:00 | 0 | 0 | 35584 | 0 | 634 | 0 | 3 | 29175 | 2.9175 | 0 | 29175 | 595834.6187 | 19 | 9500 | 2118.5075 | 199.6997 | 19675 | 120455.4286 | 29175 | 0 | 91280.4286 | 91280.4286 | 0 | 9500 | 0 | 0 | 0 | 0 | 0
2022-05-19 20:00 | 0 | 0 | 35584 | 0 | 634 | 0 | 3 | 29175 | 2.9175 | 0 | 29175 | 566659.6187 | 19 | 9500 | 2118.5075 | 199.6997 | 19675 | 120455.4286 | 29175 | 0 | 91280.4286 | 91280.4286 | 0 | 9500 | 0 | 0 | 0 | 0 | 0
2022-05-19 21:00 | 0 | 0 | 35584 | 0 | 634 | 0 | 3 | 29175 | 2.9175 | 0 | 29175 | 537484.6187 | 19 | 9500 | 2118.5075 | 199.6997 | 19675 | 120455.4286 | 29175 | 0 | 91280.4286 | 91280.4286 | 0 | 9500 | 0 | 0 | 0 | 0 | 0
2022-05-19 22:00 | 0 | 0 | 35584 | 0 | 634 | 0 | 3 | 29175 | 2.9175 | 0 | 29175 | 508309.6187 | 19 | 9500 | 2118.5075 | 199.6997 | 19675 | 120455.4286 | 29175 | 0 | 91280.4286 | 91280.4286 | 0 | 9500 | 0 | 0 | 0 | 0 | 0
2022-05-19 23:00 | 0 | 0 | 35584 | 0 | 634 | 0 | 3 | 29175 | 2.9175 | 0 | 29175 | 479134.6187 | 19 | 9500 | 2118.5075 | 199.6997 | 19675 | 120455.4286 | 29175 | 0 | 91280.4286 | 91280.4286 | 0 | 9500 | 0 | 0 | 0 | 0 | 0
2022-05-20 | 0 | 0 | 35584 | 0 | 634 | 0 | 3 | 27445.8333 | 2.7446 | 0 | 27445.8333 | 449959.6187 | 19 | 9500 | 2118.5075 | 199.6997 | 17945.8333 | 118726.2619 | 27445.8333 | 0 | 91280.4286 | 91280.4286 | 0 | 9500 | 0 | 0 | 0 | 0 | 0
2022-05-20 01:00 | 0 | 0 | 35584 | 0 | 634 | 0 | 3 | 27445.8333 | 2.7446 | 0 | 27445.8333 | 422513.7854 | 19 | 9500 | 2118.5075 | 199.6997 | 17945.8333 | 118726.2619 | 27445.8333 | 0 | 91280.4286 | 91280.4286 | 0 | 9500 | 0 | 0 | 0 | 0 | 0
2022-05-20 02:00 | 0 | 0 | 35584 | 0 | 634 | 0 | 3 | 27445.8333 | 2.7446 | 0 | 27445.8333 | 395067.952 | 19 | 9500 | 2118.5075 | 199.6997 | 17945.8333 | 118726.2619 | 27445.8333 | 0 | 91280.4286 | 91280.4286 | 0 | 9500 | 0 | 0 | 0 | 0 | 0
2022-05-20 03:00 | 0 | 0 | 35584 | 0 | 634 | 0 | 3 | 27445.8333 | 2.7446 | 0 | 27445.8333 | 367622.1187 | 19 | 9500 | 2118.5075 | 199.6997 | 17945.8333 | 118726.2619 | 27445.8333 | 0 | 91280.4286 | 91280.4286 | 0 | 9500 | 0 | 0 | 0 | 0 | 0
2022-05-20 04:00 | 0 | 0 | 35584 | 0 | 634 | 0 | 3 | 27445.8333 | 2.7446 | 0 | 27445.8333 | 340176.2854 | 19 | 9500 | 2118.5075 | 199.6997 | 17945.8333 | 118726.2619 | 27445.8333 | 0 | 91280.4286 | 91280.4286 | 0 | 9500 | 0 | 0 | 0 | 0 | 0
2022-05-20 05:00 | 0.01048 | 0.00117 | 35584 | 361.7327 | 634 | 124.0256 | 3 | 27084.1014 | 2.7084 | 0 | 26960.0758 | 312730.452 | 19 | 9500 | 2118.5075 | 199.6997 | 17945.8333 | 118726.2619 | 27445.8333 | 0 | 91280.4286 | 91280.4286 | 361.7319 | 9138.2681 | 0 | 0 | 0 | 0 | 0
2022-05-20 06:00 | 0.12578 | 0.06494 | 35584 | 4341.4829 | 634 | 6883.9517 | 3 | 23104.3596 | 2.3104 | 0 | 16220.4079 | 285770.3763 | 19 | 9500 | 2118.5075 | 199.6997 | 17945.8333 | 118726.2619 | 27445.8333 | 0 | 91280.4286 | 91280.4286 | 4341.4737 | 5158.5263 | 0 | 0 | 0 | 0 | 0
2022-05-20 07:00 | 0.30325 | 0.19922 | 35584 | 10467.1226 | 634 | 21118.2763 | 3 | 16978.7328 | 1.6979 | 4139.5434 | 0 | 269549.9684 | 19 | 9500 | 2118.5075 | 199.6997 | 17945.8333 | 118726.2619 | 27445.8333 | 0 | 91280.4286 | 91280.4286 | 0 | 9500 | 0 | 0 | 0 | 0 | 0
2022-05-20 08:00 | 0.51258 | 0.33696 | 35584 | 17692.4573 | 634 | 35719.3774 | 3 | 9753.4133 | 0.97534 | 25965.9641 | 0 | 273689.5118 | 19 | 9500 | 2118.5075 | 199.6997 | 17945.8333 | 118726.2619 | 27445.8333 | 0 | 91280.4286 | 91280.4286 | 0 | 9500 | 0 | 0 | 0 | 0 | 0
2022-05-20 09:00 | 0.723 | 0.47092 | 35584 | 24955.415 | 634 | 49919.7804 | 3 | 2490.4708 | 0.24905 | 47429.3096 | 0 | 299655.476 | 19 | 9500 | 2118.5075 | 199.6997 | 17945.8333 | 118726.2619 | 27445.8333 | 0 | 91280.4286 | 91280.4286 | 9500 | 0 | 0 | 0 | 0 | 0 | 0
2022-05-20 10:00 | 0.85008 | 0.54992 | 35584 | 29341.7693 | 634 | 58294.1596 | 3 | 0 | 0 | 58294.1596 | 0 | 347084.7855 | 19 | 9500 | 2118.5075 | 199.6997 | 17945.8333 | 118726.2619 | 27445.8333 | 0 | 91280.4286 | 91280.4286 | 9500 | 0 | 0 | 0 | 0 | 0 | 0
2022-05-20 11:00 | 0.91938 | 0.6353 | 35584 | 31733.7614 | 634 | 67344.8494 | 3 | 0 | 0 | 67344.8494 | 0 | 405378.9451 | 19 | 9500 | 2118.5075 | 199.6997 | 17945.8333 | 118726.2619 | 27445.8333 | 0 | 91280.4286 | 91280.4286 | 9500 | 0 | 0 | 0 | 0 | 0 | 0
2022-05-20 12:00 | 0.88538 | 0.47765 | 35584 | 30560.2011 | 634 | 50633.1927 | 3 | 0 | 0 | 50633.1927 | 0 | 472723.7946 | 19 | 9500 | 2118.5075 | 199.6997 | 17945.8333 | 118726.2619 | 27445.8333 | 0 | 91280.4286 | 91280.4286 | 9500 | 0 | 0 | 0 | 0 | 0 | 0
2022-05-20 13:00 | 0.81617 | 0.40823 | 35584 | 28171.3155 | 634 | 43274.3395 | 3 | 0 | 0 | 43274.3395 | 0 | 523356.9873 | 19 | 9500 | 2118.5075 | 199.6997 | 17945.8333 | 118726.2619 | 27445.8333 | 0 | 91280.4286 | 91280.4286 | 9500 | 0 | 0 | 0 | 0 | 0 | 0
2022-05-20 14:00 | 0.78535 | 0.33866 | 35584 | 27107.5176 | 634 | 35899.5856 | 3 | 338.3728 | 0.033837 | 35561.2127 | 0 | 566631.3268 | 19 | 9500 | 2118.5075 | 199.6997 | 17945.8333 | 118726.2619 | 27445.8333 | 0 | 91280.4286 | 91280.4286 | 9161.6272 | 338.3728 | 0 | 0 | 0 | 0 | 0
2022-05-20 15:00 | 0.48375 | 0.24691 | 35584 | 16697.3472 | 634 | 26173.6452 | 3 | 10748.5213 | 1.0749 | 15425.1239 | 0 | 602192.5395 | 19 | 9500 | 2118.5075 | 199.6997 | 17945.8333 | 118726.2619 | 27445.8333 | 0 | 91280.4286 | 91280.4286 | 9500 | 0 | 0 | 0 | 0 | 0 | 0
2022-05-20 16:00 | 0.328 | 0.16031 | 35584 | 11321.4054 | 634 | 16993.6295 | 3 | 16124.4517 | 1.6124 | 869.1778 | 0 | 617617.6634 | 19 | 9500 | 2118.5075 | 199.6997 | 17945.8333 | 118726.2619 | 27445.8333 | 0 | 91280.4286 | 91280.4286 | 0 | 9500 | 0 | 0 | 0 | 0 | 0
2022-05-20 17:00 | 0.16875 | 0.06615 | 35584 | 5824.656 | 634 | 7012.2175 | 3 | 21621.1896 | 2.1621 | 0 | 14608.9721 | 618486.8412 | 19 | 9500 | 2118.5075 | 199.6997 | 17945.8333 | 118726.2619 | 27445.8333 | 0 | 91280.4286 | 91280.4286 | 0 | 9500 | 0 | 0 | 0 | 0 | 0
2022-05-20 18:00 | 0.05328 | 0.00722 | 35584 | 1839.0381 | 634 | 765.3547 | 3 | 25606.7992 | 2.5607 | 0 | 24841.4445 | 603877.8691 | 19 | 9500 | 2118.5075 | 199.6997 | 17945.8333 | 118726.2619 | 27445.8333 | 0 | 91280.4286 | 91280.4286 | 1839.0342 | 7660.9658 | 0 | 0 | 0 | 0 | 0
2022-05-20 19:00 | 0 | 0 | 35584 | 0 | 634 | 0 | 3 | 27445.8333 | 2.7446 | 0 | 27445.8333 | 579036.4246 | 19 | 9500 | 2118.5075 | 199.6997 | 17945.8333 | 118726.2619 | 27445.8333 | 0 | 91280.4286 | 91280.4286 | 0 | 9500 | 0 | 0 | 0 | 0 | 0
2022-05-20 20:00 | 0 | 0 | 35584 | 0 | 634 | 0 | 3 | 27445.8333 | 2.7446 | 0 | 27445.8333 | 551590.5913 | 19 | 9500 | 2118.5075 | 199.6997 | 17945.8333 | 118726.2619 | 27445.8333 | 0 | 91280.4286 | 91280.4286 | 0 | 9500 | 0 | 0 | 0 | 0 | 0
2022-05-20 21:00 | 0 | 0 | 35584 | 0 | 634 | 0 | 3 | 27445.8333 | 2.7446 | 0 | 27445.8333 | 524144.7579 | 19 | 9500 | 2118.5075 | 199.6997 | 17945.8333 | 118726.2619 | 27445.8333 | 0 | 91280.4286 | 91280.4286 | 0 | 9500 | 0 | 0 | 0 | 0 | 0
2022-05-20 22:00 | 0 | 0 | 35584 | 0 | 634 | 0 | 3 | 27445.8333 | 2.7446 | 0 | 27445.8333 | 496698.9246 | 19 | 9500 | 2118.5075 | 199.6997 | 17945.8333 | 118726.2619 | 27445.8333 | 0 | 91280.4286 | 91280.4286 | 0 | 9500 | 0 | 0 | 0 | 0 | 0
2022-05-20 23:00 | 0 | 0 | 35584 | 0 | 634 | 0 | 3 | 27445.8333 | 2.7446 | 0 | 27445.8333 | 469253.0913 | 19 | 9500 | 2118.5075 | 199.6997 | 17945.8333 | 118726.2619 | 27445.8333 | 0 | 91280.4286 | 91280.4286 | 0 | 9500 | 0 | 0 | 0 | 0 | 0
2022-05-21 | 0 | 0 | 35584 | 0 | 634 | 0 | 3 | 29983.3333 | 2.9983 | 0 | 29983.3333 | 441807.2579 | 19 | 9500 | 2118.5075 | 199.6997 | 20483.3333 | 121263.7619 | 29983.3333 | 0 | 91280.4286 | 91280.4286 | 0 | 9500 | 0 | 0 | 0 | 0 | 0
2022-05-21 01:00 | 0 | 0 | 35584 | 0 | 634 | 0 | 3 | 29983.3333 | 2.9983 | 0 | 29983.3333 | 411823.9246 | 19 | 9500 | 2118.5075 | 199.6997 | 20483.3333 | 121263.7619 | 29983.3333 | 0 | 91280.4286 | 91280.4286 | 0 | 9500 | 0 | 0 | 0 | 0 | 0
2022-05-21 02:00 | 0 | 0 | 35584 | 0 | 634 | 0 | 3 | 29983.3333 | 2.9983 | 0 | 29983.3333 | 381840.5913 | 19 | 9500 | 2118.5075 | 199.6997 | 20483.3333 | 121263.7619 | 29983.3333 | 0 | 91280.4286 | 91280.4286 | 0 | 9500 | 0 | 0 | 0 | 0 | 0
2022-05-21 03:00 | 0 | 0 | 35584 | 0 | 634 | 0 | 3 | 29983.3333 | 2.9983 | 0 | 29983.3333 | 351857.2579 | 19 | 9500 | 2118.5075 | 199.6997 | 20483.3333 | 121263.7619 | 29983.3333 | 0 | 91280.4286 | 91280.4286 | 0 | 9500 | 0 | 0 | 0 | 0 | 0
2022-05-21 04:00 | 0 | 0 | 35584 | 0 | 634 | 0 | 3 | 29983.3333 | 2.9983 | 0 | 29983.3333 | 321873.9246 | 19 | 9500 | 2118.5075 | 199.6997 | 20483.3333 | 121263.7619 | 29983.3333 | 0 | 91280.4286 | 91280.4286 | 0 | 9500 | 0 | 0 | 0 | 0 | 0
2022-05-21 05:00 | 0.01075 | 0 | 35584 | 371.0522 | 634 | 0 | 3 | 29612.282 | 2.9612 | 0 | 29612.282 | 291890.5913 | 19 | 9500 | 2118.5075 | 199.6997 | 20483.3333 | 121263.7619 | 29983.3333 | 0 | 91280.4286 | 91280.4286 | 371.0514 | 9128.9486 | 0 | 0 | 0 | 0 | 0
2022-05-21 06:00 | 0.11595 | 0.0311 | 35584 | 4002.1859 | 634 | 3296.7493 | 3 | 25981.1559 | 2.5981 | 0 | 22684.4066 | 262278.3093 | 19 | 9500 | 2118.5075 | 199.6997 | 20483.3333 | 121263.7619 | 29983.3333 | 0 | 91280.4286 | 91280.4286 | 4002.1774 | 5497.8226 | 0 | 0 | 0 | 0 | 0
2022-05-21 07:00 | 0.2749 | 0.06088 | 35584 | 9488.5804 | 634 | 6453.5722 | 3 | 20494.773 | 2.0495 | 0 | 14041.2007 | 239593.9027 | 19 | 9500 | 2118.5075 | 199.6997 | 20483.3333 | 121263.7619 | 29983.3333 | 0 | 91280.4286 | 91280.4286 | 0 | 9500 | 0 | 0 | 0 | 0 | 0
2022-05-21 08:00 | 0.45925 | 0.16115 | 35584 | 15851.6934 | 634 | 17082.6735 | 3 | 14131.6733 | 1.4132 | 2951.0003 | 0 | 225552.702 | 19 | 9500 | 2118.5075 | 199.6997 | 20483.3333 | 121263.7619 | 29983.3333 | 0 | 91280.4286 | 91280.4286 | 0 | 9500 | 0 | 0 | 0 | 0 | 0
2022-05-21 09:00 | 0.71017 | 0.50147 | 35584 | 24512.5686 | 634 | 53158.2271 | 3 | 5470.8163 | 0.54708 | 47687.4107 | 0 | 228503.7022 | 19 | 9500 | 2118.5075 | 199.6997 | 20483.3333 | 121263.7619 | 29983.3333 | 0 | 91280.4286 | 91280.4286 | 9500 | 0 | 0 | 0 | 0 | 0 | 0
2022-05-21 10:00 | 0.8881 | 0.62274 | 35584 | 30654.0859 | 634 | 66013.4292 | 3 | 0 | 0 | 66013.4292 | 0 | 276191.1129 | 19 | 9500 | 2118.5075 | 199.6997 | 20483.3333 | 121263.7619 | 29983.3333 | 0 | 91280.4286 | 91280.4286 | 9500 | 0 | 0 | 0 | 0 | 0 | 0
2022-05-21 11:00 | 0.9643 | 0.63731 | 35584 | 33284.2417 | 634 | 67557.9191 | 3 | 0 | 0 | 67557.9191 | 0 | 342204.5421 | 19 | 9500 | 2118.5075 | 199.6997 | 20483.3333 | 121263.7619 | 29983.3333 | 0 | 91280.4286 | 91280.4286 | 9500 | 0 | 0 | 0 | 0 | 0 | 0
2022-05-21 12:00 | 0.95785 | 0.5259 | 35584 | 33061.6104 | 634 | 55747.9243 | 3 | 0 | 0 | 55747.9243 | 0 | 409762.4612 | 19 | 9500 | 2118.5075 | 199.6997 | 20483.3333 | 121263.7619 | 29983.3333 | 0 | 91280.4286 | 91280.4286 | 9500 | 0 | 0 | 0 | 0 | 0 | 0
2022-05-21 13:00 | 0.83783 | 0.40025 | 35584 | 28918.9424 | 634 | 42428.4212 | 3 | 1064.4518 | 0.10645 | 41363.9694 | 0 | 465510.3855 | 19 | 9500 | 2118.5075 | 199.6997 | 20483.3333 | 121263.7619 | 29983.3333 | 0 | 91280.4286 | 91280.4286 | 9500 | 0 | 0 | 0 | 0 | 0 | 0
2022-05-21 14:00 | 0.7524 | 0.32688 | 35584 | 25970.1996 | 634 | 34650.849 | 3 | 4013.1885 | 0.40132 | 30637.6606 | 0 | 506874.3549 | 19 | 9500 | 2118.5075 | 199.6997 | 20483.3333 | 121263.7619 | 29983.3333 | 0 | 91280.4286 | 91280.4286 | 5486.8115 | 4013.1885 | 0 | 0 | 0 | 0 | 0
2022-05-21 15:00 | 0.55795 | 0.25013 | 35584 | 19258.47 | 634 | 26514.9806 | 3 | 10724.9039 | 1.0725 | 26514.9806 | 10724.9039 | 537512.0155 | 19 | 9500 | 2118.5075 | 199.6997 | 20483.3333 | 121263.7619 | 29983.3333 | 0 | 91280.4286 | 91280.4286 | 9500 | 0 | 0 | 0 | 0 | 0 | 0
2022-05-21 16:00 | 0.3637 | 0.16947 | 35584 | 12553.6438 | 634 | 17964.6335 | 3 | 17429.716 | 1.743 | 534.9175 | 0 | 553302.0922 | 19 | 9500 | 2118.5075 | 199.6997 | 20483.3333 | 121263.7619 | 29983.3333 | 0 | 91280.4286 | 91280.4286 | 0 | 9500 | 0 | 0 | 0 | 0 | 0
2022-05-21 17:00 | 0.19193 | 0.08018 | 35584 | 6624.748 | 634 | 8499.4649 | 3 | 23358.5993 | 2.3359 | 0 | 14859.1344 | 553837.0097 | 19 | 9500 | 2118.5075 | 199.6997 | 20483.3333 | 121263.7619 | 29983.3333 | 0 | 91280.4286 | 91280.4286 | 6624.7341 | 2875.2659 | 0 | 0 | 0 | 0 | 0
2022-05-21 18:00 | 0.05972 | 0.00653 | 35584 | 2061.3242 | 634 | 692.2113 | 3 | 27922.0135 | 2.7922 | 0 | 27229.8021 | 538977.8753 | 19 | 9500 | 2118.5075 | 199.6997 | 20483.3333 | 121263.7619 | 29983.3333 | 0 | 91280.4286 | 91280.4286 | 2061.3198 | 7438.6802 | 0 | 0 | 0 | 0 | 0
2022-05-21 19:00 | 0 | 0 | 35584 | 0 | 634 | 0 | 3 | 29983.3333 | 2.9983 | 0 | 29983.3333 | 511748.0732 | 19 | 9500 | 2118.5075 | 199.6997 | 20483.3333 | 121263.7619 | 29983.3333 | 0 | 91280.4286 | 91280.4286 | 0 | 9500 | 0 | 0 | 0 | 0 | 0
2022-05-21 20:00 | 0 | 0 | 35584 | 0 | 634 | 0 | 3 | 29983.3333 | 2.9983 | 0 | 29983.3333 | 481764.7398 | 19 | 9500 | 2118.5075 | 199.6997 | 20483.3333 | 121263.7619 | 29983.3333 | 0 | 91280.4286 | 91280.4286 | 0 | 9500 | 0 | 0 | 0 | 0 | 0
2022-05-21 21:00 | 0 | 0 | 35584 | 0 | 634 | 0 | 3 | 29983.3333 | 2.9983 | 0 | 29983.3333 | 451781.4065 | 19 | 9500 | 2118.5075 | 199.6997 | 20483.3333 | 121263.7619 | 29983.3333 | 0 | 91280.4286 | 91280.4286 | 0 | 9500 | 0 | 0 | 0 | 0 | 0
2022-05-21 22:00 | 0 | 0 | 35584 | 0 | 634 | 0 | 3 | 29983.3333 | 2.9983 | 0 | 29983.3333 | 421798.0732 | 19 | 9500 | 2118.5075 | 199.6997 | 20483.3333 | 121263.7619 | 29983.3333 | 0 | 91280.4286 | 91280.4286 | 0 | 9500 | 0 | 0 | 0 | 0 | 0
2022-05-21 23:00 | 0 | 0 | 35584 | 0 | 634 | 0 | 3 | 29983.3333 | 2.9983 | 0 | 29983.3333 | 391814.7398 | 19 | 9500 | 2118.5075 | 199.6997 | 20483.3333 | 121263.7619 | 29983.3333 | 0 | 91280.4286 | 91280.4286 | 0 | 9500 | 0 | 0 | 0 | 0 | 0
2022-05-22 | 0 | 0 | 35584 | 0 | 634 | 0 | 3 | 30000 | 3 | 0 | 30000 | 361831.4065 | 19 | 8583.3333 | 2118.5075 | 180.4304 | 21416.6667 | 122197.0953 | 30000 | 0 | 92197.0953 | 92197.0953 | 0 | 8583.3333 | 0 | 0 | 0 | 0 | 0
2022-05-22 01:00 | 0 | 0 | 35584 | 0 | 634 | 0 | 3 | 30000 | 3 | 0 | 30000 | 331831.4065 | 19 | 8583.3333 | 2118.5075 | 180.4304 | 21416.6667 | 122197.0953 | 30000 | 0 | 92197.0953 | 92197.0953 | 0 | 8583.3333 | 0 | 0 | 0 | 0 | 0
2022-05-22 02:00 | 0 | 0 | 35584 | 0 | 634 | 0 | 3 | 30000 | 3 | 0 | 30000 | 301831.4065 | 19 | 8583.3333 | 2118.5075 | 180.4304 | 21416.6667 | 122197.0953 | 30000 | 0 | 92197.0953 | 92197.0953 | 0 | 8583.3333 | 0 | 0 | 0 | 0 | 0
2022-05-22 03:00 | 0 | 0 | 35584 | 0 | 634 | 0 | 3 | 30000 | 3 | 0 | 30000 | 271831.4065 | 19 | 8583.3333 | 2118.5075 | 180.4304 | 21416.6667 | 122197.0953 | 30000 | 0 | 92197.0953 | 92197.0953 | 0 | 8583.3333 | 0 | 0 | 0 | 0 | 0
2022-05-22 04:00 | 0 | 0 | 35584 | 0 | 634 | 0 | 3 | 30000 | 3 | 0 | 30000 | 241831.4065 | 19 | 8583.3333 | 2118.5075 | 180.4304 | 21416.6667 | 122197.0953 | 30000 | 0 | 92197.0953 | 92197.0953 | 0 | 8583.3333 | 0 | 0 | 0 | 0 | 0
2022-05-22 05:00 | 0.00993 | 0 | 35584 | 342.7486 | 634 | 0 | 3 | 30000 | 3 | 0 | 30000 | 211831.4065 | 19 | 8926.0813 | 2118.5075 | 187.6353 | 21416.6667 | 122197.0953 | 30342.7479 | 0 | 91854.3473 | 91854.3473 | 342.7479 | 8583.3333 | 0 | 0 | 0 | 0 | 0
2022-05-22 06:00 | 0.10072 | 0.01697 | 35584 | 3476.4999 | 634 | 1798.9015 | 3 | 27440.1741 | 2.744 | 0 | 25641.2727 | 181831.4065 | 19 | 9500 | 2118.5075 | 199.6997 | 21416.6667 | 122197.0953 | 30916.6667 | 0 | 91280.4286 | 91280.4286 | 3476.4925 | 6023.5075 | 0 | 0 | 0 | 0 | 0
2022-05-22 07:00 | 0.24945 | 0.08331 | 35584 | 8610.1359 | 634 | 8831.2599 | 3 | 22306.5489 | 2.2307 | 0 | 13475.289 | 156190.1338 | 19 | 9500 | 2118.5075 | 199.6997 | 21416.6667 | 122197.0953 | 30916.6667 | 0 | 91280.4286 | 91280.4286 | 0 | 9500 | 0 | 0 | 0 | 0 | 0
2022-05-22 08:00 | 0.45855 | 0.18118 | 35584 | 15827.5319 | 634 | 19205.9497 | 3 | 15089.1681 | 1.5089 | 4116.7816 | 0 | 142714.8448 | 19 | 9500 | 2118.5075 | 199.6997 | 21416.6667 | 122197.0953 | 30916.6667 | 0 | 91280.4286 | 91280.4286 | 0 | 9500 | 0 | 0 | 0 | 0 | 0
2022-05-22 09:00 | 0.6625 | 0.2748 | 35584 | 22867.168 | 634 | 29130.119 | 3 | 8049.5468 | 0.80495 | 21080.5722 | 0 | 146831.6264 | 19 | 9500 | 2118.5075 | 199.6997 | 21416.6667 | 122197.0953 | 30916.6667 | 0 | 91280.4286 | 91280.4286 | 9500 | 0 | 0 | 0 | 0 | 0 | 0
2022-05-22 10:00 | 0.82172 | 0.36432 | 35584 | 28362.8819 | 634 | 38619.6687 | 3 | 2553.8444 | 0.25538 | 36065.8243 | 0 | 167912.1987 | 19 | 9500 | 2118.5075 | 199.6997 | 21416.6667 | 122197.0953 | 30916.6667 | 0 | 91280.4286 | 91280.4286 | 6946.1556 | 2553.8444 | 0 | 0 | 0 | 0 | 0
2022-05-22 11:00 | 0.9102 | 0.41664 | 35584 | 31416.9001 | 634 | 44165.8399 | 3 | 0 | 0 | 44165.8399 | 0 | 203978.023 | 19 | 9500 | 2118.5075 | 199.6997 | 21416.6667 | 122197.0953 | 30916.6667 | 0 | 91280.4286 | 91280.4286 | 9500 | 0 | 0 | 0 | 0 | 0 | 0
2022-05-22 12:00 | 0.91353 | 0.36755 | 35584 | 31531.84 | 634 | 38962.0642 | 3 | 0 | 0 | 38962.0642 | 0 | 248143.8628 | 19 | 9500 | 2118.5075 | 199.6997 | 21416.6667 | 122197.0953 | 30916.6667 | 0 | 91280.4286 | 91280.4286 | 9500 | 0 | 0 | 0 | 0 | 0 | 0
2022-05-22 13:00 | 0.86315 | 0.35536 | 35584 | 29792.8997 | 634 | 37669.8657 | 3 | 1123.8297 | 0.11238 | 36546.036 | 0 | 287105.9271 | 19 | 9500 | 2118.5075 | 199.6997 | 21416.6667 | 122197.0953 | 30916.6667 | 0 | 91280.4286 | 91280.4286 | 8376.1703 | 1123.8297 | 0 | 0 | 0 | 0 | 0
2022-05-22 14:00 | 0.75322 | 0.32333 | 35584 | 25998.5031 | 634 | 34274.532 | 3 | 4918.2183 | 0.49182 | 29356.3136 | 0 | 323651.9631 | 19 | 9500 | 2118.5075 | 199.6997 | 21416.6667 | 122197.0953 | 30916.6667 | 0 | 91280.4286 | 91280.4286 | 9500 | 0 | 0 | 0 | 0 | 0 | 0
2022-05-22 15:00 | 0.59708 | 0.30404 | 35584 | 20609.0999 | 634 | 32229.6994 | 3 | 10307.6102 | 1.0308 | 21922.0892 | 0 | 353008.2768 | 19 | 9500 | 2118.5075 | 199.6997 | 21416.6667 | 122197.0953 | 30916.6667 | 0 | 91280.4286 | 91280.4286 | 9500 | 0 | 0 | 0 | 0 | 0 | 0
2022-05-22 16:00 | 0.37048 | 0.15546 | 35584 | 12787.6655 | 634 | 16479.5062 | 3 | 18129.0281 | 1.8129 | 0 | 1649.5219 | 374930.366 | 19 | 9500 | 2118.5075 | 199.6997 | 21416.6667 | 122197.0953 | 30916.6667 | 0 | 91280.4286 | 91280.4286 | 9500 | 0 | 0 | 0 | 0 | 0 | 0
2022-05-22 17:00 | 0.18448 | 0.06836 | 35584 | 6367.6002 | 634 | 7246.4881 | 3 | 24549.0798 | 2.4549 | 0 | 17302.5917 | 373280.8441 | 19 | 9500 | 2118.5075 | 199.6997 | 21416.6667 | 122197.0953 | 30916.6667 | 0 | 91280.4286 | 91280.4286 | 6367.5868 | 3132.4132 | 0 | 0 | 0 | 0 | 0
2022-05-22 18:00 | 0.06 | 0.00426 | 35584 | 2070.9888 | 634 | 451.5804 | 3 | 28845.6822 | 2.8846 | 451.5804 | 28845.6822 | 355978.2524 | 19 | 9500 | 2118.5075 | 199.6997 | 21416.6667 | 122197.0953 | 30916.6667 | 0 | 91280.4286 | 91280.4286 | 2070.9844 | 7429.0156 | 0 | 0 | 0 | 0 | 0
2022-05-22 19:00 | 0 | 0 | 35584 | 0 | 634 | 0 | 3 | 30000 | 3 | 0 | 30000 | 327584.1506 | 19 | 8583.3333 | 2118.5075 | 180.4304 | 21416.6667 | 122197.0953 | 30000 | 0 | 92197.0953 | 92197.0953 | 0 | 8583.3333 | 0 | 0 | 0 | 0 | 0
2022-05-22 20:00 | 0 | 0 | 35584 | 0 | 634 | 0 | 3 | 30000 | 3 | 0 | 30000 | 297584.1506 | 19 | 8583.3333 | 2118.5075 | 180.4304 | 21416.6667 | 122197.0953 | 30000 | 0 | 92197.0953 | 92197.0953 | 0 | 8583.3333 | 0 | 0 | 0 | 0 | 0
2022-05-22 21:00 | 0 | 0 | 35584 | 0 | 634 | 0 | 3 | 30000 | 3 | 0 | 30000 | 267584.1506 | 19 | 8583.3333 | 2118.5075 | 180.4304 | 21416.6667 | 122197.0953 | 30000 | 0 | 92197.0953 | 92197.0953 | 0 | 8583.3333 | 0 | 0 | 0 | 0 | 0
2022-05-22 22:00 | 0 | 0 | 35584 | 0 | 634 | 0 | 3 | 30000 | 3 | 0 | 30000 | 237584.1506 | 19 | 8583.3333 | 2118.5075 | 180.4304 | 21416.6667 | 122197.0953 | 30000 | 0 | 92197.0953 | 92197.0953 | 0 | 8583.3333 | 0 | 0 | 0 | 0 | 0
2022-05-22 23:00 | 0 | 0 | 35584 | 0 | 634 | 0 | 3 | 30000 | 3 | 0 | 30000 | 207584.1506 | 19 | 8583.3333 | 2118.5075 | 180.4304 | 21416.6667 | 122197.0953 | 30000 | 0 | 92197.0953 | 92197.0953 | 0 | 8583.3333 | 0 | 0 | 0 | 0 | 0
2022-05-23 | 0 | 0 | 35584 | 0 | 634 | 0 | 3 | 30000 | 3 | 0 | 30000 | 177584.1506 | 19 | 8041.6667 | 2118.5075 | 169.044 | 21958.3333 | 122738.7619 | 30000 | 0 | 92738.7619 | 92738.7619 | 0 | 8041.6667 | 0 | 0 | 0 | 0 | 0
2022-05-23 01:00 | 0 | 0 | 35584 | 0 | 634 | 0 | 3 | 30000 | 3 | 0 | 30000 | 147584.1506 | 19 | 8041.6667 | 2118.5075 | 169.044 | 21958.3333 | 122738.7619 | 30000 | 0 | 92738.7619 | 92738.7619 | 0 | 8041.6667 | 0 | 0 | 0 | 0 | 0
2022-05-23 02:00 | 0 | 0 | 35584 | 0 | 634 | 0 | 3 | 30000 | 3 | 0 | 30000 | 117584.1506 | 19 | 8041.6667 | 2118.5075 | 169.044 | 21958.3333 | 122738.7619 | 30000 | 0 | 92738.7619 | 92738.7619 | 0 | 8041.6667 | 0 | 0 | 0 | 0 | 0
2022-05-23 03:00 | 0 | 0 | 35584 | 0 | 634 | 0 | 3 | 30000 | 3 | 0 | 30000 | 87584.1506 | 19 | 8041.6667 | 2118.5075 | 169.044 | 21958.3333 | 122738.7619 | 30000 | 0 | 92738.7619 | 92738.7619 | 0 | 8041.6667 | 0 | 0 | 0 | 0 | 0
2022-05-23 04:00 | 0 | 0 | 35584 | 0 | 634 | 0 | 3 | 30000 | 3 | 0 | 30000 | 57584.1506 | 19 | 8041.6667 | 2118.5075 | 169.044 | 21958.3333 | 122738.7619 | 30000 | 0 | 92738.7619 | 92738.7619 | 0 | 8041.6667 | 0 | 0 | 0 | 0 | 0
2022-05-23 05:00 | 0.01445 | 0.02279 | 35584 | 498.7631 | 634 | 2415.8494 | 3 | 30000 | 3 | 0 | 27584.1506 | 27584.1506 | 19 | 8540.4288 | 2118.5075 | 179.5285 | 21958.3333 | 122738.7619 | 30498.7621 | 0 | 92239.9998 | 92239.9998 | 498.7621 | 8041.6667 | 0 | 0 | 0 | 0 | 0
2022-05-23 06:00 | 0.17362 | 0.46216 | 35584 | 5992.7513 | 634 | 48991.1784 | 3 | 25465.5947 | 2.5466 | 0 | 0 | 0 | 19 | 9500 | 2118.5075 | 199.6997 | 21958.3333 | 122738.7619 | 31458.3333 | 0 | 91280.4286 | 91280.4286 | 5992.7386 | 3507.2614 | 0 | 0 | 0 | 0 | 0
2022-05-23 07:00 | 0.39417 | 0.63945 | 35584 | 13605.3609 | 634 | 67784.7694 | 3 | 17853.0011 | 1.7853 | 0 | 0 | 0 | 19 | 9500 | 2118.5075 | 199.6997 | 21958.3333 | 122738.7619 | 31458.3333 | 0 | 91280.4286 | 91280.4286 | 9500 | 0 | 0 | 0 | 0 | 0 | 0
2022-05-23 08:00 | 0.61455 | 0.75073 | 35584 | 21212.1028 | 634 | 79580.9835 | 3 | 10246.2752 | 1.0246 | 10246.2752 | 10246.2752 | 0 | 19 | 9500 | 2118.5075 | 199.6997 | 21958.3333 | 122738.7619 | 31458.3333 | 0 | 91280.4286 | 91280.4286 | 9500 | 0 | 0 | 0 | 0 | 0 | 0
2022-05-23 09:00 | 0.80762 | 0.79474 | 35584 | 27876.1996 | 634 | 84246.2548 | 3 | 3582.1924 | 0.35822 | 37277.4346 | 0 | 0 | 19 | 9500 | 2118.5075 | 199.6997 | 21958.3333 | 122738.7619 | 31458.3333 | 0 | 91280.4286 | 91280.4286 | 5917.8076 | 3582.1924 | 0 | 0 | 0 | 0 | 0
2022-05-23 10:00 | 0.94788 | 0.79895 | 35584 | 32717.4811 | 634 | 84692.535 | 3 | 0 | 0 | 0 | 0 | 37277.4346 | 19 | 9500 | 2118.5075 | 199.6997 | 21958.3333 | 122738.7619 | 31458.3333 | 0 | 91280.4286 | 91280.4286 | 9500 | 0 | 0 | 0 | 0 | 0 | 0
2022-05-23 11:00 | 1.034 | 0.82846 | 35584 | 35691.0758 | 634 | 87820.7366 | 3 | 0 | 0 | 87820.7366 | 0 | 37277.4346 | 19 | 9500 | 2118.5075 | 199.6997 | 21958.3333 | 122738.7619 | 31458.3333 | 0 | 91280.4286 | 91280.4286 | 9500 | 0 | 0 | 0 | 0 | 0 | 0
2022-05-23 12:00 | 1.0065 | 0.57553 | 35584 | 34741.8726 | 634 | 61008.9425 | 3 | 0 | 0 | 61008.9425 | 0 | 125098.1712 | 19 | 9500 | 2118.5075 | 199.6997 | 21958.3333 | 122738.7619 | 31458.3333 | 0 | 91280.4286 | 91280.4286 | 9500 | 0 | 0 | 0 | 0 | 0 | 0
2022-05-23 13:00 | 0.95238 | 0.54168 | 35584 | 32872.8052 | 634 | 57420.6801 | 3 | 0 | 0 | 57420.6801 | 0 | 186107.1138 | 19 | 9500 | 2118.5075 | 199.6997 | 21958.3333 | 122738.7619 | 31458.3333 | 0 | 91280.4286 | 91280.4286 | 9500 | 0 | 0 | 0 | 0 | 0 | 0
2022-05-23 14:00 | 0.83212 | 0.48166 | 35584 | 28721.8533 | 634 | 51058.272 | 3 | 2736.5405 | 0.27365 | 48321.7315 | 0 | 243527.7938 | 19 | 9500 | 2118.5075 | 199.6997 | 21958.3333 | 122738.7619 | 31458.3333 | 0 | 91280.4286 | 91280.4286 | 6763.4595 | 2736.5405 | 0 | 0 | 0 | 0 | 0
2022-05-23 15:00 | 0.65988 | 0.41185 | 35584 | 22776.7348 | 634 | 43658.0769 | 3 | 8681.6465 | 0.86816 | 34976.4304 | 0 | 291849.5253 | 19 | 9500 | 2118.5075 | 199.6997 | 21958.3333 | 122738.7619 | 31458.3333 | 0 | 91280.4286 | 91280.4286 | 9500 | 0 | 0 | 0 | 0 | 0 | 0
2022-05-23 16:00 | 0.4565 | 0.3275 | 35584 | 15756.7731 | 634 | 34716.572 | 3 | 15701.5934 | 1.5702 | 19014.9786 | 0 | 326825.9558 | 19 | 9500 | 2118.5075 | 199.6997 | 21958.3333 | 122738.7619 | 31458.3333 | 0 | 91280.4286 | 91280.4286 | 0 | 9500 | 0 | 0 | 0 | 0 | 0
2022-05-23 17:00 | 0.24812 | 0.21364 | 35584 | 8564.229 | 634 | 22646.8655 | 3 | 22894.1223 | 2.2894 | 0 | 247.2569 | 345840.9344 | 19 | 9500 | 2118.5075 | 199.6997 | 21958.3333 | 122738.7619 | 31458.3333 | 0 | 91280.4286 | 91280.4286 | 0 | 9500 | 0 | 0 | 0 | 0 | 0
2022-05-23 18:00 | 0.0773 | 0.05547 | 35584 | 2668.1239 | 634 | 5880.0863 | 3 | 28790.215 | 2.879 | 0 | 22910.1288 | 345593.6775 | 19 | 9500 | 2118.5075 | 199.6997 | 21958.3333 | 122738.7619 | 31458.3333 | 0 | 91280.4286 | 91280.4286 | 2668.1183 | 6831.8817 | 0 | 0 | 0 | 0 | 0
2022-05-23 19:00 | 0 | 0 | 35584 | 0 | 634 | 0 | 3 | 30000 | 3 | 0 | 30000 | 322683.5487 | 19 | 8041.6667 | 2118.5075 | 169.044 | 21958.3333 | 122738.7619 | 30000 | 0 | 92738.7619 | 92738.7619 | 0 | 8041.6667 | 0 | 0 | 0 | 0 | 0
2022-05-23 20:00 | 0 | 0 | 35584 | 0 | 634 | 0 | 3 | 30000 | 3 | 0 | 30000 | 292683.5487 | 19 | 8041.6667 | 2118.5075 | 169.044 | 21958.3333 | 122738.7619 | 30000 | 0 | 92738.7619 | 92738.7619 | 0 | 8041.6667 | 0 | 0 | 0 | 0 | 0
2022-05-23 21:00 | 0 | 0 | 35584 | 0 | 634 | 0 | 3 | 30000 | 3 | 0 | 30000 | 262683.5487 | 19 | 8041.6667 | 2118.5075 | 169.044 | 21958.3333 | 122738.7619 | 30000 | 0 | 92738.7619 | 92738.7619 | 0 | 8041.6667 | 0 | 0 | 0 | 0 | 0
2022-05-23 22:00 | 0 | 0 | 35584 | 0 | 634 | 0 | 3 | 30000 | 3 | 0 | 30000 | 232683.5487 | 19 | 8041.6667 | 2118.5075 | 169.044 | 21958.3333 | 122738.7619 | 30000 | 0 | 92738.7619 | 92738.7619 | 0 | 8041.6667 | 0 | 0 | 0 | 0 | 0
2022-05-23 23:00 | 0 | 0 | 35584 | 0 | 634 | 0 | 3 | 30000 | 3 | 0 | 30000 | 202683.5487 | 19 | 8041.6667 | 2118.5075 | 169.044 | 21958.3333 | 122738.7619 | 30000 | 0 | 92738.7619 | 92738.7619 | 0 | 8041.6667 | 0 | 0 | 0 | 0 | 0
2022-05-24 | 0 | 0 | 35584 | 0 | 634 | 0 | 3 | 30000 | 3 | 0 | 30000 | 172683.5487 | 19 | 6541.6667 | 2118.5075 | 137.5125 | 23458.3333 | 124238.7619 | 30000 | 0 | 94238.7619 | 94238.7619 | 0 | 6541.6667 | 0 | 0 | 0 | 0 | 0
2022-05-24 01:00 | 0 | 0 | 35584 | 0 | 634 | 0 | 3 | 30000 | 3 | 0 | 30000 | 142683.5487 | 19 | 6541.6667 | 2118.5075 | 137.5125 | 23458.3333 | 124238.7619 | 30000 | 0 | 94238.7619 | 94238.7619 | 0 | 6541.6667 | 0 | 0 | 0 | 0 | 0
2022-05-24 02:00 | 0 | 0 | 35584 | 0 | 634 | 0 | 3 | 30000 | 3 | 0 | 30000 | 112683.5487 | 19 | 6541.6667 | 2118.5075 | 137.5125 | 23458.3333 | 124238.7619 | 30000 | 0 | 94238.7619 | 94238.7619 | 0 | 6541.6667 | 0 | 0 | 0 | 0 | 0
2022-05-24 03:00 | 0 | 0 | 35584 | 0 | 634 | 0 | 3 | 30000 | 3 | 0 | 30000 | 82683.5487 | 19 | 6541.6667 | 2118.5075 | 137.5125 | 23458.3333 | 124238.7619 | 30000 | 0 | 94238.7619 | 94238.7619 | 0 | 6541.6667 | 0 | 0 | 0 | 0 | 0
2022-05-24 04:00 | 0 | 0 | 35584 | 0 | 634 | 0 | 3 | 30000 | 3 | 0 | 30000 | 52683.5487 | 19 | 6541.6667 | 2118.5075 | 137.5125 | 23458.3333 | 124238.7619 | 30000 | 0 | 94238.7619 | 94238.7619 | 0 | 6541.6667 | 0 | 0 | 0 | 0 | 0
2022-05-24 05:00 | 0.01465 | 0.06902 | 35584 | 505.6664 | 634 | 7316.4513 | 3 | 30000 | 3 | 0 | 22683.5487 | 22683.5487 | 19 | 7047.332 | 2118.5075 | 148.1421 | 23458.3333 | 124238.7619 | 30505.6654 | 0 | 93733.0966 | 93733.0966 | 505.6654 | 6541.6667 | 0 | 0 | 0 | 0 | 0
2022-05-24 06:00 | 0.16823 | 0.54915 | 35584 | 5806.7074 | 634 | 58212.5359 | 3 | 27151.6381 | 2.7152 | 0 | 0 | 0 | 19 | 9500 | 2118.5075 | 199.6997 | 23458.3333 | 124238.7619 | 32958.3333 | 0 | 91280.4286 | 91280.4286 | 0 | 9500 | 0 | 0 | 0 | 0 | 0
2022-05-24 07:00 | 0.38467 | 0.73782 | 35584 | 13277.4544 | 634 | 78212.4615 | 3 | 19680.9069 | 1.9681 | 0 | 0 | 0 | 19 | 9500 | 2118.5075 | 199.6997 | 23458.3333 | 124238.7619 | 32958.3333 | 0 | 91280.4286 | 91280.4286 | 0 | 9500 | 0 | 0 | 0 | 0 | 0
2022-05-24 08:00 | 0.60383 | 0.81381 | 35584 | 20842.0861 | 634 | 86267.7663 | 3 | 12116.2911 | 1.2116 | 0 | 0 | 0 | 19 | 9500 | 2118.5075 | 199.6997 | 23458.3333 | 124238.7619 | 32958.3333 | 0 | 91280.4286 | 91280.4286 | 9500 | 0 | 0 | 0 | 0 | 0 | 0
2022-05-24 09:00 | 0.7975 | 0.87173 | 35584 | 27526.8928 | 634 | 92407.5643 | 3 | 5431.4985 | 0.54315 | 0 | 0 | 0 | 19 | 9500 | 2118.5075 | 199.6997 | 23458.3333 | 124238.7619 | 32958.3333 | 0 | 91280.4286 | 91280.4286 | 4068.5015 | 5431.4985 | 0 | 0 | 0 | 0 | 0
2022-05-24 10:00 | 0.94665 | 0.93388 | 35584 | 32675.0258 | 634 | 98995.7626 | 3 | 283.3763 | 0.028338 | 0 | 0 | 0 | 19 | 9500 | 2118.5075 | 199.6997 | 23458.3333 | 124238.7619 | 32958.3333 | 0 | 91280.4286 | 91280.4286 | 9500 | 0 | 0 | 0 | 0 | 0 | 0
2022-05-24 11:00 | 1.0382 | 1.0159 | 35584 | 35834.3192 | 634 | 107691.3364 | 3 | 0 | 0 | 0 | 0 | 0 | 19 | 9500 | 2118.5075 | 199.6997 | 23458.3333 | 124238.7619 | 32958.3333 | 0 | 91280.4286 | 91280.4286 | 9500 | 0 | 0 | 0 | 0 | 0 | 0
2022-05-24 12:00 | 1.0528 | 0.97285 | 35584 | 36340.676 | 634 | 103126.7697 | 3 | 0 | 0 | 0 | 0 | 0 | 19 | 9500 | 2118.5075 | 199.6997 | 23458.3333 | 124238.7619 | 32958.3333 | 0 | 91280.4286 | 91280.4286 | 9500 | 0 | 0 | 0 | 0 | 0 | 0
2022-05-24 13:00 | 1.0072 | 0.92953 | 35584 | 34766.7245 | 634 | 98534.6417 | 3 | 0 | 0 | 46651 | 0 | 0 | 19 | 9500 | 2118.5075 | 199.6997 | 23458.3333 | 124238.7619 | 32958.3333 | 0 | 91280.4286 | 91280.4286 | 9500 | 0 | 0 | 0 | 0 | 0 | 0
2022-05-24 14:00 | 0.899 | 0.89638 | 35584 | 31030.3155 | 634 | 95020.5826 | 3 | 1928.0831 | 0.19281 | 93092.4995 | 0 | 46651 | 19 | 9500 | 2118.5075 | 199.6997 | 23458.3333 | 124238.7619 | 32958.3333 | 0 | 91280.4286 | 91280.4286 | 7571.9169 | 1928.0831 | 0 | 0 | 0 | 0 | 0
2022-05-24 15:00 | 0.7358 | 0.84023 | 35584 | 25397.226 | 634 | 89068.4131 | 3 | 7561.1608 | 0.75612 | 81507.2523 | 0 | 139743.4994 | 19 | 9500 | 2118.5075 | 199.6997 | 23458.3333 | 124238.7619 | 32958.3333 | 0 | 91280.4286 | 91280.4286 | 1938.8392 | 7561.1608 | 0 | 0 | 0 | 0 | 0
2022-05-24 16:00 | 0.5306 | 0.74844 | 35584 | 18314.4443 | 634 | 79338.2325 | 3 | 14643.9276 | 1.4644 | 64694.3049 | 0 | 221250.7517 | 19 | 9500 | 2118.5075 | 199.6997 | 23458.3333 | 124238.7619 | 32958.3333 | 0 | 91280.4286 | 91280.4286 | 9500 | 0 | 0 | 0 | 0 | 0 | 0
2022-05-24 17:00 | 0.30445 | 0.59647 | 35584 | 10508.5423 | 634 | 63228.6831 | 3 | 22449.8131 | 2.245 | 40778.8699 | 0 | 285945.0566 | 19 | 9500 | 2118.5075 | 199.6997 | 23458.3333 | 124238.7619 | 32958.3333 | 0 | 91280.4286 | 91280.4286 | 9500 | 0 | 0 | 0 | 0 | 0 | 0
2022-05-24 18:00 | 0.09775 | 0.28377 | 35584 | 3373.9859 | 634 | 30080.9821 | 3 | 29584.3545 | 2.9584 | 496.6276 | 0 | 326723.9266 | 19 | 9500 | 2118.5075 | 199.6997 | 23458.3333 | 124238.7619 | 32958.3333 | 0 | 91280.4286 | 91280.4286 | 3373.9788 | 6126.0212 | 0 | 0 | 0 | 0 | 0
2022-05-24 19:00 | 0 | 0 | 35584 | 0 | 634 | 0 | 3 | 30000 | 3 | 0 | 30000 | 327220.5541 | 19 | 6541.6667 | 2118.5075 | 137.5125 | 23458.3333 | 124238.7619 | 30000 | 0 | 94238.7619 | 94238.7619 | 0 | 6541.6667 | 0 | 0 | 0 | 0 | 0
2022-05-24 20:00 | 0 | 0 | 35584 | 0 | 634 | 0 | 3 | 30000 | 3 | 0 | 30000 | 297220.5541 | 19 | 6541.6667 | 2118.5075 | 137.5125 | 23458.3333 | 124238.7619 | 30000 | 0 | 94238.7619 | 94238.7619 | 0 | 6541.6667 | 0 | 0 | 0 | 0 | 0
2022-05-24 21:00 | 0 | 0 | 35584 | 0 | 634 | 0 | 3 | 30000 | 3 | 0 | 30000 | 267220.5541 | 19 | 6541.6667 | 2118.5075 | 137.5125 | 23458.3333 | 124238.7619 | 30000 | 0 | 94238.7619 | 94238.7619 | 0 | 6541.6667 | 0 | 0 | 0 | 0 | 0
2022-05-24 22:00 | 0 | 0 | 35584 | 0 | 634 | 0 | 3 | 30000 | 3 | 0 | 30000 | 237220.5541 | 19 | 6541.6667 | 2118.5075 | 137.5125 | 23458.3333 | 124238.7619 | 30000 | 0 | 94238.7619 | 94238.7619 | 0 | 6541.6667 | 0 | 0 | 0 | 0 | 0
2022-05-24 23:00 | 0 | 0 | 35584 | 0 | 634 | 0 | 3 | 30000 | 3 | 0 | 30000 | 207220.5541 | 19 | 6541.6667 | 2118.5075 | 137.5125 | 23458.3333 | 124238.7619 | 30000 | 0 | 94238.7619 | 94238.7619 | 0 | 6541.6667 | 0 | 0 | 0 | 0 | 0
2022-05-25 | 0 | 0 | 35584 | 0 | 634 | 0 | 3 | 30000 | 3 | 0 | 30000 | 177220.5541 | 19 | 7404.1667 | 2118.5075 | 155.6431 | 22595.8333 | 123376.2619 | 30000 | 0 | 93376.2619 | 93376.2619 | 0 | 7404.1667 | 0 | 0 | 0 | 0 | 0
2022-05-25 01:00 | 0 | 0 | 35584 | 0 | 634 | 0 | 3 | 30000 | 3 | 0 | 30000 | 147220.5541 | 19 | 7404.1667 | 2118.5075 | 155.6431 | 22595.8333 | 123376.2619 | 30000 | 0 | 93376.2619 | 93376.2619 | 0 | 7404.1667 | 0 | 0 | 0 | 0 | 0
2022-05-25 02:00 | 0 | 0 | 35584 | 0 | 634 | 0 | 3 | 30000 | 3 | 0 | 30000 | 117220.5541 | 19 | 7404.1667 | 2118.5075 | 155.6431 | 22595.8333 | 123376.2619 | 30000 | 0 | 93376.2619 | 93376.2619 | 0 | 7404.1667 | 0 | 0 | 0 | 0 | 0
2022-05-25 03:00 | 0 | 0 | 35584 | 0 | 634 | 0 | 3 | 30000 | 3 | 0 | 30000 | 87220.5541 | 19 | 7404.1667 | 2118.5075 | 155.6431 | 22595.8333 | 123376.2619 | 30000 | 0 | 93376.2619 | 93376.2619 | 0 | 7404.1667 | 0 | 0 | 0 | 0 | 0
2022-05-25 04:00 | 0 | 0 | 35584 | 0 | 634 | 0 | 3 | 30000 | 3 | 0 | 30000 | 57220.5541 | 19 | 7404.1667 | 2118.5075 | 155.6431 | 22595.8333 | 123376.2619 | 30000 | 0 | 93376.2619 | 93376.2619 | 0 | 7404.1667 | 0 | 0 | 0 | 0 | 0
2022-05-25 05:00 | 0.01405 | 0.02622 | 35584 | 484.9565 | 634 | 2779.4459 | 3 | 30000 | 3 | 0 | 27220.5541 | 27220.5541 | 19 | 7889.1222 | 2118.5075 | 165.8374 | 22595.8333 | 123376.2619 | 30484.9555 | 0 | 92891.3064 | 92891.3064 | 484.9555 | 7404.1667 | 0 | 0 | 0 | 0 | 0
2022-05-25 06:00 | 0.16443 | 0.40365 | 35584 | 5675.5448 | 634 | 42788.8375 | 3 | 26420.3005 | 2.642 | 0 | 0 | 0 | 19 | 9500 | 2118.5075 | 199.6997 | 22595.8333 | 123376.2619 | 32095.8333 | 0 | 91280.4286 | 91280.4286 | 5675.5329 | 3824.4671 | 0 | 0 | 0 | 0 | 0
2022-05-25 07:00 | 0.3843 | 0.64141 | 35584 | 13264.6833 | 634 | 67992.5388 | 3 | 18831.178 | 1.8831 | 0 | 0 | 0 | 19 | 9500 | 2118.5075 | 199.6997 | 22595.8333 | 123376.2619 | 32095.8333 | 0 | 91280.4286 | 91280.4286 | 9500 | 0 | 0 | 0 | 0 | 0 | 0
2022-05-25 08:00 | 0.60467 | 0.77083 | 35584 | 20871.08 | 634 | 81711.68 | 3 | 11224.7973 | 1.1225 | 0 | 0 | 0 | 19 | 9500 | 2118.5075 | 199.6997 | 22595.8333 | 123376.2619 | 32095.8333 | 0 | 91280.4286 | 91280.4286 | 9500 | 0 | 0 | 0 | 0 | 0 | 0
2022-05-25 09:00 | 0.79612 | 0.84081 | 35584 | 27479.2601 | 634 | 89129.8959 | 3 | 4616.6311 | 0.46166 | 0 | 0 | 0 | 19 | 9500 | 2118.5075 | 199.6997 | 22595.8333 | 123376.2619 | 32095.8333 | 0 | 91280.4286 | 91280.4286 | 9500 | 0 | 0 | 0 | 0 | 0 | 0
2022-05-25 10:00 | 0.94188 | 0.89 | 35584 | 32510.3822 | 634 | 94344.272 | 3 | 0 | 0 | 0 | 0 | 0 | 19 | 9500 | 2118.5075 | 199.6997 | 22595.8333 | 123376.2619 | 32095.8333 | 0 | 91280.4286 | 91280.4286 | 9500 | 0 | 0 | 0 | 0 | 0 | 0
2022-05-25 11:00 | 1.0291 | 0.95089 | 35584 | 35519.8741 | 634 | 100798.9043 | 3 | 0 | 0 | 41119.5001 | 0 | 0 | 19 | 9500 | 2118.5075 | 199.6997 | 22595.8333 | 123376.2619 | 32095.8333 | 0 | 91280.4286 | 91280.4286 | 9500 | 0 | 0 | 0 | 0 | 0 | 0
2022-05-25 12:00 | 1.0275 | 0.84876 | 35584 | 35465.6832 | 634 | 89972.634 | 3 | 0 | 0 | 89972.634 | 0 | 41119.5001 | 19 | 9500 | 2118.5075 | 199.6997 | 22595.8333 | 123376.2619 | 32095.8333 | 0 | 91280.4286 | 91280.4286 | 9500 | 0 | 0 | 0 | 0 | 0 | 0
2022-05-25 13:00 | 0.98335 | 0.81143 | 35584 | 33941.7806 | 634 | 86015.4749 | 3 | 0 | 0 | 86015.4749 | 0 | 131092.1341 | 19 | 9500 | 2118.5075 | 199.6997 | 22595.8333 | 123376.2619 | 32095.8333 | 0 | 91280.4286 | 91280.4286 | 9500 | 0 | 0 | 0 | 0 | 0 | 0
2022-05-25 14:00 | 0.87395 | 0.77614 | 35584 | 30165.6777 | 634 | 82274.5655 | 3 | 1930.2191 | 0.19302 | 80344.3463 | 0 | 217107.609 | 19 | 9500 | 2118.5075 | 199.6997 | 22595.8333 | 123376.2619 | 32095.8333 | 0 | 91280.4286 | 91280.4286 | 9500 | 0 | 0 | 0 | 0 | 0 | 0
2022-05-25 15:00 | 0.70917 | 0.71387 | 35584 | 24478.0521 | 634 | 75673.6466 | 3 | 7617.8327 | 0.76178 | 68055.8138 | 0 | 297451.9553 | 19 | 9500 | 2118.5075 | 199.6997 | 22595.8333 | 123376.2619 | 32095.8333 | 0 | 91280.4286 | 91280.4286 | 1882.1673 | 7617.8327 | 0 | 0 | 0 | 0 | 0
2022-05-25 16:00 | 0.50342 | 0.60517 | 35584 | 17376.2864 | 634 | 64150.9248 | 3 | 14719.5836 | 1.472 | 49431.3413 | 0 | 365507.7691 | 19 | 9500 | 2118.5075 | 199.6997 | 22595.8333 | 123376.2619 | 32095.8333 | 0 | 91280.4286 | 91280.4286 | 9500 | 0 | 0 | 0 | 0 | 0 | 0
2022-05-25 17:00 | 0.28025 | 0.44623 | 35584 | 9673.2435 | 634 | 47302.5219 | 3 | 22422.6102 | 2.2423 | 24879.9117 | 0 | 414939.1104 | 19 | 9500 | 2118.5075 | 199.6997 | 22595.8333 | 123376.2619 | 32095.8333 | 0 | 91280.4286 | 91280.4286 | 0 | 9500 | 0 | 0 | 0 | 0 | 0
2022-05-25 18:00 | 0.0881 | 0.17487 | 35584 | 3040.9019 | 634 | 18537.0594 | 3 | 29054.9378 | 2.9055 | 0 | 10517.8785 | 439819.0221 | 19 | 9500 | 2118.5075 | 199.6997 | 22595.8333 | 123376.2619 | 32095.8333 | 0 | 91280.4286 | 91280.4286 | 3040.8955 | 6459.1045 | 0 | 0 | 0 | 0 | 0
2022-05-25 19:00 | 0 | 0 | 35584 | 0 | 634 | 0 | 3 | 30000 | 3 | 0 | 30000 | 429301.1436 | 19 | 7404.1667 | 2118.5075 | 155.6431 | 22595.8333 | 123376.2619 | 30000 | 0 | 93376.2619 | 93376.2619 | 0 | 7404.1667 | 0 | 0 | 0 | 0 | 0
2022-05-25 20:00 | 0 | 0 | 35584 | 0 | 634 | 0 | 3 | 30000 | 3 | 0 | 30000 | 399301.1436 | 19 | 7404.1667 | 2118.5075 | 155.6431 | 22595.8333 | 123376.2619 | 30000 | 0 | 93376.2619 | 93376.2619 | 0 | 7404.1667 | 0 | 0 | 0 | 0 | 0
2022-05-25 21:00 | 0 | 0 | 35584 | 0 | 634 | 0 | 3 | 30000 | 3 | 0 | 30000 | 369301.1436 | 19 | 7404.1667 | 2118.5075 | 155.6431 | 22595.8333 | 123376.2619 | 30000 | 0 | 93376.2619 | 93376.2619 | 0 | 7404.1667 | 0 | 0 | 0 | 0 | 0
2022-05-25 22:00 | 0 | 0 | 35584 | 0 | 634 | 0 | 3 | 30000 | 3 | 0 | 30000 | 339301.1436 | 19 | 7404.1667 | 2118.5075 | 155.6431 | 22595.8333 | 123376.2619 | 30000 | 0 | 93376.2619 | 93376.2619 | 0 | 7404.1667 | 0 | 0 | 0 | 0 | 0
2022-05-25 23:00 | 0 | 0 | 35584 | 0 | 634 | 0 | 3 | 30000 | 3 | 0 | 30000 | 309301.1436 | 19 | 7404.1667 | 2118.5075 | 155.6431 | 22595.8333 | 123376.2619 | 30000 | 0 | 93376.2619 | 93376.2619 | 0 | 7404.1667 | 0 | 0 | 0 | 0 | 0
2022-05-26 | 0 | 0 | 35584 | 0 | 634 | 0 | 3 | 30000 | 3 | 0 | 30000 | 279301.1436 | 19 | 7904.1667 | 2118.5075 | 166.1537 | 22095.8333 | 122876.2619 | 30000 | 0 | 92876.2619 | 92876.2619 | 0 | 7904.1667 | 0 | 0 | 0 | 0 | 0
2022-05-26 01:00 | 0 | 0 | 35584 | 0 | 634 | 0 | 3 | 30000 | 3 | 0 | 30000 | 249301.1436 | 19 | 7904.1667 | 2118.5075 | 166.1537 | 22095.8333 | 122876.2619 | 30000 | 0 | 92876.2619 | 92876.2619 | 0 | 7904.1667 | 0 | 0 | 0 | 0 | 0
2022-05-26 02:00 | 0 | 0 | 35584 | 0 | 634 | 0 | 3 | 30000 | 3 | 0 | 30000 | 219301.1436 | 19 | 7904.1667 | 2118.5075 | 166.1537 | 22095.8333 | 122876.2619 | 30000 | 0 | 92876.2619 | 92876.2619 | 0 | 7904.1667 | 0 | 0 | 0 | 0 | 0
2022-05-26 03:00 | 0 | 0 | 35584 | 0 | 634 | 0 | 3 | 30000 | 3 | 0 | 30000 | 189301.1436 | 19 | 7904.1667 | 2118.5075 | 166.1537 | 22095.8333 | 122876.2619 | 30000 | 0 | 92876.2619 | 92876.2619 | 0 | 7904.1667 | 0 | 0 | 0 | 0 | 0
2022-05-26 04:00 | 0 | 0 | 35584 | 0 | 634 | 0 | 3 | 30000 | 3 | 0 | 30000 | 159301.1436 | 19 | 7904.1667 | 2118.5075 | 166.1537 | 22095.8333 | 122876.2619 | 30000 | 0 | 92876.2619 | 92876.2619 | 0 | 7904.1667 | 0 | 0 | 0 | 0 | 0
2022-05-26 05:00 | 0.0133 | 0.00423 | 35584 | 459.0692 | 634 | 448.4003 | 3 | 30000 | 3 | 0 | 29551.5997 | 129301.1436 | 19 | 8363.2349 | 2118.5075 | 175.8037 | 22095.8333 | 122876.2619 | 30459.0682 | 0 | 92417.1937 | 92417.1937 | 459.0682 | 7904.1667 | 0 | 0 | 0 | 0 | 0
2022-05-26 06:00 | 0.14543 | 0.22459 | 35584 | 5019.7317 | 634 | 23807.618 | 3 | 26576.1122 | 2.6576 | 0 | 2768.4942 | 99749.5439 | 19 | 9500 | 2118.5075 | 199.6997 | 22095.8333 | 122876.2619 | 31595.8333 | 0 | 91280.4286 | 91280.4286 | 0 | 9500 | 0 | 0 | 0 | 0 | 0
2022-05-26 07:00 | 0.34783 | 0.42241 | 35584 | 12005.8672 | 634 | 44777.4876 | 3 | 19589.9914 | 1.959 | 25187.4962 | 0 | 96981.0498 | 19 | 9500 | 2118.5075 | 199.6997 | 22095.8333 | 122876.2619 | 31595.8333 | 0 | 91280.4286 | 91280.4286 | 9500 | 0 | 0 | 0 | 0 | 0 | 0
2022-05-26 08:00 | 0.56488 | 0.56208 | 35584 | 19497.6692 | 634 | 59583.178 | 3 | 12098.2052 | 1.2098 | 47484.9728 | 0 | 122168.546 | 19 | 9500 | 2118.5075 | 199.6997 | 22095.8333 | 122876.2619 | 31595.8333 | 0 | 91280.4286 | 91280.4286 | 9500 | 0 | 0 | 0 | 0 | 0 | 0
2022-05-26 09:00 | 0.75733 | 0.64111 | 35584 | 26140.3658 | 634 | 67960.7373 | 3 | 5455.5226 | 0.54555 | 62505.2148 | 0 | 169653.5188 | 19 | 9500 | 2118.5075 | 199.6997 | 22095.8333 | 122876.2619 | 31595.8333 | 0 | 91280.4286 | 91280.4286 | 9500 | 0 | 0 | 0 | 0 | 0 | 0
2022-05-26 10:00 | 0.9041 | 0.69389 | 35584 | 31206.3496 | 634 | 73555.6707 | 3 | 389.5495 | 0.038955 | 73166.1212 | 0 | 232158.7335 | 19 | 9500 | 2118.5075 | 199.6997 | 22095.8333 | 122876.2619 | 31595.8333 | 0 | 91280.4286 | 91280.4286 | 9110.4505 | 389.5495 | 0 | 0 | 0 | 0 | 0
2022-05-26 11:00 | 0.99158 | 0.74761 | 35584 | 34225.8512 | 634 | 79250.2485 | 3 | 0 | 0 | 79250.2485 | 0 | 305324.8547 | 19 | 9500 | 2118.5075 | 199.6997 | 22095.8333 | 122876.2619 | 31595.8333 | 0 | 91280.4286 | 91280.4286 | 9500 | 0 | 0 | 0 | 0 | 0 | 0
2022-05-26 12:00 | 1.0032 | 0.74184 | 35584 | 34628.6586 | 634 | 78638.6008 | 3 | 0 | 0 | 78638.6008 | 0 | 384575.1033 | 19 | 9500 | 2118.5075 | 199.6997 | 22095.8333 | 122876.2619 | 31595.8333 | 0 | 91280.4286 | 91280.4286 | 9500 | 0 | 0 | 0 | 0 | 0 | 0
2022-05-26 13:00 | 0.95672 | 0.68486 | 35584 | 33022.6067 | 634 | 72598.4473 | 3 | 0 | 0 | 72598.4473 | 0 | 463213.7041 | 19 | 9500 | 2118.5075 | 199.6997 | 22095.8333 | 122876.2619 | 31595.8333 | 0 | 91280.4286 | 91280.4286 | 9500 | 0 | 0 | 0 | 0 | 0 | 0
2022-05-26 14:00 | 0.84442 | 0.64343 | 35584 | 29146.406 | 634 | 68206.6685 | 3 | 2449.4887 | 0.24495 | 68206.6685 | 2449.4887 | 535812.1514 | 19 | 9500 | 2118.5075 | 199.6997 | 22095.8333 | 122876.2619 | 31595.8333 | 0 | 91280.4286 | 91280.4286 | 7050.5113 | 2449.4887 | 0 | 0 | 0 | 0 | 0
2022-05-26 15:00 | 0.6749 | 0.56774 | 35584 | 23295.1724 | 634 | 60183.1652 | 3 | 8300.71 | 0.83007 | 51882.4551 | 0 | 601569.3312 | 19 | 9500 | 2118.5075 | 199.6997 | 22095.8333 | 122876.2619 | 31595.8333 | 0 | 91280.4286 | 91280.4286 | 9500 | 0 | 0 | 0 | 0 | 0 | 0
2022-05-26 16:00 | 0.46802 | 0.45064 | 35584 | 16154.403 | 634 | 47770.0031 | 3 | 15441.4644 | 1.5441 | 32328.5387 | 0 | 653451.7864 | 19 | 9500 | 2118.5075 | 199.6997 | 22095.8333 | 122876.2619 | 31595.8333 | 0 | 91280.4286 | 91280.4286 | 9500 | 0 | 0 | 0 | 0 | 0 | 0
2022-05-26 17:00 | 0.2507 | 0.28851 | 35584 | 8653.2815 | 634 | 30583.4448 | 3 | 22942.57 | 2.2943 | 7640.8748 | 0 | 685780.3251 | 19 | 9500 | 2118.5075 | 199.6997 | 22095.8333 | 122876.2619 | 31595.8333 | 0 | 91280.4286 | 91280.4286 | 0 | 9500 | 0 | 0 | 0 | 0 | 0
2022-05-26 18:00 | 0.07903 | 0.08444 | 35584 | 2727.8374 | 634 | 8951.0453 | 3 | 28868.0017 | 2.8868 | 0 | 19916.9564 | 693421.1999 | 19 | 9500 | 2118.5075 | 199.6997 | 22095.8333 | 122876.2619 | 31595.8333 | 0 | 91280.4286 | 91280.4286 | 0 | 9500 | 0 | 0 | 0 | 0 | 0
2022-05-26 19:00 | 0 | 0 | 35584 | 0 | 634 | 0 | 3 | 30000 | 3 | 0 | 30000 | 673504.2435 | 19 | 7904.1667 | 2118.5075 | 166.1537 | 22095.8333 | 122876.2619 | 30000 | 0 | 92876.2619 | 92876.2619 | 0 | 7904.1667 | 0 | 0 | 0 | 0 | 0
2022-05-26 20:00 | 0 | 0 | 35584 | 0 | 634 | 0 | 3 | 30000 | 3 | 0 | 30000 | 643504.2435 | 19 | 7904.1667 | 2118.5075 | 166.1537 | 22095.8333 | 122876.2619 | 30000 | 0 | 92876.2619 | 92876.2619 | 0 | 7904.1667 | 0 | 0 | 0 | 0 | 0
2022-05-26 21:00 | 0 | 0 | 35584 | 0 | 634 | 0 | 3 | 30000 | 3 | 0 | 30000 | 613504.2435 | 19 | 7904.1667 | 2118.5075 | 166.1537 | 22095.8333 | 122876.2619 | 30000 | 0 | 92876.2619 | 92876.2619 | 0 | 7904.1667 | 0 | 0 | 0 | 0 | 0
2022-05-26 22:00 | 0 | 0 | 35584 | 0 | 634 | 0 | 3 | 30000 | 3 | 0 | 30000 | 583504.2435 | 19 | 7904.1667 | 2118.5075 | 166.1537 | 22095.8333 | 122876.2619 | 30000 | 0 | 92876.2619 | 92876.2619 | 0 | 7904.1667 | 0 | 0 | 0 | 0 | 0
2022-05-26 23:00 | 0 | 0 | 35584 | 0 | 634 | 0 | 3 | 30000 | 3 | 0 | 30000 | 553504.2435 | 19 | 7904.1667 | 2118.5075 | 166.1537 | 22095.8333 | 122876.2619 | 30000 | 0 | 92876.2619 | 92876.2619 | 0 | 7904.1667 | 0 | 0 | 0 | 0 | 0
2022-05-27 | 0 | 0 | 35584 | 0 | 634 | 0 | 3 | 30000 | 3 | 0 | 30000 | 523504.2435 | 19 | 5816.6667 | 2118.5075 | 122.2723 | 24183.3333 | 124963.7619 | 30000 | 0 | 94963.7619 | 94963.7619 | 0 | 5816.6667 | 0 | 0 | 0 | 0 | 0
2022-05-27 01:00 | 0 | 0 | 35584 | 0 | 634 | 0 | 3 | 30000 | 3 | 0 | 30000 | 493504.2435 | 19 | 5816.6667 | 2118.5075 | 122.2723 | 24183.3333 | 124963.7619 | 30000 | 0 | 94963.7619 | 94963.7619 | 0 | 5816.6667 | 0 | 0 | 0 | 0 | 0
2022-05-27 02:00 | 0 | 0 | 35584 | 0 | 634 | 0 | 3 | 30000 | 3 | 0 | 30000 | 463504.2435 | 19 | 5816.6667 | 2118.5075 | 122.2723 | 24183.3333 | 124963.7619 | 30000 | 0 | 94963.7619 | 94963.7619 | 0 | 5816.6667 | 0 | 0 | 0 | 0 | 0
2022-05-27 03:00 | 0 | 0 | 35584 | 0 | 634 | 0 | 3 | 30000 | 3 | 0 | 30000 | 433504.2435 | 19 | 5816.6667 | 2118.5075 | 122.2723 | 24183.3333 | 124963.7619 | 30000 | 0 | 94963.7619 | 94963.7619 | 0 | 5816.6667 | 0 | 0 | 0 | 0 | 0
2022-05-27 04:00 | 0 | 0 | 35584 | 0 | 634 | 0 | 3 | 30000 | 3 | 0 | 30000 | 403504.2435 | 19 | 5816.6667 | 2118.5075 | 122.2723 | 24183.3333 | 124963.7619 | 30000 | 0 | 94963.7619 | 94963.7619 | 0 | 5816.6667 | 0 | 0 | 0 | 0 | 0
2022-05-27 05:00 | 0.01173 | 0 | 35584 | 404.8783 | 634 | 0 | 3 | 30000 | 3 | 0 | 30000 | 373504.2435 | 19 | 6221.5441 | 2118.5075 | 130.7832 | 24183.3333 | 124963.7619 | 30404.8775 | 0 | 94558.8845 | 94558.8845 | 404.8775 | 5816.6667 | 0 | 0 | 0 | 0 | 0
2022-05-27 06:00 | 0.12447 | 0.08552 | 35584 | 4296.2663 | 634 | 9065.5305 | 3 | 29387.0761 | 2.9387 | 0 | 20321.5456 | 343504.2435 | 19 | 9500 | 2118.5075 | 199.6997 | 24183.3333 | 124963.7619 | 33683.3333 | 0 | 91280.4286 | 91280.4286 | 4296.2572 | 5203.7428 | 0 | 0 | 0 | 0 | 0
2022-05-27 07:00 | 0.2822 | 0.16163 | 35584 | 9740.5507 | 634 | 17133.5558 | 3 | 23942.8032 | 2.3943 | 0 | 6809.2474 | 323182.6979 | 19 | 9500 | 2118.5075 | 199.6997 | 24183.3333 | 124963.7619 | 33683.3333 | 0 | 91280.4286 | 91280.4286 | 0 | 9500 | 0 | 0 | 0 | 0 | 0
2022-05-27 08:00 | 0.48467 | 0.2804 | 35584 | 16729.1024 | 634 | 29723.7459 | 3 | 16954.2662 | 1.6954 | 12769.4797 | 0 | 316373.4506 | 19 | 9500 | 2118.5075 | 199.6997 | 24183.3333 | 124963.7619 | 33683.3333 | 0 | 91280.4286 | 91280.4286 | 9500 | 0 | 0 | 0 | 0 | 0 | 0
2022-05-27 09:00 | 0.67762 | 0.36513 | 35584 | 23389.0572 | 634 | 38705.5326 | 3 | 10294.3254 | 1.0294 | 28411.2072 | 0 | 329142.9303 | 19 | 9500 | 2118.5075 | 199.6997 | 24183.3333 | 124963.7619 | 33683.3333 | 0 | 91280.4286 | 91280.4286 | 0 | 9500 | 0 | 0 | 0 | 0 | 0
2022-05-27 10:00 | 0.8034 | 0.38152 | 35584 | 27730.54 | 634 | 40442.9513 | 3 | 5952.8517 | 0.59529 | 34490.0996 | 0 | 357554.1375 | 19 | 9500 | 2118.5075 | 199.6997 | 24183.3333 | 124963.7619 | 33683.3333 | 0 | 91280.4286 | 91280.4286 | 9500 | 0 | 0 | 0 | 0 | 0 | 0
2022-05-27 11:00 | 0.86258 | 0.36845 | 35584 | 29773.2253 | 634 | 39057.4686 | 3 | 3910.1707 | 0.39102 | 35147.2979 | 0 | 392044.2371 | 19 | 9500 | 2118.5075 | 199.6997 | 24183.3333 | 124963.7619 | 33683.3333 | 0 | 91280.4286 | 91280.4286 | 5589.8293 | 3910.1707 | 0 | 0 | 0 | 0 | 0
2022-05-27 12:00 | 0.96055 | 0.52118 | 35584 | 33154.8049 | 634 | 55247.5817 | 3 | 528.5983 | 0.05286 | 54718.9834 | 0 | 427191.535 | 19 | 9500 | 2118.5075 | 199.6997 | 24183.3333 | 124963.7619 | 33683.3333 | 0 | 91280.4286 | 91280.4286 | 8971.4017 | 528.5983 | 0 | 0 | 0 | 0 | 0
2022-05-27 13:00 | 0.88853 | 0.44837 | 35584 | 30668.928 | 634 | 47529.3722 | 3 | 3014.4699 | 0.30145 | 44514.9022 | 0 | 481910.5184 | 19 | 9500 | 2118.5075 | 199.6997 | 24183.3333 | 124963.7619 | 33683.3333 | 0 | 91280.4286 | 91280.4286 | 6485.5301 | 3014.4699 | 0 | 0 | 0 | 0 | 0
2022-05-27 14:00 | 0.74778 | 0.30653 | 35584 | 25810.7334 | 634 | 32493.6513 | 3 | 7872.6543 | 0.78727 | 24620.9971 | 0 | 526425.4206 | 19 | 9500 | 2118.5075 | 199.6997 | 24183.3333 | 124963.7619 | 33683.3333 | 0 | 91280.4286 | 91280.4286 | 1627.3457 | 7872.6543 | 0 | 0 | 0 | 0 | 0
2022-05-27 15:00 | 0.50227 | 0.15353 | 35584 | 17336.5924 | 634 | 16274.9169 | 3 | 16346.7774 | 1.6347 | 0 | 71.8605 | 551046.4177 | 19 | 9500 | 2118.5075 | 199.6997 | 24183.3333 | 124963.7619 | 33683.3333 | 0 | 91280.4286 | 91280.4286 | 0 | 9500 | 0 | 0 | 0 | 0 | 0
2022-05-27 16:00 | 0.31598 | 0.03464 | 35584 | 10906.5174 | 634 | 3672.0063 | 3 | 22776.8389 | 2.2777 | 0 | 19104.8327 | 550974.5572 | 19 | 9500 | 2118.5075 | 199.6997 | 24183.3333 | 124963.7619 | 33683.3333 | 0 | 91280.4286 | 91280.4286 | 9500 | 0 | 0 | 0 | 0 | 0 | 0
2022-05-27 17:00 | 0.18202 | 0.03428 | 35584 | 6282.6897 | 634 | 3633.8445 | 3 | 27400.6569 | 2.7401 | 0 | 23766.8123 | 531869.7245 | 19 | 9500 | 2118.5075 | 199.6997 | 24183.3333 | 124963.7619 | 33683.3333 | 0 | 91280.4286 | 91280.4286 | 6282.6765 | 3217.3235 | 0 | 0 | 0 | 0 | 0
2022-05-27 18:00 | 0.06697 | 0.00934 | 35584 | 2311.5687 | 634 | 990.0848 | 3 | 30000 | 3 | 0 | 29009.9152 | 508102.9122 | 19 | 8128.2305 | 2118.5075 | 170.8637 | 24183.3333 | 124963.7619 | 32311.5638 | 0 | 92652.1981 | 92652.1981 | 2311.5638 | 5816.6667 | 0 | 0 | 0 | 0 | 0
2022-05-27 19:00 | 0 | 0 | 35584 | 0 | 634 | 0 | 3 | 30000 | 3 | 0 | 30000 | 479092.997 | 19 | 5816.6667 | 2118.5075 | 122.2723 | 24183.3333 | 124963.7619 | 30000 | 0 | 94963.7619 | 94963.7619 | 0 | 5816.6667 | 0 | 0 | 0 | 0 | 0
2022-05-27 20:00 | 0 | 0 | 35584 | 0 | 634 | 0 | 3 | 30000 | 3 | 0 | 30000 | 449092.997 | 19 | 5816.6667 | 2118.5075 | 122.2723 | 24183.3333 | 124963.7619 | 30000 | 0 | 94963.7619 | 94963.7619 | 0 | 5816.6667 | 0 | 0 | 0 | 0 | 0
2022-05-27 21:00 | 0 | 0 | 35584 | 0 | 634 | 0 | 3 | 30000 | 3 | 0 | 30000 | 419092.997 | 19 | 5816.6667 | 2118.5075 | 122.2723 | 24183.3333 | 124963.7619 | 30000 | 0 | 94963.7619 | 94963.7619 | 0 | 5816.6667 | 0 | 0 | 0 | 0 | 0
2022-05-27 22:00 | 0 | 0 | 35584 | 0 | 634 | 0 | 3 | 30000 | 3 | 0 | 30000 | 389092.997 | 19 | 5816.6667 | 2118.5075 | 122.2723 | 24183.3333 | 124963.7619 | 30000 | 0 | 94963.7619 | 94963.7619 | 0 | 5816.6667 | 0 | 0 | 0 | 0 | 0
2022-05-27 23:00 | 0 | 0 | 35584 | 0 | 634 | 0 | 3 | 30000 | 3 | 0 | 30000 | 359092.997 | 19 | 5816.6667 | 2118.5075 | 122.2723 | 24183.3333 | 124963.7619 | 30000 | 0 | 94963.7619 | 94963.7619 | 0 | 5816.6667 | 0 | 0 | 0 | 0 | 0
2022-05-28 | 0 | 0 | 35584 | 0 | 634 | 0 | 3 | 30000 | 3 | 0 | 30000 | 329092.997 | 19 | 5875 | 2118.5075 | 123.4985 | 24125 | 124905.4286 | 30000 | 0 | 94905.4286 | 94905.4286 | 0 | 5875 | 0 | 0 | 0 | 0 | 0
2022-05-28 01:00 | 0 | 0 | 35584 | 0 | 634 | 0 | 3 | 30000 | 3 | 0 | 30000 | 299092.997 | 19 | 5875 | 2118.5075 | 123.4985 | 24125 | 124905.4286 | 30000 | 0 | 94905.4286 | 94905.4286 | 0 | 5875 | 0 | 0 | 0 | 0 | 0
2022-05-28 02:00 | 0 | 0 | 35584 | 0 | 634 | 0 | 3 | 30000 | 3 | 0 | 30000 | 269092.997 | 19 | 5875 | 2118.5075 | 123.4985 | 24125 | 124905.4286 | 30000 | 0 | 94905.4286 | 94905.4286 | 0 | 5875 | 0 | 0 | 0 | 0 | 0
2022-05-28 03:00 | 0 | 0 | 35584 | 0 | 634 | 0 | 3 | 30000 | 3 | 0 | 30000 | 239092.997 | 19 | 5875 | 2118.5075 | 123.4985 | 24125 | 124905.4286 | 30000 | 0 | 94905.4286 | 94905.4286 | 0 | 5875 | 0 | 0 | 0 | 0 | 0
2022-05-28 04:00 | 0 | 0 | 35584 | 0 | 634 | 0 | 3 | 30000 | 3 | 0 | 30000 | 209092.997 | 19 | 5875 | 2118.5075 | 123.4985 | 24125 | 124905.4286 | 30000 | 0 | 94905.4286 | 94905.4286 | 0 | 5875 | 0 | 0 | 0 | 0 | 0
2022-05-28 05:00 | 0.01285 | 0.00046 | 35584 | 443.5368 | 634 | 48.7622 | 3 | 30000 | 3 | 0 | 29951.2378 | 179092.997 | 19 | 6318.5358 | 2118.5075 | 132.8221 | 24125 | 124905.4286 | 30443.5358 | 0 | 94461.8928 | 94461.8928 | 0 | 6318.5358 | 0 | 0 | 0 | 0 | 0
2022-05-28 06:00 | 0.13327 | 0.12566 | 35584 | 4600.0113 | 634 | 13320.5632 | 3 | 29024.9984 | 2.9025 | 0 | 15704.4352 | 149141.7593 | 19 | 9500 | 2118.5075 | 199.6997 | 24125 | 124905.4286 | 33625 | 0 | 91280.4286 | 91280.4286 | 4600.0016 | 4899.9984 | 0 | 0 | 0 | 0 | 0
2022-05-28 07:00 | 0.31508 | 0.25414 | 35584 | 10875.4525 | 634 | 26940.0599 | 3 | 22749.5704 | 2.275 | 4190.4895 | 0 | 133437.324 | 19 | 9500 | 2118.5075 | 199.6997 | 24125 | 124905.4286 | 33625 | 0 | 91280.4286 | 91280.4286 | 9500 | 0 | 0 | 0 | 0 | 0 | 0
2022-05-28 08:00 | 0.52722 | 0.39296 | 35584 | 18197.7786 | 634 | 41655.6462 | 3 | 15427.2597 | 1.5427 | 26228.3865 | 0 | 137627.8135 | 19 | 9500 | 2118.5075 | 199.6997 | 24125 | 124905.4286 | 33625 | 0 | 91280.4286 | 91280.4286 | 0 | 9500 | 0 | 0 | 0 | 0 | 0
2022-05-28 09:00 | 0.70917 | 0.4426 | 35584 | 24478.0521 | 634 | 46917.7245 | 3 | 9146.9994 | 0.9147 | 37770.7251 | 0 | 163856.2 | 19 | 9500 | 2118.5075 | 199.6997 | 24125 | 124905.4286 | 33625 | 0 | 91280.4286 | 91280.4286 | 353.0006 | 9146.9994 | 0 | 0 | 0 | 0 | 0
2022-05-28 10:00 | 0.84322 | 0.47983 | 35584 | 29104.9863 | 634 | 50864.2832 | 3 | 4520.075 | 0.45201 | 50864.2832 | 4520.075 | 201626.9251 | 19 | 9500 | 2118.5075 | 199.6997 | 24125 | 124905.4286 | 33625 | 0 | 91280.4286 | 91280.4286 | 4979.925 | 4520.075 | 0 | 0 | 0 | 0 | 0
2022-05-28 11:00 | 0.9267 | 0.51763 | 35584 | 31986.422 | 634 | 54871.2646 | 3 | 1638.6453 | 0.16386 | 53232.6193 | 0 | 247971.1332 | 19 | 9500 | 2118.5075 | 199.6997 | 24125 | 124905.4286 | 33625 | 0 | 91280.4286 | 91280.4286 | 9500 | 0 | 0 | 0 | 0 | 0 | 0
2022-05-28 12:00 | 0.9511 | 0.52399 | 35584 | 32828.6241 | 634 | 55545.4552 | 3 | 796.445 | 0.079644 | 54749.0102 | 0 | 301203.7525 | 19 | 9500 | 2118.5075 | 199.6997 | 24125 | 124905.4286 | 33625 | 0 | 91280.4286 | 91280.4286 | 8703.555 | 796.445 | 0 | 0 | 0 | 0 | 0
2022-05-28 13:00 | 0.85015 | 0.45606 | 35584 | 29344.1855 | 634 | 48344.5491 | 3 | 4280.8763 | 0.42809 | 44063.6728 | 0 | 355952.7627 | 19 | 9500 | 2118.5075 | 199.6997 | 24125 | 124905.4286 | 33625 | 0 | 91280.4286 | 91280.4286 | 9500 | 0 | 0 | 0 | 0 | 0 | 0
2022-05-28 14:00 | 0.6812 | 0.17968 | 35584 | 23512.6262 | 634 | 19046.9425 | 3 | 10112.4233 | 1.0112 | 8934.5191 | 0 | 400016.4355 | 19 | 9500 | 2118.5075 | 199.6997 | 24125 | 124905.4286 | 33625 | 0 | 91280.4286 | 91280.4286 | 0 | 9500 | 0 | 0 | 0 | 0 | 0
2022-05-28 15:00 | 0.50815 | 0.14279 | 35584 | 17539.5493 | 634 | 15136.4254 | 3 | 16085.4876 | 1.6085 | 0 | 949.0622 | 408950.9546 | 19 | 9500 | 2118.5075 | 199.6997 | 24125 | 124905.4286 | 33625 | 0 | 91280.4286 | 91280.4286 | 0 | 9500 | 0 | 0 | 0 | 0 | 0
2022-05-28 16:00 | 0.31505 | 0.09961 | 35584 | 10874.417 | 634 | 10559.1381 | 3 | 22750.6059 | 2.2751 | 0 | 12191.4677 | 408001.8924 | 19 | 9500 | 2118.5075 | 199.6997 | 24125 | 124905.4286 | 33625 | 0 | 91280.4286 | 91280.4286 | 0 | 9500 | 0 | 0 | 0 | 0 | 0
2022-05-28 17:00 | 0.1867 | 0.0354 | 35584 | 6444.2268 | 634 | 3752.5699 | 3 | 27180.7868 | 2.7181 | 0 | 23428.2168 | 395810.4246 | 19 | 9500 | 2118.5075 | 199.6997 | 24125 | 124905.4286 | 33625 | 0 | 91280.4286 | 91280.4286 | 0 | 9500 | 0 | 0 | 0 | 0 | 0
2022-05-28 18:00 | 0.06367 | 0.00837 | 35584 | 2197.6643 | 634 | 887.2602 | 3 | 30000 | 3 | 0 | 29112.7398 | 372382.2078 | 19 | 8072.6597 | 2118.5075 | 169.6955 | 24125 | 124905.4286 | 32197.6597 | 0 | 92707.7689 | 92707.7689 | 0 | 8072.6597 | 0 | 0 | 0 | 0 | 0
2022-05-28 19:00 | 0 | 0 | 35584 | 0 | 634 | 0 | 3 | 30000 | 3 | 0 | 30000 | 343269.468 | 19 | 5875 | 2118.5075 | 123.4985 | 24125 | 124905.4286 | 30000 | 0 | 94905.4286 | 94905.4286 | 0 | 5875 | 0 | 0 | 0 | 0 | 0
2022-05-28 20:00 | 0 | 0 | 35584 | 0 | 634 | 0 | 3 | 30000 | 3 | 0 | 30000 | 313269.468 | 19 | 5875 | 2118.5075 | 123.4985 | 24125 | 124905.4286 | 30000 | 0 | 94905.4286 | 94905.4286 | 0 | 5875 | 0 | 0 | 0 | 0 | 0
2022-05-28 21:00 | 0 | 0 | 35584 | 0 | 634 | 0 | 3 | 30000 | 3 | 0 | 30000 | 283269.468 | 19 | 5875 | 2118.5075 | 123.4985 | 24125 | 124905.4286 | 30000 | 0 | 94905.4286 | 94905.4286 | 0 | 5875 | 0 | 0 | 0 | 0 | 0
2022-05-28 22:00 | 0 | 0 | 35584 | 0 | 634 | 0 | 3 | 30000 | 3 | 0 | 30000 | 253269.468 | 19 | 5875 | 2118.5075 | 123.4985 | 24125 | 124905.4286 | 30000 | 0 | 94905.4286 | 94905.4286 | 0 | 5875 | 0 | 0 | 0 | 0 | 0
2022-05-28 23:00 | 0 | 0 | 35584 | 0 | 634 | 0 | 3 | 30000 | 3 | 0 | 30000 | 223269.468 | 19 | 5875 | 2118.5075 | 123.4985 | 24125 | 124905.4286 | 30000 | 0 | 94905.4286 | 94905.4286 | 0 | 5875 | 0 | 0 | 0 | 0 | 0
2022-05-29 | 0 | 0 | 35584 | 0 | 634 | 0 | 3 | 30000 | 3 | 0 | 30000 | 193269.468 | 19 | 8879.1667 | 2118.5075 | 186.6491 | 21120.8333 | 121901.2619 | 30000 | 0 | 91901.2619 | 91901.2619 | 0 | 8879.1667 | 0 | 0 | 0 | 0 | 0
2022-05-29 01:00 | 0 | 0 | 35584 | 0 | 634 | 0 | 3 | 30000 | 3 | 0 | 30000 | 163269.468 | 19 | 8879.1667 | 2118.5075 | 186.6491 | 21120.8333 | 121901.2619 | 30000 | 0 | 91901.2619 | 91901.2619 | 0 | 8879.1667 | 0 | 0 | 0 | 0 | 0
2022-05-29 02:00 | 0 | 0 | 35584 | 0 | 634 | 0 | 3 | 30000 | 3 | 0 | 30000 | 133269.468 | 19 | 8879.1667 | 2118.5075 | 186.6491 | 21120.8333 | 121901.2619 | 30000 | 0 | 91901.2619 | 91901.2619 | 0 | 8879.1667 | 0 | 0 | 0 | 0 | 0
2022-05-29 03:00 | 0 | 0 | 35584 | 0 | 634 | 0 | 3 | 30000 | 3 | 0 | 30000 | 103269.468 | 19 | 8879.1667 | 2118.5075 | 186.6491 | 21120.8333 | 121901.2619 | 30000 | 0 | 91901.2619 | 91901.2619 | 0 | 8879.1667 | 0 | 0 | 0 | 0 | 0
2022-05-29 04:00 | 0 | 0 | 35584 | 0 | 634 | 0 | 3 | 30000 | 3 | 0 | 30000 | 73269.468 | 19 | 8879.1667 | 2118.5075 | 186.6491 | 21120.8333 | 121901.2619 | 30000 | 0 | 91901.2619 | 91901.2619 | 0 | 8879.1667 | 0 | 0 | 0 | 0 | 0
2022-05-29 05:00 | 0.01295 | 0.00045 | 35584 | 446.9884 | 634 | 47.7022 | 3 | 30000 | 3 | 47.7022 | 30000 | 43269.468 | 19 | 9326.1541 | 2118.5075 | 196.0453 | 21120.8333 | 121901.2619 | 30446.9875 | 0 | 91454.2745 | 91454.2745 | 0 | 9326.1541 | 0 | 0 | 0 | 0 | 0
2022-05-29 06:00 | 0.13235 | 0.12014 | 35584 | 4568.2561 | 634 | 12735.4167 | 3 | 26052.5868 | 2.6053 | 0 | 13317.1702 | 13317.1702 | 19 | 9500 | 2118.5075 | 199.6997 | 21120.8333 | 121901.2619 | 30620.8333 | 0 | 91280.4286 | 91280.4286 | 4568.2465 | 4931.7535 | 0 | 0 | 0 | 0 | 0
2022-05-29 07:00 | 0.31465 | 0.26236 | 35584 | 10860.6104 | 634 | 27811.4193 | 3 | 19760.2458 | 1.976 | 0 | 0 | 0 | 19 | 9500 | 2118.5075 | 199.6997 | 21120.8333 | 121901.2619 | 30620.8333 | 0 | 91280.4286 | 91280.4286 | 9500 | 0 | 0 | 0 | 0 | 0 | 0
2022-05-29 08:00 | 0.53183 | 0.42557 | 35584 | 18356.8996 | 634 | 45112.4627 | 3 | 12263.9724 | 1.2264 | 0 | 0 | 0 | 19 | 9500 | 2118.5075 | 199.6997 | 21120.8333 | 121901.2619 | 30620.8333 | 0 | 91280.4286 | 91280.4286 | 9500 | 0 | 0 | 0 | 0 | 0 | 0
2022-05-29 09:00 | 0.72612 | 0.51662 | 35584 | 25063.1065 | 634 | 54764.1998 | 3 | 5557.7796 | 0.55578 | 0 | 0 | 0 | 19 | 9500 | 2118.5075 | 199.6997 | 21120.8333 | 121901.2619 | 30620.8333 | 0 | 91280.4286 | 91280.4286 | 9500 | 0 | 0 | 0 | 0 | 0 | 0
2022-05-29 10:00 | 0.8756 | 0.57423 | 35584 | 30222.6299 | 634 | 60871.1363 | 3 | 398.2671 | 0.039827 | 60472.8692 | 0 | 0 | 19 | 9500 | 2118.5075 | 199.6997 | 21120.8333 | 121901.2619 | 30620.8333 | 0 | 91280.4286 | 91280.4286 | 9500 | 0 | 0 | 0 | 0 | 0 | 0
2022-05-29 11:00 | 0.96508 | 0.62848 | 35584 | 33311.1645 | 634 | 66621.8967 | 3 | 0 | 0 | 32812.575 | 0 | 60472.8692 | 19 | 9500 | 2118.5075 | 199.6997 | 21120.8333 | 121901.2619 | 30620.8333 | 0 | 91280.4286 | 91280.4286 | 9500 | 0 | 0 | 0 | 0 | 0 | 0
2022-05-29 12:00 | 1.0102 | 0.73897 | 35584 | 34867.5126 | 634 | 78334.3671 | 3 | 0 | 0 | 78334.3671 | 0 | 93285.4442 | 19 | 9500 | 2118.5075 | 199.6997 | 21120.8333 | 121901.2619 | 30620.8333 | 0 | 91280.4286 | 91280.4286 | 9500 | 0 | 0 | 0 | 0 | 0 | 0
2022-05-29 13:00 | 0.9517 | 0.6293 | 35584 | 32849.334 | 634 | 66708.8206 | 3 | 0 | 0 | 66708.8206 | 0 | 171619.8113 | 19 | 9500 | 2118.5075 | 199.6997 | 21120.8333 | 121901.2619 | 30620.8333 | 0 | 91280.4286 | 91280.4286 | 9500 | 0 | 0 | 0 | 0 | 0 | 0
2022-05-29 14:00 | 0.82842 | 0.60949 | 35584 | 28594.1424 | 634 | 64608.8656 | 3 | 2026.7512 | 0.20268 | 62582.1144 | 0 | 238328.6319 | 19 | 9500 | 2118.5075 | 199.6997 | 21120.8333 | 121901.2619 | 30620.8333 | 0 | 91280.4286 | 91280.4286 | 7473.2488 | 2026.7512 | 0 | 0 | 0 | 0 | 0
2022-05-29 15:00 | 0.65608 | 0.54208 | 35584 | 22645.5722 | 634 | 57463.082 | 3 | 7975.3088 | 0.79753 | 49487.7732 | 0 | 300910.7463 | 19 | 9500 | 2118.5075 | 199.6997 | 21120.8333 | 121901.2619 | 30620.8333 | 0 | 91280.4286 | 91280.4286 | 9500 | 0 | 0 | 0 | 0 | 0 | 0
2022-05-29 16:00 | 0.44662 | 0.35862 | 35584 | 15415.7503 | 634 | 38015.4414 | 3 | 15205.1155 | 1.5205 | 22810.3259 | 0 | 350398.5194 | 19 | 9500 | 2118.5075 | 199.6997 | 21120.8333 | 121901.2619 | 30620.8333 | 0 | 91280.4286 | 91280.4286 | 0 | 9500 | 0 | 0 | 0 | 0 | 0
2022-05-29 17:00 | 0.2307 | 0.18524 | 35584 | 7962.9519 | 634 | 19636.3292 | 3 | 22657.8982 | 2.2658 | 0 | 3021.569 | 373208.8453 | 19 | 9500 | 2118.5075 | 199.6997 | 21120.8333 | 121901.2619 | 30620.8333 | 0 | 91280.4286 | 91280.4286 | 7962.9352 | 1537.0648 | 0 | 0 | 0 | 0 | 0
2022-05-29 18:00 | 0.0756 | 0.03092 | 35584 | 2609.4459 | 634 | 3277.6684 | 3 | 28011.3929 | 2.8011 | 0 | 24733.7245 | 370187.2763 | 19 | 9500 | 2118.5075 | 199.6997 | 21120.8333 | 121901.2619 | 30620.8333 | 0 | 91280.4286 | 91280.4286 | 2609.4404 | 6890.5596 | 0 | 0 | 0 | 0 | 0
2022-05-29 19:00 | 0 | 0 | 35584 | 0 | 634 | 0 | 3 | 30000 | 3 | 0 | 30000 | 345453.5518 | 19 | 8879.1667 | 2118.5075 | 186.6491 | 21120.8333 | 121901.2619 | 30000 | 0 | 91901.2619 | 91901.2619 | 0 | 8879.1667 | 0 | 0 | 0 | 0 | 0
2022-05-29 20:00 | 0 | 0 | 35584 | 0 | 634 | 0 | 3 | 30000 | 3 | 0 | 30000 | 315453.5518 | 19 | 8879.1667 | 2118.5075 | 186.6491 | 21120.8333 | 121901.2619 | 30000 | 0 | 91901.2619 | 91901.2619 | 0 | 8879.1667 | 0 | 0 | 0 | 0 | 0
2022-05-29 21:00 | 0 | 0 | 35584 | 0 | 634 | 0 | 3 | 30000 | 3 | 0 | 30000 | 285453.5518 | 19 | 8879.1667 | 2118.5075 | 186.6491 | 21120.8333 | 121901.2619 | 30000 | 0 | 91901.2619 | 91901.2619 | 0 | 8879.1667 | 0 | 0 | 0 | 0 | 0
2022-05-29 22:00 | 0 | 0 | 35584 | 0 | 634 | 0 | 3 | 30000 | 3 | 0 | 30000 | 255453.5518 | 19 | 8879.1667 | 2118.5075 | 186.6491 | 21120.8333 | 121901.2619 | 30000 | 0 | 91901.2619 | 91901.2619 | 0 | 8879.1667 | 0 | 0 | 0 | 0 | 0
2022-05-29 23:00 | 0 | 0 | 35584 | 0 | 634 | 0 | 3 | 30000 | 3 | 0 | 30000 | 225453.5518 | 19 | 8879.1667 | 2118.5075 | 186.6491 | 21120.8333 | 121901.2619 | 30000 | 0 | 91901.2619 | 91901.2619 | 0 | 8879.1667 | 0 | 0 | 0 | 0 | 0
2022-05-30 | 0 | 0 | 35584 | 0 | 634 | 0 | 3 | 30000 | 3 | 0 | 30000 | 195453.5518 | 19 | 6341.6667 | 2118.5075 | 133.3083 | 23658.3333 | 124438.7619 | 30000 | 0 | 94438.7619 | 94438.7619 | 0 | 6341.6667 | 0 | 0 | 0 | 0 | 0
2022-05-30 01:00 | 0 | 0 | 35584 | 0 | 634 | 0 | 3 | 30000 | 3 | 0 | 30000 | 165453.5518 | 19 | 6341.6667 | 2118.5075 | 133.3083 | 23658.3333 | 124438.7619 | 30000 | 0 | 94438.7619 | 94438.7619 | 0 | 6341.6667 | 0 | 0 | 0 | 0 | 0
2022-05-30 02:00 | 0 | 0 | 35584 | 0 | 634 | 0 | 3 | 30000 | 3 | 0 | 30000 | 135453.5518 | 19 | 6341.6667 | 2118.5075 | 133.3083 | 23658.3333 | 124438.7619 | 30000 | 0 | 94438.7619 | 94438.7619 | 0 | 6341.6667 | 0 | 0 | 0 | 0 | 0
2022-05-30 03:00 | 0 | 0 | 35584 | 0 | 634 | 0 | 3 | 30000 | 3 | 0 | 30000 | 105453.5518 | 19 | 6341.6667 | 2118.5075 | 133.3083 | 23658.3333 | 124438.7619 | 30000 | 0 | 94438.7619 | 94438.7619 | 0 | 6341.6667 | 0 | 0 | 0 | 0 | 0
2022-05-30 04:00 | 0 | 0 | 35584 | 0 | 634 | 0 | 3 | 30000 | 3 | 0 | 30000 | 75453.5518 | 19 | 6341.6667 | 2118.5075 | 133.3083 | 23658.3333 | 124438.7619 | 30000 | 0 | 94438.7619 | 94438.7619 | 0 | 6341.6667 | 0 | 0 | 0 | 0 | 0
2022-05-30 05:00 | 0.01325 | 0.00081 | 35584 | 457.3434 | 634 | 85.8639 | 3 | 30000 | 3 | 0 | 29914.1361 | 45453.5518 | 19 | 6799.0091 | 2118.5075 | 142.9221 | 23658.3333 | 124438.7619 | 30457.3424 | 0 | 93981.4195 | 93981.4195 | 457.3424 | 6341.6667 | 0 | 0 | 0 | 0 | 0
2022-05-30 06:00 | 0.1327 | 0.123 | 35584 | 4580.3369 | 634 | 13038.5904 | 3 | 28578.0061 | 2.8578 | 0 | 15539.4157 | 15539.4157 | 19 | 9500 | 2118.5075 | 199.6997 | 23658.3333 | 124438.7619 | 33158.3333 | 0 | 91280.4286 | 91280.4286 | 4580.3273 | 4919.6727 | 0 | 0 | 0 | 0 | 0
2022-05-30 07:00 | 0.32755 | 0.31672 | 35584 | 11305.873 | 634 | 33573.8403 | 3 | 21852.4841 | 2.1852 | 0 | 0 | 0 | 19 | 9500 | 2118.5075 | 199.6997 | 23658.3333 | 124438.7619 | 33158.3333 | 0 | 91280.4286 | 91280.4286 | 9500 | 0 | 0 | 0 | 0 | 0 | 0
2022-05-30 08:00 | 0.54367 | 0.46863 | 35584 | 18765.5747 | 634 | 49677.0294 | 3 | 14392.7982 | 1.4393 | 0 | 0 | 0 | 19 | 9500 | 2118.5075 | 199.6997 | 23658.3333 | 124438.7619 | 33158.3333 | 0 | 91280.4286 | 91280.4286 | 0 | 9500 | 0 | 0 | 0 | 0 | 0
2022-05-30 09:00 | 0.73642 | 0.57012 | 35584 | 25418.6262 | 634 | 60435.4566 | 3 | 7739.7606 | 0.77398 | 9617.3388 | 0 | 0 | 19 | 9500 | 2118.5075 | 199.6997 | 23658.3333 | 124438.7619 | 33158.3333 | 0 | 91280.4286 | 91280.4286 | 9500 | 0 | 0 | 0 | 0 | 0 | 0
2022-05-30 10:00 | 0.88312 | 0.62179 | 35584 | 30482.1938 | 634 | 65912.7246 | 3 | 2676.2037 | 0.26762 | 63236.5209 | 0 | 9617.3388 | 19 | 9500 | 2118.5075 | 199.6997 | 23658.3333 | 124438.7619 | 33158.3333 | 0 | 91280.4286 | 91280.4286 | 9500 | 0 | 0 | 0 | 0 | 0 | 0
2022-05-30 11:00 | 0.9701 | 0.67355 | 35584 | 33484.4372 | 634 | 71399.533 | 3 | 0 | 0 | 71399.533 | 0 | 72853.8597 | 19 | 9500 | 2118.5075 | 199.6997 | 23658.3333 | 124438.7619 | 33158.3333 | 0 | 91280.4286 | 91280.4286 | 9500 | 0 | 0 | 0 | 0 | 0 | 0
2022-05-30 12:00 | 0.99533 | 0.66934 | 35584 | 34355.288 | 634 | 70953.2528 | 3 | 0 | 0 | 70953.2528 | 0 | 144253.3928 | 19 | 9500 | 2118.5075 | 199.6997 | 23658.3333 | 124438.7619 | 33158.3333 | 0 | 91280.4286 | 91280.4286 | 9500 | 0 | 0 | 0 | 0 | 0 | 0
2022-05-30 13:00 | 0.95667 | 0.63892 | 35584 | 33020.8809 | 634 | 67728.5868 | 3 | 137.5219 | 0.013752 | 67591.0649 | 0 | 215206.6456 | 19 | 9500 | 2118.5075 | 199.6997 | 23658.3333 | 124438.7619 | 33158.3333 | 0 | 91280.4286 | 91280.4286 | 9500 | 0 | 0 | 0 | 0 | 0 | 0
2022-05-30 14:00 | 0.82633 | 0.56158 | 35584 | 28522.0029 | 634 | 59530.1756 | 3 | 4636.3905 | 0.46364 | 54893.7851 | 0 | 282797.7105 | 19 | 9500 | 2118.5075 | 199.6997 | 23658.3333 | 124438.7619 | 33158.3333 | 0 | 91280.4286 | 91280.4286 | 9500 | 0 | 0 | 0 | 0 | 0 | 0
2022-05-30 15:00 | 0.65865 | 0.48135 | 35584 | 22734.2796 | 634 | 51025.4105 | 3 | 10424.1016 | 1.0424 | 40601.3088 | 0 | 337691.4956 | 19 | 9500 | 2118.5075 | 199.6997 | 23658.3333 | 124438.7619 | 33158.3333 | 0 | 91280.4286 | 91280.4286 | 9500 | 0 | 0 | 0 | 0 | 0 | 0
2022-05-30 16:00 | 0.44792 | 0.33281 | 35584 | 15460.6217 | 634 | 35279.4575 | 3 | 17697.7442 | 1.7698 | 17581.7133 | 0 | 378292.8044 | 19 | 9500 | 2118.5075 | 199.6997 | 23658.3333 | 124438.7619 | 33158.3333 | 0 | 91280.4286 | 91280.4286 | 0 | 9500 | 0 | 0 | 0 | 0 | 0
2022-05-30 17:00 | 0.2375 | 0.21013 | 35584 | 8197.664 | 634 | 22274.7886 | 3 | 24960.6866 | 2.4961 | 0 | 2685.898 | 395874.5178 | 19 | 9500 | 2118.5075 | 199.6997 | 23658.3333 | 124438.7619 | 33158.3333 | 0 | 91280.4286 | 91280.4286 | 8197.6467 | 1302.3533 | 0 | 0 | 0 | 0 | 0
2022-05-30 18:00 | 0.0819 | 0.04233 | 35584 | 2826.8997 | 634 | 4487.1832 | 3 | 30000 | 3 | 0 | 25512.8168 | 393188.6198 | 19 | 9168.5604 | 2118.5075 | 192.7325 | 23658.3333 | 124438.7619 | 32826.8938 | 0 | 91611.8682 | 91611.8682 | 2826.8938 | 6341.6667 | 0 | 0 | 0 | 0 | 0
2022-05-30 19:00 | 0 | 0 | 35584 | 0 | 634 | 0 | 3 | 30000 | 3 | 0 | 30000 | 367675.803 | 19 | 6341.6667 | 2118.5075 | 133.3083 | 23658.3333 | 124438.7619 | 30000 | 0 | 94438.7619 | 94438.7619 | 0 | 6341.6667 | 0 | 0 | 0 | 0 | 0
2022-05-30 20:00 | 0 | 0 | 35584 | 0 | 634 | 0 | 3 | 30000 | 3 | 0 | 30000 | 337675.803 | 19 | 6341.6667 | 2118.5075 | 133.3083 | 23658.3333 | 124438.7619 | 30000 | 0 | 94438.7619 | 94438.7619 | 0 | 6341.6667 | 0 | 0 | 0 | 0 | 0
2022-05-30 21:00 | 0 | 0 | 35584 | 0 | 634 | 0 | 3 | 30000 | 3 | 0 | 30000 | 307675.803 | 19 | 6341.6667 | 2118.5075 | 133.3083 | 23658.3333 | 124438.7619 | 30000 | 0 | 94438.7619 | 94438.7619 | 0 | 6341.6667 | 0 | 0 | 0 | 0 | 0
2022-05-30 22:00 | 0 | 0 | 35584 | 0 | 634 | 0 | 3 | 30000 | 3 | 0 | 30000 | 277675.803 | 19 | 6341.6667 | 2118.5075 | 133.3083 | 23658.3333 | 124438.7619 | 30000 | 0 | 94438.7619 | 94438.7619 | 0 | 6341.6667 | 0 | 0 | 0 | 0 | 0
2022-05-30 23:00 | 0 | 0 | 35584 | 0 | 634 | 0 | 3 | 30000 | 3 | 0 | 30000 | 247675.803 | 19 | 6341.6667 | 2118.5075 | 133.3083 | 23658.3333 | 124438.7619 | 30000 | 0 | 94438.7619 | 94438.7619 | 0 | 6341.6667 | 0 | 0 | 0 | 0 | 0
2022-05-31 | 0 | 0 | 35584 | 0 | 634 | 0 | 3 | 30000 | 3 | 0 | 30000 | 217675.803 | 19 | 6291.6667 | 2118.5075 | 132.2573 | 23708.3333 | 124488.7619 | 30000 | 0 | 94488.7619 | 94488.7619 | 0 | 6291.6667 | 0 | 0 | 0 | 0 | 0
2022-05-31 01:00 | 0 | 0 | 35584 | 0 | 634 | 0 | 3 | 30000 | 3 | 0 | 30000 | 187675.803 | 19 | 6291.6667 | 2118.5075 | 132.2573 | 23708.3333 | 124488.7619 | 30000 | 0 | 94488.7619 | 94488.7619 | 0 | 6291.6667 | 0 | 0 | 0 | 0 | 0
2022-05-31 02:00 | 0 | 0 | 35584 | 0 | 634 | 0 | 3 | 30000 | 3 | 0 | 30000 | 157675.803 | 19 | 6291.6667 | 2118.5075 | 132.2573 | 23708.3333 | 124488.7619 | 30000 | 0 | 94488.7619 | 94488.7619 | 0 | 6291.6667 | 0 | 0 | 0 | 0 | 0
2022-05-31 03:00 | 0 | 0 | 35584 | 0 | 634 | 0 | 3 | 30000 | 3 | 0 | 30000 | 127675.803 | 19 | 6291.6667 | 2118.5075 | 132.2573 | 23708.3333 | 124488.7619 | 30000 | 0 | 94488.7619 | 94488.7619 | 0 | 6291.6667 | 0 | 0 | 0 | 0 | 0
2022-05-31 04:00 | 0 | 0 | 35584 | 0 | 634 | 0 | 3 | 30000 | 3 | 0 | 30000 | 97675.803 | 19 | 6291.6667 | 2118.5075 | 132.2573 | 23708.3333 | 124488.7619 | 30000 | 0 | 94488.7619 | 94488.7619 | 0 | 6291.6667 | 0 | 0 | 0 | 0 | 0
2022-05-31 05:00 | 0.01407 | 0.00122 | 35584 | 485.6469 | 634 | 129.3259 | 3 | 30000 | 3 | 0 | 29870.6741 | 67675.803 | 19 | 6777.3125 | 2118.5075 | 142.466 | 23708.3333 | 124488.7619 | 30485.6459 | 0 | 94003.1161 | 94003.1161 | 485.6459 | 6291.6667 | 0 | 0 | 0 | 0 | 0
2022-05-31 06:00 | 0.1466 | 0.19867 | 35584 | 5060.116 | 634 | 21059.9736 | 3 | 28148.228 | 2.8148 | 0 | 7088.2544 | 37805.1288 | 19 | 9500 | 2118.5075 | 199.6997 | 23708.3333 | 124488.7619 | 33208.3333 | 0 | 91280.4286 | 91280.4286 | 5060.1053 | 4439.8947 | 0 | 0 | 0 | 0 | 0
2022-05-31 07:00 | 0.34065 | 0.35082 | 35584 | 11758.0389 | 634 | 37188.6039 | 3 | 21450.3192 | 2.145 | 15738.2848 | 0 | 30716.8744 | 19 | 9500 | 2118.5075 | 199.6997 | 23708.3333 | 124488.7619 | 33208.3333 | 0 | 91280.4286 | 91280.4286 | 0 | 9500 | 0 | 0 | 0 | 0 | 0
2022-05-31 08:00 | 0.56208 | 0.52333 | 35584 | 19401.0231 | 634 | 55475.492 | 3 | 13807.3511 | 1.3807 | 41668.1409 | 0 | 46455.1592 | 19 | 9500 | 2118.5075 | 199.6997 | 23708.3333 | 124488.7619 | 33208.3333 | 0 | 91280.4286 | 91280.4286 | 0 | 9500 | 0 | 0 | 0 | 0 | 0
2022-05-31 09:00 | 0.75778 | 0.62323 | 35584 | 26155.8982 | 634 | 66065.3715 | 3 | 7052.4902 | 0.70525 | 59012.8813 | 0 | 88123.3001 | 19 | 9500 | 2118.5075 | 199.6997 | 23708.3333 | 124488.7619 | 33208.3333 | 0 | 91280.4286 | 91280.4286 | 9500 | 0 | 0 | 0 | 0 | 0 | 0
2022-05-31 10:00 | 0.9072 | 0.68112 | 35584 | 31313.3507 | 634 | 72201.9894 | 3 | 1895.0486 | 0.1895 | 70306.9408 | 0 | 147136.1814 | 19 | 9500 | 2118.5075 | 199.6997 | 23708.3333 | 124488.7619 | 33208.3333 | 0 | 91280.4286 | 91280.4286 | 7604.9514 | 1895.0486 | 0 | 0 | 0 | 0 | 0
2022-05-31 11:00 | 0.99675 | 0.73785 | 35584 | 34404.3014 | 634 | 78215.6417 | 3 | 0 | 0 | 78215.6417 | 0 | 217443.1222 | 19 | 9500 | 2118.5075 | 199.6997 | 23708.3333 | 124488.7619 | 33208.3333 | 0 | 91280.4286 | 91280.4286 | 9500 | 0 | 0 | 0 | 0 | 0 | 0
2022-05-31 12:00 | 0.99622 | 0.67949 | 35584 | 34386.0077 | 634 | 72029.2016 | 3 | 0 | 0 | 72029.2016 | 0 | 295658.7638 | 19 | 9500 | 2118.5075 | 199.6997 | 23708.3333 | 124488.7619 | 33208.3333 | 0 | 91280.4286 | 91280.4286 | 9500 | 0 | 0 | 0 | 0 | 0 | 0
2022-05-31 13:00 | 0.95133 | 0.60433 | 35584 | 32836.5629 | 634 | 64061.8808 | 3 | 371.8395 | 0.037184 | 63690.0412 | 0 | 367687.9654 | 19 | 9500 | 2118.5075 | 199.6997 | 23708.3333 | 124488.7619 | 33208.3333 | 0 | 91280.4286 | 91280.4286 | 9128.1605 | 371.8395 | 0 | 0 | 0 | 0 | 0
2022-05-31 14:00 | 0.8395 | 0.56982 | 35584 | 28976.585 | 634 | 60403.6551 | 3 | 4231.8094 | 0.42318 | 60403.6551 | 4231.8094 | 431378.0066 | 19 | 9500 | 2118.5075 | 199.6997 | 23708.3333 | 124488.7619 | 33208.3333 | 0 | 91280.4286 | 91280.4286 | 9500 | 0 | 0 | 0 | 0 | 0 | 0
2022-05-31 15:00 | 0.67097 | 0.4794 | 35584 | 23159.5226 | 634 | 50818.7011 | 3 | 10048.8595 | 1.0049 | 40769.8416 | 0 | 487549.8524 | 19 | 9500 | 2118.5075 | 199.6997 | 23708.3333 | 124488.7619 | 33208.3333 | 0 | 91280.4286 | 91280.4286 | 0 | 9500 | 0 | 0 | 0 | 0 | 0
2022-05-31 16:00 | 0.45427 | 0.35126 | 35584 | 15679.8014 | 634 | 37235.246 | 3 | 17528.565 | 1.7529 | 19706.6811 | 0 | 528319.694 | 19 | 9500 | 2118.5075 | 199.6997 | 23708.3333 | 124488.7619 | 33208.3333 | 0 | 91280.4286 | 91280.4286 | 0 | 9500 | 0 | 0 | 0 | 0 | 0
2022-05-31 17:00 | 0.23993 | 0.2081 | 35584 | 8281.539 | 634 | 22059.5989 | 3 | 24926.8117 | 2.4927 | 0 | 2867.2128 | 548026.3751 | 19 | 9500 | 2118.5075 | 199.6997 | 23708.3333 | 124488.7619 | 33208.3333 | 0 | 91280.4286 | 91280.4286 | 0 | 9500 | 0 | 0 | 0 | 0 | 0
2022-05-31 18:00 | 0.08282 | 0.0401 | 35584 | 2858.6549 | 634 | 4250.7925 | 3 | 30000 | 3 | 0 | 25749.2075 | 545159.1622 | 19 | 9150.3155 | 2118.5075 | 192.349 | 23708.3333 | 124488.7619 | 32858.6489 | 0 | 91630.1131 | 91630.1131 | 2858.6489 | 6291.6667 | 0 | 0 | 0 | 0 | 0
2022-05-31 19:00 | 0 | 0 | 35584 | 0 | 634 | 0 | 3 | 30000 | 3 | 0 | 30000 | 519409.9547 | 19 | 6291.6667 | 2118.5075 | 132.2573 | 23708.3333 | 124488.7619 | 30000 | 0 | 94488.7619 | 94488.7619 | 0 | 6291.6667 | 0 | 0 | 0 | 0 | 0
2022-05-31 20:00 | 0 | 0 | 35584 | 0 | 634 | 0 | 3 | 30000 | 3 | 0 | 30000 | 489409.9547 | 19 | 6291.6667 | 2118.5075 | 132.2573 | 23708.3333 | 124488.7619 | 30000 | 0 | 94488.7619 | 94488.7619 | 0 | 6291.6667 | 0 | 0 | 0 | 0 | 0
2022-05-31 21:00 | 0 | 0 | 35584 | 0 | 634 | 0 | 3 | 30000 | 3 | 0 | 30000 | 459409.9547 | 19 | 6291.6667 | 2118.5075 | 132.2573 | 23708.3333 | 124488.7619 | 30000 | 0 | 94488.7619 | 94488.7619 | 0 | 6291.6667 | 0 | 0 | 0 | 0 | 0
2022-05-31 22:00 | 0 | 0 | 35584 | 0 | 634 | 0 | 3 | 30000 | 3 | 0 | 30000 | 429409.9547 | 19 | 6291.6667 | 2118.5075 | 132.2573 | 23708.3333 | 124488.7619 | 30000 | 0 | 94488.7619 | 94488.7619 | 0 | 6291.6667 | 0 | 0 | 0 | 0 | 0
2022-05-31 23:00 | 0 | 0 | 35584 | 0 | 634 | 0 | 3 | 30000 | 3 | 0 | 30000 | 399409.9547 | 19 | 6291.6667 | 2118.5075 | 132.2573 | 23708.3333 | 124488.7619 | 30000 | 0 | 94488.7619 | 94488.7619 | 0 | 6291.6667 | 0 | 0 | 0 | 0 | 0
2022-06-01 | 0 | 0 | 35584 | 0 | 634 | 0 | 3 | 30000 | 3 | 0 | 30000 | 369409.9547 | 19 | 7070.8333 | 2689.7363 | 148.6361 | 22929.1667 | 150883.7637 | 30000 | 0 | 120883.7637 | 120883.7637 | 0 | 7070.8333 | 0 | 0 | 0 | 0 | 0
2022-06-01 01:00 | 0 | 0 | 35584 | 0 | 634 | 0 | 3 | 30000 | 3 | 0 | 30000 | 339409.9547 | 19 | 7070.8333 | 2689.7363 | 148.6361 | 22929.1667 | 150883.7637 | 30000 | 0 | 120883.7637 | 120883.7637 | 0 | 7070.8333 | 0 | 0 | 0 | 0 | 0
2022-06-01 02:00 | 0 | 0 | 35584 | 0 | 634 | 0 | 3 | 30000 | 3 | 0 | 30000 | 309409.9547 | 19 | 7070.8333 | 2689.7363 | 148.6361 | 22929.1667 | 150883.7637 | 30000 | 0 | 120883.7637 | 120883.7637 | 0 | 7070.8333 | 0 | 0 | 0 | 0 | 0
2022-06-01 03:00 | 0 | 0 | 35584 | 0 | 634 | 0 | 3 | 30000 | 3 | 0 | 30000 | 279409.9547 | 19 | 7070.8333 | 2689.7363 | 148.6361 | 22929.1667 | 150883.7637 | 30000 | 0 | 120883.7637 | 120883.7637 | 0 | 7070.8333 | 0 | 0 | 0 | 0 | 0
2022-06-01 04:00 | 0 | 0 | 35584 | 0 | 634 | 0 | 3 | 30000 | 3 | 0 | 30000 | 249409.9547 | 19 | 7070.8333 | 2689.7363 | 148.6361 | 22929.1667 | 150883.7637 | 30000 | 0 | 120883.7637 | 120883.7637 | 0 | 7070.8333 | 0 | 0 | 0 | 0 | 0
2022-06-01 05:00 | 0.01395 | 0.00043 | 35584 | 481.5049 | 634 | 45.5821 | 3 | 30000 | 3 | 0 | 29954.4179 | 219409.9547 | 19 | 7552.3372 | 2689.7363 | 158.7578 | 22929.1667 | 150883.7637 | 30481.5039 | 0 | 120402.2599 | 120402.2599 | 481.5039 | 7070.8333 | 0 | 0 | 0 | 0 | 0
2022-06-01 06:00 | 0.14423 | 0.17807 | 35584 | 4978.3119 | 634 | 18876.2747 | 3 | 27450.8652 | 2.7451 | 0 | 8574.5905 | 189455.5368 | 19 | 9500 | 2689.7363 | 199.6997 | 22929.1667 | 150883.7637 | 32429.1667 | 0 | 118454.5971 | 118454.5971 | 4978.3014 | 4521.6986 | 0 | 0 | 0 | 0 | 0
2022-06-01 07:00 | 0.32677 | 0.29006 | 35584 | 11278.9502 | 634 | 30747.7523 | 3 | 21150.2402 | 2.115 | 9597.512 | 0 | 180880.9463 | 19 | 9500 | 2689.7363 | 199.6997 | 22929.1667 | 150883.7637 | 32429.1667 | 0 | 118454.5971 | 118454.5971 | 9500 | 0 | 0 | 0 | 0 | 0 | 0
2022-06-01 08:00 | 0.54808 | 0.45886 | 35584 | 18917.7924 | 634 | 48641.3625 | 3 | 13511.4141 | 1.3511 | 35129.9484 | 0 | 190478.4583 | 19 | 9500 | 2689.7363 | 199.6997 | 22929.1667 | 150883.7637 | 32429.1667 | 0 | 118454.5971 | 118454.5971 | 0 | 9500 | 0 | 0 | 0 | 0 | 0
2022-06-01 09:00 | 0.7445 | 0.55707 | 35584 | 25697.5194 | 634 | 59052.0939 | 3 | 6731.7014 | 0.67317 | 52320.3925 | 0 | 225608.4067 | 19 | 9500 | 2689.7363 | 199.6997 | 22929.1667 | 150883.7637 | 32429.1667 | 0 | 118454.5971 | 118454.5971 | 2768.2986 | 6731.7014 | 0 | 0 | 0 | 0 | 0
2022-06-01 10:00 | 0.89422 | 0.62168 | 35584 | 30865.3267 | 634 | 65901.0641 | 3 | 1563.9049 | 0.15639 | 64337.1592 | 0 | 277928.7992 | 19 | 9500 | 2689.7363 | 199.6997 | 22929.1667 | 150883.7637 | 32429.1667 | 0 | 118454.5971 | 118454.5971 | 7936.0951 | 1563.9049 | 0 | 0 | 0 | 0 | 0
2022-06-01 11:00 | 0.9841 | 0.68165 | 35584 | 33967.668 | 634 | 72258.1719 | 3 | 0 | 0 | 72258.1719 | 0 | 342265.9584 | 19 | 9500 | 2689.7363 | 199.6997 | 22929.1667 | 150883.7637 | 32429.1667 | 0 | 118454.5971 | 118454.5971 | 9500 | 0 | 0 | 0 | 0 | 0 | 0
2022-06-01 12:00 | 0.99925 | 0.68085 | 35584 | 34490.5926 | 634 | 72173.3681 | 3 | 0 | 0 | 72173.3681 | 0 | 414524.1303 | 19 | 9500 | 2689.7363 | 199.6997 | 22929.1667 | 150883.7637 | 32429.1667 | 0 | 118454.5971 | 118454.5971 | 9500 | 0 | 0 | 0 | 0 | 0 | 0
2022-06-01 13:00 | 0.9523 | 0.62055 | 35584 | 32870.0439 | 634 | 65781.2786 | 3 | 0 | 0 | 65781.2786 | 0 | 486697.4984 | 19 | 9500 | 2689.7363 | 199.6997 | 22929.1667 | 150883.7637 | 32429.1667 | 0 | 118454.5971 | 118454.5971 | 9500 | 0 | 0 | 0 | 0 | 0 | 0
2022-06-01 14:00 | 0.83008 | 0.55632 | 35584 | 28651.4397 | 634 | 58972.5903 | 3 | 3777.7873 | 0.37778 | 55194.8031 | 0 | 552478.777 | 19 | 9500 | 2689.7363 | 199.6997 | 22929.1667 | 150883.7637 | 32429.1667 | 0 | 118454.5971 | 118454.5971 | 9500 | 0 | 0 | 0 | 0 | 0 | 0
2022-06-01 15:00 | 0.65572 | 0.48001 | 35584 | 22633.1463 | 634 | 50883.364 | 3 | 9796.0681 | 0.97961 | 41087.296 | 0 | 607673.5801 | 19 | 9500 | 2689.7363 | 199.6997 | 22929.1667 | 150883.7637 | 32429.1667 | 0 | 118454.5971 | 118454.5971 | 9500 | 0 | 0 | 0 | 0 | 0 | 0
2022-06-01 16:00 | 0.45123 | 0.36321 | 35584 | 15574.8713 | 634 | 38502.0034 | 3 | 16854.3282 | 1.6854 | 38502.0034 | 16854.3282 | 648760.8761 | 19 | 9500 | 2689.7363 | 199.6997 | 22929.1667 | 150883.7637 | 32429.1667 | 0 | 118454.5971 | 118454.5971 | 9500 | 0 | 0 | 0 | 0 | 0 | 0
2022-06-01 17:00 | 0.24175 | 0.20932 | 35584 | 8344.359 | 634 | 22188.9247 | 3 | 24084.8252 | 2.4085 | 0 | 1895.9005 | 670408.5513 | 19 | 9500 | 2689.7363 | 199.6997 | 22929.1667 | 150883.7637 | 32429.1667 | 0 | 118454.5971 | 118454.5971 | 0 | 9500 | 0 | 0 | 0 | 0 | 0
2022-06-01 18:00 | 0.08065 | 0.03608 | 35584 | 2783.7541 | 634 | 3824.6532 | 3 | 29645.4184 | 2.9645 | 0 | 25820.7652 | 668512.6508 | 19 | 9500 | 2689.7363 | 199.6997 | 22929.1667 | 150883.7637 | 32429.1667 | 0 | 118454.5971 | 118454.5971 | 2783.7483 | 6716.2517 | 0 | 0 | 0 | 0 | 0
2022-06-01 19:00 | 0 | 0 | 35584 | 0 | 634 | 0 | 3 | 30000 | 3 | 0 | 30000 | 642691.8856 | 19 | 7070.8333 | 2689.7363 | 148.6361 | 22929.1667 | 150883.7637 | 30000 | 0 | 120883.7637 | 120883.7637 | 0 | 7070.8333 | 0 | 0 | 0 | 0 | 0
2022-06-01 20:00 | 0 | 0 | 35584 | 0 | 634 | 0 | 3 | 30000 | 3 | 0 | 30000 | 612691.8856 | 19 | 7070.8333 | 2689.7363 | 148.6361 | 22929.1667 | 150883.7637 | 30000 | 0 | 120883.7637 | 120883.7637 | 0 | 7070.8333 | 0 | 0 | 0 | 0 | 0
2022-06-01 21:00 | 0 | 0 | 35584 | 0 | 634 | 0 | 3 | 30000 | 3 | 0 | 30000 | 582691.8856 | 19 | 7070.8333 | 2689.7363 | 148.6361 | 22929.1667 | 150883.7637 | 30000 | 0 | 120883.7637 | 120883.7637 | 0 | 7070.8333 | 0 | 0 | 0 | 0 | 0
2022-06-01 22:00 | 0 | 0 | 35584 | 0 | 634 | 0 | 3 | 30000 | 3 | 0 | 30000 | 552691.8856 | 19 | 7070.8333 | 2689.7363 | 148.6361 | 22929.1667 | 150883.7637 | 30000 | 0 | 120883.7637 | 120883.7637 | 0 | 7070.8333 | 0 | 0 | 0 | 0 | 0
2022-06-01 23:00 | 0 | 0 | 35584 | 0 | 634 | 0 | 3 | 30000 | 3 | 0 | 30000 | 522691.8856 | 19 | 7070.8333 | 2689.7363 | 148.6361 | 22929.1667 | 150883.7637 | 30000 | 0 | 120883.7637 | 120883.7637 | 0 | 7070.8333 | 0 | 0 | 0 | 0 | 0
2022-06-02 | 0 | 0 | 35584 | 0 | 634 | 0 | 3 | 30000 | 3 | 0 | 30000 | 492691.8856 | 19 | 7104.1667 | 2689.7363 | 149.3368 | 22895.8333 | 150850.4304 | 30000 | 0 | 120850.4304 | 120850.4304 | 0 | 7104.1667 | 0 | 0 | 0 | 0 | 0
2022-06-02 01:00 | 0 | 0 | 35584 | 0 | 634 | 0 | 3 | 30000 | 3 | 0 | 30000 | 462691.8856 | 19 | 7104.1667 | 2689.7363 | 149.3368 | 22895.8333 | 150850.4304 | 30000 | 0 | 120850.4304 | 120850.4304 | 0 | 7104.1667 | 0 | 0 | 0 | 0 | 0
2022-06-02 02:00 | 0 | 0 | 35584 | 0 | 634 | 0 | 3 | 30000 | 3 | 0 | 30000 | 432691.8856 | 19 | 7104.1667 | 2689.7363 | 149.3368 | 22895.8333 | 150850.4304 | 30000 | 0 | 120850.4304 | 120850.4304 | 0 | 7104.1667 | 0 | 0 | 0 | 0 | 0
2022-06-02 03:00 | 0 | 0 | 35584 | 0 | 634 | 0 | 3 | 30000 | 3 | 0 | 30000 | 402691.8856 | 19 | 7104.1667 | 2689.7363 | 149.3368 | 22895.8333 | 150850.4304 | 30000 | 0 | 120850.4304 | 120850.4304 | 0 | 7104.1667 | 0 | 0 | 0 | 0 | 0
2022-06-02 04:00 | 0 | 0 | 35584 | 0 | 634 | 0 | 3 | 30000 | 3 | 0 | 30000 | 372691.8856 | 19 | 7104.1667 | 2689.7363 | 149.3368 | 22895.8333 | 150850.4304 | 30000 | 0 | 120850.4304 | 120850.4304 | 0 | 7104.1667 | 0 | 0 | 0 | 0 | 0
2022-06-02 05:00 | 0.01395 | 0.00054 | 35584 | 481.5049 | 634 | 57.2426 | 3 | 30000 | 3 | 0 | 29942.7574 | 342691.8856 | 19 | 7585.6705 | 2689.7363 | 159.4585 | 22895.8333 | 150850.4304 | 30481.5039 | 0 | 120368.9265 | 120368.9265 | 481.5039 | 7104.1667 | 0 | 0 | 0 | 0 | 0
2022-06-02 06:00 | 0.1317 | 0.08622 | 35584 | 4545.8204 | 634 | 9139.7339 | 3 | 27850.0225 | 2.785 | 0 | 18710.2886 | 312749.1282 | 19 | 9500 | 2689.7363 | 199.6997 | 22895.8333 | 150850.4304 | 32395.8333 | 0 | 118454.5971 | 118454.5971 | 4545.8108 | 4954.1892 | 0 | 0 | 0 | 0 | 0
2022-06-02 07:00 | 0.3118 | 0.22213 | 35584 | 10762.2385 | 634 | 23546.8462 | 3 | 21633.6175 | 2.1634 | 1913.2287 | 0 | 294038.8396 | 19 | 9500 | 2689.7363 | 199.6997 | 22895.8333 | 150850.4304 | 32395.8333 | 0 | 118454.5971 | 118454.5971 | 0 | 9500 | 0 | 0 | 0 | 0 | 0
2022-06-02 08:00 | 0.52762 | 0.34026 | 35584 | 18211.5852 | 634 | 36069.1932 | 3 | 14184.2865 | 1.4184 | 21884.9067 | 0 | 295952.0683 | 19 | 9500 | 2689.7363 | 199.6997 | 22895.8333 | 150850.4304 | 32395.8333 | 0 | 118454.5971 | 118454.5971 | 9500 | 0 | 0 | 0 | 0 | 0 | 0
2022-06-02 09:00 | 0.73497 | 0.48029 | 35584 | 25368.5773 | 634 | 50913.0454 | 3 | 7027.3094 | 0.70273 | 43885.736 | 0 | 317836.975 | 19 | 9500 | 2689.7363 | 199.6997 | 22895.8333 | 150850.4304 | 32395.8333 | 0 | 118454.5971 | 118454.5971 | 2472.6906 | 7027.3094 | 0 | 0 | 0 | 0 | 0
2022-06-02 10:00 | 0.78872 | 0.16719 | 35584 | 27223.8381 | 634 | 17722.9425 | 3 | 5172.0525 | 0.51721 | 12550.89 | 0 | 361722.711 | 19 | 9500 | 2689.7363 | 199.6997 | 22895.8333 | 150850.4304 | 32395.8333 | 0 | 118454.5971 | 118454.5971 | 4327.9475 | 5172.0525 | 0 | 0 | 0 | 0 | 0
2022-06-02 11:00 | 0.83255 | 0.2143 | 35584 | 28736.6954 | 634 | 22716.8286 | 3 | 3659.1984 | 0.36592 | 19057.6302 | 0 | 374273.6009 | 19 | 9500 | 2689.7363 | 199.6997 | 22895.8333 | 150850.4304 | 32395.8333 | 0 | 118454.5971 | 118454.5971 | 9500 | 0 | 0 | 0 | 0 | 0 | 0
2022-06-02 12:00 | 0.87028 | 0.2174 | 35584 | 30039.0022 | 634 | 23045.4435 | 3 | 2356.8944 | 0.23569 | 20688.5492 | 0 | 393331.2312 | 19 | 9500 | 2689.7363 | 199.6997 | 22895.8333 | 150850.4304 | 32395.8333 | 0 | 118454.5971 | 118454.5971 | 7143.1056 | 2356.8944 | 0 | 0 | 0 | 0 | 0
2022-06-02 13:00 | 0.85478 | 0.3241 | 35584 | 29503.9968 | 634 | 34356.1557 | 3 | 2891.8987 | 0.28919 | 31464.257 | 0 | 414019.7803 | 19 | 9500 | 2689.7363 | 199.6997 | 22895.8333 | 150850.4304 | 32395.8333 | 0 | 118454.5971 | 118454.5971 | 9500 | 0 | 0 | 0 | 0 | 0 | 0
2022-06-02 14:00 | 0.71928 | 0.21268 | 35584 | 24827.0137 | 634 | 22545.1009 | 3 | 7568.8719 | 0.75689 | 14976.229 | 0 | 445484.0373 | 19 | 9500 | 2689.7363 | 199.6997 | 22895.8333 | 150850.4304 | 32395.8333 | 0 | 118454.5971 | 118454.5971 | 1931.1281 | 7568.8719 | 0 | 0 | 0 | 0 | 0
2022-06-02 15:00 | 0.56467 | 0.19189 | 35584 | 19490.4208 | 634 | 20341.2611 | 3 | 12905.4536 | 1.2905 | 7435.8075 | 0 | 460460.2663 | 19 | 9500 | 2689.7363 | 199.6997 | 22895.8333 | 150850.4304 | 32395.8333 | 0 | 118454.5971 | 118454.5971 | 9500 | 0 | 0 | 0 | 0 | 0 | 0
2022-06-02 16:00 | 0.40823 | 0.19313 | 35584 | 14090.6626 | 634 | 20472.707 | 3 | 18305.2004 | 1.8305 | 2167.5067 | 0 | 467896.0738 | 19 | 9500 | 2689.7363 | 199.6997 | 22895.8333 | 150850.4304 | 32395.8333 | 0 | 118454.5971 | 118454.5971 | 9500 | 0 | 0 | 0 | 0 | 0 | 0
2022-06-02 17:00 | 0.21768 | 0.09699 | 35584 | 7513.5474 | 634 | 10281.4056 | 3 | 24882.3018 | 2.4882 | 0 | 14600.8962 | 470063.5804 | 19 | 9500 | 2689.7363 | 199.6997 | 22895.8333 | 150850.4304 | 32395.8333 | 0 | 118454.5971 | 118454.5971 | 7513.5315 | 1986.4685 | 0 | 0 | 0 | 0 | 0
2022-06-02 18:00 | 0.07622 | 0.01647 | 35584 | 2630.8461 | 634 | 1745.8991 | 3 | 29764.9928 | 2.9765 | 0 | 28019.0937 | 455462.6842 | 19 | 9500 | 2689.7363 | 199.6997 | 22895.8333 | 150850.4304 | 32395.8333 | 0 | 118454.5971 | 118454.5971 | 2630.8406 | 6869.1594 | 0 | 0 | 0 | 0 | 0
2022-06-02 19:00 | 0 | 0 | 35584 | 0 | 634 | 0 | 3 | 30000 | 3 | 0 | 30000 | 427443.5905 | 19 | 7104.1667 | 2689.7363 | 149.3368 | 22895.8333 | 150850.4304 | 30000 | 0 | 120850.4304 | 120850.4304 | 0 | 7104.1667 | 0 | 0 | 0 | 0 | 0
2022-06-02 20:00 | 0 | 0 | 35584 | 0 | 634 | 0 | 3 | 30000 | 3 | 0 | 30000 | 397443.5905 | 19 | 7104.1667 | 2689.7363 | 149.3368 | 22895.8333 | 150850.4304 | 30000 | 0 | 120850.4304 | 120850.4304 | 0 | 7104.1667 | 0 | 0 | 0 | 0 | 0
2022-06-02 21:00 | 0 | 0 | 35584 | 0 | 634 | 0 | 3 | 30000 | 3 | 0 | 30000 | 367443.5905 | 19 | 7104.1667 | 2689.7363 | 149.3368 | 22895.8333 | 150850.4304 | 30000 | 0 | 120850.4304 | 120850.4304 | 0 | 7104.1667 | 0 | 0 | 0 | 0 | 0
2022-06-02 22:00 | 0 | 0 | 35584 | 0 | 634 | 0 | 3 | 30000 | 3 | 0 | 30000 | 337443.5905 | 19 | 7104.1667 | 2689.7363 | 149.3368 | 22895.8333 | 150850.4304 | 30000 | 0 | 120850.4304 | 120850.4304 | 0 | 7104.1667 | 0 | 0 | 0 | 0 | 0
2022-06-02 23:00 | 0 | 0 | 35584 | 0 | 634 | 0 | 3 | 30000 | 3 | 0 | 30000 | 307443.5905 | 19 | 7104.1667 | 2689.7363 | 149.3368 | 22895.8333 | 150850.4304 | 30000 | 0 | 120850.4304 | 120850.4304 | 0 | 7104.1667 | 0 | 0 | 0 | 0 | 0
2022-06-03 | 0 | 0 | 35584 | 0 | 634 | 0 | 3 | 30000 | 3 | 0 | 30000 | 277443.5905 | 19 | 6875 | 2689.7363 | 144.5195 | 23125 | 151079.5971 | 30000 | 0 | 121079.5971 | 121079.5971 | 0 | 6875 | 0 | 0 | 0 | 0 | 0
2022-06-03 01:00 | 0 | 0 | 35584 | 0 | 634 | 0 | 3 | 30000 | 3 | 0 | 30000 | 247443.5905 | 19 | 6875 | 2689.7363 | 144.5195 | 23125 | 151079.5971 | 30000 | 0 | 121079.5971 | 121079.5971 | 0 | 6875 | 0 | 0 | 0 | 0 | 0
2022-06-03 02:00 | 0 | 0 | 35584 | 0 | 634 | 0 | 3 | 30000 | 3 | 0 | 30000 | 217443.5905 | 19 | 6875 | 2689.7363 | 144.5195 | 23125 | 151079.5971 | 30000 | 0 | 121079.5971 | 121079.5971 | 0 | 6875 | 0 | 0 | 0 | 0 | 0
2022-06-03 03:00 | 0 | 0 | 35584 | 0 | 634 | 0 | 3 | 30000 | 3 | 0 | 30000 | 187443.5905 | 19 | 6875 | 2689.7363 | 144.5195 | 23125 | 151079.5971 | 30000 | 0 | 121079.5971 | 121079.5971 | 0 | 6875 | 0 | 0 | 0 | 0 | 0
2022-06-03 04:00 | 0 | 0 | 35584 | 0 | 634 | 0 | 3 | 30000 | 3 | 0 | 30000 | 157443.5905 | 19 | 6875 | 2689.7363 | 144.5195 | 23125 | 151079.5971 | 30000 | 0 | 121079.5971 | 121079.5971 | 0 | 6875 | 0 | 0 | 0 | 0 | 0
2022-06-03 05:00 | 0.01588 | 0.00346 | 35584 | 548.1217 | 634 | 366.7766 | 3 | 30000 | 3 | 366.7766 | 30000 | 127443.5905 | 19 | 7423.1205 | 2689.7363 | 156.0416 | 23125 | 151079.5971 | 30548.1205 | 0 | 120531.4765 | 120531.4765 | 548.1205 | 6875 | 0 | 0 | 0 | 0 | 0
2022-06-03 06:00 | 0.15825 | 0.22845 | 35584 | 5462.233 | 634 | 24216.7966 | 3 | 27162.7785 | 2.7163 | 0 | 2945.982 | 97810.3671 | 19 | 9500 | 2689.7363 | 199.6997 | 23125 | 151079.5971 | 32625 | 0 | 118454.5971 | 118454.5971 | 5462.2215 | 4037.7785 | 0 | 0 | 0 | 0 | 0
2022-06-03 07:00 | 0.37067 | 0.46153 | 35584 | 12794.2236 | 634 | 48924.3953 | 3 | 19830.8033 | 1.9831 | 29093.592 | 0 | 94864.3851 | 19 | 9500 | 2689.7363 | 199.6997 | 23125 | 151079.5971 | 32625 | 0 | 118454.5971 | 118454.5971 | 9500 | 0 | 0 | 0 | 0 | 0 | 0
2022-06-03 08:00 | 0.59212 | 0.62407 | 35584 | 20437.8981 | 634 | 66154.4155 | 3 | 12187.1449 | 1.2187 | 53967.2706 | 0 | 123957.9772 | 19 | 9500 | 2689.7363 | 199.6997 | 23125 | 151079.5971 | 32625 | 0 | 118454.5971 | 118454.5971 | 0 | 9500 | 0 | 0 | 0 | 0 | 0
2022-06-03 09:00 | 0.78565 | 0.69972 | 35584 | 27117.8725 | 634 | 74173.6787 | 3 | 5507.1846 | 0.55072 | 68666.4941 | 0 | 177925.2478 | 19 | 9500 | 2689.7363 | 199.6997 | 23125 | 151079.5971 | 32625 | 0 | 118454.5971 | 118454.5971 | 3992.8154 | 5507.1846 | 0 | 0 | 0 | 0 | 0
2022-06-03 10:00 | 0.93197 | 0.75185 | 35584 | 32168.3239 | 634 | 79699.7089 | 3 | 456.7439 | 0.045674 | 79242.965 | 0 | 246591.7419 | 19 | 9500 | 2689.7363 | 199.6997 | 23125 | 151079.5971 | 32625 | 0 | 118454.5971 | 118454.5971 | 9500 | 0 | 0 | 0 | 0 | 0 | 0
2022-06-03 11:00 | 1.0194 | 0.82566 | 35584 | 35187.8255 | 634 | 87523.9232 | 3 | 0 | 0 | 87523.9232 | 0 | 325834.7069 | 19 | 9500 | 2689.7363 | 199.6997 | 23125 | 151079.5971 | 32625 | 0 | 118454.5971 | 118454.5971 | 9500 | 0 | 0 | 0 | 0 | 0 | 0
2022-06-03 12:00 | 1.0397 | 0.7759 | 35584 | 35885.0584 | 634 | 82249.1243 | 3 | 0 | 0 | 82249.1243 | 0 | 413358.6301 | 19 | 9500 | 2689.7363 | 199.6997 | 23125 | 151079.5971 | 32625 | 0 | 118454.5971 | 118454.5971 | 9500 | 0 | 0 | 0 | 0 | 0 | 0
2022-06-03 13:00 | 0.99983 | 0.78464 | 35584 | 34510.6122 | 634 | 83175.6063 | 3 | 0 | 0 | 83175.6063 | 0 | 495607.7544 | 19 | 9500 | 2689.7363 | 199.6997 | 23125 | 151079.5971 | 32625 | 0 | 118454.5971 | 118454.5971 | 9500 | 0 | 0 | 0 | 0 | 0 | 0
2022-06-03 14:00 | 0.8884 | 0.73678 | 35584 | 30664.4408 | 634 | 78102.2165 | 3 | 1960.6237 | 0.19606 | 76141.5928 | 0 | 578783.3607 | 19 | 9500 | 2689.7363 | 199.6997 | 23125 | 151079.5971 | 32625 | 0 | 118454.5971 | 118454.5971 | 9500 | 0 | 0 | 0 | 0 | 0 | 0
2022-06-03 15:00 | 0.6508 | 0.40826 | 35584 | 22463.3252 | 634 | 43277.5196 | 3 | 10161.7221 | 1.0162 | 33115.7975 | 0 | 654924.9535 | 19 | 9500 | 2689.7363 | 199.6997 | 23125 | 151079.5971 | 32625 | 0 | 118454.5971 | 118454.5971 | 0 | 9500 | 0 | 0 | 0 | 0 | 0
2022-06-03 16:00 | 0.40633 | 0.08629 | 35584 | 14025.0813 | 634 | 9147.1542 | 3 | 18599.9482 | 1.86 | 0 | 9452.794 | 688040.751 | 19 | 9500 | 2689.7363 | 199.6997 | 23125 | 151079.5971 | 32625 | 0 | 118454.5971 | 118454.5971 | 9500 | 0 | 0 | 0 | 0 | 0 | 0
2022-06-03 17:00 | 0.2205 | 0.02701 | 35584 | 7610.8838 | 634 | 2863.1896 | 3 | 25014.1322 | 2.5014 | 0 | 22150.9425 | 678587.957 | 19 | 9500 | 2689.7363 | 199.6997 | 23125 | 151079.5971 | 32625 | 0 | 118454.5971 | 118454.5971 | 7610.8678 | 1889.1322 | 0 | 0 | 0 | 0 | 0
2022-06-03 18:00 | 0.0789 | 0.01507 | 35584 | 2723.3503 | 634 | 1597.4923 | 3 | 30000 | 3 | 0 | 28402.5077 | 656437.0145 | 19 | 9500 | 2689.7363 | 199.6997 | 23125 | 151079.5971 | 32625 | 0 | 118454.5971 | 118454.5971 | 2723.3445 | 6776.6555 | 0 | 0 | 0 | 98.3445 | 0
2022-06-03 19:00 | 0 | 0 | 35584 | 0 | 634 | 0 | 3 | 30000 | 3 | 0 | 30000 | 628034.5068 | 19 | 6875 | 2689.7363 | 144.5195 | 23125 | 151079.5971 | 30000 | 0 | 121079.5971 | 121079.5971 | 0 | 6875 | 0 | 0 | 0 | 0 | 0
2022-06-03 20:00 | 0 | 0 | 35584 | 0 | 634 | 0 | 3 | 30000 | 3 | 0 | 30000 | 598034.5068 | 19 | 6875 | 2689.7363 | 144.5195 | 23125 | 151079.5971 | 30000 | 0 | 121079.5971 | 121079.5971 | 0 | 6875 | 0 | 0 | 0 | 0 | 0
2022-06-03 21:00 | 0 | 0 | 35584 | 0 | 634 | 0 | 3 | 30000 | 3 | 0 | 30000 | 568034.5068 | 19 | 6875 | 2689.7363 | 144.5195 | 23125 | 151079.5971 | 30000 | 0 | 121079.5971 | 121079.5971 | 0 | 6875 | 0 | 0 | 0 | 0 | 0
2022-06-03 22:00 | 0 | 0 | 35584 | 0 | 634 | 0 | 3 | 30000 | 3 | 0 | 30000 | 538034.5068 | 19 | 6875 | 2689.7363 | 144.5195 | 23125 | 151079.5971 | 30000 | 0 | 121079.5971 | 121079.5971 | 0 | 6875 | 0 | 0 | 0 | 0 | 0
2022-06-03 23:00 | 0 | 0 | 35584 | 0 | 634 | 0 | 3 | 30000 | 3 | 0 | 30000 | 508034.5068 | 19 | 6875 | 2689.7363 | 144.5195 | 23125 | 151079.5971 | 30000 | 0 | 121079.5971 | 121079.5971 | 0 | 6875 | 0 | 0 | 0 | 0 | 0
2022-06-04 | 0 | 0 | 35584 | 0 | 634 | 0 | 3 | 30000 | 3 | 0 | 30000 | 478034.5068 | 19 | 6400 | 2689.7363 | 134.5345 | 23600 | 151554.5971 | 30000 | 0 | 121554.5971 | 121554.5971 | 0 | 6400 | 0 | 0 | 0 | 0 | 0
2022-06-04 01:00 | 0 | 0 | 35584 | 0 | 634 | 0 | 3 | 30000 | 3 | 0 | 30000 | 448034.5068 | 19 | 6400 | 2689.7363 | 134.5345 | 23600 | 151554.5971 | 30000 | 0 | 121554.5971 | 121554.5971 | 0 | 6400 | 0 | 0 | 0 | 0 | 0
2022-06-04 02:00 | 0 | 0 | 35584 | 0 | 634 | 0 | 3 | 30000 | 3 | 0 | 30000 | 418034.5068 | 19 | 6400 | 2689.7363 | 134.5345 | 23600 | 151554.5971 | 30000 | 0 | 121554.5971 | 121554.5971 | 0 | 6400 | 0 | 0 | 0 | 0 | 0
2022-06-04 03:00 | 0 | 0 | 35584 | 0 | 634 | 0 | 3 | 30000 | 3 | 0 | 30000 | 388034.5068 | 19 | 6400 | 2689.7363 | 134.5345 | 23600 | 151554.5971 | 30000 | 0 | 121554.5971 | 121554.5971 | 0 | 6400 | 0 | 0 | 0 | 0 | 0
2022-06-04 04:00 | 0 | 0 | 35584 | 0 | 634 | 0 | 3 | 30000 | 3 | 0 | 30000 | 358034.5068 | 19 | 6400 | 2689.7363 | 134.5345 | 23600 | 151554.5971 | 30000 | 0 | 121554.5971 | 121554.5971 | 0 | 6400 | 0 | 0 | 0 | 0 | 0
2022-06-04 05:00 | 0.01532 | 0.00131 | 35584 | 528.7925 | 634 | 138.8663 | 3 | 30000 | 3 | 0 | 29861.1337 | 328034.5068 | 19 | 6928.7914 | 2689.7363 | 145.6503 | 23600 | 151554.5971 | 30528.7914 | 0 | 121025.8057 | 121025.8057 | 0 | 6928.7914 | 0 | 0 | 0 | 0 | 0
2022-06-04 06:00 | 0.13662 | 0.09035 | 35584 | 4715.6415 | 634 | 9577.5337 | 3 | 28384.3684 | 2.8384 | 0 | 18806.8348 | 298173.3731 | 19 | 9500 | 2689.7363 | 199.6997 | 23600 | 151554.5971 | 33100 | 0 | 118454.5971 | 118454.5971 | 4715.6316 | 4784.3684 | 0 | 0 | 0 | 0 | 0
2022-06-04 07:00 | 0.31525 | 0.21288 | 35584 | 10881.3203 | 634 | 22566.3018 | 3 | 22218.7026 | 2.2219 | 347.5992 | 0 | 279366.5383 | 19 | 9500 | 2689.7363 | 199.6997 | 23600 | 151554.5971 | 33100 | 0 | 118454.5971 | 118454.5971 | 0 | 9500 | 0 | 0 | 0 | 0 | 0
2022-06-04 08:00 | 0.52392 | 0.34686 | 35584 | 18083.8742 | 634 | 36768.8249 | 3 | 15016.1639 | 1.5016 | 21752.6611 | 0 | 279714.1376 | 19 | 9500 | 2689.7363 | 199.6997 | 23600 | 151554.5971 | 33100 | 0 | 118454.5971 | 118454.5971 | 0 | 9500 | 0 | 0 | 0 | 0 | 0
2022-06-04 09:00 | 0.75495 | 0.59271 | 35584 | 26058.2166 | 634 | 62830.105 | 3 | 7041.8383 | 0.70418 | 55788.2667 | 0 | 301466.7986 | 19 | 9500 | 2689.7363 | 199.6997 | 23600 | 151554.5971 | 33100 | 0 | 118454.5971 | 118454.5971 | 2458.1617 | 7041.8383 | 0 | 0 | 0 | 0 | 0
2022-06-04 10:00 | 0.8619 | 0.54216 | 35584 | 29749.7541 | 634 | 57471.5624 | 3 | 3350.3085 | 0.33503 | 54121.2538 | 0 | 357255.0653 | 19 | 9500 | 2689.7363 | 199.6997 | 23600 | 151554.5971 | 33100 | 0 | 118454.5971 | 118454.5971 | 9500 | 0 | 0 | 0 | 0 | 0 | 0
2022-06-04 11:00 | 0.93103 | 0.49212 | 35584 | 32135.8784 | 634 | 52167.0822 | 3 | 964.1893 | 0.096419 | 51202.8929 | 0 | 411376.3192 | 19 | 9500 | 2689.7363 | 199.6997 | 23600 | 151554.5971 | 33100 | 0 | 118454.5971 | 118454.5971 | 9500 | 0 | 0 | 0 | 0 | 0 | 0
2022-06-04 12:00 | 0.95322 | 0.50601 | 35584 | 32901.7991 | 634 | 53639.4888 | 3 | 198.2702 | 0.019827 | 53441.2186 | 0 | 462579.2121 | 19 | 9500 | 2689.7363 | 199.6997 | 23600 | 151554.5971 | 33100 | 0 | 118454.5971 | 118454.5971 | 9301.7298 | 198.2702 | 0 | 0 | 0 | 0 | 0
2022-06-04 13:00 | 0.833 | 0.36387 | 35584 | 28752.2278 | 634 | 38571.9666 | 3 | 4347.8327 | 0.43478 | 34224.1339 | 0 | 516020.4307 | 19 | 9500 | 2689.7363 | 199.6997 | 23600 | 151554.5971 | 33100 | 0 | 118454.5971 | 118454.5971 | 5152.1673 | 4347.8327 | 0 | 0 | 0 | 0 | 0
2022-06-04 14:00 | 0.7595 | 0.28853 | 35584 | 26215.2666 | 634 | 30585.5649 | 3 | 6884.7886 | 0.68848 | 23700.7763 | 0 | 550244.5646 | 19 | 9500 | 2689.7363 | 199.6997 | 23600 | 151554.5971 | 33100 | 0 | 118454.5971 | 118454.5971 | 9500 | 0 | 0 | 0 | 0 | 0 | 0
2022-06-04 15:00 | 0.48192 | 0.06556 | 35584 | 16634.182 | 634 | 6949.6747 | 3 | 16465.853 | 1.6466 | 0 | 9516.1783 | 573945.3409 | 19 | 9500 | 2689.7363 | 199.6997 | 23600 | 151554.5971 | 33100 | 0 | 118454.5971 | 118454.5971 | 9500 | 0 | 0 | 0 | 0 | 0 | 0
2022-06-04 16:00 | 0.2609 | 0.01028 | 35584 | 9005.3496 | 634 | 1089.7293 | 3 | 24094.6693 | 2.4095 | 0 | 23004.94 | 564429.1626 | 19 | 9500 | 2689.7363 | 199.6997 | 23600 | 151554.5971 | 33100 | 0 | 118454.5971 | 118454.5971 | 0 | 9500 | 0 | 0 | 0 | 0 | 0
2022-06-04 17:00 | 0.14388 | 0.00668 | 35584 | 4966.2311 | 634 | 708.1121 | 3 | 28133.7793 | 2.8134 | 0 | 27425.6672 | 541424.2226 | 19 | 9500 | 2689.7363 | 199.6997 | 23600 | 151554.5971 | 33100 | 0 | 118454.5971 | 118454.5971 | 0 | 9500 | 0 | 0 | 0 | 0 | 0
2022-06-04 18:00 | 0.05322 | 0.00421 | 35584 | 1836.9671 | 634 | 446.2802 | 3 | 30000 | 3 | 446.2802 | 30000 | 513998.5554 | 19 | 8236.9632 | 2689.7363 | 173.1494 | 23600 | 151554.5971 | 31836.9632 | 0 | 119717.6339 | 119717.6339 | 1836.9632 | 6400 | 0 | 0 | 0 | 0 | 0
2022-06-04 19:00 | 0.0019 | 0 | 35584 | 65.5813 | 634 | 0 | 3 | 30000 | 3 | 0 | 30000 | 484444.8356 | 19 | 6465.5812 | 2689.7363 | 135.9131 | 23600 | 151554.5971 | 30065.5812 | 0 | 121489.0159 | 121489.0159 | 0 | 6465.5812 | 0 | 0 | 0 | 0 | 0
2022-06-04 20:00 | 0 | 0 | 35584 | 0 | 634 | 0 | 3 | 30000 | 3 | 0 | 30000 | 454444.8356 | 19 | 6400 | 2689.7363 | 134.5345 | 23600 | 151554.5971 | 30000 | 0 | 121554.5971 | 121554.5971 | 0 | 6400 | 0 | 0 | 0 | 0 | 0
2022-06-04 21:00 | 0 | 0 | 35584 | 0 | 634 | 0 | 3 | 30000 | 3 | 0 | 30000 | 424444.8356 | 19 | 6400 | 2689.7363 | 134.5345 | 23600 | 151554.5971 | 30000 | 0 | 121554.5971 | 121554.5971 | 0 | 6400 | 0 | 0 | 0 | 0 | 0
2022-06-04 22:00 | 0 | 0 | 35584 | 0 | 634 | 0 | 3 | 30000 | 3 | 0 | 30000 | 394444.8356 | 19 | 6400 | 2689.7363 | 134.5345 | 23600 | 151554.5971 | 30000 | 0 | 121554.5971 | 121554.5971 | 0 | 6400 | 0 | 0 | 0 | 0 | 0
2022-06-04 23:00 | 0 | 0 | 35584 | 0 | 634 | 0 | 3 | 30000 | 3 | 0 | 30000 | 364444.8356 | 19 | 6400 | 2689.7363 | 134.5345 | 23600 | 151554.5971 | 30000 | 0 | 121554.5971 | 121554.5971 | 0 | 6400 | 0 | 0 | 0 | 0 | 0
2022-06-05 | 0 | 0 | 35584 | 0 | 634 | 0 | 3 | 30000 | 3 | 0 | 30000 | 334444.8356 | 19 | 5425 | 2689.7363 | 114.039 | 24575 | 152529.5971 | 30000 | 0 | 122529.5971 | 122529.5971 | 0 | 5425 | 0 | 0 | 0 | 0 | 0
2022-06-05 01:00 | 0 | 0 | 35584 | 0 | 634 | 0 | 3 | 30000 | 3 | 0 | 30000 | 304444.8356 | 19 | 5425 | 2689.7363 | 114.039 | 24575 | 152529.5971 | 30000 | 0 | 122529.5971 | 122529.5971 | 0 | 5425 | 0 | 0 | 0 | 0 | 0
2022-06-05 02:00 | 0 | 0 | 35584 | 0 | 634 | 0 | 3 | 30000 | 3 | 0 | 30000 | 274444.8356 | 19 | 5425 | 2689.7363 | 114.039 | 24575 | 152529.5971 | 30000 | 0 | 122529.5971 | 122529.5971 | 0 | 5425 | 0 | 0 | 0 | 0 | 0
2022-06-05 03:00 | 0 | 0 | 35584 | 0 | 634 | 0 | 3 | 30000 | 3 | 0 | 30000 | 244444.8356 | 19 | 5425 | 2689.7363 | 114.039 | 24575 | 152529.5971 | 30000 | 0 | 122529.5971 | 122529.5971 | 0 | 5425 | 0 | 0 | 0 | 0 | 0
2022-06-05 04:00 | 0 | 0 | 35584 | 0 | 634 | 0 | 3 | 30000 | 3 | 0 | 30000 | 214444.8356 | 19 | 5425 | 2689.7363 | 114.039 | 24575 | 152529.5971 | 30000 | 0 | 122529.5971 | 122529.5971 | 0 | 5425 | 0 | 0 | 0 | 0 | 0
2022-06-05 05:00 | 0.0131 | 0.00061 | 35584 | 452.1659 | 634 | 64.6629 | 3 | 30000 | 3 | 0 | 29935.3371 | 184444.8356 | 19 | 5877.1649 | 2689.7363 | 123.544 | 24575 | 152529.5971 | 30452.1649 | 0 | 122077.4321 | 122077.4321 | 452.1649 | 5425 | 0 | 0 | 0 | 0 | 0
2022-06-05 06:00 | 0.12845 | 0.06892 | 35584 | 4433.6419 | 634 | 7305.8508 | 3 | 29641.3675 | 2.9641 | 0 | 22335.5167 | 154509.4985 | 19 | 9500 | 2689.7363 | 199.6997 | 24575 | 152529.5971 | 34075 | 0 | 118454.5971 | 118454.5971 | 4433.6325 | 5066.3675 | 0 | 0 | 0 | 0 | 0
2022-06-05 07:00 | 0.30615 | 0.21201 | 35584 | 10567.2204 | 634 | 22474.0776 | 3 | 23507.8019 | 2.3508 | 0 | 1033.7242 | 132173.9819 | 19 | 9500 | 2689.7363 | 199.6997 | 24575 | 152529.5971 | 34075 | 0 | 118454.5971 | 118454.5971 | 9500 | 0 | 0 | 0 | 0 | 0 | 0
2022-06-05 08:00 | 0.52488 | 0.35596 | 35584 | 18117.01 | 634 | 37733.4686 | 3 | 15958.0281 | 1.5958 | 21775.4405 | 0 | 131140.2576 | 19 | 9500 | 2689.7363 | 199.6997 | 24575 | 152529.5971 | 34075 | 0 | 118454.5971 | 118454.5971 | 9500 | 0 | 0 | 0 | 0 | 0 | 0
2022-06-05 09:00 | 0.698 | 0.40306 | 35584 | 24092.503 | 634 | 42726.2947 | 3 | 9982.5477 | 0.99825 | 32743.747 | 0 | 152915.6981 | 19 | 9500 | 2689.7363 | 199.6997 | 24575 | 152529.5971 | 34075 | 0 | 118454.5971 | 118454.5971 | 0 | 9500 | 0 | 0 | 0 | 0 | 0
2022-06-05 10:00 | 0.8596 | 0.50947 | 35584 | 29670.3662 | 634 | 54006.2655 | 3 | 4404.6963 | 0.44047 | 49601.5692 | 0 | 185659.4451 | 19 | 9500 | 2689.7363 | 199.6997 | 24575 | 152529.5971 | 34075 | 0 | 118454.5971 | 118454.5971 | 5095.3037 | 4404.6963 | 0 | 0 | 0 | 0 | 0
2022-06-05 11:00 | 0.9649 | 0.55012 | 35584 | 33304.9516 | 634 | 58315.3606 | 3 | 770.1186 | 0.077012 | 58315.3606 | 770.1186 | 235261.0143 | 19 | 9500 | 2689.7363 | 199.6997 | 24575 | 152529.5971 | 34075 | 0 | 118454.5971 | 118454.5971 | 9500 | 0 | 0 | 0 | 0 | 0 | 0
2022-06-05 12:00 | 0.96425 | 0.48155 | 35584 | 33282.5158 | 634 | 51046.6114 | 3 | 792.5542 | 0.079255 | 50254.0572 | 0 | 292806.2563 | 19 | 9500 | 2689.7363 | 199.6997 | 24575 | 152529.5971 | 34075 | 0 | 118454.5971 | 118454.5971 | 8707.4458 | 792.5542 | 0 | 0 | 0 | 0 | 0
2022-06-05 13:00 | 0.87078 | 0.4008 | 35584 | 30056.2605 | 634 | 42486.7238 | 3 | 4018.8028 | 0.40188 | 38467.921 | 0 | 343060.3135 | 19 | 9500 | 2689.7363 | 199.6997 | 24575 | 152529.5971 | 34075 | 0 | 118454.5971 | 118454.5971 | 5481.1972 | 4018.8028 | 0 | 0 | 0 | 0 | 0
2022-06-05 14:00 | 0.76885 | 0.43059 | 35584 | 26537.9956 | 634 | 45644.6068 | 3 | 7537.0602 | 0.75371 | 38107.5466 | 0 | 381528.2345 | 19 | 9500 | 2689.7363 | 199.6997 | 24575 | 152529.5971 | 34075 | 0 | 118454.5971 | 118454.5971 | 9500 | 0 | 0 | 0 | 0 | 0 | 0
2022-06-05 15:00 | 0.6482 | 0.45497 | 35584 | 22373.5823 | 634 | 48229.0039 | 3 | 11701.4648 | 1.1701 | 36527.5391 | 0 | 419635.7811 | 19 | 9500 | 2689.7363 | 199.6997 | 24575 | 152529.5971 | 34075 | 0 | 118454.5971 | 118454.5971 | 0 | 9500 | 0 | 0 | 0 | 0 | 0
2022-06-05 16:00 | 0.4344 | 0.30583 | 35584 | 14993.9589 | 634 | 32419.448 | 3 | 19081.0727 | 1.9081 | 13338.3753 | 0 | 456163.3202 | 19 | 9500 | 2689.7363 | 199.6997 | 24575 | 152529.5971 | 34075 | 0 | 118454.5971 | 118454.5971 | 0 | 9500 | 0 | 0 | 0 | 0 | 0
2022-06-05 17:00 | 0.2376 | 0.18581 | 35584 | 8201.1156 | 634 | 19696.7519 | 3 | 25873.9016 | 2.5874 | 0 | 6177.1497 | 469501.6956 | 19 | 9500 | 2689.7363 | 199.6997 | 24575 | 152529.5971 | 34075 | 0 | 118454.5971 | 118454.5971 | 8201.0984 | 1298.9016 | 0 | 0 | 0 | 0 | 0
2022-06-05 18:00 | 0.07953 | 0.03854 | 35584 | 2745.0957 | 634 | 4085.425 | 3 | 30000 | 3 | 0 | 25914.575 | 463324.5458 | 19 | 8170.0899 | 2689.7363 | 171.7436 | 24575 | 152529.5971 | 32745.0899 | 0 | 119784.5072 | 119784.5072 | 2745.0899 | 5425 | 0 | 0 | 0 | 0 | 0
2022-06-05 19:00 | 0.00322 | 0 | 35584 | 111.1431 | 634 | 0 | 3 | 30000 | 3 | 0 | 30000 | 437409.9708 | 19 | 5536.1428 | 2689.7363 | 116.3754 | 24575 | 152529.5971 | 30111.1428 | 0 | 122418.4543 | 122418.4543 | 0 | 5536.1428 | 0 | 0 | 0 | 0 | 0
2022-06-05 20:00 | 0 | 0 | 35584 | 0 | 634 | 0 | 3 | 30000 | 3 | 0 | 30000 | 407409.9708 | 19 | 5425 | 2689.7363 | 114.039 | 24575 | 152529.5971 | 30000 | 0 | 122529.5971 | 122529.5971 | 0 | 5425 | 0 | 0 | 0 | 0 | 0
2022-06-05 21:00 | 0 | 0 | 35584 | 0 | 634 | 0 | 3 | 30000 | 3 | 0 | 30000 | 377409.9708 | 19 | 5425 | 2689.7363 | 114.039 | 24575 | 152529.5971 | 30000 | 0 | 122529.5971 | 122529.5971 | 0 | 5425 | 0 | 0 | 0 | 0 | 0
2022-06-05 22:00 | 0 | 0 | 35584 | 0 | 634 | 0 | 3 | 30000 | 3 | 0 | 30000 | 347409.9708 | 19 | 5425 | 2689.7363 | 114.039 | 24575 | 152529.5971 | 30000 | 0 | 122529.5971 | 122529.5971 | 0 | 5425 | 0 | 0 | 0 | 0 | 0
2022-06-05 23:00 | 0 | 0 | 35584 | 0 | 634 | 0 | 3 | 30000 | 3 | 0 | 30000 | 317409.9708 | 19 | 5425 | 2689.7363 | 114.039 | 24575 | 152529.5971 | 30000 | 0 | 122529.5971 | 122529.5971 | 0 | 5425 | 0 | 0 | 0 | 0 | 0
2022-06-06 | 0 | 0 | 35584 | 0 | 634 | 0 | 3 | 30000 | 3 | 0 | 30000 | 287409.9708 | 19 | 6491.6667 | 2689.7363 | 136.4615 | 23508.3333 | 151462.9304 | 30000 | 0 | 121462.9304 | 121462.9304 | 0 | 6491.6667 | 0 | 0 | 0 | 0 | 0
2022-06-06 01:00 | 0 | 0 | 35584 | 0 | 634 | 0 | 3 | 30000 | 3 | 0 | 30000 | 257409.9708 | 19 | 6491.6667 | 2689.7363 | 136.4615 | 23508.3333 | 151462.9304 | 30000 | 0 | 121462.9304 | 121462.9304 | 0 | 6491.6667 | 0 | 0 | 0 | 0 | 0
2022-06-06 02:00 | 0 | 0 | 35584 | 0 | 634 | 0 | 3 | 30000 | 3 | 0 | 30000 | 227409.9708 | 19 | 6491.6667 | 2689.7363 | 136.4615 | 23508.3333 | 151462.9304 | 30000 | 0 | 121462.9304 | 121462.9304 | 0 | 6491.6667 | 0 | 0 | 0 | 0 | 0
2022-06-06 03:00 | 0 | 0 | 35584 | 0 | 634 | 0 | 3 | 30000 | 3 | 0 | 30000 | 197409.9708 | 19 | 6491.6667 | 2689.7363 | 136.4615 | 23508.3333 | 151462.9304 | 30000 | 0 | 121462.9304 | 121462.9304 | 0 | 6491.6667 | 0 | 0 | 0 | 0 | 0
2022-06-06 04:00 | 0 | 0 | 35584 | 0 | 634 | 0 | 3 | 30000 | 3 | 0 | 30000 | 167409.9708 | 19 | 6491.6667 | 2689.7363 | 136.4615 | 23508.3333 | 151462.9304 | 30000 | 0 | 121462.9304 | 121462.9304 | 0 | 6491.6667 | 0 | 0 | 0 | 0 | 0
2022-06-06 05:00 | 0.01262 | 0 | 35584 | 435.598 | 634 | 0 | 3 | 30000 | 3 | 0 | 30000 | 137409.9708 | 19 | 6927.2637 | 2689.7363 | 145.6182 | 23508.3333 | 151462.9304 | 30435.5971 | 0 | 121027.3334 | 121027.3334 | 435.5971 | 6491.6667 | 0 | 0 | 0 | 0 | 0
2022-06-06 06:00 | 0.12285 | 0.04557 | 35584 | 4240.3496 | 634 | 4830.6387 | 3 | 28767.9927 | 2.8768 | 0 | 23937.354 | 107409.9708 | 19 | 9500 | 2689.7363 | 199.6997 | 23508.3333 | 151462.9304 | 33008.3333 | 0 | 118454.5971 | 118454.5971 | 4240.3406 | 5259.6594 | 0 | 0 | 0 | 0 | 0
2022-06-06 07:00 | 0.29505 | 0.17695 | 35584 | 10184.0874 | 634 | 18757.5494 | 3 | 22824.2674 | 2.2824 | 0 | 4066.718 | 83472.6169 | 19 | 9500 | 2689.7363 | 199.6997 | 23508.3333 | 151462.9304 | 33008.3333 | 0 | 118454.5971 | 118454.5971 | 0 | 9500 | 0 | 0 | 0 | 0 | 0
2022-06-06 08:00 | 0.5166 | 0.33269 | 35584 | 17831.2136 | 634 | 35266.7369 | 3 | 15177.1573 | 1.5177 | 20089.5796 | 0 | 79405.8989 | 19 | 9500 | 2689.7363 | 199.6997 | 23508.3333 | 151462.9304 | 33008.3333 | 0 | 118454.5971 | 118454.5971 | 0 | 9500 | 0 | 0 | 0 | 0 | 0
2022-06-06 09:00 | 0.71442 | 0.40294 | 35584 | 24659.2636 | 634 | 42713.5741 | 3 | 8349.1216 | 0.83491 | 34364.4525 | 0 | 99495.4785 | 19 | 9500 | 2689.7363 | 199.6997 | 23508.3333 | 151462.9304 | 33008.3333 | 0 | 118454.5971 | 118454.5971 | 1150.8784 | 8349.1216 | 0 | 0 | 0 | 0 | 0
2022-06-06 10:00 | 0.89258 | 0.62332 | 35584 | 30808.7197 | 634 | 66074.9119 | 3 | 2199.6785 | 0.21997 | 63875.2335 | 0 | 133859.931 | 19 | 9500 | 2689.7363 | 199.6997 | 23508.3333 | 151462.9304 | 33008.3333 | 0 | 118454.5971 | 118454.5971 | 9500 | 0 | 0 | 0 | 0 | 0 | 0
2022-06-06 11:00 | 0.95655 | 0.56239 | 35584 | 33016.7389 | 634 | 59616.0395 | 3 | 0 | 0 | 59616.0395 | 0 | 197735.1644 | 19 | 9500 | 2689.7363 | 199.6997 | 23508.3333 | 151462.9304 | 33008.3333 | 0 | 118454.5971 | 118454.5971 | 9500 | 0 | 0 | 0 | 0 | 0 | 0
2022-06-06 12:00 | 0.8932 | 0.42633 | 35584 | 30830.1199 | 634 | 45193.0264 | 3 | 2178.2783 | 0.21783 | 43014.7481 | 0 | 257351.2039 | 19 | 9500 | 2689.7363 | 199.6997 | 23508.3333 | 151462.9304 | 33008.3333 | 0 | 118454.5971 | 118454.5971 | 7321.7217 | 2178.2783 | 0 | 0 | 0 | 0 | 0
2022-06-06 13:00 | 0.87505 | 0.39218 | 35584 | 30203.6458 | 634 | 41572.9625 | 3 | 2804.7511 | 0.28048 | 38768.2114 | 0 | 300365.952 | 19 | 9500 | 2689.7363 | 199.6997 | 23508.3333 | 151462.9304 | 33008.3333 | 0 | 118454.5971 | 118454.5971 | 6695.2489 | 2804.7511 | 0 | 0 | 0 | 0 | 0
2022-06-06 14:00 | 0.79262 | 0.38564 | 35584 | 27358.4524 | 634 | 40879.6911 | 3 | 5649.9386 | 0.56499 | 35229.7525 | 0 | 339134.1633 | 19 | 9500 | 2689.7363 | 199.6997 | 23508.3333 | 151462.9304 | 33008.3333 | 0 | 118454.5971 | 118454.5971 | 3850.0614 | 5649.9386 | 0 | 0 | 0 | 0 | 0
2022-06-06 15:00 | 0.60395 | 0.25568 | 35584 | 20846.2281 | 634 | 27103.3073 | 3 | 12162.1491 | 1.2162 | 14941.1581 | 0 | 374363.9159 | 19 | 9500 | 2689.7363 | 199.6997 | 23508.3333 | 151462.9304 | 33008.3333 | 0 | 118454.5971 | 118454.5971 | 9500 | 0 | 0 | 0 | 0 | 0 | 0
2022-06-06 16:00 | 0.39335 | 0.09519 | 35584 | 13577.0574 | 634 | 10090.5969 | 3 | 19431.3045 | 1.9431 | 0 | 9340.7076 | 389305.074 | 19 | 9500 | 2689.7363 | 199.6997 | 23508.3333 | 151462.9304 | 33008.3333 | 0 | 118454.5971 | 118454.5971 | 9500 | 0 | 0 | 0 | 0 | 0 | 0
2022-06-06 17:00 | 0.21532 | 0.03682 | 35584 | 7432.0885 | 634 | 3903.0967 | 3 | 25576.2605 | 2.5576 | 0 | 21673.1638 | 379964.3664 | 19 | 9500 | 2689.7363 | 199.6997 | 23508.3333 | 151462.9304 | 33008.3333 | 0 | 118454.5971 | 118454.5971 | 7432.0728 | 2067.9272 | 0 | 0 | 0 | 0 | 0
2022-06-06 18:00 | 0.07288 | 0.00766 | 35584 | 2515.5611 | 634 | 811.9968 | 3 | 30000 | 3 | 0 | 29188.0032 | 358291.2026 | 19 | 9007.2224 | 2689.7363 | 189.341 | 23508.3333 | 151462.9304 | 32515.5558 | 0 | 118947.3746 | 118947.3746 | 2515.5558 | 6491.6667 | 0 | 0 | 0 | 0 | 0
2022-06-06 19:00 | 0.00297 | 0 | 35584 | 102.5139 | 634 | 0 | 3 | 30000 | 3 | 0 | 30000 | 329103.1994 | 19 | 6594.1804 | 2689.7363 | 138.6164 | 23508.3333 | 151462.9304 | 30102.5137 | 0 | 121360.4167 | 121360.4167 | 102.5137 | 6491.6667 | 0 | 0 | 0 | 0 | 0
2022-06-06 20:00 | 0 | 0 | 35584 | 0 | 634 | 0 | 3 | 30000 | 3 | 0 | 30000 | 299103.1994 | 19 | 6491.6667 | 2689.7363 | 136.4615 | 23508.3333 | 151462.9304 | 30000 | 0 | 121462.9304 | 121462.9304 | 0 | 6491.6667 | 0 | 0 | 0 | 0 | 0
2022-06-06 21:00 | 0 | 0 | 35584 | 0 | 634 | 0 | 3 | 30000 | 3 | 0 | 30000 | 269103.1994 | 19 | 6491.6667 | 2689.7363 | 136.4615 | 23508.3333 | 151462.9304 | 30000 | 0 | 121462.9304 | 121462.9304 | 0 | 6491.6667 | 0 | 0 | 0 | 0 | 0
2022-06-06 22:00 | 0 | 0 | 35584 | 0 | 634 | 0 | 3 | 30000 | 3 | 0 | 30000 | 239103.1994 | 19 | 6491.6667 | 2689.7363 | 136.4615 | 23508.3333 | 151462.9304 | 30000 | 0 | 121462.9304 | 121462.9304 | 0 | 6491.6667 | 0 | 0 | 0 | 0 | 0
2022-06-06 23:00 | 0 | 0 | 35584 | 0 | 634 | 0 | 3 | 30000 | 3 | 0 | 30000 | 209103.1994 | 19 | 6491.6667 | 2689.7363 | 136.4615 | 23508.3333 | 151462.9304 | 30000 | 0 | 121462.9304 | 121462.9304 | 0 | 6491.6667 | 0 | 0 | 0 | 0 | 0
2022-06-07 | 0 | 0 | 35584 | 0 | 634 | 0 | 3 | 30000 | 3 | 0 | 30000 | 179103.1994 | 19 | 6458.3333 | 2689.7363 | 135.7608 | 23541.6667 | 151496.2637 | 30000 | 0 | 121496.2637 | 121496.2637 | 0 | 6458.3333 | 0 | 0 | 0 | 0 | 0
2022-06-07 01:00 | 0 | 0 | 35584 | 0 | 634 | 0 | 3 | 30000 | 3 | 0 | 30000 | 149103.1994 | 19 | 6458.3333 | 2689.7363 | 135.7608 | 23541.6667 | 151496.2637 | 30000 | 0 | 121496.2637 | 121496.2637 | 0 | 6458.3333 | 0 | 0 | 0 | 0 | 0
2022-06-07 02:00 | 0 | 0 | 35584 | 0 | 634 | 0 | 3 | 30000 | 3 | 0 | 30000 | 119103.1994 | 19 | 6458.3333 | 2689.7363 | 135.7608 | 23541.6667 | 151496.2637 | 30000 | 0 | 121496.2637 | 121496.2637 | 0 | 6458.3333 | 0 | 0 | 0 | 0 | 0
2022-06-07 03:00 | 0 | 0 | 35584 | 0 | 634 | 0 | 3 | 30000 | 3 | 0 | 30000 | 89103.1994 | 19 | 6458.3333 | 2689.7363 | 135.7608 | 23541.6667 | 151496.2637 | 30000 | 0 | 121496.2637 | 121496.2637 | 0 | 6458.3333 | 0 | 0 | 0 | 0 | 0
2022-06-07 04:00 | 0 | 0 | 35584 | 0 | 634 | 0 | 3 | 30000 | 3 | 0 | 30000 | 59103.1994 | 19 | 6458.3333 | 2689.7363 | 135.7608 | 23541.6667 | 151496.2637 | 30000 | 0 | 121496.2637 | 121496.2637 | 0 | 6458.3333 | 0 | 0 | 0 | 0 | 0
2022-06-07 05:00 | 0.01605 | 0.00846 | 35584 | 553.9895 | 634 | 896.8006 | 3 | 30000 | 3 | 0 | 29103.1994 | 29103.1994 | 19 | 7012.3217 | 2689.7363 | 147.4062 | 23541.6667 | 151496.2637 | 30553.9883 | 0 | 120942.2754 | 120942.2754 | 553.9883 | 6458.3333 | 0 | 0 | 0 | 0 | 0
2022-06-07 06:00 | 0.1611 | 0.29145 | 35584 | 5560.6049 | 634 | 30895.099 | 3 | 27481.0734 | 2.7481 | 0 | 0 | 0 | 19 | 9500 | 2689.7363 | 199.6997 | 23541.6667 | 151496.2637 | 33041.6667 | 0 | 118454.5971 | 118454.5971 | 5560.5932 | 3939.4068 | 0 | 0 | 0 | 0 | 0
2022-06-07 07:00 | 0.3759 | 0.54849 | 35584 | 12974.7448 | 634 | 58142.5728 | 3 | 20066.9492 | 2.0067 | 0 | 0 | 0 | 19 | 9500 | 2689.7363 | 199.6997 | 23541.6667 | 151496.2637 | 33041.6667 | 0 | 118454.5971 | 118454.5971 | 9500 | 0 | 0 | 0 | 0 | 0 | 0
2022-06-07 08:00 | 0.59538 | 0.68527 | 35584 | 20550.4219 | 634 | 72641.9093 | 3 | 12491.2881 | 1.2491 | 0 | 0 | 0 | 19 | 9500 | 2689.7363 | 199.6997 | 23541.6667 | 151496.2637 | 33041.6667 | 0 | 118454.5971 | 118454.5971 | 0 | 9500 | 0 | 0 | 0 | 0 | 0
2022-06-07 09:00 | 0.78738 | 0.78863 | 35584 | 27177.586 | 634 | 83598.5654 | 3 | 5864.1379 | 0.58641 | 0 | 0 | 0 | 19 | 9500 | 2689.7363 | 199.6997 | 23541.6667 | 151496.2637 | 33041.6667 | 0 | 118454.5971 | 118454.5971 | 9500 | 0 | 0 | 0 | 0 | 0 | 0
2022-06-07 10:00 | 0.93267 | 0.85063 | 35584 | 32192.4854 | 634 | 90170.863 | 3 | 849.249 | 0.084925 | 0 | 0 | 0 | 19 | 9500 | 2689.7363 | 199.6997 | 23541.6667 | 151496.2637 | 33041.6667 | 0 | 118454.5971 | 118454.5971 | 8650.751 | 849.249 | 0 | 0 | 0 | 0 | 0
2022-06-07 11:00 | 1.021 | 0.91383 | 35584 | 35242.3616 | 634 | 96870.3664 | 3 | 0 | 0 | 0 | 0 | 0 | 19 | 9500 | 2689.7363 | 199.6997 | 23541.6667 | 151496.2637 | 33041.6667 | 0 | 118454.5971 | 118454.5971 | 9500 | 0 | 0 | 0 | 0 | 0 | 0
2022-06-07 12:00 | 1.0166 | 0.7833 | 35584 | 35090.1439 | 634 | 83033.5598 | 3 | 0 | 0 | 21680.4228 | 0 | 0 | 19 | 9500 | 2689.7363 | 199.6997 | 23541.6667 | 151496.2637 | 33041.6667 | 0 | 118454.5971 | 118454.5971 | 9500 | 0 | 0 | 0 | 0 | 0 | 0
2022-06-07 13:00 | 0.98117 | 0.80824 | 35584 | 33866.5347 | 634 | 85677.3196 | 3 | 0 | 0 | 85677.3196 | 0 | 21680.4228 | 19 | 9500 | 2689.7363 | 199.6997 | 23541.6667 | 151496.2637 | 33041.6667 | 0 | 118454.5971 | 118454.5971 | 9500 | 0 | 0 | 0 | 0 | 0 | 0
2022-06-07 14:00 | 0.8804 | 0.77056 | 35584 | 30388.309 | 634 | 81683.0587 | 3 | 2653.4217 | 0.26534 | 79029.637 | 0 | 107357.7424 | 19 | 9500 | 2689.7363 | 199.6997 | 23541.6667 | 151496.2637 | 33041.6667 | 0 | 118454.5971 | 118454.5971 | 6846.5783 | 2653.4217 | 0 | 0 | 0 | 0 | 0
2022-06-07 15:00 | 0.72367 | 0.72506 | 35584 | 24978.5411 | 634 | 76859.8403 | 3 | 8063.1782 | 0.80632 | 68796.6621 | 0 | 186387.3794 | 19 | 9500 | 2689.7363 | 199.6997 | 23541.6667 | 151496.2637 | 33041.6667 | 0 | 118454.5971 | 118454.5971 | 1436.8218 | 8063.1782 | 0 | 0 | 0 | 0 | 0
2022-06-07 16:00 | 0.52488 | 0.63624 | 35584 | 18117.01 | 634 | 67444.494 | 3 | 14924.6948 | 1.4925 | 52519.7992 | 0 | 255184.0415 | 19 | 9500 | 2689.7363 | 199.6997 | 23541.6667 | 151496.2637 | 33041.6667 | 0 | 118454.5971 | 118454.5971 | 0 | 9500 | 0 | 0 | 0 | 0 | 0
2022-06-07 17:00 | 0.30527 | 0.47549 | 35584 | 10536.8458 | 634 | 50404.2224 | 3 | 22504.843 | 2.2505 | 27899.3794 | 0 | 307703.8407 | 19 | 9500 | 2689.7363 | 199.6997 | 23541.6667 | 151496.2637 | 33041.6667 | 0 | 118454.5971 | 118454.5971 | 9500 | 0 | 0 | 0 | 0 | 0 | 0
2022-06-07 18:00 | 0.1047 | 0.2055 | 35584 | 3613.8755 | 634 | 21783.9864 | 3 | 29427.7988 | 2.9428 | 0 | 7643.8124 | 335603.22 | 19 | 9500 | 2689.7363 | 199.6997 | 23541.6667 | 151496.2637 | 33041.6667 | 0 | 118454.5971 | 118454.5971 | 3613.8678 | 5886.1322 | 0 | 0 | 0 | 0 | 0
2022-06-07 19:00 | 0.004 | 0.00082 | 35584 | 138.0659 | 634 | 86.9239 | 3 | 30000 | 3 | 0 | 29913.0761 | 327959.4076 | 19 | 6596.399 | 2689.7363 | 138.663 | 23541.6667 | 151496.2637 | 30138.0656 | 0 | 121358.1981 | 121358.1981 | 138.0656 | 6458.3333 | 0 | 0 | 0 | 0 | 0
2022-06-07 20:00 | 0 | 0 | 35584 | 0 | 634 | 0 | 3 | 30000 | 3 | 0 | 30000 | 298046.3315 | 19 | 6458.3333 | 2689.7363 | 135.7608 | 23541.6667 | 151496.2637 | 30000 | 0 | 121496.2637 | 121496.2637 | 0 | 6458.3333 | 0 | 0 | 0 | 0 | 0
2022-06-07 21:00 | 0 | 0 | 35584 | 0 | 634 | 0 | 3 | 30000 | 3 | 0 | 30000 | 268046.3315 | 19 | 6458.3333 | 2689.7363 | 135.7608 | 23541.6667 | 151496.2637 | 30000 | 0 | 121496.2637 | 121496.2637 | 0 | 6458.3333 | 0 | 0 | 0 | 0 | 0
2022-06-07 22:00 | 0 | 0 | 35584 | 0 | 634 | 0 | 3 | 30000 | 3 | 0 | 30000 | 238046.3315 | 19 | 6458.3333 | 2689.7363 | 135.7608 | 23541.6667 | 151496.2637 | 30000 | 0 | 121496.2637 | 121496.2637 | 0 | 6458.3333 | 0 | 0 | 0 | 0 | 0
2022-06-07 23:00 | 0 | 0 | 35584 | 0 | 634 | 0 | 3 | 30000 | 3 | 0 | 30000 | 208046.3315 | 19 | 6458.3333 | 2689.7363 | 135.7608 | 23541.6667 | 151496.2637 | 30000 | 0 | 121496.2637 | 121496.2637 | 0 | 6458.3333 | 0 | 0 | 0 | 0 | 0
2022-06-08 | 0 | 0 | 35584 | 0 | 634 | 0 | 3 | 30000 | 3 | 0 | 30000 | 178046.3315 | 19 | 5833.3333 | 2689.7363 | 122.6226 | 24166.6667 | 152121.2637 | 30000 | 0 | 122121.2637 | 122121.2637 | 0 | 5833.3333 | 0 | 0 | 0 | 0 | 0
2022-06-08 01:00 | 0 | 0 | 35584 | 0 | 634 | 0 | 3 | 30000 | 3 | 0 | 30000 | 148046.3315 | 19 | 5833.3333 | 2689.7363 | 122.6226 | 24166.6667 | 152121.2637 | 30000 | 0 | 122121.2637 | 122121.2637 | 0 | 5833.3333 | 0 | 0 | 0 | 0 | 0
2022-06-08 02:00 | 0 | 0 | 35584 | 0 | 634 | 0 | 3 | 30000 | 3 | 0 | 30000 | 118046.3315 | 19 | 5833.3333 | 2689.7363 | 122.6226 | 24166.6667 | 152121.2637 | 30000 | 0 | 122121.2637 | 122121.2637 | 0 | 5833.3333 | 0 | 0 | 0 | 0 | 0
2022-06-08 03:00 | 0 | 0 | 35584 | 0 | 634 | 0 | 3 | 30000 | 3 | 0 | 30000 | 88046.3315 | 19 | 5833.3333 | 2689.7363 | 122.6226 | 24166.6667 | 152121.2637 | 30000 | 0 | 122121.2637 | 122121.2637 | 0 | 5833.3333 | 0 | 0 | 0 | 0 | 0
2022-06-08 04:00 | 0 | 0 | 35584 | 0 | 634 | 0 | 3 | 30000 | 3 | 0 | 30000 | 58046.3315 | 19 | 5833.3333 | 2689.7363 | 122.6226 | 24166.6667 | 152121.2637 | 30000 | 0 | 122121.2637 | 122121.2637 | 0 | 5833.3333 | 0 | 0 | 0 | 0 | 0
2022-06-08 05:00 | 0.01675 | 0.01843 | 35584 | 578.151 | 634 | 1953.6685 | 3 | 30000 | 3 | 0 | 28046.3315 | 28046.3315 | 19 | 6411.4832 | 2689.7363 | 134.7759 | 24166.6667 | 152121.2637 | 30578.1498 | 0 | 121543.1139 | 121543.1139 | 578.1498 | 5833.3333 | 0 | 0 | 0 | 0 | 0
2022-06-08 06:00 | 0.16657 | 0.36816 | 35584 | 5749.4101 | 634 | 39026.7272 | 3 | 27917.2687 | 2.7917 | 0 | 0 | 0 | 19 | 9500 | 2689.7363 | 199.6997 | 24166.6667 | 152121.2637 | 33666.6667 | 0 | 118454.5971 | 118454.5971 | 0 | 9500 | 0 | 0 | 0 | 0 | 0
2022-06-08 07:00 | 0.37912 | 0.5729 | 35584 | 13085.8879 | 634 | 60730.1499 | 3 | 20580.8063 | 2.0581 | 0 | 0 | 0 | 19 | 9500 | 2689.7363 | 199.6997 | 24166.6667 | 152121.2637 | 33666.6667 | 0 | 118454.5971 | 118454.5971 | 9500 | 0 | 0 | 0 | 0 | 0 | 0
2022-06-08 08:00 | 0.59588 | 0.71003 | 35584 | 20567.6801 | 634 | 75266.5881 | 3 | 13099.0299 | 1.3099 | 0 | 0 | 0 | 19 | 9500 | 2689.7363 | 199.6997 | 24166.6667 | 152121.2637 | 33666.6667 | 0 | 118454.5971 | 118454.5971 | 9500 | 0 | 0 | 0 | 0 | 0 | 0
2022-06-08 09:00 | 0.78572 | 0.78651 | 35584 | 27120.2887 | 634 | 83373.8352 | 3 | 6546.4351 | 0.65464 | 0 | 0 | 0 | 19 | 9500 | 2689.7363 | 199.6997 | 24166.6667 | 152121.2637 | 33666.6667 | 0 | 118454.5971 | 118454.5971 | 9500 | 0 | 0 | 0 | 0 | 0 | 0
2022-06-08 10:00 | 0.93022 | 0.83759 | 35584 | 32107.92 | 634 | 88788.5604 | 3 | 1558.8142 | 0.15588 | 0 | 0 | 0 | 19 | 9500 | 2689.7363 | 199.6997 | 24166.6667 | 152121.2637 | 33666.6667 | 0 | 118454.5971 | 118454.5971 | 9500 | 0 | 0 | 0 | 0 | 0 | 0
2022-06-08 11:00 | 1.0179 | 0.89844 | 35584 | 35135.0153 | 634 | 95238.9525 | 3 | 0 | 0 | 0 | 0 | 0 | 19 | 9500 | 2689.7363 | 199.6997 | 24166.6667 | 152121.2637 | 33666.6667 | 0 | 118454.5971 | 118454.5971 | 9500 | 0 | 0 | 0 | 0 | 0 | 0
2022-06-08 12:00 | 1.031 | 0.87141 | 35584 | 35586.4909 | 634 | 92373.6428 | 3 | 0 | 0 | 0 | 0 | 0 | 19 | 9500 | 2689.7363 | 199.6997 | 24166.6667 | 152121.2637 | 33666.6667 | 0 | 118454.5971 | 118454.5971 | 9500 | 0 | 0 | 0 | 0 | 0 | 0
2022-06-08 13:00 | 0.9931 | 0.85744 | 35584 | 34278.3163 | 634 | 90892.7557 | 3 | 0 | 0 | 87337.4036 | 0 | 0 | 19 | 9500 | 2689.7363 | 199.6997 | 24166.6667 | 152121.2637 | 33666.6667 | 0 | 118454.5971 | 118454.5971 | 9500 | 0 | 0 | 0 | 0 | 0 | 0
2022-06-08 14:00 | 0.89222 | 0.80934 | 35584 | 30796.2938 | 634 | 85793.9248 | 3 | 2870.4377 | 0.28704 | 82923.4871 | 0 | 87337.4036 | 19 | 9500 | 2689.7363 | 199.6997 | 24166.6667 | 152121.2637 | 33666.6667 | 0 | 118454.5971 | 118454.5971 | 9500 | 0 | 0 | 0 | 0 | 0 | 0
2022-06-08 15:00 | 0.7362 | 0.76237 | 35584 | 25411.0326 | 634 | 80814.8794 | 3 | 8255.6876 | 0.82557 | 72559.1918 | 0 | 170260.8907 | 19 | 9500 | 2689.7363 | 199.6997 | 24166.6667 | 152121.2637 | 33666.6667 | 0 | 118454.5971 | 118454.5971 | 1244.3124 | 8255.6876 | 0 | 0 | 0 | 0 | 0
2022-06-08 16:00 | 0.5373 | 0.67678 | 35584 | 18545.7047 | 634 | 71741.9285 | 3 | 15121.001 | 1.5121 | 56620.9275 | 0 | 242820.0825 | 19 | 9500 | 2689.7363 | 199.6997 | 24166.6667 | 152121.2637 | 33666.6667 | 0 | 118454.5971 | 118454.5971 | 0 | 9500 | 0 | 0 | 0 | 0 | 0
2022-06-08 17:00 | 0.31715 | 0.52361 | 35584 | 10946.9016 | 634 | 55505.1733 | 3 | 22719.7881 | 2.272 | 32785.3852 | 0 | 299441.01 | 19 | 9500 | 2689.7363 | 199.6997 | 24166.6667 | 152121.2637 | 33666.6667 | 0 | 118454.5971 | 118454.5971 | 0 | 9500 | 0 | 0 | 0 | 0 | 0
2022-06-08 18:00 | 0.111 | 0.24674 | 35584 | 3831.3293 | 634 | 26155.6244 | 3 | 29835.3455 | 2.9835 | 0 | 3679.7211 | 332226.3953 | 19 | 9500 | 2689.7363 | 199.6997 | 24166.6667 | 152121.2637 | 33666.6667 | 0 | 118454.5971 | 118454.5971 | 3831.3212 | 5668.6788 | 0 | 0 | 0 | 0 | 0
2022-06-08 19:00 | 0.0044 | 0.00176 | 35584 | 151.8725 | 634 | 186.5684 | 3 | 30000 | 3 | 0 | 29813.4316 | 328546.6742 | 19 | 5985.2055 | 2689.7363 | 125.8151 | 24166.6667 | 152121.2637 | 30151.8722 | 0 | 121969.3916 | 121969.3916 | 151.8722 | 5833.3333 | 0 | 0 | 0 | 0 | 0
2022-06-08 20:00 | 0 | 0 | 35584 | 0 | 634 | 0 | 3 | 30000 | 3 | 0 | 30000 | 298733.2426 | 19 | 5833.3333 | 2689.7363 | 122.6226 | 24166.6667 | 152121.2637 | 30000 | 0 | 122121.2637 | 122121.2637 | 0 | 5833.3333 | 0 | 0 | 0 | 0 | 0
2022-06-08 21:00 | 0 | 0 | 35584 | 0 | 634 | 0 | 3 | 30000 | 3 | 0 | 30000 | 268733.2426 | 19 | 5833.3333 | 2689.7363 | 122.6226 | 24166.6667 | 152121.2637 | 30000 | 0 | 122121.2637 | 122121.2637 | 0 | 5833.3333 | 0 | 0 | 0 | 0 | 0
2022-06-08 22:00 | 0 | 0 | 35584 | 0 | 634 | 0 | 3 | 30000 | 3 | 0 | 30000 | 238733.2426 | 19 | 5833.3333 | 2689.7363 | 122.6226 | 24166.6667 | 152121.2637 | 30000 | 0 | 122121.2637 | 122121.2637 | 0 | 5833.3333 | 0 | 0 | 0 | 0 | 0
2022-06-08 23:00 | 0 | 0 | 35584 | 0 | 634 | 0 | 3 | 30000 | 3 | 0 | 30000 | 208733.2426 | 19 | 5833.3333 | 2689.7363 | 122.6226 | 24166.6667 | 152121.2637 | 30000 | 0 | 122121.2637 | 122121.2637 | 0 | 5833.3333 | 0 | 0 | 0 | 0 | 0
2022-06-09 | 0 | 0 | 35584 | 0 | 634 | 0 | 3 | 30000 | 3 | 0 | 30000 | 178733.2426 | 19 | 7225 | 2689.7363 | 151.8769 | 22775 | 150729.5971 | 30000 | 0 | 120729.5971 | 120729.5971 | 0 | 7225 | 0 | 0 | 0 | 0 | 0
2022-06-09 01:00 | 0 | 0 | 35584 | 0 | 634 | 0 | 3 | 30000 | 3 | 0 | 30000 | 148733.2426 | 19 | 7225 | 2689.7363 | 151.8769 | 22775 | 150729.5971 | 30000 | 0 | 120729.5971 | 120729.5971 | 0 | 7225 | 0 | 0 | 0 | 0 | 0
2022-06-09 02:00 | 0 | 0 | 35584 | 0 | 634 | 0 | 3 | 30000 | 3 | 0 | 30000 | 118733.2426 | 19 | 7225 | 2689.7363 | 151.8769 | 22775 | 150729.5971 | 30000 | 0 | 120729.5971 | 120729.5971 | 0 | 7225 | 0 | 0 | 0 | 0 | 0
2022-06-09 03:00 | 0 | 0 | 35584 | 0 | 634 | 0 | 3 | 30000 | 3 | 0 | 30000 | 88733.2426 | 19 | 7225 | 2689.7363 | 151.8769 | 22775 | 150729.5971 | 30000 | 0 | 120729.5971 | 120729.5971 | 0 | 7225 | 0 | 0 | 0 | 0 | 0
2022-06-09 04:00 | 0 | 0 | 35584 | 0 | 634 | 0 | 3 | 30000 | 3 | 0 | 30000 | 58733.2426 | 19 | 7225 | 2689.7363 | 151.8769 | 22775 | 150729.5971 | 30000 | 0 | 120729.5971 | 120729.5971 | 0 | 7225 | 0 | 0 | 0 | 0 | 0
2022-06-09 05:00 | 0.01715 | 0.01195 | 35584 | 591.9576 | 634 | 1266.7574 | 3 | 30000 | 3 | 0 | 28733.2426 | 28733.2426 | 19 | 7816.9564 | 2689.7363 | 164.3204 | 22775 | 150729.5971 | 30591.9564 | 0 | 120137.6407 | 120137.6407 | 0 | 7816.9564 | 0 | 0 | 0 | 0 | 0
2022-06-09 06:00 | 0.16843 | 0.35273 | 35584 | 5813.6107 | 634 | 37391.0731 | 3 | 26461.4015 | 2.6461 | 26461.4015 | 26461.4015 | 0 | 19 | 9500 | 2689.7363 | 199.6997 | 22775 | 150729.5971 | 32275 | 0 | 118454.5971 | 118454.5971 | 5813.5985 | 3686.4015 | 0 | 0 | 0 | 0 | 0
2022-06-09 07:00 | 0.38248 | 0.55678 | 35584 | 13201.8633 | 634 | 59021.3525 | 3 | 19073.1645 | 1.9073 | 0 | 0 | 0 | 19 | 9500 | 2689.7363 | 199.6997 | 22775 | 150729.5971 | 32275 | 0 | 118454.5971 | 118454.5971 | 9500 | 0 | 0 | 0 | 0 | 0 | 0
2022-06-09 08:00 | 0.60172 | 0.70299 | 35584 | 20769.2563 | 634 | 74520.3144 | 3 | 11505.7874 | 1.1506 | 0 | 0 | 0 | 19 | 9500 | 2689.7363 | 199.6997 | 22775 | 150729.5971 | 32275 | 0 | 118454.5971 | 118454.5971 | 9500 | 0 | 0 | 0 | 0 | 0 | 0
2022-06-09 09:00 | 0.79315 | 0.78305 | 35584 | 27376.7461 | 634 | 83007.0586 | 3 | 4898.3115 | 0.48983 | 0 | 0 | 0 | 19 | 9500 | 2689.7363 | 199.6997 | 22775 | 150729.5971 | 32275 | 0 | 118454.5971 | 118454.5971 | 9500 | 0 | 0 | 0 | 0 | 0 | 0
2022-06-09 10:00 | 0.93967 | 0.83643 | 35584 | 32434.1008 | 634 | 88665.5949 | 3 | 0 | 0 | 0 | 0 | 0 | 19 | 9500 | 2689.7363 | 199.6997 | 22775 | 150729.5971 | 32275 | 0 | 118454.5971 | 118454.5971 | 9500 | 0 | 0 | 0 | 0 | 0 | 0
2022-06-09 11:00 | 1.0281 | 0.89838 | 35584 | 35487.0834 | 634 | 95232.5922 | 3 | 0 | 0 | 0 | 0 | 0 | 19 | 9500 | 2689.7363 | 199.6997 | 22775 | 150729.5971 | 32275 | 0 | 118454.5971 | 118454.5971 | 9500 | 0 | 0 | 0 | 0 | 0 | 0
2022-06-09 12:00 | 1.0488 | 0.90697 | 35584 | 36202.61 | 634 | 96143.1735 | 3 | 0 | 0 | 0 | 0 | 0 | 19 | 9500 | 2689.7363 | 199.6997 | 22775 | 150729.5971 | 32275 | 0 | 118454.5971 | 118454.5971 | 9500 | 0 | 0 | 0 | 0 | 0 | 0
2022-06-09 13:00 | 1.01 | 0.89012 | 35584 | 34860.6093 | 634 | 94356.9926 | 3 | 0 | 0 | 59935.6434 | 0 | 0 | 19 | 9500 | 2689.7363 | 199.6997 | 22775 | 150729.5971 | 32275 | 0 | 118454.5971 | 118454.5971 | 9500 | 0 | 0 | 0 | 0 | 0 | 0
2022-06-09 14:00 | 0.90785 | 0.83584 | 35584 | 31335.7864 | 634 | 88603.052 | 3 | 939.2796 | 0.093928 | 87663.7724 | 0 | 59935.6434 | 19 | 9500 | 2689.7363 | 199.6997 | 22775 | 150729.5971 | 32275 | 0 | 118454.5971 | 118454.5971 | 9500 | 0 | 0 | 0 | 0 | 0 | 0
2022-06-09 15:00 | 0.74997 | 0.78424 | 35584 | 25886.3245 | 634 | 83133.2044 | 3 | 6388.73 | 0.63887 | 76744.4744 | 0 | 147599.4159 | 19 | 9500 | 2689.7363 | 199.6997 | 22775 | 150729.5971 | 32275 | 0 | 118454.5971 | 118454.5971 | 3111.27 | 6388.73 | 0 | 0 | 0 | 0 | 0
2022-06-09 16:00 | 0.55092 | 0.70347 | 35584 | 19015.8192 | 634 | 74571.1967 | 3 | 13259.2209 | 1.3259 | 61311.9758 | 0 | 224343.8902 | 19 | 9500 | 2689.7363 | 199.6997 | 22775 | 150729.5971 | 32275 | 0 | 118454.5971 | 118454.5971 | 9500 | 0 | 0 | 0 | 0 | 0 | 0
2022-06-09 17:00 | 0.3296 | 0.56147 | 35584 | 11376.6318 | 634 | 59518.5151 | 3 | 20898.3921 | 2.0898 | 38620.1229 | 0 | 285655.866 | 19 | 9500 | 2689.7363 | 199.6997 | 22775 | 150729.5971 | 32275 | 0 | 118454.5971 | 118454.5971 | 0 | 9500 | 0 | 0 | 0 | 0 | 0
2022-06-09 18:00 | 0.11893 | 0.28766 | 35584 | 4105.045 | 634 | 30493.3408 | 3 | 28169.9637 | 2.817 | 2323.3771 | 0 | 324275.9889 | 19 | 9500 | 2689.7363 | 199.6997 | 22775 | 150729.5971 | 32275 | 0 | 118454.5971 | 118454.5971 | 4105.0363 | 5394.9637 | 0 | 0 | 0 | 0 | 0
2022-06-09 19:00 | 0.00485 | 0.00253 | 35584 | 167.4049 | 634 | 268.1921 | 3 | 30000 | 3 | 0 | 29731.8079 | 326599.366 | 19 | 7392.4046 | 2689.7363 | 155.3959 | 22775 | 150729.5971 | 30167.4046 | 0 | 120562.1925 | 120562.1925 | 167.4046 | 7225 | 0 | 0 | 0 | 0 | 0
2022-06-09 20:00 | 0 | 0 | 35584 | 0 | 634 | 0 | 3 | 30000 | 3 | 0 | 30000 | 296867.5582 | 19 | 7225 | 2689.7363 | 151.8769 | 22775 | 150729.5971 | 30000 | 0 | 120729.5971 | 120729.5971 | 0 | 7225 | 0 | 0 | 0 | 0 | 0
2022-06-09 21:00 | 0 | 0 | 35584 | 0 | 634 | 0 | 3 | 30000 | 3 | 0 | 30000 | 266867.5582 | 19 | 7225 | 2689.7363 | 151.8769 | 22775 | 150729.5971 | 30000 | 0 | 120729.5971 | 120729.5971 | 0 | 7225 | 0 | 0 | 0 | 0 | 0
2022-06-09 22:00 | 0 | 0 | 35584 | 0 | 634 | 0 | 3 | 30000 | 3 | 0 | 30000 | 236867.5582 | 19 | 7225 | 2689.7363 | 151.8769 | 22775 | 150729.5971 | 30000 | 0 | 120729.5971 | 120729.5971 | 0 | 7225 | 0 | 0 | 0 | 0 | 0
2022-06-09 23:00 | 0 | 0 | 35584 | 0 | 634 | 0 | 3 | 30000 | 3 | 0 | 30000 | 206867.5582 | 19 | 7225 | 2689.7363 | 151.8769 | 22775 | 150729.5971 | 30000 | 0 | 120729.5971 | 120729.5971 | 0 | 7225 | 0 | 0 | 0 | 0 | 0
2022-06-10 | 0 | 0 | 35584 | 0 | 634 | 0 | 3 | 30000 | 3 | 0 | 30000 | 176867.5582 | 19 | 7387.5 | 2689.7363 | 155.2928 | 22612.5 | 150567.0971 | 30000 | 0 | 120567.0971 | 120567.0971 | 0 | 7387.5 | 0 | 0 | 0 | 0 | 0
2022-06-10 01:00 | 0 | 0 | 35584 | 0 | 634 | 0 | 3 | 30000 | 3 | 0 | 30000 | 146867.5582 | 19 | 7387.5 | 2689.7363 | 155.2928 | 22612.5 | 150567.0971 | 30000 | 0 | 120567.0971 | 120567.0971 | 0 | 7387.5 | 0 | 0 | 0 | 0 | 0
2022-06-10 02:00 | 0 | 0 | 35584 | 0 | 634 | 0 | 3 | 30000 | 3 | 0 | 30000 | 116867.5582 | 19 | 7387.5 | 2689.7363 | 155.2928 | 22612.5 | 150567.0971 | 30000 | 0 | 120567.0971 | 120567.0971 | 0 | 7387.5 | 0 | 0 | 0 | 0 | 0
2022-06-10 03:00 | 0 | 0 | 35584 | 0 | 634 | 0 | 3 | 30000 | 3 | 0 | 30000 | 86867.5582 | 19 | 7387.5 | 2689.7363 | 155.2928 | 22612.5 | 150567.0971 | 30000 | 0 | 120567.0971 | 120567.0971 | 0 | 7387.5 | 0 | 0 | 0 | 0 | 0
2022-06-10 04:00 | 0 | 0 | 35584 | 0 | 634 | 0 | 3 | 30000 | 3 | 0 | 30000 | 56867.5582 | 19 | 7387.5 | 2689.7363 | 155.2928 | 22612.5 | 150567.0971 | 30000 | 0 | 120567.0971 | 120567.0971 | 0 | 7387.5 | 0 | 0 | 0 | 0 | 0
2022-06-10 05:00 | 0.01845 | 0.02955 | 35584 | 636.8291 | 634 | 3132.4418 | 3 | 30000 | 3 | 0 | 26867.5582 | 26867.5582 | 19 | 8024.3277 | 2689.7363 | 168.6796 | 22612.5 | 150567.0971 | 30636.8277 | 0 | 119930.2694 | 119930.2694 | 636.8277 | 7387.5 | 0 | 0 | 0 | 0 | 0
2022-06-10 06:00 | 0.17827 | 0.4297 | 35584 | 6153.2529 | 634 | 45550.2626 | 3 | 25959.2601 | 2.5959 | 0 | 0 | 0 | 19 | 9500 | 2689.7363 | 199.6997 | 22612.5 | 150567.0971 | 32112.5 | 0 | 118454.5971 | 118454.5971 | 6153.2399 | 3346.7601 | 0 | 0 | 0 | 0 | 0
2022-06-10 07:00 | 0.39698 | 0.62745 | 35584 | 13702.3522 | 634 | 66512.7118 | 3 | 18410.1766 | 1.841 | 0 | 0 | 0 | 19 | 9500 | 2689.7363 | 199.6997 | 22612.5 | 150567.0971 | 32112.5 | 0 | 118454.5971 | 118454.5971 | 9500 | 0 | 0 | 0 | 0 | 0 | 0
2022-06-10 08:00 | 0.61495 | 0.74898 | 35584 | 21225.9094 | 634 | 79395.4751 | 3 | 10886.6353 | 1.0887 | 0 | 0 | 0 | 19 | 9500 | 2689.7363 | 199.6997 | 22612.5 | 150567.0971 | 32112.5 | 0 | 118454.5971 | 118454.5971 | 0 | 9500 | 0 | 0 | 0 | 0 | 0
2022-06-10 09:00 | 0.805 | 0.81312 | 35584 | 27785.7664 | 634 | 86194.623 | 3 | 4326.7921 | 0.43268 | 0 | 0 | 0 | 19 | 9500 | 2689.7363 | 199.6997 | 22612.5 | 150567.0971 | 32112.5 | 0 | 118454.5971 | 118454.5971 | 5173.2079 | 4326.7921 | 0 | 0 | 0 | 0 | 0
2022-06-10 10:00 | 0.94903 | 0.85441 | 35584 | 32757.175 | 634 | 90571.5612 | 3 | 0 | 0 | 0 | 0 | 0 | 19 | 9500 | 2689.7363 | 199.6997 | 22612.5 | 150567.0971 | 32112.5 | 0 | 118454.5971 | 118454.5971 | 9500 | 0 | 0 | 0 | 0 | 0 | 0
2022-06-10 11:00 | 1.0349 | 0.90749 | 35584 | 35721.1052 | 634 | 96198.296 | 3 | 0 | 0 | 0 | 0 | 0 | 19 | 9500 | 2689.7363 | 199.6997 | 22612.5 | 150567.0971 | 32112.5 | 0 | 118454.5971 | 118454.5971 | 9500 | 0 | 0 | 0 | 0 | 0 | 0
2022-06-10 12:00 | 1.0491 | 0.87936 | 35584 | 36210.2037 | 634 | 93216.3809 | 3 | 0 | 0 | 9649.7629 | 0 | 0 | 19 | 9500 | 2689.7363 | 199.6997 | 22612.5 | 150567.0971 | 32112.5 | 0 | 118454.5971 | 118454.5971 | 9500 | 0 | 0 | 0 | 0 | 0 | 0
2022-06-10 13:00 | 1.0057 | 0.84775 | 35584 | 34714.9498 | 634 | 89865.5692 | 3 | 0 | 0 | 89865.5692 | 0 | 9649.7629 | 19 | 9500 | 2689.7363 | 199.6997 | 22612.5 | 150567.0971 | 32112.5 | 0 | 118454.5971 | 118454.5971 | 9500 | 0 | 0 | 0 | 0 | 0 | 0
2022-06-10 14:00 | 0.89942 | 0.78545 | 35584 | 31044.8124 | 634 | 83261.4702 | 3 | 1067.7529 | 0.10678 | 82193.7172 | 0 | 99515.3321 | 19 | 9500 | 2689.7363 | 199.6997 | 22612.5 | 150567.0971 | 32112.5 | 0 | 118454.5971 | 118454.5971 | 8432.2471 | 1067.7529 | 0 | 0 | 0 | 0 | 0
2022-06-10 15:00 | 0.7391 | 0.72608 | 35584 | 25511.1304 | 634 | 76967.9652 | 3 | 6601.4233 | 0.66014 | 70366.5418 | 0 | 181709.0493 | 19 | 9500 | 2689.7363 | 199.6997 | 22612.5 | 150567.0971 | 32112.5 | 0 | 118454.5971 | 118454.5971 | 2898.5767 | 6601.4233 | 0 | 0 | 0 | 0 | 0
2022-06-10 16:00 | 0.53788 | 0.62474 | 35584 | 18565.7243 | 634 | 66225.4388 | 3 | 13546.8148 | 1.3547 | 52678.6239 | 0 | 252075.5912 | 19 | 9500 | 2689.7363 | 199.6997 | 22612.5 | 150567.0971 | 32112.5 | 0 | 118454.5971 | 118454.5971 | 9500 | 0 | 0 | 0 | 0 | 0 | 0
2022-06-10 17:00 | 0.31642 | 0.4742 | 35584 | 10921.7046 | 634 | 50267.4762 | 3 | 21190.8184 | 2.1191 | 29076.6578 | 0 | 304754.2151 | 19 | 9500 | 2689.7363 | 199.6997 | 22612.5 | 150567.0971 | 32112.5 | 0 | 118454.5971 | 118454.5971 | 9500 | 0 | 0 | 0 | 0 | 0 | 0
2022-06-10 18:00 | 0.11193 | 0.20976 | 35584 | 3863.4296 | 634 | 22235.5668 | 3 | 28249.0785 | 2.8249 | 0 | 6013.5117 | 333830.8728 | 19 | 9500 | 2689.7363 | 199.6997 | 22612.5 | 150567.0971 | 32112.5 | 0 | 118454.5971 | 118454.5971 | 3863.4215 | 5636.5785 | 0 | 0 | 0 | 0 | 0
2022-06-10 19:00 | 0.00478 | 0.00081 | 35584 | 164.9888 | 634 | 85.8639 | 3 | 30000 | 3 | 0 | 30000 | 327817.3612 | 19 | 7552.4884 | 2689.7363 | 158.761 | 22612.5 | 150567.0971 | 30164.9884 | 0 | 120402.1087 | 120402.1087 | 164.9884 | 7387.5 | 0 | 0 | 0 | 0 | 0
2022-06-10 20:00 | 0 | 0 | 35584 | 0 | 634 | 0 | 3 | 30000 | 3 | 0 | 30000 | 297817.3612 | 19 | 7387.5 | 2689.7363 | 155.2928 | 22612.5 | 150567.0971 | 30000 | 0 | 120567.0971 | 120567.0971 | 0 | 7387.5 | 0 | 0 | 0 | 0 | 0
2022-06-10 21:00 | 0 | 0 | 35584 | 0 | 634 | 0 | 3 | 30000 | 3 | 0 | 30000 | 267817.3612 | 19 | 7387.5 | 2689.7363 | 155.2928 | 22612.5 | 150567.0971 | 30000 | 0 | 120567.0971 | 120567.0971 | 0 | 7387.5 | 0 | 0 | 0 | 0 | 0
2022-06-10 22:00 | 0 | 0 | 35584 | 0 | 634 | 0 | 3 | 30000 | 3 | 0 | 30000 | 237817.3612 | 19 | 7387.5 | 2689.7363 | 155.2928 | 22612.5 | 150567.0971 | 30000 | 0 | 120567.0971 | 120567.0971 | 0 | 7387.5 | 0 | 0 | 0 | 0 | 0
2022-06-10 23:00 | 0 | 0 | 35584 | 0 | 634 | 0 | 3 | 30000 | 3 | 0 | 30000 | 207817.3612 | 19 | 7387.5 | 2689.7363 | 155.2928 | 22612.5 | 150567.0971 | 30000 | 0 | 120567.0971 | 120567.0971 | 0 | 7387.5 | 0 | 0 | 0 | 0 | 0
2022-06-11 | 0 | 0 | 35584 | 0 | 634 | 0 | 3 | 30000 | 3 | 0 | 30000 | 177817.3612 | 19 | 7866.6667 | 2689.7363 | 165.3654 | 22133.3333 | 150087.9304 | 30000 | 0 | 120087.9304 | 120087.9304 | 0 | 7866.6667 | 0 | 0 | 0 | 0 | 0
2022-06-11 01:00 | 0 | 0 | 35584 | 0 | 634 | 0 | 3 | 30000 | 3 | 0 | 30000 | 147817.3612 | 19 | 7866.6667 | 2689.7363 | 165.3654 | 22133.3333 | 150087.9304 | 30000 | 0 | 120087.9304 | 120087.9304 | 0 | 7866.6667 | 0 | 0 | 0 | 0 | 0
2022-06-11 02:00 | 0 | 0 | 35584 | 0 | 634 | 0 | 3 | 30000 | 3 | 0 | 30000 | 117817.3612 | 19 | 7866.6667 | 2689.7363 | 165.3654 | 22133.3333 | 150087.9304 | 30000 | 0 | 120087.9304 | 120087.9304 | 0 | 7866.6667 | 0 | 0 | 0 | 0 | 0
2022-06-11 03:00 | 0 | 0 | 35584 | 0 | 634 | 0 | 3 | 30000 | 3 | 0 | 30000 | 87817.3612 | 19 | 7866.6667 | 2689.7363 | 165.3654 | 22133.3333 | 150087.9304 | 30000 | 0 | 120087.9304 | 120087.9304 | 0 | 7866.6667 | 0 | 0 | 0 | 0 | 0
2022-06-11 04:00 | 0 | 0 | 35584 | 0 | 634 | 0 | 3 | 30000 | 3 | 0 | 30000 | 57817.3612 | 19 | 7866.6667 | 2689.7363 | 165.3654 | 22133.3333 | 150087.9304 | 30000 | 0 | 120087.9304 | 120087.9304 | 0 | 7866.6667 | 0 | 0 | 0 | 0 | 0
2022-06-11 05:00 | 0.01762 | 0.02059 | 35584 | 608.1804 | 634 | 2182.6388 | 3 | 30000 | 3 | 0 | 27817.3612 | 27817.3612 | 19 | 8474.8458 | 2689.7363 | 178.1499 | 22133.3333 | 150087.9304 | 30608.1791 | 0 | 119479.7513 | 119479.7513 | 608.1791 | 7866.6667 | 0 | 0 | 0 | 0 | 0
2022-06-11 06:00 | 0.17482 | 0.40556 | 35584 | 6034.171 | 634 | 42991.3067 | 3 | 25599.175 | 2.5599 | 0 | 0 | 0 | 19 | 9500 | 2689.7363 | 199.6997 | 22133.3333 | 150087.9304 | 31633.3333 | 0 | 118454.5971 | 118454.5971 | 6034.1583 | 3465.8417 | 0 | 0 | 0 | 0 | 0
2022-06-11 07:00 | 0.3929 | 0.61434 | 35584 | 13561.525 | 634 | 65122.9888 | 3 | 18071.8369 | 1.8072 | 0 | 0 | 0 | 19 | 9500 | 2689.7363 | 199.6997 | 22133.3333 | 150087.9304 | 31633.3333 | 0 | 118454.5971 | 118454.5971 | 9500 | 0 | 0 | 0 | 0 | 0 | 0
2022-06-11 08:00 | 0.61262 | 0.75169 | 35584 | 21145.486 | 634 | 79682.7481 | 3 | 10487.8919 | 1.0488 | 0 | 0 | 0 | 19 | 9500 | 2689.7363 | 199.6997 | 22133.3333 | 150087.9304 | 31633.3333 | 0 | 118454.5971 | 118454.5971 | 0 | 9500 | 0 | 0 | 0 | 0 | 0
2022-06-11 09:00 | 0.80375 | 0.82635 | 35584 | 27742.6208 | 634 | 87597.0665 | 3 | 3890.7709 | 0.38908 | 0 | 0 | 0 | 19 | 9500 | 2689.7363 | 199.6997 | 22133.3333 | 150087.9304 | 31633.3333 | 0 | 118454.5971 | 118454.5971 | 5609.2291 | 3890.7709 | 0 | 0 | 0 | 0 | 0
2022-06-11 10:00 | 0.94878 | 0.87587 | 35584 | 32748.5459 | 634 | 92846.4242 | 3 | 0 | 0 | 0 | 0 | 0 | 19 | 9500 | 2689.7363 | 199.6997 | 22133.3333 | 150087.9304 | 31633.3333 | 0 | 118454.5971 | 118454.5971 | 9500 | 0 | 0 | 0 | 0 | 0 | 0
2022-06-11 11:00 | 1.0363 | 0.93709 | 35584 | 35770.1186 | 634 | 99336.038 | 3 | 0 | 0 | 0 | 0 | 0 | 19 | 9500 | 2689.7363 | 199.6997 | 22133.3333 | 150087.9304 | 31633.3333 | 0 | 118454.5971 | 118454.5971 | 9500 | 0 | 0 | 0 | 0 | 0 | 0
2022-06-11 12:00 | 1.037 | 0.84341 | 35584 | 35791.8639 | 634 | 89405.5084 | 3 | 0 | 0 | 0 | 0 | 0 | 19 | 9500 | 2689.7363 | 199.6997 | 22133.3333 | 150087.9304 | 31633.3333 | 0 | 118454.5971 | 118454.5971 | 9500 | 0 | 0 | 0 | 0 | 0 | 0
2022-06-11 13:00 | 0.99653 | 0.81966 | 35584 | 34396.7078 | 634 | 86887.8944 | 3 | 0 | 0 | 50315.0158 | 0 | 0 | 19 | 9500 | 2689.7363 | 199.6997 | 22133.3333 | 150087.9304 | 31633.3333 | 0 | 118454.5971 | 118454.5971 | 9500 | 0 | 0 | 0 | 0 | 0 | 0
2022-06-11 14:00 | 0.89292 | 0.76696 | 35584 | 30820.4553 | 634 | 81301.4414 | 3 | 812.9429 | 0.081294 | 80488.4985 | 0 | 50315.0158 | 19 | 9500 | 2689.7363 | 199.6997 | 22133.3333 | 150087.9304 | 31633.3333 | 0 | 118454.5971 | 118454.5971 | 9500 | 0 | 0 | 0 | 0 | 0 | 0
2022-06-11 15:00 | 0.73447 | 0.7162 | 35584 | 25351.3191 | 634 | 75920.6378 | 3 | 6282.0676 | 0.62821 | 69638.5701 | 0 | 130803.5143 | 19 | 9500 | 2689.7363 | 199.6997 | 22133.3333 | 150087.9304 | 31633.3333 | 0 | 118454.5971 | 118454.5971 | 3217.9324 | 6282.0676 | 0 | 0 | 0 | 0 | 0
2022-06-11 16:00 | 0.5345 | 0.62158 | 35584 | 18449.0586 | 634 | 65890.4636 | 3 | 13184.3136 | 1.3184 | 52706.15 | 0 | 200442.0844 | 19 | 9500 | 2689.7363 | 199.6997 | 22133.3333 | 150087.9304 | 31633.3333 | 0 | 118454.5971 | 118454.5971 | 0 | 9500 | 0 | 0 | 0 | 0 | 0
2022-06-11 17:00 | 0.31435 | 0.47675 | 35584 | 10850.2555 | 634 | 50537.7884 | 3 | 20783.1007 | 2.0783 | 29754.6877 | 0 | 253148.2344 | 19 | 9500 | 2689.7363 | 199.6997 | 22133.3333 | 150087.9304 | 31633.3333 | 0 | 118454.5971 | 118454.5971 | 0 | 9500 | 0 | 0 | 0 | 0 | 0
2022-06-11 18:00 | 0.11157 | 0.21842 | 35584 | 3851.0037 | 634 | 23153.5684 | 3 | 27782.3378 | 2.7782 | 0 | 4628.7694 | 282902.9221 | 19 | 9500 | 2689.7363 | 199.6997 | 22133.3333 | 150087.9304 | 31633.3333 | 0 | 118454.5971 | 118454.5971 | 3850.9956 | 5649.0044 | 0 | 0 | 0 | 0 | 0
2022-06-11 19:00 | 0.00493 | 0.00078 | 35584 | 170.1662 | 634 | 82.6837 | 3 | 30000 | 3 | 0 | 30000 | 278274.1528 | 19 | 8036.8326 | 2689.7363 | 168.9424 | 22133.3333 | 150087.9304 | 30170.1659 | 0 | 119917.7645 | 119917.7645 | 170.1659 | 7866.6667 | 0 | 0 | 0 | 0 | 0
2022-06-11 20:00 | 0 | 0 | 35584 | 0 | 634 | 0 | 3 | 30000 | 3 | 0 | 30000 | 248274.1528 | 19 | 7866.6667 | 2689.7363 | 165.3654 | 22133.3333 | 150087.9304 | 30000 | 0 | 120087.9304 | 120087.9304 | 0 | 7866.6667 | 0 | 0 | 0 | 0 | 0
2022-06-11 21:00 | 0 | 0 | 35584 | 0 | 634 | 0 | 3 | 30000 | 3 | 0 | 30000 | 218274.1528 | 19 | 7866.6667 | 2689.7363 | 165.3654 | 22133.3333 | 150087.9304 | 30000 | 0 | 120087.9304 | 120087.9304 | 0 | 7866.6667 | 0 | 0 | 0 | 0 | 0
2022-06-11 22:00 | 0 | 0 | 35584 | 0 | 634 | 0 | 3 | 30000 | 3 | 0 | 30000 | 188274.1528 | 19 | 7866.6667 | 2689.7363 | 165.3654 | 22133.3333 | 150087.9304 | 30000 | 0 | 120087.9304 | 120087.9304 | 0 | 7866.6667 | 0 | 0 | 0 | 0 | 0
2022-06-11 23:00 | 0 | 0 | 35584 | 0 | 634 | 0 | 3 | 30000 | 3 | 0 | 30000 | 158274.1528 | 19 | 7866.6667 | 2689.7363 | 165.3654 | 22133.3333 | 150087.9304 | 30000 | 0 | 120087.9304 | 120087.9304 | 0 | 7866.6667 | 0 | 0 | 0 | 0 | 0
2022-06-12 | 0 | 0 | 35584 | 0 | 634 | 0 | 3 | 21570.8333 | 2.1571 | 0 | 21570.8333 | 128274.1528 | 19 | 9500 | 2689.7363 | 199.6997 | 12070.8333 | 140025.4304 | 21570.8333 | 0 | 118454.5971 | 118454.5971 | 0 | 9500 | 0 | 0 | 0 | 0 | 0
2022-06-12 01:00 | 0 | 0 | 35584 | 0 | 634 | 0 | 3 | 21570.8333 | 2.1571 | 0 | 21570.8333 | 106703.3194 | 19 | 9500 | 2689.7363 | 199.6997 | 12070.8333 | 140025.4304 | 21570.8333 | 0 | 118454.5971 | 118454.5971 | 0 | 9500 | 0 | 0 | 0 | 0 | 0
2022-06-12 02:00 | 0 | 0 | 35584 | 0 | 634 | 0 | 3 | 21570.8333 | 2.1571 | 0 | 21570.8333 | 85132.4861 | 19 | 9500 | 2689.7363 | 199.6997 | 12070.8333 | 140025.4304 | 21570.8333 | 0 | 118454.5971 | 118454.5971 | 0 | 9500 | 0 | 0 | 0 | 0 | 0
2022-06-12 03:00 | 0 | 0 | 35584 | 0 | 634 | 0 | 3 | 21570.8333 | 2.1571 | 0 | 21570.8333 | 63561.6528 | 19 | 9500 | 2689.7363 | 199.6997 | 12070.8333 | 140025.4304 | 21570.8333 | 0 | 118454.5971 | 118454.5971 | 0 | 9500 | 0 | 0 | 0 | 0 | 0
2022-06-12 04:00 | 0 | 0 | 35584 | 0 | 634 | 0 | 3 | 21570.8333 | 2.1571 | 0 | 21570.8333 | 41990.8194 | 19 | 9500 | 2689.7363 | 199.6997 | 12070.8333 | 140025.4304 | 21570.8333 | 0 | 118454.5971 | 118454.5971 | 0 | 9500 | 0 | 0 | 0 | 0 | 0
2022-06-12 05:00 | 0.01685 | 0.00537 | 35584 | 581.6027 | 634 | 569.2458 | 3 | 20989.2319 | 2.0989 | 0 | 20419.9861 | 20419.9861 | 19 | 9500 | 2689.7363 | 199.6997 | 12070.8333 | 140025.4304 | 21570.8333 | 0 | 118454.5971 | 118454.5971 | 581.6015 | 8918.3985 | 0 | 0 | 0 | 0 | 0
2022-06-12 06:00 | 0.16285 | 0.28611 | 35584 | 5621.0088 | 634 | 30329.0333 | 3 | 15949.8364 | 1.595 | 0 | 0 | 0 | 19 | 9500 | 2689.7363 | 199.6997 | 12070.8333 | 140025.4304 | 21570.8333 | 0 | 118454.5971 | 118454.5971 | 5620.9969 | 3879.0031 | 0 | 0 | 0 | 0 | 0
2022-06-12 07:00 | 0.37095 | 0.47159 | 35584 | 12803.8883 | 634 | 49990.8036 | 3 | 8766.972 | 0.8767 | 0 | 0 | 0 | 19 | 9500 | 2689.7363 | 199.6997 | 12070.8333 | 140025.4304 | 21570.8333 | 0 | 118454.5971 | 118454.5971 | 733.028 | 8766.972 | 0 | 0 | 0 | 0 | 0
2022-06-12 08:00 | 0.58883 | 0.61327 | 35584 | 20324.3389 | 634 | 65009.5637 | 3 | 1246.5372 | 0.12465 | 0 | 0 | 0 | 19 | 9500 | 2689.7363 | 199.6997 | 12070.8333 | 140025.4304 | 21570.8333 | 0 | 118454.5971 | 118454.5971 | 9500 | 0 | 0 | 0 | 0 | 0 | 0
2022-06-12 09:00 | 0.7806 | 0.69627 | 35584 | 26943.5643 | 634 | 73807.9621 | 3 | 0 | 0 | 0 | 0 | 0 | 19 | 9500 | 2689.7363 | 199.6997 | 12070.8333 | 140025.4304 | 21570.8333 | 0 | 118454.5971 | 118454.5971 | 9500 | 0 | 0 | 0 | 0 | 0 | 0
2022-06-12 10:00 | 0.92705 | 0.75058 | 35584 | 31998.5028 | 634 | 79565.0828 | 3 | 0 | 0 | 0 | 0 | 0 | 19 | 9500 | 2689.7363 | 199.6997 | 12070.8333 | 140025.4304 | 21570.8333 | 0 | 118454.5971 | 118454.5971 | 9500 | 0 | 0 | 0 | 0 | 0 | 0
2022-06-12 11:00 | 1.0154 | 0.80889 | 35584 | 35048.0338 | 634 | 85746.2227 | 3 | 0 | 0 | 0 | 0 | 0 | 19 | 9500 | 2689.7363 | 199.6997 | 12070.8333 | 140025.4304 | 21570.8333 | 0 | 118454.5971 | 118454.5971 | 9500 | 0 | 0 | 0 | 0 | 0 | 0
2022-06-12 12:00 | 1.0181 | 0.72251 | 35584 | 35141.9186 | 634 | 76589.528 | 3 | 0 | 0 | 8305.3982 | 0 | 0 | 19 | 9500 | 2689.7363 | 199.6997 | 12070.8333 | 140025.4304 | 21570.8333 | 0 | 118454.5971 | 118454.5971 | 9500 | 0 | 0 | 0 | 0 | 0 | 0
2022-06-12 13:00 | 0.97867 | 0.70488 | 35584 | 33780.2435 | 634 | 74720.6634 | 3 | 0 | 0 | 74720.6634 | 0 | 8305.3982 | 19 | 9500 | 2689.7363 | 199.6997 | 12070.8333 | 140025.4304 | 21570.8333 | 0 | 118454.5971 | 118454.5971 | 9500 | 0 | 0 | 0 | 0 | 0 | 0
2022-06-12 14:00 | 0.87572 | 0.65151 | 35584 | 30226.7719 | 634 | 69063.1872 | 3 | 0 | 0 | 69063.1872 | 0 | 83026.0616 | 19 | 9500 | 2689.7363 | 199.6997 | 12070.8333 | 140025.4304 | 21570.8333 | 0 | 118454.5971 | 118454.5971 | 9500 | 0 | 0 | 0 | 0 | 0 | 0
2022-06-12 15:00 | 0.7177 | 0.59191 | 35584 | 24772.4777 | 634 | 62745.3012 | 3 | 0 | 0 | 62745.3012 | 0 | 152089.2489 | 19 | 9500 | 2689.7363 | 199.6997 | 12070.8333 | 140025.4304 | 21570.8333 | 0 | 118454.5971 | 118454.5971 | 9500 | 0 | 0 | 0 | 0 | 0 | 0
2022-06-12 16:00 | 0.51503 | 0.50128 | 35584 | 17777.0227 | 634 | 53138.0861 | 3 | 3793.8481 | 0.37938 | 49344.2381 | 0 | 214834.55 | 19 | 9500 | 2689.7363 | 199.6997 | 12070.8333 | 140025.4304 | 21570.8333 | 0 | 118454.5971 | 118454.5971 | 9500 | 0 | 0 | 0 | 0 | 0 | 0
2022-06-12 17:00 | 0.29798 | 0.34753 | 35584 | 10285.2207 | 634 | 36839.8481 | 3 | 11285.6343 | 1.1286 | 25554.2139 | 0 | 264178.7881 | 19 | 9500 | 2689.7363 | 199.6997 | 12070.8333 | 140025.4304 | 21570.8333 | 0 | 118454.5971 | 118454.5971 | 0 | 9500 | 0 | 0 | 0 | 0 | 0
2022-06-12 18:00 | 0.10362 | 0.12009 | 35584 | 3576.5977 | 634 | 12730.1164 | 3 | 17994.2432 | 1.7994 | 0 | 5264.1268 | 289733.002 | 19 | 9500 | 2689.7363 | 199.6997 | 12070.8333 | 140025.4304 | 21570.8333 | 0 | 118454.5971 | 118454.5971 | 0 | 9500 | 0 | 0 | 0 | 0 | 0
2022-06-12 19:00 | 0.00493 | 0 | 35584 | 170.1662 | 634 | 0 | 3 | 21400.6674 | 2.1401 | 0 | 21400.6674 | 284468.8752 | 19 | 9500 | 2689.7363 | 199.6997 | 12070.8333 | 140025.4304 | 21570.8333 | 0 | 118454.5971 | 118454.5971 | 170.1659 | 9329.8341 | 0 | 0 | 0 | 0 | 0
2022-06-12 20:00 | 0 | 0 | 35584 | 0 | 634 | 0 | 3 | 21570.8333 | 2.1571 | 0 | 21570.8333 | 263068.2077 | 19 | 9500 | 2689.7363 | 199.6997 | 12070.8333 | 140025.4304 | 21570.8333 | 0 | 118454.5971 | 118454.5971 | 0 | 9500 | 0 | 0 | 0 | 0 | 0
2022-06-12 21:00 | 0 | 0 | 35584 | 0 | 634 | 0 | 3 | 21570.8333 | 2.1571 | 0 | 21570.8333 | 241497.3744 | 19 | 9500 | 2689.7363 | 199.6997 | 12070.8333 | 140025.4304 | 21570.8333 | 0 | 118454.5971 | 118454.5971 | 0 | 9500 | 0 | 0 | 0 | 0 | 0
2022-06-12 22:00 | 0 | 0 | 35584 | 0 | 634 | 0 | 3 | 21570.8333 | 2.1571 | 0 | 21570.8333 | 219926.5411 | 19 | 9500 | 2689.7363 | 199.6997 | 12070.8333 | 140025.4304 | 21570.8333 | 0 | 118454.5971 | 118454.5971 | 0 | 9500 | 0 | 0 | 0 | 0 | 0
2022-06-12 23:00 | 0 | 0 | 35584 | 0 | 634 | 0 | 3 | 21570.8333 | 2.1571 | 0 | 21570.8333 | 198355.7077 | 19 | 9500 | 2689.7363 | 199.6997 | 12070.8333 | 140025.4304 | 21570.8333 | 0 | 118454.5971 | 118454.5971 | 0 | 9500 | 0 | 0 | 0 | 0 | 0
2022-06-13 | 0 | 0 | 35584 | 0 | 634 | 0 | 3 | 30000 | 3 | 0 | 30000 | 176784.8744 | 19 | 7933.3333 | 2689.7363 | 166.7668 | 22066.6667 | 150021.2637 | 30000 | 0 | 120021.2637 | 120021.2637 | 0 | 7933.3333 | 0 | 0 | 0 | 0 | 0
2022-06-13 01:00 | 0 | 0 | 35584 | 0 | 634 | 0 | 3 | 30000 | 3 | 0 | 30000 | 146784.8744 | 19 | 7933.3333 | 2689.7363 | 166.7668 | 22066.6667 | 150021.2637 | 30000 | 0 | 120021.2637 | 120021.2637 | 0 | 7933.3333 | 0 | 0 | 0 | 0 | 0
2022-06-13 02:00 | 0 | 0 | 35584 | 0 | 634 | 0 | 3 | 30000 | 3 | 0 | 30000 | 116784.8744 | 19 | 7933.3333 | 2689.7363 | 166.7668 | 22066.6667 | 150021.2637 | 30000 | 0 | 120021.2637 | 120021.2637 | 0 | 7933.3333 | 0 | 0 | 0 | 0 | 0
2022-06-13 03:00 | 0 | 0 | 35584 | 0 | 634 | 0 | 3 | 30000 | 3 | 0 | 30000 | 86784.8744 | 19 | 7933.3333 | 2689.7363 | 166.7668 | 22066.6667 | 150021.2637 | 30000 | 0 | 120021.2637 | 120021.2637 | 0 | 7933.3333 | 0 | 0 | 0 | 0 | 0
2022-06-13 04:00 | 0 | 0 | 35584 | 0 | 634 | 0 | 3 | 30000 | 3 | 0 | 30000 | 56784.8744 | 19 | 7933.3333 | 2689.7363 | 166.7668 | 22066.6667 | 150021.2637 | 30000 | 0 | 120021.2637 | 120021.2637 | 0 | 7933.3333 | 0 | 0 | 0 | 0 | 0
2022-06-13 05:00 | 0.0174 | 0.03033 | 35584 | 600.5868 | 634 | 3215.1256 | 3 | 30000 | 3 | 0 | 26784.8744 | 26784.8744 | 19 | 8533.9188 | 2689.7363 | 179.3917 | 22066.6667 | 150021.2637 | 30600.5855 | 0 | 119420.6783 | 119420.6783 | 600.5855 | 7933.3333 | 0 | 0 | 0 | 0 | 0
2022-06-13 06:00 | 0.1765 | 0.47038 | 35584 | 6092.1587 | 634 | 49862.5378 | 3 | 25474.5208 | 2.5475 | 0 | 0 | 0 | 19 | 9500 | 2689.7363 | 199.6997 | 22066.6667 | 150021.2637 | 31566.6667 | 0 | 118454.5971 | 118454.5971 | 6092.1459 | 3407.8541 | 0 | 0 | 0 | 0 | 0
2022-06-13 07:00 | 0.39238 | 0.67918 | 35584 | 13543.5764 | 634 | 71996.3401 | 3 | 18023.1188 | 1.8023 | 0 | 0 | 0 | 19 | 9500 | 2689.7363 | 199.6997 | 22066.6667 | 150021.2637 | 31566.6667 | 0 | 118454.5971 | 118454.5971 | 9500 | 0 | 0 | 0 | 0 | 0 | 0
2022-06-13 08:00 | 0.61012 | 0.80901 | 35584 | 21059.1948 | 634 | 85758.9432 | 3 | 10507.5162 | 1.0508 | 0 | 0 | 0 | 19 | 9500 | 2689.7363 | 199.6997 | 22066.6667 | 150021.2637 | 31566.6667 | 0 | 118454.5971 | 118454.5971 | 9500 | 0 | 0 | 0 | 0 | 0 | 0
2022-06-13 09:00 | 0.8006 | 0.88632 | 35584 | 27633.8939 | 634 | 93954.1743 | 3 | 3932.831 | 0.39328 | 0 | 0 | 0 | 19 | 9500 | 2689.7363 | 199.6997 | 22066.6667 | 150021.2637 | 31566.6667 | 0 | 118454.5971 | 118454.5971 | 5567.169 | 3932.831 | 0 | 0 | 0 | 0 | 0
2022-06-13 10:00 | 0.94508 | 0.93591 | 35584 | 32620.8349 | 634 | 99210.9524 | 3 | 0 | 0 | 0 | 0 | 0 | 19 | 9500 | 2689.7363 | 199.6997 | 22066.6667 | 150021.2637 | 31566.6667 | 0 | 118454.5971 | 118454.5971 | 9500 | 0 | 0 | 0 | 0 | 0 | 0
2022-06-13 11:00 | 1.032 | 1.0082 | 35584 | 35622.0429 | 634 | 106871.9193 | 3 | 0 | 0 | 0 | 0 | 0 | 19 | 9500 | 2689.7363 | 199.6997 | 22066.6667 | 150021.2637 | 31566.6667 | 0 | 118454.5971 | 118454.5971 | 9500 | 0 | 0 | 0 | 0 | 0 | 0
2022-06-13 12:00 | 1.0451 | 0.95333 | 35584 | 36073.8636 | 634 | 101057.556 | 3 | 0 | 0 | 0 | 0 | 0 | 19 | 9500 | 2689.7363 | 199.6997 | 22066.6667 | 150021.2637 | 31566.6667 | 0 | 118454.5971 | 118454.5971 | 9500 | 0 | 0 | 0 | 0 | 0 | 0
2022-06-13 13:00 | 1.0055 | 0.91361 | 35584 | 34705.2851 | 634 | 96847.0453 | 3 | 0 | 0 | 63224.4267 | 0 | 0 | 19 | 9500 | 2689.7363 | 199.6997 | 22066.6667 | 150021.2637 | 31566.6667 | 0 | 118454.5971 | 118454.5971 | 9500 | 0 | 0 | 0 | 0 | 0 | 0
2022-06-13 14:00 | 0.89955 | 0.82711 | 35584 | 31049.2996 | 634 | 87677.6301 | 3 | 517.4325 | 0.051743 | 87160.1977 | 0 | 63224.4267 | 19 | 9500 | 2689.7363 | 199.6997 | 22066.6667 | 150021.2637 | 31566.6667 | 0 | 118454.5971 | 118454.5971 | 9500 | 0 | 0 | 0 | 0 | 0 | 0
2022-06-13 15:00 | 0.73975 | 0.75297 | 35584 | 25533.5661 | 634 | 79818.4343 | 3 | 6033.1543 | 0.60332 | 73785.2799 | 0 | 150384.6243 | 19 | 9500 | 2689.7363 | 199.6997 | 22066.6667 | 150021.2637 | 31566.6667 | 0 | 118454.5971 | 118454.5971 | 3466.8457 | 6033.1543 | 0 | 0 | 0 | 0 | 0
2022-06-13 16:00 | 0.54215 | 0.66192 | 35584 | 18713.1096 | 634 | 70166.6972 | 3 | 12853.5964 | 1.2854 | 70166.6972 | 12853.5964 | 224169.9042 | 19 | 9500 | 2689.7363 | 199.6997 | 22066.6667 | 150021.2637 | 31566.6667 | 0 | 118454.5971 | 118454.5971 | 9500 | 0 | 0 | 0 | 0 | 0 | 0
2022-06-13 17:00 | 0.32615 | 0.5353 | 35584 | 11257.55 | 634 | 56744.3694 | 3 | 20309.1404 | 2.0309 | 36435.229 | 0 | 281483.005 | 19 | 9500 | 2689.7363 | 199.6997 | 22066.6667 | 150021.2637 | 31566.6667 | 0 | 118454.5971 | 118454.5971 | 9500 | 0 | 0 | 0 | 0 | 0 | 0
2022-06-13 18:00 | 0.121 | 0.3063 | 35584 | 4176.4941 | 634 | 32469.2702 | 3 | 27390.1814 | 2.739 | 5079.0889 | 0 | 317918.2341 | 19 | 9500 | 2689.7363 | 199.6997 | 22066.6667 | 150021.2637 | 31566.6667 | 0 | 118454.5971 | 118454.5971 | 4176.4853 | 5323.5147 | 0 | 0 | 0 | 0 | 0
2022-06-13 19:00 | 0.0053 | 0.00439 | 35584 | 182.9373 | 634 | 465.3611 | 3 | 30000 | 3 | 465.3611 | 30000 | 322997.3229 | 19 | 8116.2703 | 2689.7363 | 170.6123 | 22066.6667 | 150021.2637 | 30182.937 | 0 | 119838.3268 | 119838.3268 | 182.937 | 7933.3333 | 0 | 0 | 0 | 0 | 0
2022-06-13 20:00 | 0 | 0 | 35584 | 0 | 634 | 0 | 3 | 30000 | 3 | 0 | 30000 | 293462.684 | 19 | 7933.3333 | 2689.7363 | 166.7668 | 22066.6667 | 150021.2637 | 30000 | 0 | 120021.2637 | 120021.2637 | 0 | 7933.3333 | 0 | 0 | 0 | 0 | 0
2022-06-13 21:00 | 0 | 0 | 35584 | 0 | 634 | 0 | 3 | 30000 | 3 | 0 | 30000 | 263462.684 | 19 | 7933.3333 | 2689.7363 | 166.7668 | 22066.6667 | 150021.2637 | 30000 | 0 | 120021.2637 | 120021.2637 | 0 | 7933.3333 | 0 | 0 | 0 | 0 | 0
2022-06-13 22:00 | 0 | 0 | 35584 | 0 | 634 | 0 | 3 | 30000 | 3 | 0 | 30000 | 233462.684 | 19 | 7933.3333 | 2689.7363 | 166.7668 | 22066.6667 | 150021.2637 | 30000 | 0 | 120021.2637 | 120021.2637 | 0 | 7933.3333 | 0 | 0 | 0 | 0 | 0
2022-06-13 23:00 | 0 | 0 | 35584 | 0 | 634 | 0 | 3 | 30000 | 3 | 0 | 30000 | 203462.684 | 19 | 7933.3333 | 2689.7363 | 166.7668 | 22066.6667 | 150021.2637 | 30000 | 0 | 120021.2637 | 120021.2637 | 0 | 7933.3333 | 0 | 0 | 0 | 0 | 0
2022-06-14 | 0 | 0 | 35584 | 0 | 634 | 0 | 3 | 30000 | 3 | 0 | 30000 | 173462.684 | 19 | 6020.8333 | 2689.7363 | 126.5641 | 23979.1667 | 151933.7637 | 30000 | 0 | 121933.7637 | 121933.7637 | 0 | 6020.8333 | 0 | 0 | 0 | 0 | 0
2022-06-14 01:00 | 0 | 0 | 35584 | 0 | 634 | 0 | 3 | 30000 | 3 | 0 | 30000 | 143462.684 | 19 | 6020.8333 | 2689.7363 | 126.5641 | 23979.1667 | 151933.7637 | 30000 | 0 | 121933.7637 | 121933.7637 | 0 | 6020.8333 | 0 | 0 | 0 | 0 | 0
2022-06-14 02:00 | 0 | 0 | 35584 | 0 | 634 | 0 | 3 | 30000 | 3 | 0 | 30000 | 113462.684 | 19 | 6020.8333 | 2689.7363 | 126.5641 | 23979.1667 | 151933.7637 | 30000 | 0 | 121933.7637 | 121933.7637 | 0 | 6020.8333 | 0 | 0 | 0 | 0 | 0
2022-06-14 03:00 | 0 | 0 | 35584 | 0 | 634 | 0 | 3 | 30000 | 3 | 0 | 30000 | 83462.684 | 19 | 6020.8333 | 2689.7363 | 126.5641 | 23979.1667 | 151933.7637 | 30000 | 0 | 121933.7637 | 121933.7637 | 0 | 6020.8333 | 0 | 0 | 0 | 0 | 0
2022-06-14 04:00 | 0 | 0 | 35584 | 0 | 634 | 0 | 3 | 30000 | 3 | 0 | 30000 | 53462.684 | 19 | 6020.8333 | 2689.7363 | 126.5641 | 23979.1667 | 151933.7637 | 30000 | 0 | 121933.7637 | 121933.7637 | 0 | 6020.8333 | 0 | 0 | 0 | 0 | 0
2022-06-14 05:00 | 0.0186 | 0.06167 | 35584 | 642.0065 | 634 | 6537.316 | 3 | 30000 | 3 | 0 | 23462.684 | 23462.684 | 19 | 6662.8385 | 2689.7363 | 140.0597 | 23979.1667 | 151933.7637 | 30642.0052 | 0 | 121291.7586 | 121291.7586 | 642.0052 | 6020.8333 | 0 | 0 | 0 | 0 | 0
2022-06-14 06:00 | 0.1814 | 0.51515 | 35584 | 6261.2895 | 634 | 54608.3727 | 3 | 27217.8904 | 2.7218 | 0 | 0 | 0 | 19 | 9500 | 2689.7363 | 199.6997 | 23979.1667 | 151933.7637 | 33479.1667 | 0 | 118454.5971 | 118454.5971 | 6261.2763 | 3238.7237 | 0 | 0 | 0 | 0 | 0
2022-06-14 07:00 | 0.3998 | 0.71123 | 35584 | 13799.6887 | 634 | 75393.7939 | 3 | 19679.507 | 1.968 | 0 | 0 | 0 | 19 | 9500 | 2689.7363 | 199.6997 | 23979.1667 | 151933.7637 | 33479.1667 | 0 | 118454.5971 | 118454.5971 | 9500 | 0 | 0 | 0 | 0 | 0 | 0
2022-06-14 08:00 | 0.6156 | 0.83049 | 35584 | 21248.3451 | 634 | 88035.9264 | 3 | 12230.8663 | 1.2231 | 0 | 0 | 0 | 19 | 9500 | 2689.7363 | 199.6997 | 23979.1667 | 151933.7637 | 33479.1667 | 0 | 118454.5971 | 118454.5971 | 9500 | 0 | 0 | 0 | 0 | 0 | 0
2022-06-14 09:00 | 0.803 | 0.88767 | 35584 | 27716.7334 | 634 | 94097.2808 | 3 | 5762.4916 | 0.57625 | 0 | 0 | 0 | 19 | 9500 | 2689.7363 | 199.6997 | 23979.1667 | 151933.7637 | 33479.1667 | 0 | 118454.5971 | 118454.5971 | 9500 | 0 | 0 | 0 | 0 | 0 | 0
2022-06-14 10:00 | 0.94695 | 0.93042 | 35584 | 32685.3807 | 634 | 98628.986 | 3 | 793.8547 | 0.079385 | 0 | 0 | 0 | 19 | 9500 | 2689.7363 | 199.6997 | 23979.1667 | 151933.7637 | 33479.1667 | 0 | 118454.5971 | 118454.5971 | 8706.1453 | 793.8547 | 0 | 0 | 0 | 0 | 0
2022-06-14 11:00 | 1.0342 | 0.98889 | 35584 | 35696.2533 | 634 | 104827.0867 | 3 | 0 | 0 | 0 | 0 | 0 | 19 | 9500 | 2689.7363 | 199.6997 | 23979.1667 | 151933.7637 | 33479.1667 | 0 | 118454.5971 | 118454.5971 | 9500 | 0 | 0 | 0 | 0 | 0 | 0
2022-06-14 12:00 | 1.0481 | 0.94298 | 35584 | 36176.7227 | 634 | 99960.4063 | 3 | 0 | 0 | 0 | 0 | 0 | 19 | 9500 | 2689.7363 | 199.6997 | 23979.1667 | 151933.7637 | 33479.1667 | 0 | 118454.5971 | 118454.5971 | 9500 | 0 | 0 | 0 | 0 | 0 | 0
2022-06-14 13:00 | 1.0099 | 0.91782 | 35584 | 34858.1932 | 634 | 97293.3255 | 3 | 0 | 0 | 49890.031 | 0 | 0 | 19 | 9500 | 2689.7363 | 199.6997 | 23979.1667 | 151933.7637 | 33479.1667 | 0 | 118454.5971 | 118454.5971 | 9500 | 0 | 0 | 0 | 0 | 0 | 0
2022-06-14 14:00 | 0.90947 | 0.86305 | 35584 | 31391.7031 | 634 | 91487.4426 | 3 | 2087.5297 | 0.20875 | 89399.9129 | 0 | 49890.031 | 19 | 9500 | 2689.7363 | 199.6997 | 23979.1667 | 151933.7637 | 33479.1667 | 0 | 118454.5971 | 118454.5971 | 9500 | 0 | 0 | 0 | 0 | 0 | 0
2022-06-14 15:00 | 0.75385 | 0.81555 | 35584 | 26020.2484 | 634 | 86452.2146 | 3 | 7458.973 | 0.7459 | 78993.2416 | 0 | 139289.9439 | 19 | 9500 | 2689.7363 | 199.6997 | 23979.1667 | 151933.7637 | 33479.1667 | 0 | 118454.5971 | 118454.5971 | 9500 | 0 | 0 | 0 | 0 | 0 | 0
2022-06-14 16:00 | 0.55538 | 0.72626 | 35584 | 19169.7627 | 634 | 76987.046 | 3 | 14309.4444 | 1.4309 | 76987.046 | 14309.4444 | 218283.1856 | 19 | 9500 | 2689.7363 | 199.6997 | 23979.1667 | 151933.7637 | 33479.1667 | 0 | 118454.5971 | 118454.5971 | 9500 | 0 | 0 | 0 | 0 | 0 | 0
2022-06-14 17:00 | 0.33452 | 0.58231 | 35584 | 11546.4529 | 634 | 61727.6551 | 3 | 21932.7381 | 2.1933 | 39794.917 | 0 | 280960.7873 | 19 | 9500 | 2689.7363 | 199.6997 | 23979.1667 | 151933.7637 | 33479.1667 | 0 | 118454.5971 | 118454.5971 | 9500 | 0 | 0 | 0 | 0 | 0 | 0
2022-06-14 18:00 | 0.12347 | 0.32429 | 35584 | 4261.7498 | 634 | 34376.2966 | 3 | 29217.4259 | 2.9217 | 5158.8707 | 0 | 320755.7043 | 19 | 9500 | 2689.7363 | 199.6997 | 23979.1667 | 151933.7637 | 33479.1667 | 0 | 118454.5971 | 118454.5971 | 0 | 9500 | 0 | 0 | 0 | 0 | 0
2022-06-14 19:00 | 0.00562 | 0.00497 | 35584 | 193.9826 | 634 | 526.8439 | 3 | 30000 | 3 | 0 | 29473.1561 | 325914.575 | 19 | 6214.8155 | 2689.7363 | 130.6418 | 23979.1667 | 151933.7637 | 30193.9822 | 0 | 121739.7815 | 121739.7815 | 193.9822 | 6020.8333 | 0 | 0 | 0 | 0 | 0
2022-06-14 20:00 | 0 | 0 | 35584 | 0 | 634 | 0 | 3 | 30000 | 3 | 0 | 30000 | 296441.4189 | 19 | 6020.8333 | 2689.7363 | 126.5641 | 23979.1667 | 151933.7637 | 30000 | 0 | 121933.7637 | 121933.7637 | 0 | 6020.8333 | 0 | 0 | 0 | 0 | 0
2022-06-14 21:00 | 0 | 0 | 35584 | 0 | 634 | 0 | 3 | 30000 | 3 | 0 | 30000 | 266441.4189 | 19 | 6020.8333 | 2689.7363 | 126.5641 | 23979.1667 | 151933.7637 | 30000 | 0 | 121933.7637 | 121933.7637 | 0 | 6020.8333 | 0 | 0 | 0 | 0 | 0
2022-06-14 22:00 | 0 | 0 | 35584 | 0 | 634 | 0 | 3 | 30000 | 3 | 0 | 30000 | 236441.4189 | 19 | 6020.8333 | 2689.7363 | 126.5641 | 23979.1667 | 151933.7637 | 30000 | 0 | 121933.7637 | 121933.7637 | 0 | 6020.8333 | 0 | 0 | 0 | 0 | 0
2022-06-14 23:00 | 0 | 0 | 35584 | 0 | 634 | 0 | 3 | 30000 | 3 | 0 | 30000 | 206441.4189 | 19 | 6020.8333 | 2689.7363 | 126.5641 | 23979.1667 | 151933.7637 | 30000 | 0 | 121933.7637 | 121933.7637 | 0 | 6020.8333 | 0 | 0 | 0 | 0 | 0
2022-06-15 | 0 | 0 | 35584 | 0 | 634 | 0 | 3 | 30000 | 3 | 0 | 30000 | 176441.4189 | 19 | 6166.6667 | 2689.7363 | 129.6296 | 23833.3333 | 151787.9304 | 30000 | 0 | 121787.9304 | 121787.9304 | 0 | 6166.6667 | 0 | 0 | 0 | 0 | 0
2022-06-15 01:00 | 0 | 0 | 35584 | 0 | 634 | 0 | 3 | 30000 | 3 | 0 | 30000 | 146441.4189 | 19 | 6166.6667 | 2689.7363 | 129.6296 | 23833.3333 | 151787.9304 | 30000 | 0 | 121787.9304 | 121787.9304 | 0 | 6166.6667 | 0 | 0 | 0 | 0 | 0
2022-06-15 02:00 | 0 | 0 | 35584 | 0 | 634 | 0 | 3 | 30000 | 3 | 0 | 30000 | 116441.4189 | 19 | 6166.6667 | 2689.7363 | 129.6296 | 23833.3333 | 151787.9304 | 30000 | 0 | 121787.9304 | 121787.9304 | 0 | 6166.6667 | 0 | 0 | 0 | 0 | 0
2022-06-15 03:00 | 0 | 0 | 35584 | 0 | 634 | 0 | 3 | 30000 | 3 | 0 | 30000 | 86441.4189 | 19 | 6166.6667 | 2689.7363 | 129.6296 | 23833.3333 | 151787.9304 | 30000 | 0 | 121787.9304 | 121787.9304 | 0 | 6166.6667 | 0 | 0 | 0 | 0 | 0
2022-06-15 04:00 | 0 | 0 | 35584 | 0 | 634 | 0 | 3 | 30000 | 3 | 0 | 30000 | 56441.4189 | 19 | 6166.6667 | 2689.7363 | 129.6296 | 23833.3333 | 151787.9304 | 30000 | 0 | 121787.9304 | 121787.9304 | 0 | 6166.6667 | 0 | 0 | 0 | 0 | 0
2022-06-15 05:00 | 0.01758 | 0.03357 | 35584 | 606.7997 | 634 | 3558.5811 | 3 | 30000 | 3 | 0 | 26441.4189 | 26441.4189 | 19 | 6773.4651 | 2689.7363 | 142.3852 | 23833.3333 | 151787.9304 | 30606.7984 | 0 | 121181.132 | 121181.132 | 606.7984 | 6166.6667 | 0 | 0 | 0 | 0 | 0
2022-06-15 06:00 | 0.17232 | 0.43054 | 35584 | 5947.8798 | 634 | 45639.3066 | 3 | 27385.466 | 2.7385 | 0 | 0 | 0 | 19 | 9500 | 2689.7363 | 199.6997 | 23833.3333 | 151787.9304 | 33333.3333 | 0 | 118454.5971 | 118454.5971 | 0 | 9500 | 0 | 0 | 0 | 0 | 0
2022-06-15 07:00 | 0.38545 | 0.63286 | 35584 | 13304.3772 | 634 | 67086.1977 | 3 | 20028.9841 | 2.0029 | 0 | 0 | 0 | 19 | 9500 | 2689.7363 | 199.6997 | 23833.3333 | 151787.9304 | 33333.3333 | 0 | 118454.5971 | 118454.5971 | 9500 | 0 | 0 | 0 | 0 | 0 | 0
2022-06-15 08:00 | 0.59917 | 0.75942 | 35584 | 20681.2393 | 634 | 80502.1652 | 3 | 12652.1376 | 1.2652 | 0 | 0 | 0 | 19 | 9500 | 2689.7363 | 199.6997 | 23833.3333 | 151787.9304 | 33333.3333 | 0 | 118454.5971 | 118454.5971 | 9500 | 0 | 0 | 0 | 0 | 0 | 0
2022-06-15 09:00 | 0.7854 | 0.82219 | 35584 | 27109.2434 | 634 | 87156.0865 | 3 | 6224.147 | 0.62241 | 0 | 0 | 0 | 19 | 9500 | 2689.7363 | 199.6997 | 23833.3333 | 151787.9304 | 33333.3333 | 0 | 118454.5971 | 118454.5971 | 3275.853 | 6224.147 | 0 | 0 | 0 | 0 | 0
2022-06-15 10:00 | 0.92688 | 0.86513 | 35584 | 31992.635 | 634 | 91707.9326 | 3 | 1340.7657 | 0.13408 | 0 | 0 | 0 | 19 | 9500 | 2689.7363 | 199.6997 | 23833.3333 | 151787.9304 | 33333.3333 | 0 | 118454.5971 | 118454.5971 | 9500 | 0 | 0 | 0 | 0 | 0 | 0
2022-06-15 11:00 | 1.013 | 0.92143 | 35584 | 34965.1942 | 634 | 97676.0029 | 3 | 0 | 0 | 0 | 0 | 0 | 19 | 9500 | 2689.7363 | 199.6997 | 23833.3333 | 151787.9304 | 33333.3333 | 0 | 118454.5971 | 118454.5971 | 9500 | 0 | 0 | 0 | 0 | 0 | 0
2022-06-15 12:00 | 1.0258 | 0.88335 | 35584 | 35407.6955 | 634 | 93639.3401 | 3 | 0 | 0 | 11340.1663 | 0 | 0 | 19 | 9500 | 2689.7363 | 199.6997 | 23833.3333 | 151787.9304 | 33333.3333 | 0 | 118454.5971 | 118454.5971 | 9500 | 0 | 0 | 0 | 0 | 0 | 0
2022-06-15 13:00 | 0.98703 | 0.85272 | 35584 | 34068.8013 | 634 | 90392.4131 | 3 | 0 | 0 | 90392.4131 | 0 | 11340.1663 | 19 | 9500 | 2689.7363 | 199.6997 | 23833.3333 | 151787.9304 | 33333.3333 | 0 | 118454.5971 | 118454.5971 | 9500 | 0 | 0 | 0 | 0 | 0 | 0
2022-06-15 14:00 | 0.88642 | 0.79287 | 35584 | 30596.0982 | 634 | 84048.0258 | 3 | 2737.2995 | 0.27373 | 81310.7262 | 0 | 101732.5794 | 19 | 9500 | 2689.7363 | 199.6997 | 23833.3333 | 151787.9304 | 33333.3333 | 0 | 118454.5971 | 118454.5971 | 6762.7005 | 2737.2995 | 0 | 0 | 0 | 0 | 0
2022-06-15 15:00 | 0.73072 | 0.73271 | 35584 | 25221.8823 | 634 | 77670.777 | 3 | 8111.5042 | 0.81115 | 69559.2728 | 0 | 183043.3056 | 19 | 9500 | 2689.7363 | 199.6997 | 23833.3333 | 151787.9304 | 33333.3333 | 0 | 118454.5971 | 118454.5971 | 1388.4958 | 8111.5042 | 0 | 0 | 0 | 0 | 0
2022-06-15 16:00 | 0.53333 | 0.63599 | 35584 | 18408.6743 | 634 | 67417.9928 | 3 | 14924.6978 | 1.4925 | 52493.2949 | 0 | 252602.5785 | 19 | 9500 | 2689.7363 | 199.6997 | 23833.3333 | 151787.9304 | 33333.3333 | 0 | 118454.5971 | 118454.5971 | 9500 | 0 | 0 | 0 | 0 | 0 | 0
2022-06-15 17:00 | 0.3159 | 0.48104 | 35584 | 10903.756 | 634 | 50992.549 | 3 | 22429.6003 | 2.243 | 50992.549 | 22429.6003 | 305095.8734 | 19 | 9500 | 2689.7363 | 199.6997 | 23833.3333 | 151787.9304 | 33333.3333 | 0 | 118454.5971 | 118454.5971 | 9500 | 0 | 0 | 0 | 0 | 0 | 0
2022-06-15 18:00 | 0.11368 | 0.23247 | 35584 | 3923.8334 | 634 | 24642.9359 | 3 | 29409.5081 | 2.941 | 0 | 4766.5723 | 333658.8221 | 19 | 9500 | 2689.7363 | 199.6997 | 23833.3333 | 151787.9304 | 33333.3333 | 0 | 118454.5971 | 118454.5971 | 3923.8252 | 5576.1748 | 0 | 0 | 0 | 0 | 0
2022-06-15 19:00 | 0.00543 | 0.00138 | 35584 | 187.4245 | 634 | 146.2866 | 3 | 30000 | 3 | 0 | 30000 | 328892.2498 | 19 | 6354.0908 | 2689.7363 | 133.5695 | 23833.3333 | 151787.9304 | 30187.4241 | 0 | 121600.5063 | 121600.5063 | 0 | 6354.0908 | 0 | 0 | 0 | 0 | 0
2022-06-15 20:00 | 0 | 0 | 35584 | 0 | 634 | 0 | 3 | 30000 | 3 | 0 | 30000 | 298892.2498 | 19 | 6166.6667 | 2689.7363 | 129.6296 | 23833.3333 | 151787.9304 | 30000 | 0 | 121787.9304 | 121787.9304 | 0 | 6166.6667 | 0 | 0 | 0 | 0 | 0
2022-06-15 21:00 | 0 | 0 | 35584 | 0 | 634 | 0 | 3 | 30000 | 3 | 0 | 30000 | 268892.2498 | 19 | 6166.6667 | 2689.7363 | 129.6296 | 23833.3333 | 151787.9304 | 30000 | 0 | 121787.9304 | 121787.9304 | 0 | 6166.6667 | 0 | 0 | 0 | 0 | 0
2022-06-15 22:00 | 0 | 0 | 35584 | 0 | 634 | 0 | 3 | 30000 | 3 | 0 | 30000 | 238892.2498 | 19 | 6166.6667 | 2689.7363 | 129.6296 | 23833.3333 | 151787.9304 | 30000 | 0 | 121787.9304 | 121787.9304 | 0 | 6166.6667 | 0 | 0 | 0 | 0 | 0
2022-06-15 23:00 | 0 | 0 | 35584 | 0 | 634 | 0 | 3 | 30000 | 3 | 0 | 30000 | 208892.2498 | 19 | 6166.6667 | 2689.7363 | 129.6296 | 23833.3333 | 151787.9304 | 30000 | 0 | 121787.9304 | 121787.9304 | 0 | 6166.6667 | 0 | 0 | 0 | 0 | 0
2022-06-16 | 0 | 0 | 35584 | 0 | 634 | 0 | 3 | 30000 | 3 | 0 | 30000 | 178892.2498 | 19 | 6000 | 2689.7363 | 126.1261 | 24000 | 151954.5971 | 30000 | 0 | 121954.5971 | 121954.5971 | 0 | 6000 | 0 | 0 | 0 | 0 | 0
2022-06-16 01:00 | 0 | 0 | 35584 | 0 | 634 | 0 | 3 | 30000 | 3 | 0 | 30000 | 148892.2498 | 19 | 6000 | 2689.7363 | 126.1261 | 24000 | 151954.5971 | 30000 | 0 | 121954.5971 | 121954.5971 | 0 | 6000 | 0 | 0 | 0 | 0 | 0
2022-06-16 02:00 | 0 | 0 | 35584 | 0 | 634 | 0 | 3 | 30000 | 3 | 0 | 30000 | 118892.2498 | 19 | 6000 | 2689.7363 | 126.1261 | 24000 | 151954.5971 | 30000 | 0 | 121954.5971 | 121954.5971 | 0 | 6000 | 0 | 0 | 0 | 0 | 0
2022-06-16 03:00 | 0 | 0 | 35584 | 0 | 634 | 0 | 3 | 30000 | 3 | 0 | 30000 | 88892.2498 | 19 | 6000 | 2689.7363 | 126.1261 | 24000 | 151954.5971 | 30000 | 0 | 121954.5971 | 121954.5971 | 0 | 6000 | 0 | 0 | 0 | 0 | 0
2022-06-16 04:00 | 0 | 0 | 35584 | 0 | 634 | 0 | 3 | 30000 | 3 | 0 | 30000 | 58892.2498 | 19 | 6000 | 2689.7363 | 126.1261 | 24000 | 151954.5971 | 30000 | 0 | 121954.5971 | 121954.5971 | 0 | 6000 | 0 | 0 | 0 | 0 | 0
2022-06-16 05:00 | 0.01633 | 0.01045 | 35584 | 563.6541 | 634 | 1107.7502 | 3 | 30000 | 3 | 0 | 28892.2498 | 28892.2498 | 19 | 6563.6529 | 2689.7363 | 137.9747 | 24000 | 151954.5971 | 30563.6529 | 0 | 121390.9442 | 121390.9442 | 563.6529 | 6000 | 0 | 0 | 0 | 0 | 0
2022-06-16 06:00 | 0.16043 | 0.31151 | 35584 | 5537.4789 | 634 | 33021.5552 | 3 | 27962.5328 | 2.7963 | 0 | 0 | 0 | 19 | 9500 | 2689.7363 | 199.6997 | 24000 | 151954.5971 | 33500 | 0 | 118454.5971 | 118454.5971 | 5537.4672 | 3962.5328 | 0 | 0 | 0 | 0 | 0
2022-06-16 07:00 | 0.36675 | 0.49914 | 35584 | 12658.919 | 634 | 52911.2359 | 3 | 20841.1076 | 2.0841 | 0 | 0 | 0 | 19 | 9500 | 2689.7363 | 199.6997 | 24000 | 151954.5971 | 33500 | 0 | 118454.5971 | 118454.5971 | 0 | 9500 | 0 | 0 | 0 | 0 | 0
2022-06-16 08:00 | 0.58017 | 0.63141 | 35584 | 20025.4262 | 634 | 66932.4908 | 3 | 13474.616 | 1.3475 | 0 | 0 | 0 | 19 | 9500 | 2689.7363 | 199.6997 | 24000 | 151954.5971 | 33500 | 0 | 118454.5971 | 118454.5971 | 0 | 9500 | 0 | 0 | 0 | 0 | 0
2022-06-16 09:00 | 0.76797 | 0.6987 | 35584 | 26507.6211 | 634 | 74065.5538 | 3 | 6992.4347 | 0.69924 | 0 | 0 | 0 | 19 | 9500 | 2689.7363 | 199.6997 | 24000 | 151954.5971 | 33500 | 0 | 118454.5971 | 118454.5971 | 9500 | 0 | 0 | 0 | 0 | 0 | 0
2022-06-16 10:00 | 0.91117 | 0.74073 | 35584 | 31450.3811 | 634 | 78520.9355 | 3 | 2049.6851 | 0.20497 | 0 | 0 | 0 | 19 | 9500 | 2689.7363 | 199.6997 | 24000 | 151954.5971 | 33500 | 0 | 118454.5971 | 118454.5971 | 9500 | 0 | 0 | 0 | 0 | 0 | 0
2022-06-16 11:00 | 0.99783 | 0.78653 | 35584 | 34441.5792 | 634 | 83375.9553 | 3 | 0 | 0 | 76051.6955 | 0 | 0 | 19 | 9500 | 2689.7363 | 199.6997 | 24000 | 151954.5971 | 33500 | 0 | 118454.5971 | 118454.5971 | 9500 | 0 | 0 | 0 | 0 | 0 | 0
2022-06-16 12:00 | 1.0031 | 0.72513 | 35584 | 34625.2069 | 634 | 76867.2606 | 3 | 0 | 0 | 76867.2606 | 0 | 76051.6955 | 19 | 9500 | 2689.7363 | 199.6997 | 24000 | 151954.5971 | 33500 | 0 | 118454.5971 | 118454.5971 | 9500 | 0 | 0 | 0 | 0 | 0 | 0
2022-06-16 13:00 | 0.96153 | 0.68866 | 35584 | 33188.631 | 634 | 73001.2656 | 3 | 311.4389 | 0.031144 | 72689.8267 | 0 | 152918.9561 | 19 | 9500 | 2689.7363 | 199.6997 | 24000 | 151954.5971 | 33500 | 0 | 118454.5971 | 118454.5971 | 9188.5611 | 311.4389 | 0 | 0 | 0 | 0 | 0
2022-06-16 14:00 | 0.85438 | 0.61097 | 35584 | 29490.1902 | 634 | 64765.7527 | 3 | 4009.8719 | 0.40099 | 60755.8807 | 0 | 225608.7828 | 19 | 9500 | 2689.7363 | 199.6997 | 24000 | 151954.5971 | 33500 | 0 | 118454.5971 | 118454.5971 | 9500 | 0 | 0 | 0 | 0 | 0 | 0
2022-06-16 15:00 | 0.6904 | 0.52894 | 35584 | 23830.1778 | 634 | 56070.1789 | 3 | 9669.8724 | 0.96699 | 56070.1789 | 9669.8724 | 286364.6636 | 19 | 9500 | 2689.7363 | 199.6997 | 24000 | 151954.5971 | 33500 | 0 | 118454.5971 | 118454.5971 | 0 | 9500 | 0 | 0 | 0 | 0 | 0
2022-06-16 16:00 | 0.48733 | 0.40717 | 35584 | 16820.9162 | 634 | 43161.9744 | 3 | 16679.1192 | 1.6679 | 43161.9744 | 16679.1192 | 332764.9701 | 19 | 9500 | 2689.7363 | 199.6997 | 24000 | 151954.5971 | 33500 | 0 | 118454.5971 | 118454.5971 | 9500 | 0 | 0 | 0 | 0 | 0 | 0
2022-06-16 17:00 | 0.27325 | 0.24551 | 35584 | 9431.6282 | 634 | 26025.2384 | 3 | 24068.3917 | 2.4068 | 1956.8468 | 0 | 359247.8253 | 19 | 9500 | 2689.7363 | 199.6997 | 24000 | 151954.5971 | 33500 | 0 | 118454.5971 | 118454.5971 | 0 | 9500 | 0 | 0 | 0 | 0 | 0
2022-06-16 18:00 | 0.0954 | 0.07104 | 35584 | 3292.8722 | 634 | 7530.581 | 3 | 30000 | 3 | 0 | 22469.419 | 361204.6721 | 19 | 9292.8653 | 2689.7363 | 195.3455 | 24000 | 151954.5971 | 33292.8653 | 0 | 118661.7318 | 118661.7318 | 3292.8653 | 6000 | 0 | 0 | 0 | 0 | 0
2022-06-16 19:00 | 0.00503 | 0 | 35584 | 173.6179 | 634 | 0 | 3 | 30000 | 3 | 0 | 30000 | 338735.2531 | 19 | 6173.6175 | 2689.7363 | 129.7757 | 24000 | 151954.5971 | 30173.6175 | 0 | 121780.9796 | 121780.9796 | 173.6175 | 6000 | 0 | 0 | 0 | 0 | 0
2022-06-16 20:00 | 0 | 0 | 35584 | 0 | 634 | 0 | 3 | 30000 | 3 | 0 | 30000 | 308735.2531 | 19 | 6000 | 2689.7363 | 126.1261 | 24000 | 151954.5971 | 30000 | 0 | 121954.5971 | 121954.5971 | 0 | 6000 | 0 | 0 | 0 | 0 | 0
2022-06-16 21:00 | 0 | 0 | 35584 | 0 | 634 | 0 | 3 | 30000 | 3 | 0 | 30000 | 278735.2531 | 19 | 6000 | 2689.7363 | 126.1261 | 24000 | 151954.5971 | 30000 | 0 | 121954.5971 | 121954.5971 | 0 | 6000 | 0 | 0 | 0 | 0 | 0
2022-06-16 22:00 | 0 | 0 | 35584 | 0 | 634 | 0 | 3 | 30000 | 3 | 0 | 30000 | 248735.2531 | 19 | 6000 | 2689.7363 | 126.1261 | 24000 | 151954.5971 | 30000 | 0 | 121954.5971 | 121954.5971 | 0 | 6000 | 0 | 0 | 0 | 0 | 0
2022-06-16 23:00 | 0 | 0 | 35584 | 0 | 634 | 0 | 3 | 30000 | 3 | 0 | 30000 | 218735.2531 | 19 | 6000 | 2689.7363 | 126.1261 | 24000 | 151954.5971 | 30000 | 0 | 121954.5971 | 121954.5971 | 0 | 6000 | 0 | 0 | 0 | 0 | 0
2022-06-17 | 0 | 0 | 35584 | 0 | 634 | 0 | 3 | 30000 | 3 | 0 | 30000 | 188735.2531 | 19 | 7291.6667 | 2689.7363 | 153.2783 | 22708.3333 | 150662.9304 | 30000 | 0 | 120662.9304 | 120662.9304 | 0 | 7291.6667 | 0 | 0 | 0 | 0 | 0
2022-06-17 01:00 | 0 | 0 | 35584 | 0 | 634 | 0 | 3 | 30000 | 3 | 0 | 30000 | 158735.2531 | 19 | 7291.6667 | 2689.7363 | 153.2783 | 22708.3333 | 150662.9304 | 30000 | 0 | 120662.9304 | 120662.9304 | 0 | 7291.6667 | 0 | 0 | 0 | 0 | 0
2022-06-17 02:00 | 0 | 0 | 35584 | 0 | 634 | 0 | 3 | 30000 | 3 | 0 | 30000 | 128735.2531 | 19 | 7291.6667 | 2689.7363 | 153.2783 | 22708.3333 | 150662.9304 | 30000 | 0 | 120662.9304 | 120662.9304 | 0 | 7291.6667 | 0 | 0 | 0 | 0 | 0
2022-06-17 03:00 | 0 | 0 | 35584 | 0 | 634 | 0 | 3 | 30000 | 3 | 0 | 30000 | 98735.2531 | 19 | 7291.6667 | 2689.7363 | 153.2783 | 22708.3333 | 150662.9304 | 30000 | 0 | 120662.9304 | 120662.9304 | 0 | 7291.6667 | 0 | 0 | 0 | 0 | 0
2022-06-17 04:00 | 0 | 0 | 35584 | 0 | 634 | 0 | 3 | 30000 | 3 | 0 | 30000 | 68735.2531 | 19 | 7291.6667 | 2689.7363 | 153.2783 | 22708.3333 | 150662.9304 | 30000 | 0 | 120662.9304 | 120662.9304 | 0 | 7291.6667 | 0 | 0 | 0 | 0 | 0
2022-06-17 05:00 | 0.01455 | 0.00091 | 35584 | 502.2148 | 634 | 96.4644 | 3 | 30000 | 3 | 0 | 29903.5356 | 38735.2531 | 19 | 7793.8804 | 2689.7363 | 163.8353 | 22708.3333 | 150662.9304 | 30502.2137 | 0 | 120160.7167 | 120160.7167 | 0 | 7793.8804 | 0 | 0 | 0 | 0 | 0
2022-06-17 06:00 | 0.14365 | 0.17375 | 35584 | 4958.2924 | 634 | 18418.334 | 3 | 27250.0514 | 2.725 | 0 | 8831.7174 | 8831.7174 | 19 | 9500 | 2689.7363 | 199.6997 | 22708.3333 | 150662.9304 | 32208.3333 | 0 | 118454.5971 | 118454.5971 | 4958.2819 | 4541.7181 | 0 | 0 | 0 | 0 | 0
2022-06-17 07:00 | 0.33098 | 0.31828 | 35584 | 11424.2646 | 634 | 33739.2077 | 3 | 20784.0928 | 2.0784 | 0 | 0 | 0 | 19 | 9500 | 2689.7363 | 199.6997 | 22708.3333 | 150662.9304 | 32208.3333 | 0 | 118454.5971 | 118454.5971 | 0 | 9500 | 0 | 0 | 0 | 0 | 0
2022-06-17 08:00 | 0.5465 | 0.47553 | 35584 | 18863.2563 | 634 | 50408.4625 | 3 | 13345.1167 | 1.3345 | 0 | 0 | 0 | 19 | 9500 | 2689.7363 | 199.6997 | 22708.3333 | 150662.9304 | 32208.3333 | 0 | 118454.5971 | 118454.5971 | 9500 | 0 | 0 | 0 | 0 | 0 | 0
2022-06-17 09:00 | 0.73828 | 0.56293 | 35584 | 25482.8269 | 634 | 59673.2821 | 3 | 6725.5601 | 0.67256 | 3434.153 | 0 | 0 | 19 | 9500 | 2689.7363 | 199.6997 | 22708.3333 | 150662.9304 | 32208.3333 | 0 | 118454.5971 | 118454.5971 | 9500 | 0 | 0 | 0 | 0 | 0 | 0
2022-06-17 10:00 | 0.88525 | 0.61648 | 35584 | 30555.7139 | 634 | 65349.8391 | 3 | 1652.6837 | 0.16527 | 63697.1554 | 0 | 3434.153 | 19 | 9500 | 2689.7363 | 199.6997 | 22708.3333 | 150662.9304 | 32208.3333 | 0 | 118454.5971 | 118454.5971 | 7847.3163 | 1652.6837 | 0 | 0 | 0 | 0 | 0
2022-06-17 11:00 | 0.97303 | 0.6577 | 35584 | 33585.5705 | 634 | 69719.357 | 3 | 0 | 0 | 69719.357 | 0 | 67131.3083 | 19 | 9500 | 2689.7363 | 199.6997 | 22708.3333 | 150662.9304 | 32208.3333 | 0 | 118454.5971 | 118454.5971 | 9500 | 0 | 0 | 0 | 0 | 0 | 0
2022-06-17 12:00 | 0.98667 | 0.63211 | 35584 | 34056.3753 | 634 | 67006.6941 | 3 | 0 | 0 | 67006.6941 | 0 | 136850.6653 | 19 | 9500 | 2689.7363 | 199.6997 | 22708.3333 | 150662.9304 | 32208.3333 | 0 | 118454.5971 | 118454.5971 | 9500 | 0 | 0 | 0 | 0 | 0 | 0
2022-06-17 13:00 | 0.94185 | 0.584 | 35584 | 32509.3467 | 634 | 61906.8032 | 3 | 0 | 0 | 61906.8032 | 0 | 203857.3594 | 19 | 9500 | 2689.7363 | 199.6997 | 22708.3333 | 150662.9304 | 32208.3333 | 0 | 118454.5971 | 118454.5971 | 9500 | 0 | 0 | 0 | 0 | 0 | 0
2022-06-17 14:00 | 0.83153 | 0.50048 | 35584 | 28701.4886 | 634 | 53053.2823 | 3 | 3506.9051 | 0.35069 | 49546.3772 | 0 | 265764.1626 | 19 | 9500 | 2689.7363 | 199.6997 | 22708.3333 | 150662.9304 | 32208.3333 | 0 | 118454.5971 | 118454.5971 | 5993.0949 | 3506.9051 | 0 | 0 | 0 | 0 | 0
2022-06-17 15:00 | 0.66697 | 0.42044 | 35584 | 23021.4567 | 634 | 44568.6581 | 3 | 9186.9251 | 0.91869 | 35381.733 | 0 | 315310.5398 | 19 | 9500 | 2689.7363 | 199.6997 | 22708.3333 | 150662.9304 | 32208.3333 | 0 | 118454.5971 | 118454.5971 | 9500 | 0 | 0 | 0 | 0 | 0 | 0
2022-06-17 16:00 | 0.46827 | 0.31686 | 35584 | 16163.0321 | 634 | 33588.6809 | 3 | 16045.3353 | 1.6045 | 17543.3457 | 0 | 350692.2728 | 19 | 9500 | 2689.7363 | 199.6997 | 22708.3333 | 150662.9304 | 32208.3333 | 0 | 118454.5971 | 118454.5971 | 9500 | 0 | 0 | 0 | 0 | 0 | 0
2022-06-17 17:00 | 0.26283 | 0.18545 | 35584 | 9071.9664 | 634 | 19658.5902 | 3 | 23136.386 | 2.3136 | 0 | 3477.7958 | 368235.6184 | 19 | 9500 | 2689.7363 | 199.6997 | 22708.3333 | 150662.9304 | 32208.3333 | 0 | 118454.5971 | 118454.5971 | 9071.9473 | 428.0527 | 0 | 0 | 0 | 0 | 0
2022-06-17 18:00 | 0.09455 | 0.04893 | 35584 | 3263.5332 | 634 | 5186.8149 | 3 | 28944.807 | 2.8945 | 0 | 23757.9922 | 364757.8226 | 19 | 9500 | 2689.7363 | 199.6997 | 22708.3333 | 150662.9304 | 32208.3333 | 0 | 118454.5971 | 118454.5971 | 3263.5263 | 6236.4737 | 0 | 0 | 0 | 0 | 0
2022-06-17 19:00 | 0.00522 | 0 | 35584 | 180.176 | 634 | 0 | 3 | 30000 | 3 | 0 | 30000 | 340999.8304 | 19 | 7471.8423 | 2689.7363 | 157.0658 | 22708.3333 | 150662.9304 | 30180.1756 | 0 | 120482.7548 | 120482.7548 | 180.1756 | 7291.6667 | 0 | 0 | 0 | 0 | 0
2022-06-17 20:00 | 0 | 0 | 35584 | 0 | 634 | 0 | 3 | 30000 | 3 | 0 | 30000 | 310999.8304 | 19 | 7291.6667 | 2689.7363 | 153.2783 | 22708.3333 | 150662.9304 | 30000 | 0 | 120662.9304 | 120662.9304 | 0 | 7291.6667 | 0 | 0 | 0 | 0 | 0
2022-06-17 21:00 | 0 | 0 | 35584 | 0 | 634 | 0 | 3 | 30000 | 3 | 0 | 30000 | 280999.8304 | 19 | 7291.6667 | 2689.7363 | 153.2783 | 22708.3333 | 150662.9304 | 30000 | 0 | 120662.9304 | 120662.9304 | 0 | 7291.6667 | 0 | 0 | 0 | 0 | 0
2022-06-17 22:00 | 0 | 0 | 35584 | 0 | 634 | 0 | 3 | 30000 | 3 | 0 | 30000 | 250999.8304 | 19 | 7291.6667 | 2689.7363 | 153.2783 | 22708.3333 | 150662.9304 | 30000 | 0 | 120662.9304 | 120662.9304 | 0 | 7291.6667 | 0 | 0 | 0 | 0 | 0
2022-06-17 23:00 | 0 | 0 | 35584 | 0 | 634 | 0 | 3 | 30000 | 3 | 0 | 30000 | 220999.8304 | 19 | 7291.6667 | 2689.7363 | 153.2783 | 22708.3333 | 150662.9304 | 30000 | 0 | 120662.9304 | 120662.9304 | 0 | 7291.6667 | 0 | 0 | 0 | 0 | 0
2022-06-18 | 0 | 0 | 35584 | 0 | 634 | 0 | 3 | 30000 | 3 | 0 | 30000 | 190999.8304 | 19 | 7887.5 | 2689.7363 | 165.8033 | 22112.5 | 150067.0971 | 30000 | 0 | 120067.0971 | 120067.0971 | 0 | 7887.5 | 0 | 0 | 0 | 0 | 0
2022-06-18 01:00 | 0 | 0 | 35584 | 0 | 634 | 0 | 3 | 30000 | 3 | 0 | 30000 | 160999.8304 | 19 | 7887.5 | 2689.7363 | 165.8033 | 22112.5 | 150067.0971 | 30000 | 0 | 120067.0971 | 120067.0971 | 0 | 7887.5 | 0 | 0 | 0 | 0 | 0
2022-06-18 02:00 | 0 | 0 | 35584 | 0 | 634 | 0 | 3 | 30000 | 3 | 0 | 30000 | 130999.8304 | 19 | 7887.5 | 2689.7363 | 165.8033 | 22112.5 | 150067.0971 | 30000 | 0 | 120067.0971 | 120067.0971 | 0 | 7887.5 | 0 | 0 | 0 | 0 | 0
2022-06-18 03:00 | 0 | 0 | 35584 | 0 | 634 | 0 | 3 | 30000 | 3 | 0 | 30000 | 100999.8304 | 19 | 7887.5 | 2689.7363 | 165.8033 | 22112.5 | 150067.0971 | 30000 | 0 | 120067.0971 | 120067.0971 | 0 | 7887.5 | 0 | 0 | 0 | 0 | 0
2022-06-18 04:00 | 0 | 0 | 35584 | 0 | 634 | 0 | 3 | 30000 | 3 | 0 | 30000 | 70999.8304 | 19 | 7887.5 | 2689.7363 | 165.8033 | 22112.5 | 150067.0971 | 30000 | 0 | 120067.0971 | 120067.0971 | 0 | 7887.5 | 0 | 0 | 0 | 0 | 0
2022-06-18 05:00 | 0.01443 | 0.00044 | 35584 | 498.0728 | 634 | 46.6421 | 3 | 30000 | 3 | 0 | 30000 | 40999.8304 | 19 | 8385.5718 | 2689.7363 | 176.2733 | 22112.5 | 150067.0971 | 30498.0718 | 0 | 119569.0253 | 119569.0253 | 498.0718 | 7887.5 | 0 | 0 | 0 | 0 | 0
2022-06-18 06:00 | 0.14155 | 0.14836 | 35584 | 4885.8077 | 634 | 15726.8721 | 3 | 26726.7025 | 2.6727 | 0 | 10999.8304 | 10999.8304 | 19 | 9500 | 2689.7363 | 199.6997 | 22112.5 | 150067.0971 | 31612.5 | 0 | 118454.5971 | 118454.5971 | 4885.7975 | 4614.2025 | 0 | 0 | 0 | 0 | 0
2022-06-18 07:00 | 0.3292 | 0.29121 | 35584 | 11362.8252 | 634 | 30869.6578 | 3 | 20249.6987 | 2.025 | 0 | 0 | 0 | 19 | 9500 | 2689.7363 | 199.6997 | 22112.5 | 150067.0971 | 31612.5 | 0 | 118454.5971 | 118454.5971 | 0 | 9500 | 0 | 0 | 0 | 0 | 0
2022-06-18 08:00 | 0.54458 | 0.44504 | 35584 | 18796.9847 | 634 | 47176.3762 | 3 | 12815.5549 | 1.2816 | 0 | 0 | 0 | 19 | 9500 | 2689.7363 | 199.6997 | 22112.5 | 150067.0971 | 31612.5 | 0 | 118454.5971 | 118454.5971 | 9500 | 0 | 0 | 0 | 0 | 0 | 0
2022-06-18 09:00 | 0.73935 | 0.54238 | 35584 | 25519.7595 | 634 | 57494.8834 | 3 | 6092.7942 | 0.60928 | 0 | 0 | 0 | 19 | 9500 | 2689.7363 | 199.6997 | 22112.5 | 150067.0971 | 31612.5 | 0 | 118454.5971 | 118454.5971 | 3407.2058 | 6092.7942 | 0 | 0 | 0 | 0 | 0
2022-06-18 10:00 | 0.88947 | 0.60735 | 35584 | 30701.3735 | 634 | 64382.0153 | 3 | 911.1912 | 0.091119 | 0 | 0 | 0 | 19 | 9500 | 2689.7363 | 199.6997 | 22112.5 | 150067.0971 | 31612.5 | 0 | 118454.5971 | 118454.5971 | 8588.8088 | 911.1912 | 0 | 0 | 0 | 0 | 0
2022-06-18 11:00 | 0.98147 | 0.66675 | 35584 | 33876.8896 | 634 | 70678.7004 | 3 | 0 | 0 | 53658.2353 | 0 | 0 | 19 | 9500 | 2689.7363 | 199.6997 | 22112.5 | 150067.0971 | 31612.5 | 0 | 118454.5971 | 118454.5971 | 9500 | 0 | 0 | 0 | 0 | 0 | 0
2022-06-18 12:00 | 1.0045 | 0.67878 | 35584 | 34670.0783 | 634 | 71953.9381 | 3 | 0 | 0 | 71953.9381 | 0 | 53658.2353 | 19 | 9500 | 2689.7363 | 199.6997 | 22112.5 | 150067.0971 | 31612.5 | 0 | 118454.5971 | 118454.5971 | 9500 | 0 | 0 | 0 | 0 | 0 | 0
2022-06-18 13:00 | 0.96675 | 0.66259 | 35584 | 33368.807 | 634 | 70237.7204 | 3 | 0 | 0 | 70237.7204 | 0 | 125612.1735 | 19 | 9500 | 2689.7363 | 199.6997 | 22112.5 | 150067.0971 | 31612.5 | 0 | 118454.5971 | 118454.5971 | 9500 | 0 | 0 | 0 | 0 | 0 | 0
2022-06-18 14:00 | 0.8656 | 0.60853 | 35584 | 29877.4651 | 634 | 64507.1009 | 3 | 1735.0978 | 0.17351 | 62772.0031 | 0 | 195849.8939 | 19 | 9500 | 2689.7363 | 199.6997 | 22112.5 | 150067.0971 | 31612.5 | 0 | 118454.5971 | 118454.5971 | 7764.9022 | 1735.0978 | 0 | 0 | 0 | 0 | 0
2022-06-18 15:00 | 0.70728 | 0.55137 | 35584 | 24412.816 | 634 | 58447.8666 | 3 | 7199.7354 | 0.71997 | 51248.1312 | 0 | 258621.897 | 19 | 9500 | 2689.7363 | 199.6997 | 22112.5 | 150067.0971 | 31612.5 | 0 | 118454.5971 | 118454.5971 | 9500 | 0 | 0 | 0 | 0 | 0 | 0
2022-06-18 16:00 | 0.50635 | 0.43386 | 35584 | 17477.4196 | 634 | 45991.2425 | 3 | 14135.1171 | 1.4135 | 31856.1254 | 0 | 309870.0282 | 19 | 9500 | 2689.7363 | 199.6997 | 22112.5 | 150067.0971 | 31612.5 | 0 | 118454.5971 | 118454.5971 | 9500 | 0 | 0 | 0 | 0 | 0 | 0
2022-06-18 17:00 | 0.29167 | 0.29441 | 35584 | 10067.4217 | 634 | 31208.8732 | 3 | 21545.0995 | 2.1545 | 9663.7737 | 0 | 341726.1536 | 19 | 9500 | 2689.7363 | 199.6997 | 22112.5 | 150067.0971 | 31612.5 | 0 | 118454.5971 | 118454.5971 | 0 | 9500 | 0 | 0 | 0 | 0 | 0
2022-06-18 18:00 | 0.10503 | 0.10754 | 35584 | 3625.2659 | 634 | 11399.7562 | 3 | 27987.2417 | 2.7987 | 0 | 16587.4855 | 351389.9272 | 19 | 9500 | 2689.7363 | 199.6997 | 22112.5 | 150067.0971 | 31612.5 | 0 | 118454.5971 | 118454.5971 | 3625.2583 | 5874.7417 | 0 | 0 | 0 | 0 | 0
2022-06-18 19:00 | 0.00565 | 0 | 35584 | 195.0181 | 634 | 0 | 3 | 30000 | 3 | 0 | 30000 | 334802.4417 | 19 | 8082.5177 | 2689.7363 | 169.9028 | 22112.5 | 150067.0971 | 30195.0177 | 0 | 119872.0794 | 119872.0794 | 195.0177 | 7887.5 | 0 | 0 | 0 | 0 | 0
2022-06-18 20:00 | 0 | 0 | 35584 | 0 | 634 | 0 | 3 | 30000 | 3 | 0 | 30000 | 304802.4417 | 19 | 7887.5 | 2689.7363 | 165.8033 | 22112.5 | 150067.0971 | 30000 | 0 | 120067.0971 | 120067.0971 | 0 | 7887.5 | 0 | 0 | 0 | 0 | 0
2022-06-18 21:00 | 0 | 0 | 35584 | 0 | 634 | 0 | 3 | 30000 | 3 | 0 | 30000 | 274802.4417 | 19 | 7887.5 | 2689.7363 | 165.8033 | 22112.5 | 150067.0971 | 30000 | 0 | 120067.0971 | 120067.0971 | 0 | 7887.5 | 0 | 0 | 0 | 0 | 0
2022-06-18 22:00 | 0 | 0 | 35584 | 0 | 634 | 0 | 3 | 30000 | 3 | 0 | 30000 | 244802.4417 | 19 | 7887.5 | 2689.7363 | 165.8033 | 22112.5 | 150067.0971 | 30000 | 0 | 120067.0971 | 120067.0971 | 0 | 7887.5 | 0 | 0 | 0 | 0 | 0
2022-06-18 23:00 | 0 | 0 | 35584 | 0 | 634 | 0 | 3 | 30000 | 3 | 0 | 30000 | 214802.4417 | 19 | 7887.5 | 2689.7363 | 165.8033 | 22112.5 | 150067.0971 | 30000 | 0 | 120067.0971 | 120067.0971 | 0 | 7887.5 | 0 | 0 | 0 | 0 | 0
2022-06-19 | 0 | 0 | 35584 | 0 | 634 | 0 | 3 | 30000 | 3 | 0 | 30000 | 184802.4417 | 19 | 7770.8333 | 2689.7363 | 163.3509 | 22229.1667 | 150183.7637 | 30000 | 0 | 120183.7637 | 120183.7637 | 0 | 7770.8333 | 0 | 0 | 0 | 0 | 0
2022-06-19 01:00 | 0 | 0 | 35584 | 0 | 634 | 0 | 3 | 30000 | 3 | 0 | 30000 | 154802.4417 | 19 | 7770.8333 | 2689.7363 | 163.3509 | 22229.1667 | 150183.7637 | 30000 | 0 | 120183.7637 | 120183.7637 | 0 | 7770.8333 | 0 | 0 | 0 | 0 | 0
2022-06-19 02:00 | 0 | 0 | 35584 | 0 | 634 | 0 | 3 | 30000 | 3 | 0 | 30000 | 124802.4417 | 19 | 7770.8333 | 2689.7363 | 163.3509 | 22229.1667 | 150183.7637 | 30000 | 0 | 120183.7637 | 120183.7637 | 0 | 7770.8333 | 0 | 0 | 0 | 0 | 0
2022-06-19 03:00 | 0 | 0 | 35584 | 0 | 634 | 0 | 3 | 30000 | 3 | 0 | 30000 | 94802.4417 | 19 | 7770.8333 | 2689.7363 | 163.3509 | 22229.1667 | 150183.7637 | 30000 | 0 | 120183.7637 | 120183.7637 | 0 | 7770.8333 | 0 | 0 | 0 | 0 | 0
2022-06-19 04:00 | 0 | 0 | 35584 | 0 | 634 | 0 | 3 | 30000 | 3 | 0 | 30000 | 64802.4417 | 19 | 7770.8333 | 2689.7363 | 163.3509 | 22229.1667 | 150183.7637 | 30000 | 0 | 120183.7637 | 120183.7637 | 0 | 7770.8333 | 0 | 0 | 0 | 0 | 0
2022-06-19 05:00 | 0.0148 | 0.00186 | 35584 | 510.8439 | 634 | 197.1689 | 3 | 30000 | 3 | 0 | 29802.8311 | 34802.4417 | 19 | 8281.6762 | 2689.7363 | 174.0893 | 22229.1667 | 150183.7637 | 30510.8428 | 0 | 119672.9209 | 119672.9209 | 510.8428 | 7770.8333 | 0 | 0 | 0 | 0 | 0
2022-06-19 06:00 | 0.14623 | 0.20454 | 35584 | 5047.3449 | 634 | 21682.2218 | 3 | 26681.8324 | 2.6682 | 0 | 4999.6106 | 4999.6106 | 19 | 9500 | 2689.7363 | 199.6997 | 22229.1667 | 150183.7637 | 31729.1667 | 0 | 118454.5971 | 118454.5971 | 5047.3342 | 4452.6658 | 0 | 0 | 0 | 0 | 0
2022-06-19 07:00 | 0.34427 | 0.39135 | 35584 | 11882.9886 | 634 | 41484.9785 | 3 | 19846.2031 | 1.9846 | 0 | 0 | 0 | 19 | 9500 | 2689.7363 | 199.6997 | 22229.1667 | 150183.7637 | 31729.1667 | 0 | 118454.5971 | 118454.5971 | 0 | 9500 | 0 | 0 | 0 | 0 | 0
2022-06-19 08:00 | 0.5582 | 0.54214 | 35584 | 19267.0991 | 634 | 57469.4423 | 3 | 12462.1081 | 1.2462 | 0 | 0 | 0 | 19 | 9500 | 2689.7363 | 199.6997 | 22229.1667 | 150183.7637 | 31729.1667 | 0 | 118454.5971 | 118454.5971 | 9500 | 0 | 0 | 0 | 0 | 0 | 0
2022-06-19 09:00 | 0.7499 | 0.63152 | 35584 | 25883.9084 | 634 | 66944.1513 | 3 | 5845.3128 | 0.58453 | 0 | 0 | 0 | 19 | 9500 | 2689.7363 | 199.6997 | 22229.1667 | 150183.7637 | 31729.1667 | 0 | 118454.5971 | 118454.5971 | 3654.6872 | 5845.3128 | 0 | 0 | 0 | 0 | 0
2022-06-19 10:00 | 0.89703 | 0.69094 | 35584 | 30962.3181 | 634 | 73242.9565 | 3 | 766.9138 | 0.076691 | 0 | 0 | 0 | 19 | 9500 | 2689.7363 | 199.6997 | 22229.1667 | 150183.7637 | 31729.1667 | 0 | 118454.5971 | 118454.5971 | 8733.0862 | 766.9138 | 0 | 0 | 0 | 0 | 0
2022-06-19 11:00 | 0.98708 | 0.75055 | 35584 | 34070.5271 | 634 | 79561.9026 | 3 | 0 | 0 | 6765.5514 | 0 | 0 | 19 | 9500 | 2689.7363 | 199.6997 | 22229.1667 | 150183.7637 | 31729.1667 | 0 | 118454.5971 | 118454.5971 | 9500 | 0 | 0 | 0 | 0 | 0 | 0
2022-06-19 12:00 | 1.006 | 0.74882 | 35584 | 34724.6144 | 634 | 79378.5143 | 3 | 0 | 0 | 79378.5143 | 0 | 6765.5514 | 19 | 9500 | 2689.7363 | 199.6997 | 22229.1667 | 150183.7637 | 31729.1667 | 0 | 118454.5971 | 118454.5971 | 9500 | 0 | 0 | 0 | 0 | 0 | 0
2022-06-19 13:00 | 0.96705 | 0.72108 | 35584 | 33379.162 | 634 | 76437.9412 | 3 | 0 | 0 | 76437.9412 | 0 | 86144.0658 | 19 | 9500 | 2689.7363 | 199.6997 | 22229.1667 | 150183.7637 | 31729.1667 | 0 | 118454.5971 | 118454.5971 | 9500 | 0 | 0 | 0 | 0 | 0 | 0
2022-06-19 14:00 | 0.86585 | 0.65477 | 35584 | 29886.0942 | 634 | 69408.7629 | 3 | 1843.1354 | 0.18431 | 67565.6275 | 0 | 162582.0069 | 19 | 9500 | 2689.7363 | 199.6997 | 22229.1667 | 150183.7637 | 31729.1667 | 0 | 118454.5971 | 118454.5971 | 9500 | 0 | 0 | 0 | 0 | 0 | 0
2022-06-19 15:00 | 0.70983 | 0.60125 | 35584 | 24500.833 | 634 | 63735.386 | 3 | 7228.3853 | 0.72284 | 56507.0007 | 0 | 230147.6345 | 19 | 9500 | 2689.7363 | 199.6997 | 22229.1667 | 150183.7637 | 31729.1667 | 0 | 118454.5971 | 118454.5971 | 9500 | 0 | 0 | 0 | 0 | 0 | 0
2022-06-19 16:00 | 0.5136 | 0.5059 | 35584 | 17727.6641 | 634 | 53627.8283 | 3 | 14001.5399 | 1.4002 | 39626.2885 | 0 | 286654.6352 | 19 | 9500 | 2689.7363 | 199.6997 | 22229.1667 | 150183.7637 | 31729.1667 | 0 | 118454.5971 | 118454.5971 | 9500 | 0 | 0 | 0 | 0 | 0 | 0
2022-06-19 17:00 | 0.29758 | 0.34697 | 35584 | 10271.4141 | 634 | 36780.4855 | 3 | 21457.7742 | 2.1458 | 15322.7113 | 0 | 326280.9237 | 19 | 9500 | 2689.7363 | 199.6997 | 22229.1667 | 150183.7637 | 31729.1667 | 0 | 118454.5971 | 118454.5971 | 0 | 9500 | 0 | 0 | 0 | 0 | 0
2022-06-19 18:00 | 0.10815 | 0.1476 | 35584 | 3732.9573 | 634 | 15646.3085 | 3 | 27996.2172 | 2.7996 | 0 | 12349.9087 | 341603.6349 | 19 | 9500 | 2689.7363 | 199.6997 | 22229.1667 | 150183.7637 | 31729.1667 | 0 | 118454.5971 | 118454.5971 | 3732.9495 | 5767.0505 | 0 | 0 | 0 | 0 | 0
2022-06-19 19:00 | 0.00593 | 0.00054 | 35584 | 204.6827 | 634 | 57.2426 | 3 | 30000 | 3 | 0 | 30000 | 329253.7262 | 19 | 7975.5156 | 2689.7363 | 167.6535 | 22229.1667 | 150183.7637 | 30204.6823 | 0 | 119979.0815 | 119979.0815 | 204.6823 | 7770.8333 | 0 | 0 | 0 | 0 | 0
2022-06-19 20:00 | 0 | 0 | 35584 | 0 | 634 | 0 | 3 | 30000 | 3 | 0 | 30000 | 299253.7262 | 19 | 7770.8333 | 2689.7363 | 163.3509 | 22229.1667 | 150183.7637 | 30000 | 0 | 120183.7637 | 120183.7637 | 0 | 7770.8333 | 0 | 0 | 0 | 0 | 0
2022-06-19 21:00 | 0 | 0 | 35584 | 0 | 634 | 0 | 3 | 30000 | 3 | 0 | 30000 | 269253.7262 | 19 | 7770.8333 | 2689.7363 | 163.3509 | 22229.1667 | 150183.7637 | 30000 | 0 | 120183.7637 | 120183.7637 | 0 | 7770.8333 | 0 | 0 | 0 | 0 | 0
2022-06-19 22:00 | 0 | 0 | 35584 | 0 | 634 | 0 | 3 | 30000 | 3 | 0 | 30000 | 239253.7262 | 19 | 7770.8333 | 2689.7363 | 163.3509 | 22229.1667 | 150183.7637 | 30000 | 0 | 120183.7637 | 120183.7637 | 0 | 7770.8333 | 0 | 0 | 0 | 0 | 0
2022-06-19 23:00 | 0 | 0 | 35584 | 0 | 634 | 0 | 3 | 30000 | 3 | 0 | 30000 | 209253.7262 | 19 | 7770.8333 | 2689.7363 | 163.3509 | 22229.1667 | 150183.7637 | 30000 | 0 | 120183.7637 | 120183.7637 | 0 | 7770.8333 | 0 | 0 | 0 | 0 | 0
2022-06-20 | 0 | 0 | 35584 | 0 | 634 | 0 | 3 | 30000 | 3 | 0 | 30000 | 179253.7262 | 19 | 7108.3333 | 2689.7363 | 149.4244 | 22891.6667 | 150846.2637 | 30000 | 0 | 120846.2637 | 120846.2637 | 0 | 7108.3333 | 0 | 0 | 0 | 0 | 0
2022-06-20 01:00 | 0 | 0 | 35584 | 0 | 634 | 0 | 3 | 30000 | 3 | 0 | 30000 | 149253.7262 | 19 | 7108.3333 | 2689.7363 | 149.4244 | 22891.6667 | 150846.2637 | 30000 | 0 | 120846.2637 | 120846.2637 | 0 | 7108.3333 | 0 | 0 | 0 | 0 | 0
2022-06-20 02:00 | 0 | 0 | 35584 | 0 | 634 | 0 | 3 | 30000 | 3 | 0 | 30000 | 119253.7262 | 19 | 7108.3333 | 2689.7363 | 149.4244 | 22891.6667 | 150846.2637 | 30000 | 0 | 120846.2637 | 120846.2637 | 0 | 7108.3333 | 0 | 0 | 0 | 0 | 0
2022-06-20 03:00 | 0 | 0 | 35584 | 0 | 634 | 0 | 3 | 30000 | 3 | 0 | 30000 | 89253.7262 | 19 | 7108.3333 | 2689.7363 | 149.4244 | 22891.6667 | 150846.2637 | 30000 | 0 | 120846.2637 | 120846.2637 | 0 | 7108.3333 | 0 | 0 | 0 | 0 | 0
2022-06-20 04:00 | 0 | 0 | 35584 | 0 | 634 | 0 | 3 | 30000 | 3 | 0 | 30000 | 59253.7262 | 19 | 7108.3333 | 2689.7363 | 149.4244 | 22891.6667 | 150846.2637 | 30000 | 0 | 120846.2637 | 120846.2637 | 0 | 7108.3333 | 0 | 0 | 0 | 0 | 0
2022-06-20 05:00 | 0.0155 | 0.00704 | 35584 | 535.0054 | 634 | 746.2738 | 3 | 30000 | 3 | 0 | 29253.7262 | 29253.7262 | 19 | 7643.3376 | 2689.7363 | 160.6708 | 22891.6667 | 150846.2637 | 30535.0043 | 0 | 120311.2594 | 120311.2594 | 0 | 7643.3376 | 0 | 0 | 0 | 0 | 0
2022-06-20 06:00 | 0.1553 | 0.28531 | 35584 | 5360.4093 | 634 | 30244.2295 | 3 | 27031.2686 | 2.7031 | 0 | 0 | 0 | 19 | 9500 | 2689.7363 | 199.6997 | 22891.6667 | 150846.2637 | 32391.6667 | 0 | 118454.5971 | 118454.5971 | 5360.3981 | 4139.6019 | 0 | 0 | 0 | 0 | 0
2022-06-20 07:00 | 0.36012 | 0.48654 | 35584 | 12430.0748 | 634 | 51575.5754 | 3 | 19961.6181 | 1.9962 | 0 | 0 | 0 | 19 | 9500 | 2689.7363 | 199.6997 | 22891.6667 | 150846.2637 | 32391.6667 | 0 | 118454.5971 | 118454.5971 | 9500 | 0 | 0 | 0 | 0 | 0 | 0
2022-06-20 08:00 | 0.57478 | 0.62987 | 35584 | 19839.3824 | 634 | 66769.2434 | 3 | 12552.3261 | 1.2552 | 0 | 0 | 0 | 19 | 9500 | 2689.7363 | 199.6997 | 22891.6667 | 150846.2637 | 32391.6667 | 0 | 118454.5971 | 118454.5971 | 9500 | 0 | 0 | 0 | 0 | 0 | 0
2022-06-20 09:00 | 0.76522 | 0.70815 | 35584 | 26412.7008 | 634 | 75067.2991 | 3 | 5979.0215 | 0.5979 | 0 | 0 | 0 | 19 | 9500 | 2689.7363 | 199.6997 | 22891.6667 | 150846.2637 | 32391.6667 | 0 | 118454.5971 | 118454.5971 | 9500 | 0 | 0 | 0 | 0 | 0 | 0
2022-06-20 10:00 | 0.91325 | 0.76104 | 35584 | 31522.1754 | 634 | 80673.893 | 3 | 869.5577 | 0.086956 | 0 | 0 | 0 | 19 | 9500 | 2689.7363 | 199.6997 | 22891.6667 | 150846.2637 | 32391.6667 | 0 | 118454.5971 | 118454.5971 | 8630.4423 | 869.5577 | 0 | 0 | 0 | 0 | 0
2022-06-20 11:00 | 1.002 | 0.81806 | 35584 | 34585.513 | 634 | 86718.2867 | 3 | 0 | 0 | 77069.7697 | 0 | 0 | 19 | 9500 | 2689.7363 | 199.6997 | 22891.6667 | 150846.2637 | 32391.6667 | 0 | 118454.5971 | 118454.5971 | 9500 | 0 | 0 | 0 | 0 | 0 | 0
2022-06-20 12:00 | 1.0054 | 0.73885 | 35584 | 34704.5948 | 634 | 78321.6465 | 3 | 0 | 0 | 0 | 0 | 77069.7697 | 19 | 9500 | 2689.7363 | 199.6997 | 22891.6667 | 150846.2637 | 32391.6667 | 0 | 118454.5971 | 118454.5971 | 9500 | 0 | 0 | 0 | 0 | 0 | 0
2022-06-20 13:00 | 0.97115 | 0.71529 | 35584 | 33520.6796 | 634 | 75824.1734 | 3 | 0 | 0 | 75824.1734 | 0 | 77069.7697 | 19 | 9500 | 2689.7363 | 199.6997 | 22891.6667 | 150846.2637 | 32391.6667 | 0 | 118454.5971 | 118454.5971 | 9500 | 0 | 0 | 0 | 0 | 0 | 0
2022-06-20 14:00 | 0.8704 | 0.66616 | 35584 | 30043.1442 | 634 | 70616.1576 | 3 | 2348.5857 | 0.23486 | 68267.5718 | 0 | 152893.9431 | 19 | 9500 | 2689.7363 | 199.6997 | 22891.6667 | 150846.2637 | 32391.6667 | 0 | 118454.5971 | 118454.5971 | 7151.4143 | 2348.5857 | 0 | 0 | 0 | 0 | 0
2022-06-20 15:00 | 0.71635 | 0.61743 | 35584 | 24725.8804 | 634 | 65450.5437 | 3 | 7665.8383 | 0.76658 | 57784.7054 | 0 | 221161.5149 | 19 | 9500 | 2689.7363 | 199.6997 | 22891.6667 | 150846.2637 | 32391.6667 | 0 | 118454.5971 | 118454.5971 | 9500 | 0 | 0 | 0 | 0 | 0 | 0
2022-06-20 16:00 | 0.52153 | 0.52855 | 35584 | 18001.3798 | 634 | 56028.837 | 3 | 14390.3248 | 1.439 | 41638.5123 | 0 | 278946.2203 | 19 | 9500 | 2689.7363 | 199.6997 | 22891.6667 | 150846.2637 | 32391.6667 | 0 | 118454.5971 | 118454.5971 | 0 | 9500 | 0 | 0 | 0 | 0 | 0
2022-06-20 17:00 | 0.30788 | 0.38385 | 35584 | 10626.9339 | 634 | 40689.9425 | 3 | 21764.7552 | 2.1765 | 18925.1873 | 0 | 320584.7326 | 19 | 9500 | 2689.7363 | 199.6997 | 22891.6667 | 150846.2637 | 32391.6667 | 0 | 118454.5971 | 118454.5971 | 9500 | 0 | 0 | 0 | 0 | 0 | 0
2022-06-20 18:00 | 0.11322 | 0.1696 | 35584 | 3907.9559 | 634 | 17978.4141 | 3 | 28483.719 | 2.8484 | 0 | 10505.3049 | 339509.9199 | 19 | 9500 | 2689.7363 | 199.6997 | 22891.6667 | 150846.2637 | 32391.6667 | 0 | 118454.5971 | 118454.5971 | 3907.9476 | 5592.0524 | 0 | 0 | 0 | 0 | 0
2022-06-20 19:00 | 0.00622 | 0.00061 | 35584 | 214.6925 | 634 | 64.6629 | 3 | 30000 | 3 | 0 | 30000 | 329004.6149 | 19 | 7323.0254 | 2689.7363 | 153.9375 | 22891.6667 | 150846.2637 | 30214.6921 | 0 | 120631.5717 | 120631.5717 | 214.6921 | 7108.3333 | 0 | 0 | 0 | 0 | 0
2022-06-20 20:00 | 0 | 0 | 35584 | 0 | 634 | 0 | 3 | 30000 | 3 | 0 | 30000 | 299004.6149 | 19 | 7108.3333 | 2689.7363 | 149.4244 | 22891.6667 | 150846.2637 | 30000 | 0 | 120846.2637 | 120846.2637 | 0 | 7108.3333 | 0 | 0 | 0 | 0 | 0
2022-06-20 21:00 | 0 | 0 | 35584 | 0 | 634 | 0 | 3 | 30000 | 3 | 0 | 30000 | 269004.6149 | 19 | 7108.3333 | 2689.7363 | 149.4244 | 22891.6667 | 150846.2637 | 30000 | 0 | 120846.2637 | 120846.2637 | 0 | 7108.3333 | 0 | 0 | 0 | 0 | 0
2022-06-20 22:00 | 0 | 0 | 35584 | 0 | 634 | 0 | 3 | 30000 | 3 | 0 | 30000 | 239004.6149 | 19 | 7108.3333 | 2689.7363 | 149.4244 | 22891.6667 | 150846.2637 | 30000 | 0 | 120846.2637 | 120846.2637 | 0 | 7108.3333 | 0 | 0 | 0 | 0 | 0
2022-06-20 23:00 | 0 | 0 | 35584 | 0 | 634 | 0 | 3 | 30000 | 3 | 0 | 30000 | 209004.6149 | 19 | 7108.3333 | 2689.7363 | 149.4244 | 22891.6667 | 150846.2637 | 30000 | 0 | 120846.2637 | 120846.2637 | 0 | 7108.3333 | 0 | 0 | 0 | 0 | 0
2022-06-21 | 0 | 0 | 35584 | 0 | 634 | 0 | 3 | 30000 | 3 | 0 | 30000 | 179004.6149 | 19 | 7125 | 2689.7363 | 149.7748 | 22875 | 150829.5971 | 30000 | 0 | 120829.5971 | 120829.5971 | 0 | 7125 | 0 | 0 | 0 | 0 | 0
2022-06-21 01:00 | 0 | 0 | 35584 | 0 | 634 | 0 | 3 | 30000 | 3 | 0 | 30000 | 149004.6149 | 19 | 7125 | 2689.7363 | 149.7748 | 22875 | 150829.5971 | 30000 | 0 | 120829.5971 | 120829.5971 | 0 | 7125 | 0 | 0 | 0 | 0 | 0
2022-06-21 02:00 | 0 | 0 | 35584 | 0 | 634 | 0 | 3 | 30000 | 3 | 0 | 30000 | 119004.6149 | 19 | 7125 | 2689.7363 | 149.7748 | 22875 | 150829.5971 | 30000 | 0 | 120829.5971 | 120829.5971 | 0 | 7125 | 0 | 0 | 0 | 0 | 0
2022-06-21 03:00 | 0 | 0 | 35584 | 0 | 634 | 0 | 3 | 30000 | 3 | 0 | 30000 | 89004.6149 | 19 | 7125 | 2689.7363 | 149.7748 | 22875 | 150829.5971 | 30000 | 0 | 120829.5971 | 120829.5971 | 0 | 7125 | 0 | 0 | 0 | 0 | 0
2022-06-21 04:00 | 0 | 0 | 35584 | 0 | 634 | 0 | 3 | 30000 | 3 | 0 | 30000 | 59004.6149 | 19 | 7125 | 2689.7363 | 149.7748 | 22875 | 150829.5971 | 30000 | 0 | 120829.5971 | 120829.5971 | 0 | 7125 | 0 | 0 | 0 | 0 | 0
2022-06-21 05:00 | 0.01602 | 0.00939 | 35584 | 552.954 | 634 | 995.3851 | 3 | 30000 | 3 | 0 | 29004.6149 | 29004.6149 | 19 | 7677.9528 | 2689.7363 | 161.3984 | 22875 | 150829.5971 | 30552.9528 | 0 | 120276.6442 | 120276.6442 | 552.9528 | 7125 | 0 | 0 | 0 | 0 | 0
2022-06-21 06:00 | 0.16162 | 0.32028 | 35584 | 5578.5535 | 634 | 33951.2173 | 3 | 26796.4582 | 2.6796 | 0 | 0 | 0 | 19 | 9500 | 2689.7363 | 199.6997 | 22875 | 150829.5971 | 32375 | 0 | 118454.5971 | 118454.5971 | 0 | 9500 | 0 | 0 | 0 | 0 | 0
2022-06-21 07:00 | 0.37442 | 0.5474 | 35584 | 12923.6604 | 634 | 58027.0275 | 3 | 19451.3668 | 1.9451 | 0 | 0 | 0 | 19 | 9500 | 2689.7363 | 199.6997 | 22875 | 150829.5971 | 32375 | 0 | 118454.5971 | 118454.5971 | 0 | 9500 | 0 | 0 | 0 | 0 | 0
2022-06-21 08:00 | 0.5924 | 0.69137 | 35584 | 20447.5628 | 634 | 73288.5386 | 3 | 11927.4803 | 1.1927 | 0 | 0 | 0 | 19 | 9500 | 2689.7363 | 199.6997 | 22875 | 150829.5971 | 32375 | 0 | 118454.5971 | 118454.5971 | 0 | 9500 | 0 | 0 | 0 | 0 | 0
2022-06-21 09:00 | 0.78442 | 0.76795 | 35584 | 27075.4172 | 634 | 81406.3862 | 3 | 5299.6398 | 0.52996 | 0 | 0 | 0 | 19 | 9500 | 2689.7363 | 199.6997 | 22875 | 150829.5971 | 32375 | 0 | 118454.5971 | 118454.5971 | 9500 | 0 | 0 | 0 | 0 | 0 | 0
2022-06-21 10:00 | 0.9329 | 0.82113 | 35584 | 32200.4242 | 634 | 87043.7214 | 3 | 174.6436 | 0.017464 | 0 | 0 | 0 | 19 | 9500 | 2689.7363 | 199.6997 | 22875 | 150829.5971 | 32375 | 0 | 118454.5971 | 118454.5971 | 9500 | 0 | 0 | 0 | 0 | 0 | 0
2022-06-21 11:00 | 1.0239 | 0.88239 | 35584 | 35340.7335 | 634 | 93537.5755 | 3 | 0 | 0 | 0 | 0 | 0 | 19 | 9500 | 2689.7363 | 199.6997 | 22875 | 150829.5971 | 32375 | 0 | 118454.5971 | 118454.5971 | 9500 | 0 | 0 | 0 | 0 | 0 | 0
2022-06-21 12:00 | 1.04 | 0.84592 | 35584 | 35896.1037 | 634 | 89671.5804 | 3 | 0 | 0 | 19556.153 | 0 | 0 | 19 | 9500 | 2689.7363 | 199.6997 | 22875 | 150829.5971 | 32375 | 0 | 118454.5971 | 118454.5971 | 9500 | 0 | 0 | 0 | 0 | 0 | 0
2022-06-21 13:00 | 1.0004 | 0.80831 | 35584 | 34528.5608 | 634 | 85684.7399 | 3 | 0 | 0 | 85684.7399 | 0 | 19556.153 | 19 | 9500 | 2689.7363 | 199.6997 | 22875 | 150829.5971 | 32375 | 0 | 118454.5971 | 118454.5971 | 9500 | 0 | 0 | 0 | 0 | 0 | 0
2022-06-21 14:00 | 0.89755 | 0.73968 | 35584 | 30980.2666 | 634 | 78409.6305 | 3 | 1394.7986 | 0.13948 | 77014.8319 | 0 | 105240.8928 | 19 | 9500 | 2689.7363 | 199.6997 | 22875 | 150829.5971 | 32375 | 0 | 118454.5971 | 118454.5971 | 8105.2014 | 1394.7986 | 0 | 0 | 0 | 0 | 0
2022-06-21 15:00 | 0.74025 | 0.68487 | 35584 | 25550.8243 | 634 | 72599.5074 | 3 | 6824.2295 | 0.68242 | 65775.2779 | 0 | 182255.7247 | 19 | 9500 | 2689.7363 | 199.6997 | 22875 | 150829.5971 | 32375 | 0 | 118454.5971 | 118454.5971 | 2675.7705 | 6824.2295 | 0 | 0 | 0 | 0 | 0
2022-06-21 16:00 | 0.54195 | 0.59441 | 35584 | 18706.2063 | 634 | 63010.3132 | 3 | 13668.833 | 1.3669 | 49341.4801 | 0 | 248031.0026 | 19 | 9500 | 2689.7363 | 199.6997 | 22875 | 150829.5971 | 32375 | 0 | 118454.5971 | 118454.5971 | 9500 | 0 | 0 | 0 | 0 | 0 | 0
2022-06-21 17:00 | 0.32425 | 0.45396 | 35584 | 11191.9686 | 634 | 48121.939 | 3 | 21183.0549 | 2.1183 | 26938.8841 | 0 | 297372.4827 | 19 | 9500 | 2689.7363 | 199.6997 | 22875 | 150829.5971 | 32375 | 0 | 118454.5971 | 118454.5971 | 9500 | 0 | 0 | 0 | 0 | 0 | 0
2022-06-21 18:00 | 0.12157 | 0.22771 | 35584 | 4196.1685 | 634 | 24138.353 | 3 | 28178.8404 | 2.8179 | 0 | 4040.4874 | 324311.3668 | 19 | 9500 | 2689.7363 | 199.6997 | 22875 | 150829.5971 | 32375 | 0 | 118454.5971 | 118454.5971 | 4196.1596 | 5303.8404 | 0 | 0 | 0 | 0 | 0
2022-06-21 19:00 | 0.00662 | 0.00162 | 35584 | 228.4991 | 634 | 171.7278 | 3 | 30000 | 3 | 0 | 30000 | 320270.8795 | 19 | 7353.4986 | 2689.7363 | 154.578 | 22875 | 150829.5971 | 30228.4986 | 0 | 120601.0985 | 120601.0985 | 228.4986 | 7125 | 0 | 0 | 0 | 0 | 0
2022-06-21 20:00 | 0 | 0 | 35584 | 0 | 634 | 0 | 3 | 30000 | 3 | 0 | 30000 | 290270.8795 | 19 | 7125 | 2689.7363 | 149.7748 | 22875 | 150829.5971 | 30000 | 0 | 120829.5971 | 120829.5971 | 0 | 7125 | 0 | 0 | 0 | 0 | 0
2022-06-21 21:00 | 0 | 0 | 35584 | 0 | 634 | 0 | 3 | 30000 | 3 | 0 | 30000 | 260270.8795 | 19 | 7125 | 2689.7363 | 149.7748 | 22875 | 150829.5971 | 30000 | 0 | 120829.5971 | 120829.5971 | 0 | 7125 | 0 | 0 | 0 | 0 | 0
2022-06-21 22:00 | 0 | 0 | 35584 | 0 | 634 | 0 | 3 | 30000 | 3 | 0 | 30000 | 230270.8795 | 19 | 7125 | 2689.7363 | 149.7748 | 22875 | 150829.5971 | 30000 | 0 | 120829.5971 | 120829.5971 | 0 | 7125 | 0 | 0 | 0 | 0 | 0
2022-06-21 23:00 | 0 | 0 | 35584 | 0 | 634 | 0 | 3 | 30000 | 3 | 0 | 30000 | 200270.8795 | 19 | 7125 | 2689.7363 | 149.7748 | 22875 | 150829.5971 | 30000 | 0 | 120829.5971 | 120829.5971 | 0 | 7125 | 0 | 0 | 0 | 0 | 0
2022-06-22 | 0 | 0 | 35584 | 0 | 634 | 0 | 3 | 30000 | 3 | 0 | 30000 | 170270.8795 | 19 | 7237.5 | 2689.7363 | 152.1396 | 22762.5 | 150717.0971 | 30000 | 0 | 120717.0971 | 120717.0971 | 0 | 7237.5 | 0 | 0 | 0 | 0 | 0
2022-06-22 01:00 | 0 | 0 | 35584 | 0 | 634 | 0 | 3 | 30000 | 3 | 0 | 30000 | 140270.8795 | 19 | 7237.5 | 2689.7363 | 152.1396 | 22762.5 | 150717.0971 | 30000 | 0 | 120717.0971 | 120717.0971 | 0 | 7237.5 | 0 | 0 | 0 | 0 | 0
2022-06-22 02:00 | 0 | 0 | 35584 | 0 | 634 | 0 | 3 | 30000 | 3 | 0 | 30000 | 110270.8795 | 19 | 7237.5 | 2689.7363 | 152.1396 | 22762.5 | 150717.0971 | 30000 | 0 | 120717.0971 | 120717.0971 | 0 | 7237.5 | 0 | 0 | 0 | 0 | 0
2022-06-22 03:00 | 0 | 0 | 35584 | 0 | 634 | 0 | 3 | 30000 | 3 | 0 | 30000 | 80270.8795 | 19 | 7237.5 | 2689.7363 | 152.1396 | 22762.5 | 150717.0971 | 30000 | 0 | 120717.0971 | 120717.0971 | 0 | 7237.5 | 0 | 0 | 0 | 0 | 0
2022-06-22 04:00 | 0 | 0 | 35584 | 0 | 634 | 0 | 3 | 30000 | 3 | 0 | 30000 | 50270.8795 | 19 | 7237.5 | 2689.7363 | 152.1396 | 22762.5 | 150717.0971 | 30000 | 0 | 120717.0971 | 120717.0971 | 0 | 7237.5 | 0 | 0 | 0 | 0 | 0
2022-06-22 05:00 | 0.01895 | 0.09178 | 35584 | 654.0873 | 634 | 9729.1205 | 3 | 30000 | 3 | 0 | 20270.8795 | 20270.8795 | 19 | 7891.5859 | 2689.7363 | 165.8892 | 22762.5 | 150717.0971 | 30654.0859 | 0 | 120063.0112 | 120063.0112 | 654.0859 | 7237.5 | 0 | 0 | 0 | 0 | 0
2022-06-22 06:00 | 0.18573 | 0.581 | 35584 | 6410.7458 | 634 | 61588.7888 | 3 | 25851.7677 | 2.5852 | 0 | 0 | 0 | 19 | 9500 | 2689.7363 | 199.6997 | 22762.5 | 150717.0971 | 32262.5 | 0 | 118454.5971 | 118454.5971 | 0 | 9500 | 0 | 0 | 0 | 0 | 0
2022-06-22 07:00 | 0.40285 | 0.74584 | 35584 | 13904.964 | 634 | 79062.62 | 3 | 18357.5653 | 1.8358 | 0 | 0 | 0 | 19 | 9500 | 2689.7363 | 199.6997 | 22762.5 | 150717.0971 | 32262.5 | 0 | 118454.5971 | 118454.5971 | 9500 | 0 | 0 | 0 | 0 | 0 | 0
2022-06-22 08:00 | 0.6176 | 0.82899 | 35584 | 21317.378 | 634 | 87876.9192 | 3 | 10945.1668 | 1.0945 | 0 | 0 | 0 | 19 | 9500 | 2689.7363 | 199.6997 | 22762.5 | 150717.0971 | 32262.5 | 0 | 118454.5971 | 118454.5971 | 0 | 9500 | 0 | 0 | 0 | 0 | 0
2022-06-22 09:00 | 0.80625 | 0.87808 | 35584 | 27828.912 | 634 | 93080.6948 | 3 | 4433.6466 | 0.44336 | 0 | 0 | 0 | 19 | 9500 | 2689.7363 | 199.6997 | 22762.5 | 150717.0971 | 32262.5 | 0 | 118454.5971 | 118454.5971 | 9500 | 0 | 0 | 0 | 0 | 0 | 0
2022-06-22 10:00 | 0.94997 | 0.90398 | 35584 | 32789.6205 | 634 | 95826.2191 | 3 | 0 | 0 | 0 | 0 | 0 | 19 | 9500 | 2689.7363 | 199.6997 | 22762.5 | 150717.0971 | 32262.5 | 0 | 118454.5971 | 118454.5971 | 9500 | 0 | 0 | 0 | 0 | 0 | 0
2022-06-22 11:00 | 1.0376 | 0.95499 | 35584 | 35814.2996 | 634 | 101233.524 | 3 | 0 | 0 | 0 | 0 | 0 | 19 | 9500 | 2689.7363 | 199.6997 | 22762.5 | 150717.0971 | 32262.5 | 0 | 118454.5971 | 118454.5971 | 9500 | 0 | 0 | 0 | 0 | 0 | 0
2022-06-22 12:00 | 1.0331 | 0.83203 | 35584 | 35657.94 | 634 | 88199.1737 | 3 | 0 | 0 | 0 | 0 | 0 | 19 | 9500 | 2689.7363 | 199.6997 | 22762.5 | 150717.0971 | 32262.5 | 0 | 118454.5971 | 118454.5971 | 9500 | 0 | 0 | 0 | 0 | 0 | 0
2022-06-22 13:00 | 0.9946 | 0.82257 | 35584 | 34330.091 | 634 | 87196.3683 | 3 | 0 | 0 | 82936.0616 | 0 | 0 | 19 | 9500 | 2689.7363 | 199.6997 | 22762.5 | 150717.0971 | 32262.5 | 0 | 118454.5971 | 118454.5971 | 9500 | 0 | 0 | 0 | 0 | 0 | 0
2022-06-22 14:00 | 0.8936 | 0.78059 | 35584 | 30843.9265 | 634 | 82746.2868 | 3 | 1418.6384 | 0.14186 | 81327.6484 | 0 | 82936.0616 | 19 | 9500 | 2689.7363 | 199.6997 | 22762.5 | 150717.0971 | 32262.5 | 0 | 118454.5971 | 118454.5971 | 8081.3616 | 1418.6384 | 0 | 0 | 0 | 0 | 0
2022-06-22 15:00 | 0.73758 | 0.74465 | 35584 | 25458.6653 | 634 | 78936.4743 | 3 | 6803.8883 | 0.68039 | 72132.586 | 0 | 164263.7101 | 19 | 9500 | 2689.7363 | 199.6997 | 22762.5 | 150717.0971 | 32262.5 | 0 | 118454.5971 | 118454.5971 | 2696.1117 | 6803.8883 | 0 | 0 | 0 | 0 | 0
2022-06-22 16:00 | 0.5383 | 0.66763 | 35584 | 18580.2212 | 634 | 70771.9846 | 3 | 13682.3179 | 1.3682 | 57089.6667 | 0 | 236396.2961 | 19 | 9500 | 2689.7363 | 199.6997 | 22762.5 | 150717.0971 | 32262.5 | 0 | 118454.5971 | 118454.5971 | 0 | 9500 | 0 | 0 | 0 | 0 | 0
2022-06-22 17:00 | 0.31892 | 0.51983 | 35584 | 11007.9958 | 634 | 55104.4752 | 3 | 21254.5274 | 2.1255 | 33849.9478 | 0 | 293485.9628 | 19 | 9500 | 2689.7363 | 199.6997 | 22762.5 | 150717.0971 | 32262.5 | 0 | 118454.5971 | 118454.5971 | 0 | 9500 | 0 | 0 | 0 | 0 | 0
2022-06-22 18:00 | 0.1164 | 0.26773 | 35584 | 4017.7183 | 634 | 28380.6651 | 3 | 28244.7902 | 2.8245 | 135.8749 | 0 | 327335.9106 | 19 | 9500 | 2689.7363 | 199.6997 | 22762.5 | 150717.0971 | 32262.5 | 0 | 118454.5971 | 118454.5971 | 4017.7098 | 5482.2902 | 0 | 0 | 0 | 0 | 0
2022-06-22 19:00 | 0.006 | 0.00416 | 35584 | 207.0989 | 634 | 440.98 | 3 | 30000 | 3 | 0 | 29559.02 | 327471.7855 | 19 | 7444.5984 | 2689.7363 | 156.4931 | 22762.5 | 150717.0971 | 30207.0984 | 0 | 120509.9986 | 120509.9986 | 207.0984 | 7237.5 | 0 | 0 | 0 | 0 | 0
2022-06-22 20:00 | 0 | 0 | 35584 | 0 | 634 | 0 | 3 | 30000 | 3 | 0 | 30000 | 297912.7655 | 19 | 7237.5 | 2689.7363 | 152.1396 | 22762.5 | 150717.0971 | 30000 | 0 | 120717.0971 | 120717.0971 | 0 | 7237.5 | 0 | 0 | 0 | 0 | 0
2022-06-22 21:00 | 0 | 0 | 35584 | 0 | 634 | 0 | 3 | 30000 | 3 | 0 | 30000 | 267912.7655 | 19 | 7237.5 | 2689.7363 | 152.1396 | 22762.5 | 150717.0971 | 30000 | 0 | 120717.0971 | 120717.0971 | 0 | 7237.5 | 0 | 0 | 0 | 0 | 0
2022-06-22 22:00 | 0 | 0 | 35584 | 0 | 634 | 0 | 3 | 30000 | 3 | 0 | 30000 | 237912.7655 | 19 | 7237.5 | 2689.7363 | 152.1396 | 22762.5 | 150717.0971 | 30000 | 0 | 120717.0971 | 120717.0971 | 0 | 7237.5 | 0 | 0 | 0 | 0 | 0
2022-06-22 23:00 | 0 | 0 | 35584 | 0 | 634 | 0 | 3 | 30000 | 3 | 0 | 30000 | 207912.7655 | 19 | 7237.5 | 2689.7363 | 152.1396 | 22762.5 | 150717.0971 | 30000 | 0 | 120717.0971 | 120717.0971 | 0 | 7237.5 | 0 | 0 | 0 | 0 | 0
2022-06-23 | 0 | 0 | 35584 | 0 | 634 | 0 | 3 | 30000 | 3 | 0 | 30000 | 177912.7655 | 19 | 7820.8333 | 2689.7363 | 164.4019 | 22179.1667 | 150133.7637 | 30000 | 0 | 120133.7637 | 120133.7637 | 0 | 7820.8333 | 0 | 0 | 0 | 0 | 0
2022-06-23 01:00 | 0 | 0 | 35584 | 0 | 634 | 0 | 3 | 30000 | 3 | 0 | 30000 | 147912.7655 | 19 | 7820.8333 | 2689.7363 | 164.4019 | 22179.1667 | 150133.7637 | 30000 | 0 | 120133.7637 | 120133.7637 | 0 | 7820.8333 | 0 | 0 | 0 | 0 | 0
2022-06-23 02:00 | 0 | 0 | 35584 | 0 | 634 | 0 | 3 | 30000 | 3 | 0 | 30000 | 117912.7655 | 19 | 7820.8333 | 2689.7363 | 164.4019 | 22179.1667 | 150133.7637 | 30000 | 0 | 120133.7637 | 120133.7637 | 0 | 7820.8333 | 0 | 0 | 0 | 0 | 0
2022-06-23 03:00 | 0 | 0 | 35584 | 0 | 634 | 0 | 3 | 30000 | 3 | 0 | 30000 | 87912.7655 | 19 | 7820.8333 | 2689.7363 | 164.4019 | 22179.1667 | 150133.7637 | 30000 | 0 | 120133.7637 | 120133.7637 | 0 | 7820.8333 | 0 | 0 | 0 | 0 | 0
2022-06-23 04:00 | 0 | 0 | 35584 | 0 | 634 | 0 | 3 | 30000 | 3 | 0 | 30000 | 57912.7655 | 19 | 7820.8333 | 2689.7363 | 164.4019 | 22179.1667 | 150133.7637 | 30000 | 0 | 120133.7637 | 120133.7637 | 0 | 7820.8333 | 0 | 0 | 0 | 0 | 0
2022-06-23 05:00 | 0.01425 | 0.01969 | 35584 | 491.8598 | 634 | 2087.2345 | 3 | 30000 | 3 | 0 | 27912.7655 | 27912.7655 | 19 | 8312.6921 | 2689.7363 | 174.7413 | 22179.1667 | 150133.7637 | 30491.8588 | 0 | 119641.9049 | 119641.9049 | 0 | 8312.6921 | 0 | 0 | 0 | 0 | 0
2022-06-23 06:00 | 0.153 | 0.33698 | 35584 | 5281.0214 | 634 | 35721.4975 | 3 | 26398.1563 | 2.6398 | 0 | 0 | 0 | 19 | 9500 | 2689.7363 | 199.6997 | 22179.1667 | 150133.7637 | 31679.1667 | 0 | 118454.5971 | 118454.5971 | 0 | 9500 | 0 | 0 | 0 | 0 | 0
2022-06-23 07:00 | 0.35848 | 0.5543 | 35584 | 12373.4678 | 634 | 58758.4606 | 3 | 19305.725 | 1.9306 | 0 | 0 | 0 | 19 | 9500 | 2689.7363 | 199.6997 | 22179.1667 | 150133.7637 | 31679.1667 | 0 | 118454.5971 | 118454.5971 | 0 | 9500 | 0 | 0 | 0 | 0 | 0
2022-06-23 08:00 | 0.57025 | 0.68996 | 35584 | 19683.0227 | 634 | 73139.0718 | 3 | 11996.1854 | 1.1996 | 0 | 0 | 0 | 19 | 9500 | 2689.7363 | 199.6997 | 22179.1667 | 150133.7637 | 31679.1667 | 0 | 118454.5971 | 118454.5971 | 9500 | 0 | 0 | 0 | 0 | 0 | 0
2022-06-23 09:00 | 0.75722 | 0.76384 | 35584 | 26136.569 | 634 | 80970.7064 | 3 | 5542.6527 | 0.55427 | 0 | 0 | 0 | 19 | 9500 | 2689.7363 | 199.6997 | 22179.1667 | 150133.7637 | 31679.1667 | 0 | 118454.5971 | 118454.5971 | 9500 | 0 | 0 | 0 | 0 | 0 | 0
2022-06-23 10:00 | 0.90072 | 0.81331 | 35584 | 31089.6839 | 634 | 86214.7639 | 3 | 589.5483 | 0.058955 | 0 | 0 | 0 | 19 | 9500 | 2689.7363 | 199.6997 | 22179.1667 | 150133.7637 | 31679.1667 | 0 | 118454.5971 | 118454.5971 | 8910.4517 | 589.5483 | 0 | 0 | 0 | 0 | 0
2022-06-23 11:00 | 0.98897 | 0.87087 | 35584 | 34135.7632 | 634 | 92316.4002 | 3 | 0 | 0 | 0 | 0 | 0 | 19 | 9500 | 2689.7363 | 199.6997 | 22179.1667 | 150133.7637 | 31679.1667 | 0 | 118454.5971 | 118454.5971 | 9500 | 0 | 0 | 0 | 0 | 0 | 0
2022-06-23 12:00 | 0.9788 | 0.76154 | 35584 | 33784.7306 | 634 | 80726.8954 | 3 | 0 | 0 | 64705.3622 | 0 | 0 | 19 | 9500 | 2689.7363 | 199.6997 | 22179.1667 | 150133.7637 | 31679.1667 | 0 | 118454.5971 | 118454.5971 | 9500 | 0 | 0 | 0 | 0 | 0 | 0
2022-06-23 13:00 | 0.94303 | 0.74124 | 35584 | 32550.0761 | 634 | 78574.998 | 3 | 0 | 0 | 78574.998 | 0 | 64705.3622 | 19 | 9500 | 2689.7363 | 199.6997 | 22179.1667 | 150133.7637 | 31679.1667 | 0 | 118454.5971 | 118454.5971 | 9500 | 0 | 0 | 0 | 0 | 0 | 0
2022-06-23 14:00 | 0.84583 | 0.68615 | 35584 | 29195.0743 | 634 | 72735.1935 | 3 | 2484.1539 | 0.24842 | 70251.0397 | 0 | 143280.3601 | 19 | 9500 | 2689.7363 | 199.6997 | 22179.1667 | 150133.7637 | 31679.1667 | 0 | 118454.5971 | 118454.5971 | 9500 | 0 | 0 | 0 | 0 | 0 | 0
2022-06-23 15:00 | 0.69375 | 0.63074 | 35584 | 23945.808 | 634 | 66861.4676 | 3 | 7733.4091 | 0.77334 | 59128.0585 | 0 | 213531.3998 | 19 | 9500 | 2689.7363 | 199.6997 | 22179.1667 | 150133.7637 | 31679.1667 | 0 | 118454.5971 | 118454.5971 | 1766.5909 | 7733.4091 | 0 | 0 | 0 | 0 | 0
2022-06-23 16:00 | 0.5015 | 0.54907 | 35584 | 17310.0147 | 634 | 58204.0555 | 3 | 14369.1884 | 1.4369 | 43834.8671 | 0 | 272659.4582 | 19 | 9500 | 2689.7363 | 199.6997 | 22179.1667 | 150133.7637 | 31679.1667 | 0 | 118454.5971 | 118454.5971 | 9500 | 0 | 0 | 0 | 0 | 0 | 0
2022-06-23 17:00 | 0.2925 | 0.39599 | 35584 | 10096.0704 | 634 | 41976.8408 | 3 | 21583.1175 | 2.1583 | 20393.7232 | 0 | 316494.3254 | 19 | 9500 | 2689.7363 | 199.6997 | 22179.1667 | 150133.7637 | 31679.1667 | 0 | 118454.5971 | 118454.5971 | 0 | 9500 | 0 | 0 | 0 | 0 | 0
2022-06-23 18:00 | 0.10647 | 0.18811 | 35584 | 3674.9696 | 634 | 19940.5629 | 3 | 28004.2048 | 2.8004 | 19940.5629 | 28004.2048 | 336888.0486 | 19 | 9500 | 2689.7363 | 199.6997 | 22179.1667 | 150133.7637 | 31679.1667 | 0 | 118454.5971 | 118454.5971 | 3674.9619 | 5825.0381 | 0 | 0 | 0 | 0 | 0
2022-06-23 19:00 | 0.00578 | 0.00143 | 35584 | 199.5053 | 634 | 151.5869 | 3 | 30000 | 3 | 0 | 30000 | 328824.4068 | 19 | 8020.3382 | 2689.7363 | 168.5957 | 22179.1667 | 150133.7637 | 30199.5048 | 0 | 119934.2589 | 119934.2589 | 199.5048 | 7820.8333 | 0 | 0 | 0 | 0 | 0
2022-06-23 20:00 | 0 | 0 | 35584 | 0 | 634 | 0 | 3 | 30000 | 3 | 0 | 30000 | 298824.4068 | 19 | 7820.8333 | 2689.7363 | 164.4019 | 22179.1667 | 150133.7637 | 30000 | 0 | 120133.7637 | 120133.7637 | 0 | 7820.8333 | 0 | 0 | 0 | 0 | 0
2022-06-23 21:00 | 0 | 0 | 35584 | 0 | 634 | 0 | 3 | 30000 | 3 | 0 | 30000 | 268824.4068 | 19 | 7820.8333 | 2689.7363 | 164.4019 | 22179.1667 | 150133.7637 | 30000 | 0 | 120133.7637 | 120133.7637 | 0 | 7820.8333 | 0 | 0 | 0 | 0 | 0
2022-06-23 22:00 | 0 | 0 | 35584 | 0 | 634 | 0 | 3 | 30000 | 3 | 0 | 30000 | 238824.4068 | 19 | 7820.8333 | 2689.7363 | 164.4019 | 22179.1667 | 150133.7637 | 30000 | 0 | 120133.7637 | 120133.7637 | 0 | 7820.8333 | 0 | 0 | 0 | 0 | 0
2022-06-23 23:00 | 0 | 0 | 35584 | 0 | 634 | 0 | 3 | 30000 | 3 | 0 | 30000 | 208824.4068 | 19 | 7820.8333 | 2689.7363 | 164.4019 | 22179.1667 | 150133.7637 | 30000 | 0 | 120133.7637 | 120133.7637 | 0 | 7820.8333 | 0 | 0 | 0 | 0 | 0
2022-06-24 | 0 | 0 | 35584 | 0 | 634 | 0 | 3 | 30000 | 3 | 0 | 30000 | 178824.4068 | 19 | 7216.6667 | 2689.7363 | 151.7017 | 22783.3333 | 150737.9304 | 30000 | 0 | 120737.9304 | 120737.9304 | 0 | 7216.6667 | 0 | 0 | 0 | 0 | 0
2022-06-24 01:00 | 0 | 0 | 35584 | 0 | 634 | 0 | 3 | 30000 | 3 | 0 | 30000 | 148824.4068 | 19 | 7216.6667 | 2689.7363 | 151.7017 | 22783.3333 | 150737.9304 | 30000 | 0 | 120737.9304 | 120737.9304 | 0 | 7216.6667 | 0 | 0 | 0 | 0 | 0
2022-06-24 02:00 | 0 | 0 | 35584 | 0 | 634 | 0 | 3 | 30000 | 3 | 0 | 30000 | 118824.4068 | 19 | 7216.6667 | 2689.7363 | 151.7017 | 22783.3333 | 150737.9304 | 30000 | 0 | 120737.9304 | 120737.9304 | 0 | 7216.6667 | 0 | 0 | 0 | 0 | 0
2022-06-24 03:00 | 0 | 0 | 35584 | 0 | 634 | 0 | 3 | 30000 | 3 | 0 | 30000 | 88824.4068 | 19 | 7216.6667 | 2689.7363 | 151.7017 | 22783.3333 | 150737.9304 | 30000 | 0 | 120737.9304 | 120737.9304 | 0 | 7216.6667 | 0 | 0 | 0 | 0 | 0
2022-06-24 04:00 | 0 | 0 | 35584 | 0 | 634 | 0 | 3 | 30000 | 3 | 0 | 30000 | 58824.4068 | 19 | 7216.6667 | 2689.7363 | 151.7017 | 22783.3333 | 150737.9304 | 30000 | 0 | 120737.9304 | 120737.9304 | 0 | 7216.6667 | 0 | 0 | 0 | 0 | 0
2022-06-24 05:00 | 0.01348 | 0.01109 | 35584 | 465.2822 | 634 | 1175.5932 | 3 | 30000 | 3 | 0 | 28824.4068 | 28824.4068 | 19 | 7681.9478 | 2689.7363 | 161.4824 | 22783.3333 | 150737.9304 | 30465.2812 | 0 | 120272.6492 | 120272.6492 | 465.2812 | 7216.6667 | 0 | 0 | 0 | 0 | 0
2022-06-24 06:00 | 0.14562 | 0.27991 | 35584 | 5026.2898 | 634 | 29671.8036 | 3 | 27257.0541 | 2.7257 | 0 | 0 | 0 | 19 | 9500 | 2689.7363 | 199.6997 | 22783.3333 | 150737.9304 | 32283.3333 | 0 | 118454.5971 | 118454.5971 | 0 | 9500 | 0 | 0 | 0 | 0 | 0
2022-06-24 07:00 | 0.34873 | 0.49474 | 35584 | 12036.9321 | 634 | 52444.8148 | 3 | 20246.4266 | 2.0246 | 0 | 0 | 0 | 19 | 9500 | 2689.7363 | 199.6997 | 22783.3333 | 150737.9304 | 32283.3333 | 0 | 118454.5971 | 118454.5971 | 9500 | 0 | 0 | 0 | 0 | 0 | 0
2022-06-24 08:00 | 0.56308 | 0.63858 | 35584 | 19435.5396 | 634 | 67692.5452 | 3 | 12847.8347 | 1.2848 | 0 | 0 | 0 | 19 | 9500 | 2689.7363 | 199.6997 | 22783.3333 | 150737.9304 | 32283.3333 | 0 | 118454.5971 | 118454.5971 | 9500 | 0 | 0 | 0 | 0 | 0 | 0
2022-06-24 09:00 | 0.75428 | 0.72168 | 35584 | 26035.0905 | 634 | 76501.5441 | 3 | 6248.2976 | 0.62483 | 0 | 0 | 0 | 19 | 9500 | 2689.7363 | 199.6997 | 22783.3333 | 150737.9304 | 32283.3333 | 0 | 118454.5971 | 118454.5971 | 3251.7024 | 6248.2976 | 0 | 0 | 0 | 0 | 0
2022-06-24 10:00 | 0.9009 | 0.77667 | 35584 | 31095.8968 | 634 | 82330.748 | 3 | 1187.502 | 0.11875 | 0 | 0 | 0 | 19 | 9500 | 2689.7363 | 199.6997 | 22783.3333 | 150737.9304 | 32283.3333 | 0 | 118454.5971 | 118454.5971 | 9500 | 0 | 0 | 0 | 0 | 0 | 0
2022-06-24 11:00 | 0.99135 | 0.83584 | 35584 | 34217.9124 | 634 | 88603.052 | 3 | 0 | 0 | 0 | 0 | 0 | 19 | 9500 | 2689.7363 | 199.6997 | 22783.3333 | 150737.9304 | 32283.3333 | 0 | 118454.5971 | 118454.5971 | 9500 | 0 | 0 | 0 | 0 | 0 | 0
2022-06-24 12:00 | 1.0156 | 0.8555 | 35584 | 35054.2468 | 634 | 90687.1064 | 3 | 0 | 0 | 0 | 0 | 0 | 19 | 9500 | 2689.7363 | 199.6997 | 22783.3333 | 150737.9304 | 32283.3333 | 0 | 118454.5971 | 118454.5971 | 9500 | 0 | 0 | 0 | 0 | 0 | 0
2022-06-24 13:00 | 0.97992 | 0.83253 | 35584 | 33823.3891 | 634 | 88252.1761 | 3 | 0 | 0 | 84056.6442 | 0 | 0 | 19 | 9500 | 2689.7363 | 199.6997 | 22783.3333 | 150737.9304 | 32283.3333 | 0 | 118454.5971 | 118454.5971 | 9500 | 0 | 0 | 0 | 0 | 0 | 0
2022-06-24 14:00 | 0.88315 | 0.77896 | 35584 | 30483.2293 | 634 | 82573.499 | 3 | 1800.1682 | 0.18002 | 80773.3308 | 0 | 84056.6442 | 19 | 9500 | 2689.7363 | 199.6997 | 22783.3333 | 150737.9304 | 32283.3333 | 0 | 118454.5971 | 118454.5971 | 9500 | 0 | 0 | 0 | 0 | 0 | 0
2022-06-24 15:00 | 0.7315 | 0.737 | 35584 | 25248.8051 | 634 | 78125.5376 | 3 | 7034.5814 | 0.70346 | 71090.9562 | 0 | 164829.975 | 19 | 9500 | 2689.7363 | 199.6997 | 22783.3333 | 150737.9304 | 32283.3333 | 0 | 118454.5971 | 118454.5971 | 9500 | 0 | 0 | 0 | 0 | 0 | 0
2022-06-24 16:00 | 0.53812 | 0.66355 | 35584 | 18574.0082 | 634 | 70339.485 | 3 | 13709.3642 | 1.3709 | 56630.1208 | 0 | 235920.9312 | 19 | 9500 | 2689.7363 | 199.6997 | 22783.3333 | 150737.9304 | 32283.3333 | 0 | 118454.5971 | 118454.5971 | 9500 | 0 | 0 | 0 | 0 | 0 | 0
2022-06-24 17:00 | 0.32312 | 0.52509 | 35584 | 11152.965 | 634 | 55662.0604 | 3 | 21130.3918 | 2.113 | 34531.6686 | 0 | 292551.052 | 19 | 9500 | 2689.7363 | 199.6997 | 22783.3333 | 150737.9304 | 32283.3333 | 0 | 118454.5971 | 118454.5971 | 9500 | 0 | 0 | 0 | 0 | 0 | 0
2022-06-24 18:00 | 0.1205 | 0.27653 | 35584 | 4159.2358 | 634 | 29313.5073 | 3 | 28124.1063 | 2.8124 | 1189.4011 | 0 | 327082.7207 | 19 | 9500 | 2689.7363 | 199.6997 | 22783.3333 | 150737.9304 | 32283.3333 | 0 | 118454.5971 | 118454.5971 | 4159.2271 | 5340.7729 | 0 | 0 | 0 | 0 | 0
2022-06-24 19:00 | 0.0065 | 0.00406 | 35584 | 224.3571 | 634 | 430.3795 | 3 | 30000 | 3 | 430.3795 | 30000 | 328272.1218 | 19 | 7441.0233 | 2689.7363 | 156.4179 | 22783.3333 | 150737.9304 | 30224.3566 | 0 | 120513.5738 | 120513.5738 | 224.3566 | 7216.6667 | 0 | 0 | 0 | 0 | 0
2022-06-24 20:00 | 0 | 0 | 35584 | 0 | 634 | 0 | 3 | 30000 | 3 | 0 | 30000 | 298702.5012 | 19 | 7216.6667 | 2689.7363 | 151.7017 | 22783.3333 | 150737.9304 | 30000 | 0 | 120737.9304 | 120737.9304 | 0 | 7216.6667 | 0 | 0 | 0 | 0 | 0
2022-06-24 21:00 | 0 | 0 | 35584 | 0 | 634 | 0 | 3 | 30000 | 3 | 0 | 30000 | 268702.5012 | 19 | 7216.6667 | 2689.7363 | 151.7017 | 22783.3333 | 150737.9304 | 30000 | 0 | 120737.9304 | 120737.9304 | 0 | 7216.6667 | 0 | 0 | 0 | 0 | 0
2022-06-24 22:00 | 0 | 0 | 35584 | 0 | 634 | 0 | 3 | 30000 | 3 | 0 | 30000 | 238702.5012 | 19 | 7216.6667 | 2689.7363 | 151.7017 | 22783.3333 | 150737.9304 | 30000 | 0 | 120737.9304 | 120737.9304 | 0 | 7216.6667 | 0 | 0 | 0 | 0 | 0
2022-06-24 23:00 | 0 | 0 | 35584 | 0 | 634 | 0 | 3 | 30000 | 3 | 0 | 30000 | 208702.5012 | 19 | 7216.6667 | 2689.7363 | 151.7017 | 22783.3333 | 150737.9304 | 30000 | 0 | 120737.9304 | 120737.9304 | 0 | 7216.6667 | 0 | 0 | 0 | 0 | 0
2022-06-25 | 0 | 0 | 35584 | 0 | 634 | 0 | 3 | 30000 | 3 | 0 | 30000 | 178702.5012 | 19 | 7291.6667 | 2689.7363 | 153.2783 | 22708.3333 | 150662.9304 | 30000 | 0 | 120662.9304 | 120662.9304 | 0 | 7291.6667 | 0 | 0 | 0 | 0 | 0
2022-06-25 01:00 | 0 | 0 | 35584 | 0 | 634 | 0 | 3 | 30000 | 3 | 0 | 30000 | 148702.5012 | 19 | 7291.6667 | 2689.7363 | 153.2783 | 22708.3333 | 150662.9304 | 30000 | 0 | 120662.9304 | 120662.9304 | 0 | 7291.6667 | 0 | 0 | 0 | 0 | 0
2022-06-25 02:00 | 0 | 0 | 35584 | 0 | 634 | 0 | 3 | 30000 | 3 | 0 | 30000 | 118702.5012 | 19 | 7291.6667 | 2689.7363 | 153.2783 | 22708.3333 | 150662.9304 | 30000 | 0 | 120662.9304 | 120662.9304 | 0 | 7291.6667 | 0 | 0 | 0 | 0 | 0
2022-06-25 03:00 | 0 | 0 | 35584 | 0 | 634 | 0 | 3 | 30000 | 3 | 0 | 30000 | 88702.5012 | 19 | 7291.6667 | 2689.7363 | 153.2783 | 22708.3333 | 150662.9304 | 30000 | 0 | 120662.9304 | 120662.9304 | 0 | 7291.6667 | 0 | 0 | 0 | 0 | 0
2022-06-25 04:00 | 0 | 0 | 35584 | 0 | 634 | 0 | 3 | 30000 | 3 | 0 | 30000 | 58702.5012 | 19 | 7291.6667 | 2689.7363 | 153.2783 | 22708.3333 | 150662.9304 | 30000 | 0 | 120662.9304 | 120662.9304 | 0 | 7291.6667 | 0 | 0 | 0 | 0 | 0
2022-06-25 05:00 | 0.01452 | 0.01224 | 35584 | 501.1793 | 634 | 1297.4988 | 3 | 30000 | 3 | 0 | 28702.5012 | 28702.5012 | 19 | 7792.8449 | 2689.7363 | 163.8136 | 22708.3333 | 150662.9304 | 30501.1782 | 0 | 120161.7522 | 120161.7522 | 501.1782 | 7291.6667 | 0 | 0 | 0 | 0 | 0
2022-06-25 06:00 | 0.15555 | 0.31976 | 35584 | 5369.0385 | 634 | 33896.0948 | 3 | 26839.3062 | 2.6839 | 0 | 0 | 0 | 19 | 9500 | 2689.7363 | 199.6997 | 22708.3333 | 150662.9304 | 32208.3333 | 0 | 118454.5971 | 118454.5971 | 5369.0272 | 4130.9728 | 0 | 0 | 0 | 0 | 0
2022-06-25 07:00 | 0.36405 | 0.55733 | 35584 | 12565.7245 | 634 | 59079.6552 | 3 | 19642.6352 | 1.9643 | 0 | 0 | 0 | 19 | 9500 | 2689.7363 | 199.6997 | 22708.3333 | 150662.9304 | 32208.3333 | 0 | 118454.5971 | 118454.5971 | 0 | 9500 | 0 | 0 | 0 | 0 | 0
2022-06-25 08:00 | 0.57833 | 0.67387 | 35584 | 19961.9159 | 634 | 71433.4546 | 3 | 12246.4595 | 1.2246 | 0 | 0 | 0 | 19 | 9500 | 2689.7363 | 199.6997 | 22708.3333 | 150662.9304 | 32208.3333 | 0 | 118454.5971 | 118454.5971 | 9500 | 0 | 0 | 0 | 0 | 0 | 0
2022-06-25 09:00 | 0.7677 | 0.74684 | 35584 | 26498.3017 | 634 | 79168.6248 | 3 | 5710.0874 | 0.57101 | 5710.0874 | 5710.0874 | 0 | 19 | 9500 | 2689.7363 | 199.6997 | 22708.3333 | 150662.9304 | 32208.3333 | 0 | 118454.5971 | 118454.5971 | 9500 | 0 | 0 | 0 | 0 | 0 | 0
2022-06-25 10:00 | 0.9142 | 0.77853 | 35584 | 31554.966 | 634 | 82527.9169 | 3 | 653.4338 | 0.065343 | 0 | 0 | 0 | 19 | 9500 | 2689.7363 | 199.6997 | 22708.3333 | 150662.9304 | 32208.3333 | 0 | 118454.5971 | 118454.5971 | 9500 | 0 | 0 | 0 | 0 | 0 | 0
2022-06-25 11:00 | 1.0041 | 0.8222 | 35584 | 34659.7234 | 634 | 87157.1466 | 3 | 0 | 0 | 44334.1976 | 0 | 0 | 19 | 9500 | 2689.7363 | 199.6997 | 22708.3333 | 150662.9304 | 32208.3333 | 0 | 118454.5971 | 118454.5971 | 9500 | 0 | 0 | 0 | 0 | 0 | 0
2022-06-25 12:00 | 1.0275 | 0.81576 | 35584 | 35466.7187 | 634 | 86474.4756 | 3 | 0 | 0 | 86474.4756 | 0 | 44334.1976 | 19 | 9500 | 2689.7363 | 199.6997 | 22708.3333 | 150662.9304 | 32208.3333 | 0 | 118454.5971 | 118454.5971 | 9500 | 0 | 0 | 0 | 0 | 0 | 0
2022-06-25 13:00 | 0.9818 | 0.71385 | 35584 | 33888.2801 | 634 | 75671.5265 | 3 | 0 | 0 | 75671.5265 | 0 | 130808.6732 | 19 | 9500 | 2689.7363 | 199.6997 | 22708.3333 | 150662.9304 | 32208.3333 | 0 | 118454.5971 | 118454.5971 | 9500 | 0 | 0 | 0 | 0 | 0 | 0
2022-06-25 14:00 | 0.87128 | 0.6112 | 35584 | 30073.5187 | 634 | 64790.1338 | 3 | 2134.878 | 0.21349 | 62655.2558 | 0 | 206480.1997 | 19 | 9500 | 2689.7363 | 199.6997 | 22708.3333 | 150662.9304 | 32208.3333 | 0 | 118454.5971 | 118454.5971 | 9500 | 0 | 0 | 0 | 0 | 0 | 0
2022-06-25 15:00 | 0.70583 | 0.51968 | 35584 | 24362.7671 | 634 | 55088.5745 | 3 | 7845.6175 | 0.78456 | 47242.9569 | 0 | 269135.4555 | 19 | 9500 | 2689.7363 | 199.6997 | 22708.3333 | 150662.9304 | 32208.3333 | 0 | 118454.5971 | 118454.5971 | 9500 | 0 | 0 | 0 | 0 | 0 | 0
2022-06-25 16:00 | 0.4987 | 0.38062 | 35584 | 17213.3686 | 634 | 40347.547 | 3 | 14995.001 | 1.4995 | 25352.546 | 0 | 316378.4124 | 19 | 9500 | 2689.7363 | 199.6997 | 22708.3333 | 150662.9304 | 32208.3333 | 0 | 118454.5971 | 118454.5971 | 9500 | 0 | 0 | 0 | 0 | 0 | 0
2022-06-25 17:00 | 0.28373 | 0.24277 | 35584 | 9793.3609 | 634 | 25734.7853 | 3 | 22414.9931 | 2.2415 | 3319.7922 | 0 | 341730.9584 | 19 | 9500 | 2689.7363 | 199.6997 | 22708.3333 | 150662.9304 | 32208.3333 | 0 | 118454.5971 | 118454.5971 | 0 | 9500 | 0 | 0 | 0 | 0 | 0
2022-06-25 18:00 | 0.10447 | 0.09233 | 35584 | 3605.9367 | 634 | 9787.4232 | 3 | 28602.4043 | 2.8602 | 0 | 18814.9811 | 345050.7506 | 19 | 9500 | 2689.7363 | 199.6997 | 22708.3333 | 150662.9304 | 32208.3333 | 0 | 118454.5971 | 118454.5971 | 3605.9291 | 5894.0709 | 0 | 0 | 0 | 0 | 0
2022-06-25 19:00 | 0.00607 | 0 | 35584 | 209.515 | 634 | 0 | 3 | 30000 | 3 | 0 | 30000 | 326235.7696 | 19 | 7501.1813 | 2689.7363 | 157.6825 | 22708.3333 | 150662.9304 | 30209.5146 | 0 | 120453.4158 | 120453.4158 | 209.5146 | 7291.6667 | 0 | 0 | 0 | 0 | 0
2022-06-25 20:00 | 0 | 0 | 35584 | 0 | 634 | 0 | 3 | 30000 | 3 | 0 | 30000 | 296235.7696 | 19 | 7291.6667 | 2689.7363 | 153.2783 | 22708.3333 | 150662.9304 | 30000 | 0 | 120662.9304 | 120662.9304 | 0 | 7291.6667 | 0 | 0 | 0 | 0 | 0
2022-06-25 21:00 | 0 | 0 | 35584 | 0 | 634 | 0 | 3 | 30000 | 3 | 0 | 30000 | 266235.7696 | 19 | 7291.6667 | 2689.7363 | 153.2783 | 22708.3333 | 150662.9304 | 30000 | 0 | 120662.9304 | 120662.9304 | 0 | 7291.6667 | 0 | 0 | 0 | 0 | 0
2022-06-25 22:00 | 0 | 0 | 35584 | 0 | 634 | 0 | 3 | 30000 | 3 | 0 | 30000 | 236235.7696 | 19 | 7291.6667 | 2689.7363 | 153.2783 | 22708.3333 | 150662.9304 | 30000 | 0 | 120662.9304 | 120662.9304 | 0 | 7291.6667 | 0 | 0 | 0 | 0 | 0
2022-06-25 23:00 | 0 | 0 | 35584 | 0 | 634 | 0 | 3 | 30000 | 3 | 0 | 30000 | 206235.7696 | 19 | 7291.6667 | 2689.7363 | 153.2783 | 22708.3333 | 150662.9304 | 30000 | 0 | 120662.9304 | 120662.9304 | 0 | 7291.6667 | 0 | 0 | 0 | 0 | 0
2022-06-26 | 0 | 0 | 35584 | 0 | 634 | 0 | 3 | 30000 | 3 | 0 | 30000 | 176235.7696 | 19 | 6741.6667 | 2689.7363 | 141.7167 | 23258.3333 | 151212.9304 | 30000 | 0 | 121212.9304 | 121212.9304 | 0 | 6741.6667 | 0 | 0 | 0 | 0 | 0
2022-06-26 01:00 | 0 | 0 | 35584 | 0 | 634 | 0 | 3 | 30000 | 3 | 0 | 30000 | 146235.7696 | 19 | 6741.6667 | 2689.7363 | 141.7167 | 23258.3333 | 151212.9304 | 30000 | 0 | 121212.9304 | 121212.9304 | 0 | 6741.6667 | 0 | 0 | 0 | 0 | 0
2022-06-26 02:00 | 0 | 0 | 35584 | 0 | 634 | 0 | 3 | 30000 | 3 | 0 | 30000 | 116235.7696 | 19 | 6741.6667 | 2689.7363 | 141.7167 | 23258.3333 | 151212.9304 | 30000 | 0 | 121212.9304 | 121212.9304 | 0 | 6741.6667 | 0 | 0 | 0 | 0 | 0
2022-06-26 03:00 | 0 | 0 | 35584 | 0 | 634 | 0 | 3 | 30000 | 3 | 0 | 30000 | 86235.7696 | 19 | 6741.6667 | 2689.7363 | 141.7167 | 23258.3333 | 151212.9304 | 30000 | 0 | 121212.9304 | 121212.9304 | 0 | 6741.6667 | 0 | 0 | 0 | 0 | 0
2022-06-26 04:00 | 0 | 0 | 35584 | 0 | 634 | 0 | 3 | 30000 | 3 | 0 | 30000 | 56235.7696 | 19 | 6741.6667 | 2689.7363 | 141.7167 | 23258.3333 | 151212.9304 | 30000 | 0 | 121212.9304 | 121212.9304 | 0 | 6741.6667 | 0 | 0 | 0 | 0 | 0
2022-06-26 05:00 | 0.01532 | 0.03551 | 35584 | 528.7925 | 634 | 3764.2304 | 3 | 30000 | 3 | 0 | 26235.7696 | 26235.7696 | 19 | 7270.458 | 2689.7363 | 152.8325 | 23258.3333 | 151212.9304 | 30528.7914 | 0 | 120684.1391 | 120684.1391 | 528.7914 | 6741.6667 | 0 | 0 | 0 | 0 | 0
2022-06-26 06:00 | 0.1671 | 0.43465 | 35584 | 5767.7038 | 634 | 46074.9863 | 3 | 26990.6417 | 2.6991 | 0 | 0 | 0 | 19 | 9500 | 2689.7363 | 199.6997 | 23258.3333 | 151212.9304 | 32758.3333 | 0 | 118454.5971 | 118454.5971 | 5767.6917 | 3732.3083 | 0 | 0 | 0 | 0 | 0
2022-06-26 07:00 | 0.3819 | 0.68968 | 35584 | 13181.8437 | 634 | 73109.3905 | 3 | 19576.5174 | 1.9577 | 0 | 0 | 0 | 19 | 9500 | 2689.7363 | 199.6997 | 23258.3333 | 151212.9304 | 32758.3333 | 0 | 118454.5971 | 118454.5971 | 9500 | 0 | 0 | 0 | 0 | 0 | 0
2022-06-26 08:00 | 0.5966 | 0.79004 | 35584 | 20592.532 | 634 | 83748.0322 | 3 | 12165.8447 | 1.2166 | 0 | 0 | 0 | 19 | 9500 | 2689.7363 | 199.6997 | 23258.3333 | 151212.9304 | 32758.3333 | 0 | 118454.5971 | 118454.5971 | 0 | 9500 | 0 | 0 | 0 | 0 | 0
2022-06-26 09:00 | 0.78628 | 0.86276 | 35584 | 27139.6179 | 634 | 91456.7012 | 3 | 5618.7726 | 0.56188 | 0 | 0 | 0 | 19 | 9500 | 2689.7363 | 199.6997 | 23258.3333 | 151212.9304 | 32758.3333 | 0 | 118454.5971 | 118454.5971 | 3881.2274 | 5618.7726 | 0 | 0 | 0 | 0 | 0
2022-06-26 10:00 | 0.93322 | 0.91161 | 35584 | 32211.4695 | 634 | 96635.0357 | 3 | 546.9317 | 0.054693 | 0 | 0 | 0 | 19 | 9500 | 2689.7363 | 199.6997 | 23258.3333 | 151212.9304 | 32758.3333 | 0 | 118454.5971 | 118454.5971 | 8953.0683 | 546.9317 | 0 | 0 | 0 | 0 | 0
2022-06-26 11:00 | 1.0253 | 0.97714 | 35584 | 35390.4373 | 634 | 103581.5303 | 3 | 0 | 0 | 0 | 0 | 0 | 19 | 9500 | 2689.7363 | 199.6997 | 23258.3333 | 151212.9304 | 32758.3333 | 0 | 118454.5971 | 118454.5971 | 9500 | 0 | 0 | 0 | 0 | 0 | 0
2022-06-26 12:00 | 1.0402 | 0.93415 | 35584 | 35902.3167 | 634 | 99024.3839 | 3 | 0 | 0 | 0 | 0 | 0 | 19 | 9500 | 2689.7363 | 199.6997 | 23258.3333 | 151212.9304 | 32758.3333 | 0 | 118454.5971 | 118454.5971 | 9500 | 0 | 0 | 0 | 0 | 0 | 0
2022-06-26 13:00 | 1.0046 | 0.90518 | 35584 | 34675.9461 | 634 | 95953.4249 | 3 | 0 | 0 | 59136.4603 | 0 | 0 | 19 | 9500 | 2689.7363 | 199.6997 | 23258.3333 | 151212.9304 | 32758.3333 | 0 | 118454.5971 | 118454.5971 | 9500 | 0 | 0 | 0 | 0 | 0 | 0
2022-06-26 14:00 | 0.90697 | 0.84134 | 35584 | 31305.4119 | 634 | 89186.0784 | 3 | 1452.9874 | 0.1453 | 87733.0911 | 0 | 59136.4603 | 19 | 9500 | 2689.7363 | 199.6997 | 23258.3333 | 151212.9304 | 32758.3333 | 0 | 118454.5971 | 118454.5971 | 9500 | 0 | 0 | 0 | 0 | 0 | 0
2022-06-26 15:00 | 0.75428 | 0.79278 | 35584 | 26035.0905 | 634 | 84038.4853 | 3 | 6723.2976 | 0.67233 | 77315.1877 | 0 | 146869.5514 | 19 | 9500 | 2689.7363 | 199.6997 | 23258.3333 | 151212.9304 | 32758.3333 | 0 | 118454.5971 | 118454.5971 | 9500 | 0 | 0 | 0 | 0 | 0 | 0
2022-06-26 16:00 | 0.55758 | 0.71063 | 35584 | 19245.6989 | 634 | 75330.191 | 3 | 13512.6749 | 1.3513 | 61817.5161 | 0 | 224184.7391 | 19 | 9500 | 2689.7363 | 199.6997 | 23258.3333 | 151212.9304 | 32758.3333 | 0 | 118454.5971 | 118454.5971 | 9500 | 0 | 0 | 0 | 0 | 0 | 0
2022-06-26 17:00 | 0.33725 | 0.55856 | 35584 | 11640.6829 | 634 | 59210.0411 | 3 | 21117.675 | 2.1118 | 38092.3661 | 0 | 286002.2552 | 19 | 9500 | 2689.7363 | 199.6997 | 23258.3333 | 151212.9304 | 32758.3333 | 0 | 118454.5971 | 118454.5971 | 0 | 9500 | 0 | 0 | 0 | 0 | 0
2022-06-26 18:00 | 0.12707 | 0.2898 | 35584 | 4386.0091 | 634 | 30720.191 | 3 | 28372.3335 | 2.8372 | 2347.8576 | 0 | 324094.6213 | 19 | 9500 | 2689.7363 | 199.6997 | 23258.3333 | 151212.9304 | 32758.3333 | 0 | 118454.5971 | 118454.5971 | 4385.9999 | 5114.0001 | 0 | 0 | 0 | 0 | 0
2022-06-26 19:00 | 0.00703 | 0.00284 | 35584 | 242.6509 | 634 | 301.0536 | 3 | 30000 | 3 | 0 | 29698.9464 | 326442.4789 | 19 | 6984.317 | 2689.7363 | 146.8175 | 23258.3333 | 151212.9304 | 30242.6503 | 0 | 120970.2801 | 120970.2801 | 242.6503 | 6741.6667 | 0 | 0 | 0 | 0 | 0
2022-06-26 20:00 | 0 | 0 | 35584 | 0 | 634 | 0 | 3 | 30000 | 3 | 0 | 30000 | 296743.5325 | 19 | 6741.6667 | 2689.7363 | 141.7167 | 23258.3333 | 151212.9304 | 30000 | 0 | 121212.9304 | 121212.9304 | 0 | 6741.6667 | 0 | 0 | 0 | 0 | 0
2022-06-26 21:00 | 0 | 0 | 35584 | 0 | 634 | 0 | 3 | 30000 | 3 | 0 | 30000 | 266743.5325 | 19 | 6741.6667 | 2689.7363 | 141.7167 | 23258.3333 | 151212.9304 | 30000 | 0 | 121212.9304 | 121212.9304 | 0 | 6741.6667 | 0 | 0 | 0 | 0 | 0
2022-06-26 22:00 | 0 | 0 | 35584 | 0 | 634 | 0 | 3 | 30000 | 3 | 0 | 30000 | 236743.5325 | 19 | 6741.6667 | 2689.7363 | 141.7167 | 23258.3333 | 151212.9304 | 30000 | 0 | 121212.9304 | 121212.9304 | 0 | 6741.6667 | 0 | 0 | 0 | 0 | 0
2022-06-26 23:00 | 0 | 0 | 35584 | 0 | 634 | 0 | 3 | 30000 | 3 | 0 | 30000 | 206743.5325 | 19 | 6741.6667 | 2689.7363 | 141.7167 | 23258.3333 | 151212.9304 | 30000 | 0 | 121212.9304 | 121212.9304 | 0 | 6741.6667 | 0 | 0 | 0 | 0 | 0
2022-06-27 | 0 | 0 | 35584 | 0 | 634 | 0 | 3 | 30000 | 3 | 0 | 30000 | 176743.5325 | 19 | 7300 | 2689.7363 | 153.4535 | 22700 | 150654.5971 | 30000 | 0 | 120654.5971 | 120654.5971 | 0 | 7300 | 0 | 0 | 0 | 0 | 0
2022-06-27 01:00 | 0 | 0 | 35584 | 0 | 634 | 0 | 3 | 30000 | 3 | 0 | 30000 | 146743.5325 | 19 | 7300 | 2689.7363 | 153.4535 | 22700 | 150654.5971 | 30000 | 0 | 120654.5971 | 120654.5971 | 0 | 7300 | 0 | 0 | 0 | 0 | 0
2022-06-27 02:00 | 0 | 0 | 35584 | 0 | 634 | 0 | 3 | 30000 | 3 | 0 | 30000 | 116743.5325 | 19 | 7300 | 2689.7363 | 153.4535 | 22700 | 150654.5971 | 30000 | 0 | 120654.5971 | 120654.5971 | 0 | 7300 | 0 | 0 | 0 | 0 | 0
2022-06-27 03:00 | 0 | 0 | 35584 | 0 | 634 | 0 | 3 | 30000 | 3 | 0 | 30000 | 86743.5325 | 19 | 7300 | 2689.7363 | 153.4535 | 22700 | 150654.5971 | 30000 | 0 | 120654.5971 | 120654.5971 | 0 | 7300 | 0 | 0 | 0 | 0 | 0
2022-06-27 04:00 | 0 | 0 | 35584 | 0 | 634 | 0 | 3 | 30000 | 3 | 0 | 30000 | 56743.5325 | 19 | 7300 | 2689.7363 | 153.4535 | 22700 | 150654.5971 | 30000 | 0 | 120654.5971 | 120654.5971 | 0 | 7300 | 0 | 0 | 0 | 0 | 0
2022-06-27 05:00 | 0.01535 | 0.03072 | 35584 | 529.828 | 634 | 3256.4675 | 3 | 30000 | 3 | 0 | 26743.5325 | 26743.5325 | 19 | 7829.8269 | 2689.7363 | 164.591 | 22700 | 150654.5971 | 30529.8269 | 0 | 120124.7702 | 120124.7702 | 529.8269 | 7300 | 0 | 0 | 0 | 0 | 0
2022-06-27 06:00 | 0.1681 | 0.45009 | 35584 | 5802.2203 | 634 | 47711.7004 | 3 | 26397.7919 | 2.6398 | 0 | 0 | 0 | 19 | 9500 | 2689.7363 | 199.6997 | 22700 | 150654.5971 | 32200 | 0 | 118454.5971 | 118454.5971 | 0 | 9500 | 0 | 0 | 0 | 0 | 0
2022-06-27 07:00 | 0.38533 | 0.67868 | 35584 | 13300.2352 | 634 | 71943.3377 | 3 | 18899.7928 | 1.89 | 0 | 0 | 0 | 19 | 9500 | 2689.7363 | 199.6997 | 22700 | 150654.5971 | 32200 | 0 | 118454.5971 | 118454.5971 | 9500 | 0 | 0 | 0 | 0 | 0 | 0
2022-06-27 08:00 | 0.60228 | 0.80845 | 35584 | 20788.5856 | 634 | 85699.5806 | 3 | 11411.4582 | 1.1411 | 0 | 0 | 0 | 19 | 9500 | 2689.7363 | 199.6997 | 22700 | 150654.5971 | 32200 | 0 | 118454.5971 | 118454.5971 | 9500 | 0 | 0 | 0 | 0 | 0 | 0
2022-06-27 09:00 | 0.7917 | 0.87385 | 35584 | 27326.6972 | 634 | 92632.2945 | 3 | 4873.3603 | 0.48734 | 0 | 0 | 0 | 19 | 9500 | 2689.7363 | 199.6997 | 22700 | 150654.5971 | 32200 | 0 | 118454.5971 | 118454.5971 | 9500 | 0 | 0 | 0 | 0 | 0 | 0
2022-06-27 10:00 | 0.9372 | 0.91946 | 35584 | 32348.8451 | 634 | 97467.1734 | 3 | 0 | 0 | 0 | 0 | 0 | 19 | 9500 | 2689.7363 | 199.6997 | 22700 | 150654.5971 | 32200 | 0 | 118454.5971 | 118454.5971 | 9500 | 0 | 0 | 0 | 0 | 0 | 0
2022-06-27 11:00 | 1.0272 | 0.97955 | 35584 | 35455.3283 | 634 | 103837.0018 | 3 | 0 | 0 | 0 | 0 | 0 | 19 | 9500 | 2689.7363 | 199.6997 | 22700 | 150654.5971 | 32200 | 0 | 118454.5971 | 118454.5971 | 9500 | 0 | 0 | 0 | 0 | 0 | 0
2022-06-27 12:00 | 1.0303 | 0.86514 | 35584 | 35561.639 | 634 | 91708.9927 | 3 | 0 | 0 | 87843.1668 | 0 | 0 | 19 | 9500 | 2689.7363 | 199.6997 | 22700 | 150654.5971 | 32200 | 0 | 118454.5971 | 118454.5971 | 9500 | 0 | 0 | 0 | 0 | 0 | 0
2022-06-27 13:00 | 0.9955 | 0.84312 | 35584 | 34361.1558 | 634 | 89374.767 | 3 | 0 | 0 | 0 | 0 | 87843.1668 | 19 | 9500 | 2689.7363 | 199.6997 | 22700 | 150654.5971 | 32200 | 0 | 118454.5971 | 118454.5971 | 9500 | 0 | 0 | 0 | 0 | 0 | 0
2022-06-27 14:00 | 0.89785 | 0.78552 | 35584 | 30990.6216 | 634 | 83268.8905 | 3 | 1209.4437 | 0.12094 | 82059.4468 | 0 | 87843.1668 | 19 | 9500 | 2689.7363 | 199.6997 | 22700 | 150654.5971 | 32200 | 0 | 118454.5971 | 118454.5971 | 9500 | 0 | 0 | 0 | 0 | 0 | 0
2022-06-27 15:00 | 0.74462 | 0.73807 | 35584 | 25701.6613 | 634 | 78238.9627 | 3 | 6498.3928 | 0.64984 | 71740.57 | 0 | 169902.6136 | 19 | 9500 | 2689.7363 | 199.6997 | 22700 | 150654.5971 | 32200 | 0 | 118454.5971 | 118454.5971 | 3001.6072 | 6498.3928 | 0 | 0 | 0 | 0 | 0
2022-06-27 16:00 | 0.54785 | 0.65443 | 35584 | 18909.8536 | 634 | 69372.7213 | 3 | 13290.1862 | 1.329 | 56082.535 | 0 | 241643.1836 | 19 | 9500 | 2689.7363 | 199.6997 | 22700 | 150654.5971 | 32200 | 0 | 118454.5971 | 118454.5971 | 9500 | 0 | 0 | 0 | 0 | 0 | 0
2022-06-27 17:00 | 0.32877 | 0.50261 | 35584 | 11347.9831 | 634 | 53279.0725 | 3 | 20852.0408 | 2.0852 | 32427.0318 | 0 | 297725.7186 | 19 | 9500 | 2689.7363 | 199.6997 | 22700 | 150654.5971 | 32200 | 0 | 118454.5971 | 118454.5971 | 9500 | 0 | 0 | 0 | 0 | 0 | 0
2022-06-27 18:00 | 0.12318 | 0.25178 | 35584 | 4251.74 | 634 | 26689.8885 | 3 | 27948.2689 | 2.7948 | 0 | 1258.3804 | 330152.7503 | 19 | 9500 | 2689.7363 | 199.6997 | 22700 | 150654.5971 | 32200 | 0 | 118454.5971 | 118454.5971 | 4251.7311 | 5248.2689 | 0 | 0 | 0 | 0 | 0
2022-06-27 19:00 | 0.00697 | 0.00169 | 35584 | 240.5799 | 634 | 179.1481 | 3 | 30000 | 3 | 0 | 30000 | 328894.3699 | 19 | 7540.5794 | 2689.7363 | 158.5107 | 22700 | 150654.5971 | 30240.5794 | 0 | 120414.0177 | 120414.0177 | 240.5794 | 7300 | 0 | 0 | 0 | 0 | 0
2022-06-27 20:00 | 0 | 0 | 35584 | 0 | 634 | 0 | 3 | 30000 | 3 | 0 | 30000 | 298894.3699 | 19 | 7300 | 2689.7363 | 153.4535 | 22700 | 150654.5971 | 30000 | 0 | 120654.5971 | 120654.5971 | 0 | 7300 | 0 | 0 | 0 | 0 | 0
2022-06-27 21:00 | 0 | 0 | 35584 | 0 | 634 | 0 | 3 | 30000 | 3 | 0 | 30000 | 268894.3699 | 19 | 7300 | 2689.7363 | 153.4535 | 22700 | 150654.5971 | 30000 | 0 | 120654.5971 | 120654.5971 | 0 | 7300 | 0 | 0 | 0 | 0 | 0
2022-06-27 22:00 | 0 | 0 | 35584 | 0 | 634 | 0 | 3 | 30000 | 3 | 0 | 30000 | 238894.3699 | 19 | 7300 | 2689.7363 | 153.4535 | 22700 | 150654.5971 | 30000 | 0 | 120654.5971 | 120654.5971 | 0 | 7300 | 0 | 0 | 0 | 0 | 0
2022-06-27 23:00 | 0 | 0 | 35584 | 0 | 634 | 0 | 3 | 30000 | 3 | 0 | 30000 | 208894.3699 | 19 | 7300 | 2689.7363 | 153.4535 | 22700 | 150654.5971 | 30000 | 0 | 120654.5971 | 120654.5971 | 0 | 7300 | 0 | 0 | 0 | 0 | 0
2022-06-28 | 0 | 0 | 35584 | 0 | 634 | 0 | 3 | 30000 | 3 | 0 | 30000 | 178894.3699 | 19 | 7470.8333 | 2689.7363 | 157.0445 | 22529.1667 | 150483.7637 | 30000 | 0 | 120483.7637 | 120483.7637 | 0 | 7470.8333 | 0 | 0 | 0 | 0 | 0
2022-06-28 01:00 | 0 | 0 | 35584 | 0 | 634 | 0 | 3 | 30000 | 3 | 0 | 30000 | 148894.3699 | 19 | 7470.8333 | 2689.7363 | 157.0445 | 22529.1667 | 150483.7637 | 30000 | 0 | 120483.7637 | 120483.7637 | 0 | 7470.8333 | 0 | 0 | 0 | 0 | 0
2022-06-28 02:00 | 0 | 0 | 35584 | 0 | 634 | 0 | 3 | 30000 | 3 | 0 | 30000 | 118894.3699 | 19 | 7470.8333 | 2689.7363 | 157.0445 | 22529.1667 | 150483.7637 | 30000 | 0 | 120483.7637 | 120483.7637 | 0 | 7470.8333 | 0 | 0 | 0 | 0 | 0
2022-06-28 03:00 | 0 | 0 | 35584 | 0 | 634 | 0 | 3 | 30000 | 3 | 0 | 30000 | 88894.3699 | 19 | 7470.8333 | 2689.7363 | 157.0445 | 22529.1667 | 150483.7637 | 30000 | 0 | 120483.7637 | 120483.7637 | 0 | 7470.8333 | 0 | 0 | 0 | 0 | 0
2022-06-28 04:00 | 0 | 0 | 35584 | 0 | 634 | 0 | 3 | 30000 | 3 | 0 | 30000 | 58894.3699 | 19 | 7470.8333 | 2689.7363 | 157.0445 | 22529.1667 | 150483.7637 | 30000 | 0 | 120483.7637 | 120483.7637 | 0 | 7470.8333 | 0 | 0 | 0 | 0 | 0
2022-06-28 05:00 | 0.01402 | 0.01043 | 35584 | 483.921 | 634 | 1105.6301 | 3 | 30000 | 3 | 0 | 28894.3699 | 28894.3699 | 19 | 7954.7534 | 2689.7363 | 167.217 | 22529.1667 | 150483.7637 | 30483.92 | 0 | 119999.8437 | 119999.8437 | 483.92 | 7470.8333 | 0 | 0 | 0 | 0 | 0
2022-06-28 06:00 | 0.1548 | 0.32282 | 35584 | 5343.1511 | 634 | 34220.4695 | 3 | 26686.0268 | 2.6686 | 0 | 0 | 0 | 19 | 9500 | 2689.7363 | 199.6997 | 22529.1667 | 150483.7637 | 32029.1667 | 0 | 118454.5971 | 118454.5971 | 5343.1399 | 4156.8601 | 0 | 0 | 0 | 0 | 0
2022-06-28 07:00 | 0.36483 | 0.55014 | 35584 | 12592.6474 | 634 | 58317.4807 | 3 | 19436.5458 | 1.9437 | 0 | 0 | 0 | 19 | 9500 | 2689.7363 | 199.6997 | 22529.1667 | 150483.7637 | 32029.1667 | 0 | 118454.5971 | 118454.5971 | 0 | 9500 | 0 | 0 | 0 | 0 | 0
2022-06-28 08:00 | 0.58062 | 0.68837 | 35584 | 20040.9586 | 634 | 72970.5242 | 3 | 11988.2502 | 1.1988 | 0 | 0 | 0 | 19 | 9500 | 2689.7363 | 199.6997 | 22529.1667 | 150483.7637 | 32029.1667 | 0 | 118454.5971 | 118454.5971 | 0 | 9500 | 0 | 0 | 0 | 0 | 0
2022-06-28 09:00 | 0.7708 | 0.76135 | 35584 | 26605.3028 | 634 | 80706.7545 | 3 | 5423.9199 | 0.54239 | 0 | 0 | 0 | 19 | 9500 | 2689.7363 | 199.6997 | 22529.1667 | 150483.7637 | 32029.1667 | 0 | 118454.5971 | 118454.5971 | 4076.0801 | 5423.9199 | 0 | 0 | 0 | 0 | 0
2022-06-28 10:00 | 0.916 | 0.80819 | 35584 | 31617.0957 | 634 | 85672.0193 | 3 | 412.1376 | 0.041214 | 0 | 0 | 0 | 19 | 9500 | 2689.7363 | 199.6997 | 22529.1667 | 150483.7637 | 32029.1667 | 0 | 118454.5971 | 118454.5971 | 9087.8624 | 412.1376 | 0 | 0 | 0 | 0 | 0
2022-06-28 11:00 | 1.0053 | 0.86248 | 35584 | 34698.727 | 634 | 91427.0199 | 3 | 0 | 0 | 0 | 0 | 0 | 19 | 9500 | 2689.7363 | 199.6997 | 22529.1667 | 150483.7637 | 32029.1667 | 0 | 118454.5971 | 118454.5971 | 9500 | 0 | 0 | 0 | 0 | 0 | 0
2022-06-28 12:00 | 1.0039 | 0.76155 | 35584 | 34650.4039 | 634 | 80727.9554 | 3 | 0 | 0 | 61170.1763 | 0 | 0 | 19 | 9500 | 2689.7363 | 199.6997 | 22529.1667 | 150483.7637 | 32029.1667 | 0 | 118454.5971 | 118454.5971 | 9500 | 0 | 0 | 0 | 0 | 0 | 0
2022-06-28 13:00 | 0.96925 | 0.74481 | 35584 | 33455.0982 | 634 | 78953.4351 | 3 | 0 | 0 | 78953.4351 | 0 | 61170.1763 | 19 | 9500 | 2689.7363 | 199.6997 | 22529.1667 | 150483.7637 | 32029.1667 | 0 | 118454.5971 | 118454.5971 | 9500 | 0 | 0 | 0 | 0 | 0 | 0
2022-06-28 14:00 | 0.87155 | 0.69167 | 35584 | 30082.8381 | 634 | 73320.34 | 3 | 1946.3919 | 0.19464 | 71373.9482 | 0 | 140123.6114 | 19 | 9500 | 2689.7363 | 199.6997 | 22529.1667 | 150483.7637 | 32029.1667 | 0 | 118454.5971 | 118454.5971 | 7553.6081 | 1946.3919 | 0 | 0 | 0 | 0 | 0
2022-06-28 15:00 | 0.71858 | 0.64314 | 35584 | 24802.8522 | 634 | 68175.9271 | 3 | 7226.3667 | 0.72264 | 60949.5604 | 0 | 211497.5595 | 19 | 9500 | 2689.7363 | 199.6997 | 22529.1667 | 150483.7637 | 32029.1667 | 0 | 118454.5971 | 118454.5971 | 2273.6333 | 7226.3667 | 0 | 0 | 0 | 0 | 0
2022-06-28 16:00 | 0.5234 | 0.55819 | 35584 | 18065.9256 | 634 | 59170.8193 | 3 | 13963.2791 | 1.3963 | 45207.5402 | 0 | 272447.1199 | 19 | 9500 | 2689.7363 | 199.6997 | 22529.1667 | 150483.7637 | 32029.1667 | 0 | 118454.5971 | 118454.5971 | 9500 | 0 | 0 | 0 | 0 | 0 | 0
2022-06-28 17:00 | 0.30915 | 0.40962 | 35584 | 10670.7698 | 634 | 43421.6862 | 3 | 21358.4193 | 2.1358 | 22063.2668 | 0 | 317654.6602 | 19 | 9500 | 2689.7363 | 199.6997 | 22529.1667 | 150483.7637 | 32029.1667 | 0 | 118454.5971 | 118454.5971 | 0 | 9500 | 0 | 0 | 0 | 0 | 0
2022-06-28 18:00 | 0.1145 | 0.18881 | 35584 | 3952.137 | 634 | 20014.7663 | 3 | 28077.038 | 2.8077 | 0 | 8062.2717 | 339717.927 | 19 | 9500 | 2689.7363 | 199.6997 | 22529.1667 | 150483.7637 | 32029.1667 | 0 | 118454.5971 | 118454.5971 | 3952.1286 | 5547.8714 | 0 | 0 | 0 | 0 | 0
2022-06-28 19:00 | 0.0066 | 0.00056 | 35584 | 227.8088 | 634 | 59.3627 | 3 | 30000 | 3 | 0 | 30000 | 331655.6553 | 19 | 7698.6416 | 2689.7363 | 161.8333 | 22529.1667 | 150483.7637 | 30227.8083 | 0 | 120255.9555 | 120255.9555 | 227.8083 | 7470.8333 | 0 | 0 | 0 | 0 | 0
2022-06-28 20:00 | 0 | 0 | 35584 | 0 | 634 | 0 | 3 | 30000 | 3 | 0 | 30000 | 301655.6553 | 19 | 7470.8333 | 2689.7363 | 157.0445 | 22529.1667 | 150483.7637 | 30000 | 0 | 120483.7637 | 120483.7637 | 0 | 7470.8333 | 0 | 0 | 0 | 0 | 0
2022-06-28 21:00 | 0 | 0 | 35584 | 0 | 634 | 0 | 3 | 30000 | 3 | 0 | 30000 | 271655.6553 | 19 | 7470.8333 | 2689.7363 | 157.0445 | 22529.1667 | 150483.7637 | 30000 | 0 | 120483.7637 | 120483.7637 | 0 | 7470.8333 | 0 | 0 | 0 | 0 | 0
2022-06-28 22:00 | 0 | 0 | 35584 | 0 | 634 | 0 | 3 | 30000 | 3 | 0 | 30000 | 241655.6553 | 19 | 7470.8333 | 2689.7363 | 157.0445 | 22529.1667 | 150483.7637 | 30000 | 0 | 120483.7637 | 120483.7637 | 0 | 7470.8333 | 0 | 0 | 0 | 0 | 0
2022-06-28 23:00 | 0 | 0 | 35584 | 0 | 634 | 0 | 3 | 30000 | 3 | 0 | 30000 | 211655.6553 | 19 | 7470.8333 | 2689.7363 | 157.0445 | 22529.1667 | 150483.7637 | 30000 | 0 | 120483.7637 | 120483.7637 | 0 | 7470.8333 | 0 | 0 | 0 | 0 | 0
2022-06-29 | 0 | 0 | 35584 | 0 | 634 | 0 | 3 | 30000 | 3 | 0 | 30000 | 181655.6553 | 19 | 7320.8333 | 2689.7363 | 153.8914 | 22679.1667 | 150633.7637 | 30000 | 0 | 120633.7637 | 120633.7637 | 0 | 7320.8333 | 0 | 0 | 0 | 0 | 0
2022-06-29 01:00 | 0 | 0 | 35584 | 0 | 634 | 0 | 3 | 30000 | 3 | 0 | 30000 | 151655.6553 | 19 | 7320.8333 | 2689.7363 | 153.8914 | 22679.1667 | 150633.7637 | 30000 | 0 | 120633.7637 | 120633.7637 | 0 | 7320.8333 | 0 | 0 | 0 | 0 | 0
2022-06-29 02:00 | 0 | 0 | 35584 | 0 | 634 | 0 | 3 | 30000 | 3 | 0 | 30000 | 121655.6553 | 19 | 7320.8333 | 2689.7363 | 153.8914 | 22679.1667 | 150633.7637 | 30000 | 0 | 120633.7637 | 120633.7637 | 0 | 7320.8333 | 0 | 0 | 0 | 0 | 0
2022-06-29 03:00 | 0 | 0 | 35584 | 0 | 634 | 0 | 3 | 30000 | 3 | 0 | 30000 | 91655.6553 | 19 | 7320.8333 | 2689.7363 | 153.8914 | 22679.1667 | 150633.7637 | 30000 | 0 | 120633.7637 | 120633.7637 | 0 | 7320.8333 | 0 | 0 | 0 | 0 | 0
2022-06-29 04:00 | 0 | 0 | 35584 | 0 | 634 | 0 | 3 | 30000 | 3 | 0 | 30000 | 61655.6553 | 19 | 7320.8333 | 2689.7363 | 153.8914 | 22679.1667 | 150633.7637 | 30000 | 0 | 120633.7637 | 120633.7637 | 0 | 7320.8333 | 0 | 0 | 0 | 0 | 0
2022-06-29 05:00 | 0.01285 | 0.00338 | 35584 | 443.5368 | 634 | 358.2962 | 3 | 30000 | 3 | 0 | 29641.7038 | 31655.6553 | 19 | 7764.3692 | 2689.7363 | 163.215 | 22679.1667 | 150633.7637 | 30443.5358 | 0 | 120190.2279 | 120190.2279 | 443.5358 | 7320.8333 | 0 | 0 | 0 | 0 | 0
2022-06-29 06:00 | 0.14445 | 0.23753 | 35584 | 4985.9055 | 634 | 25179.3201 | 3 | 27193.2716 | 2.7193 | 0 | 2013.9515 | 2013.9515 | 19 | 9500 | 2689.7363 | 199.6997 | 22679.1667 | 150633.7637 | 32179.1667 | 0 | 118454.5971 | 118454.5971 | 4985.895 | 4514.105 | 0 | 0 | 0 | 0 | 0
2022-06-29 07:00 | 0.3504 | 0.46061 | 35584 | 12094.5746 | 634 | 48826.8709 | 3 | 20084.6175 | 2.0085 | 0 | 0 | 0 | 19 | 9500 | 2689.7363 | 199.6997 | 22679.1667 | 150633.7637 | 32179.1667 | 0 | 118454.5971 | 118454.5971 | 0 | 9500 | 0 | 0 | 0 | 0 | 0
2022-06-29 08:00 | 0.56853 | 0.61143 | 35584 | 19623.6544 | 634 | 64814.5149 | 3 | 12555.5536 | 1.2556 | 0 | 0 | 0 | 19 | 9500 | 2689.7363 | 199.6997 | 22679.1667 | 150633.7637 | 32179.1667 | 0 | 118454.5971 | 118454.5971 | 9500 | 0 | 0 | 0 | 0 | 0 | 0
2022-06-29 09:00 | 0.76388 | 0.69732 | 35584 | 26366.4487 | 634 | 73919.2671 | 3 | 5812.7734 | 0.58128 | 5812.7734 | 5812.7734 | 0 | 19 | 9500 | 2689.7363 | 199.6997 | 22679.1667 | 150633.7637 | 32179.1667 | 0 | 118454.5971 | 118454.5971 | 9500 | 0 | 0 | 0 | 0 | 0 | 0
2022-06-29 10:00 | 0.91488 | 0.76104 | 35584 | 31578.4372 | 634 | 80673.893 | 3 | 600.7959 | 0.06008 | 0 | 0 | 0 | 19 | 9500 | 2689.7363 | 199.6997 | 22679.1667 | 150633.7637 | 32179.1667 | 0 | 118454.5971 | 118454.5971 | 8899.2041 | 600.7959 | 0 | 0 | 0 | 0 | 0
2022-06-29 11:00 | 1.0088 | 0.82589 | 35584 | 34818.4992 | 634 | 87548.3043 | 3 | 0 | 0 | 0 | 0 | 0 | 19 | 9500 | 2689.7363 | 199.6997 | 22679.1667 | 150633.7637 | 32179.1667 | 0 | 118454.5971 | 118454.5971 | 9500 | 0 | 0 | 0 | 0 | 0 | 0
2022-06-29 12:00 | 1.03 | 0.8196 | 35584 | 35551.9744 | 634 | 86881.5341 | 3 | 0 | 0 | 7663.6192 | 0 | 0 | 19 | 9500 | 2689.7363 | 199.6997 | 22679.1667 | 150633.7637 | 32179.1667 | 0 | 118454.5971 | 118454.5971 | 9500 | 0 | 0 | 0 | 0 | 0 | 0
2022-06-29 13:00 | 0.99572 | 0.80527 | 35584 | 34368.7495 | 634 | 85362.4853 | 3 | 0 | 0 | 85362.4853 | 0 | 7663.6192 | 19 | 9500 | 2689.7363 | 199.6997 | 22679.1667 | 150633.7637 | 32179.1667 | 0 | 118454.5971 | 118454.5971 | 9500 | 0 | 0 | 0 | 0 | 0 | 0
2022-06-29 14:00 | 0.8986 | 0.7566 | 35584 | 31016.5089 | 634 | 80203.2317 | 3 | 1162.723 | 0.11627 | 79040.5086 | 0 | 93026.1045 | 19 | 9500 | 2689.7363 | 199.6997 | 22679.1667 | 150633.7637 | 32179.1667 | 0 | 118454.5971 | 118454.5971 | 9500 | 0 | 0 | 0 | 0 | 0 | 0
2022-06-29 15:00 | 0.74555 | 0.7178 | 35584 | 25733.7617 | 634 | 76090.2454 | 3 | 6445.4592 | 0.64455 | 69644.7863 | 0 | 172066.6131 | 19 | 9500 | 2689.7363 | 199.6997 | 22679.1667 | 150633.7637 | 32179.1667 | 0 | 118454.5971 | 118454.5971 | 3054.5408 | 6445.4592 | 0 | 0 | 0 | 0 | 0
2022-06-29 16:00 | 0.5494 | 0.64438 | 35584 | 18963.3541 | 634 | 68307.373 | 3 | 13215.8525 | 1.3216 | 55091.5205 | 0 | 241711.3994 | 19 | 9500 | 2689.7363 | 199.6997 | 22679.1667 | 150633.7637 | 32179.1667 | 0 | 118454.5971 | 118454.5971 | 0 | 9500 | 0 | 0 | 0 | 0 | 0
2022-06-29 17:00 | 0.33067 | 0.50263 | 35584 | 11413.5644 | 634 | 53281.1926 | 3 | 20765.6263 | 2.0766 | 32515.5664 | 0 | 296802.9199 | 19 | 9500 | 2689.7363 | 199.6997 | 22679.1667 | 150633.7637 | 32179.1667 | 0 | 118454.5971 | 118454.5971 | 9500 | 0 | 0 | 0 | 0 | 0 | 0
2022-06-29 18:00 | 0.12445 | 0.2582 | 35584 | 4295.5759 | 634 | 27370.4394 | 3 | 27883.5998 | 2.7884 | 0 | 513.1604 | 329318.4863 | 19 | 9500 | 2689.7363 | 199.6997 | 22679.1667 | 150633.7637 | 32179.1667 | 0 | 118454.5971 | 118454.5971 | 4295.5669 | 5204.4331 | 0 | 0 | 0 | 0 | 0
2022-06-29 19:00 | 0.00695 | 0.00199 | 35584 | 239.8895 | 634 | 210.9496 | 3 | 30000 | 3 | 0 | 29789.0504 | 328805.3259 | 19 | 7560.7224 | 2689.7363 | 158.9341 | 22679.1667 | 150633.7637 | 30239.889 | 0 | 120393.8747 | 120393.8747 | 239.889 | 7320.8333 | 0 | 0 | 0 | 0 | 0
2022-06-29 20:00 | 0 | 0 | 35584 | 0 | 634 | 0 | 3 | 30000 | 3 | 0 | 30000 | 299016.2755 | 19 | 7320.8333 | 2689.7363 | 153.8914 | 22679.1667 | 150633.7637 | 30000 | 0 | 120633.7637 | 120633.7637 | 0 | 7320.8333 | 0 | 0 | 0 | 0 | 0
2022-06-29 21:00 | 0 | 0 | 35584 | 0 | 634 | 0 | 3 | 30000 | 3 | 0 | 30000 | 269016.2755 | 19 | 7320.8333 | 2689.7363 | 153.8914 | 22679.1667 | 150633.7637 | 30000 | 0 | 120633.7637 | 120633.7637 | 0 | 7320.8333 | 0 | 0 | 0 | 0 | 0
2022-06-29 22:00 | 0 | 0 | 35584 | 0 | 634 | 0 | 3 | 30000 | 3 | 0 | 30000 | 239016.2755 | 19 | 7320.8333 | 2689.7363 | 153.8914 | 22679.1667 | 150633.7637 | 30000 | 0 | 120633.7637 | 120633.7637 | 0 | 7320.8333 | 0 | 0 | 0 | 0 | 0
2022-06-29 23:00 | 0 | 0 | 35584 | 0 | 634 | 0 | 3 | 30000 | 3 | 0 | 30000 | 209016.2755 | 19 | 7320.8333 | 2689.7363 | 153.8914 | 22679.1667 | 150633.7637 | 30000 | 0 | 120633.7637 | 120633.7637 | 0 | 7320.8333 | 0 | 0 | 0 | 0 | 0
2022-06-30 | 0 | 0 | 35584 | 0 | 634 | 0 | 3 | 30000 | 3 | 0 | 30000 | 179016.2755 | 19 | 7375 | 2689.7363 | 155.03 | 22625 | 150579.5971 | 30000 | 0 | 120579.5971 | 120579.5971 | 0 | 7375 | 0 | 0 | 0 | 0 | 0
2022-06-30 01:00 | 0 | 0 | 35584 | 0 | 634 | 0 | 3 | 30000 | 3 | 0 | 30000 | 149016.2755 | 19 | 7375 | 2689.7363 | 155.03 | 22625 | 150579.5971 | 30000 | 0 | 120579.5971 | 120579.5971 | 0 | 7375 | 0 | 0 | 0 | 0 | 0
2022-06-30 02:00 | 0 | 0 | 35584 | 0 | 634 | 0 | 3 | 30000 | 3 | 0 | 30000 | 119016.2755 | 19 | 7375 | 2689.7363 | 155.03 | 22625 | 150579.5971 | 30000 | 0 | 120579.5971 | 120579.5971 | 0 | 7375 | 0 | 0 | 0 | 0 | 0
2022-06-30 03:00 | 0 | 0 | 35584 | 0 | 634 | 0 | 3 | 30000 | 3 | 0 | 30000 | 89016.2755 | 19 | 7375 | 2689.7363 | 155.03 | 22625 | 150579.5971 | 30000 | 0 | 120579.5971 | 120579.5971 | 0 | 7375 | 0 | 0 | 0 | 0 | 0
2022-06-30 04:00 | 0 | 0 | 35584 | 0 | 634 | 0 | 3 | 30000 | 3 | 0 | 30000 | 59016.2755 | 19 | 7375 | 2689.7363 | 155.03 | 22625 | 150579.5971 | 30000 | 0 | 120579.5971 | 120579.5971 | 0 | 7375 | 0 | 0 | 0 | 0 | 0
2022-06-30 05:00 | 0.01325 | 0.00928 | 35584 | 457.3434 | 634 | 983.7245 | 3 | 30000 | 3 | 0 | 29016.2755 | 29016.2755 | 19 | 7832.3424 | 2689.7363 | 164.6438 | 22625 | 150579.5971 | 30457.3424 | 0 | 120122.2547 | 120122.2547 | 457.3424 | 7375 | 0 | 0 | 0 | 0 | 0
2022-06-30 06:00 | 0.1515 | 0.30839 | 35584 | 5229.2467 | 634 | 32690.8203 | 3 | 26895.7643 | 2.6896 | 0 | 0 | 0 | 19 | 9500 | 2689.7363 | 199.6997 | 22625 | 150579.5971 | 32125 | 0 | 118454.5971 | 118454.5971 | 0 | 9500 | 0 | 0 | 0 | 0 | 0
2022-06-30 07:00 | 0.36317 | 0.55021 | 35584 | 12535.35 | 634 | 58324.901 | 3 | 19589.6764 | 1.959 | 0 | 0 | 0 | 19 | 9500 | 2689.7363 | 199.6997 | 22625 | 150579.5971 | 32125 | 0 | 118454.5971 | 118454.5971 | 9500 | 0 | 0 | 0 | 0 | 0 | 0
2022-06-30 08:00 | 0.58233 | 0.68832 | 35584 | 20099.9818 | 634 | 72965.2239 | 3 | 12025.0605 | 1.2025 | 0 | 0 | 0 | 19 | 9500 | 2689.7363 | 199.6997 | 22625 | 150579.5971 | 32125 | 0 | 118454.5971 | 118454.5971 | 0 | 9500 | 0 | 0 | 0 | 0 | 0
2022-06-30 09:00 | 0.77678 | 0.77347 | 35584 | 26811.7113 | 634 | 81991.5327 | 3 | 5313.3451 | 0.53133 | 0 | 0 | 0 | 19 | 9500 | 2689.7363 | 199.6997 | 22625 | 150579.5971 | 32125 | 0 | 118454.5971 | 118454.5971 | 9500 | 0 | 0 | 0 | 0 | 0 | 0
2022-06-30 10:00 | 0.92628 | 0.8316 | 35584 | 31971.9251 | 634 | 88153.5917 | 3 | 153.1422 | 0.015314 | 0 | 0 | 0 | 19 | 9500 | 2689.7363 | 199.6997 | 22625 | 150579.5971 | 32125 | 0 | 118454.5971 | 118454.5971 | 9346.8578 | 153.1422 | 0 | 0 | 0 | 0 | 0
2022-06-30 11:00 | 1.0186 | 0.89604 | 35584 | 35157.7962 | 634 | 94984.541 | 3 | 0 | 0 | 0 | 0 | 0 | 19 | 9500 | 2689.7363 | 199.6997 | 22625 | 150579.5971 | 32125 | 0 | 118454.5971 | 118454.5971 | 9500 | 0 | 0 | 0 | 0 | 0 | 0
2022-06-30 12:00 | 1.0471 | 0.93534 | 35584 | 36140.4804 | 634 | 99150.5296 | 3 | 0 | 0 | 0 | 0 | 0 | 19 | 9500 | 2689.7363 | 199.6997 | 22625 | 150579.5971 | 32125 | 0 | 118454.5971 | 118454.5971 | 9500 | 0 | 0 | 0 | 0 | 0 | 0
2022-06-30 13:00 | 1.0105 | 0.91041 | 35584 | 34877.1772 | 634 | 96507.83 | 3 | 0 | 0 | 39283.8268 | 0 | 0 | 19 | 9500 | 2689.7363 | 199.6997 | 22625 | 150579.5971 | 32125 | 0 | 118454.5971 | 118454.5971 | 9500 | 0 | 0 | 0 | 0 | 0 | 0
2022-06-30 14:00 | 0.9115 | 0.851 | 35584 | 31461.7715 | 634 | 90210.0848 | 3 | 663.2947 | 0.066329 | 89546.7901 | 0 | 39283.8268 | 19 | 9500 | 2689.7363 | 199.6997 | 22625 | 150579.5971 | 32125 | 0 | 118454.5971 | 118454.5971 | 8836.7053 | 663.2947 | 0 | 0 | 0 | 0 | 0
2022-06-30 15:00 | 0.7578 | 0.80792 | 35584 | 26156.5885 | 634 | 85643.398 | 3 | 5968.4665 | 0.59685 | 79674.9315 | 0 | 128830.6169 | 19 | 9500 | 2689.7363 | 199.6997 | 22625 | 150579.5971 | 32125 | 0 | 118454.5971 | 118454.5971 | 3531.5335 | 5968.4665 | 0 | 0 | 0 | 0 | 0
2022-06-30 16:00 | 0.56205 | 0.73713 | 35584 | 19399.9876 | 634 | 78139.3182 | 3 | 12725.0533 | 1.2725 | 65414.265 | 0 | 208505.5483 | 19 | 9500 | 2689.7363 | 199.6997 | 22625 | 150579.5971 | 32125 | 0 | 118454.5971 | 118454.5971 | 9500 | 0 | 0 | 0 | 0 | 0 | 0
2022-06-30 17:00 | 0.34285 | 0.60144 | 35584 | 11833.9752 | 634 | 63755.5269 | 3 | 20291.0497 | 2.0291 | 43464.4772 | 0 | 273919.8133 | 19 | 9500 | 2689.7363 | 199.6997 | 22625 | 150579.5971 | 32125 | 0 | 118454.5971 | 118454.5971 | 0 | 9500 | 0 | 0 | 0 | 0 | 0
2022-06-30 18:00 | 0.13127 | 0.35014 | 35584 | 4530.9783 | 634 | 37116.5207 | 3 | 27594.0312 | 2.7594 | 9522.4895 | 0 | 317384.2905 | 19 | 9500 | 2689.7363 | 199.6997 | 22625 | 150579.5971 | 32125 | 0 | 118454.5971 | 118454.5971 | 4530.9688 | 4969.0312 | 0 | 0 | 0 | 0 | 0
2022-06-30 19:00 | 0.00722 | 0.00782 | 35584 | 249.209 | 634 | 828.9575 | 3 | 30000 | 3 | 0 | 29171.0425 | 326906.7799 | 19 | 7624.2085 | 2689.7363 | 160.2686 | 22625 | 150579.5971 | 30249.2085 | 0 | 120330.3886 | 120330.3886 | 249.2085 | 7375 | 0 | 0 | 0 | 0 | 0
2022-06-30 20:00 | 0 | 0 | 35584 | 0 | 634 | 0 | 3 | 30000 | 3 | 0 | 30000 | 297735.7375 | 19 | 7375 | 2689.7363 | 155.03 | 22625 | 150579.5971 | 30000 | 0 | 120579.5971 | 120579.5971 | 0 | 7375 | 0 | 0 | 0 | 0 | 0
2022-06-30 21:00 | 0 | 0 | 35584 | 0 | 634 | 0 | 3 | 30000 | 3 | 0 | 30000 | 267735.7375 | 19 | 7375 | 2689.7363 | 155.03 | 22625 | 150579.5971 | 30000 | 0 | 120579.5971 | 120579.5971 | 0 | 7375 | 0 | 0 | 0 | 0 | 0
2022-06-30 22:00 | 0 | 0 | 35584 | 0 | 634 | 0 | 3 | 30000 | 3 | 0 | 30000 | 237735.7375 | 19 | 7375 | 2689.7363 | 155.03 | 22625 | 150579.5971 | 30000 | 0 | 120579.5971 | 120579.5971 | 0 | 7375 | 0 | 0 | 0 | 0 | 0
2022-06-30 23:00 | 0 | 0 | 35584 | 0 | 634 | 0 | 3 | 30000 | 3 | 0 | 30000 | 207735.7375 | 19 | 7375 | 2689.7363 | 155.03 | 22625 | 150579.5971 | 30000 | 0 | 120579.5971 | 120579.5971 | 0 | 7375 | 0 | 0 | 0 | 0 | 0
2022-07-01 | 0 | 0 | 35584 | 0 | 634 | 0 | 3 | 30000 | 3 | 0 | 30000 | 177735.7375 | 19 | 7458.3333 | 2467.3716 | 156.7818 | 22541.6667 | 139918.0564 | 30000 | 0 | 109918.0564 | 109918.0564 | 0 | 7458.3333 | 0 | 0 | 0 | 0 | 0
2022-07-01 01:00 | 0 | 0 | 35584 | 0 | 634 | 0 | 3 | 30000 | 3 | 0 | 30000 | 147735.7375 | 19 | 7458.3333 | 2467.3716 | 156.7818 | 22541.6667 | 139918.0564 | 30000 | 0 | 109918.0564 | 109918.0564 | 0 | 7458.3333 | 0 | 0 | 0 | 0 | 0
2022-07-01 02:00 | 0 | 0 | 35584 | 0 | 634 | 0 | 3 | 30000 | 3 | 0 | 30000 | 117735.7375 | 19 | 7458.3333 | 2467.3716 | 156.7818 | 22541.6667 | 139918.0564 | 30000 | 0 | 109918.0564 | 109918.0564 | 0 | 7458.3333 | 0 | 0 | 0 | 0 | 0
2022-07-01 03:00 | 0 | 0 | 35584 | 0 | 634 | 0 | 3 | 30000 | 3 | 0 | 30000 | 87735.7375 | 19 | 7458.3333 | 2467.3716 | 156.7818 | 22541.6667 | 139918.0564 | 30000 | 0 | 109918.0564 | 109918.0564 | 0 | 7458.3333 | 0 | 0 | 0 | 0 | 0
2022-07-01 04:00 | 0 | 0 | 35584 | 0 | 634 | 0 | 3 | 30000 | 3 | 0 | 30000 | 57735.7375 | 19 | 7458.3333 | 2467.3716 | 156.7818 | 22541.6667 | 139918.0564 | 30000 | 0 | 109918.0564 | 109918.0564 | 0 | 7458.3333 | 0 | 0 | 0 | 0 | 0
2022-07-01 05:00 | 0.0127 | 0.02136 | 35584 | 438.3593 | 634 | 2264.2625 | 3 | 30000 | 3 | 0 | 27735.7375 | 27735.7375 | 19 | 7896.6917 | 2467.3716 | 165.9965 | 22541.6667 | 139918.0564 | 30438.3584 | 0 | 109479.6981 | 109479.6981 | 438.3584 | 7458.3333 | 0 | 0 | 0 | 0 | 0
2022-07-01 06:00 | 0.15231 | 0.34019 | 35584 | 5257.2051 | 634 | 36061.7729 | 3 | 26784.4727 | 2.6784 | 0 | 0 | 0 | 19 | 9500 | 2467.3716 | 199.6997 | 22541.6667 | 139918.0564 | 32041.6667 | 0 | 107876.3898 | 107876.3898 | 5257.194 | 4242.806 | 0 | 0 | 0 | 0 | 0
2022-07-01 07:00 | 0.36421 | 0.57828 | 35584 | 12571.2472 | 634 | 61300.4557 | 3 | 19470.446 | 1.947 | 0 | 0 | 0 | 19 | 9500 | 2467.3716 | 199.6997 | 22541.6667 | 139918.0564 | 32041.6667 | 0 | 107876.3898 | 107876.3898 | 0 | 9500 | 0 | 0 | 0 | 0 | 0
2022-07-01 08:00 | 0.57615 | 0.6856 | 35584 | 19886.67 | 634 | 72676.8909 | 3 | 12155.0386 | 1.2155 | 0 | 0 | 0 | 19 | 9500 | 2467.3716 | 199.6997 | 22541.6667 | 139918.0564 | 32041.6667 | 0 | 107876.3898 | 107876.3898 | 0 | 9500 | 0 | 0 | 0 | 0 | 0
2022-07-01 09:00 | 0.7599 | 0.73428 | 35584 | 26229.0732 | 634 | 77837.2045 | 3 | 5812.6487 | 0.58126 | 0 | 0 | 0 | 19 | 9500 | 2467.3716 | 199.6997 | 22541.6667 | 139918.0564 | 32041.6667 | 0 | 107876.3898 | 107876.3898 | 9500 | 0 | 0 | 0 | 0 | 0 | 0
2022-07-01 10:00 | 0.9076 | 0.78731 | 35584 | 31327.1572 | 634 | 83458.6391 | 3 | 714.5754 | 0.071458 | 0 | 0 | 0 | 19 | 9500 | 2467.3716 | 199.6997 | 22541.6667 | 139918.0564 | 32041.6667 | 0 | 107876.3898 | 107876.3898 | 8785.4246 | 714.5754 | 0 | 0 | 0 | 0 | 0
2022-07-01 11:00 | 0.99694 | 0.83852 | 35584 | 34410.8596 | 634 | 88887.1449 | 3 | 0 | 0 | 0 | 0 | 0 | 19 | 9500 | 2467.3716 | 199.6997 | 22541.6667 | 139918.0564 | 32041.6667 | 0 | 107876.3898 | 107876.3898 | 9500 | 0 | 0 | 0 | 0 | 0 | 0
2022-07-01 12:00 | 1.0413 | 0.93006 | 35584 | 35940.2848 | 634 | 98590.8243 | 3 | 0 | 0 | 0 | 0 | 0 | 19 | 9500 | 2467.3716 | 199.6997 | 22541.6667 | 139918.0564 | 32041.6667 | 0 | 107876.3898 | 107876.3898 | 9500 | 0 | 0 | 0 | 0 | 0 | 0
2022-07-01 13:00 | 1.005 | 0.89814 | 35584 | 34688.0269 | 634 | 95207.1511 | 3 | 0 | 0 | 71258.5491 | 0 | 0 | 19 | 9500 | 2467.3716 | 199.6997 | 22541.6667 | 139918.0564 | 32041.6667 | 0 | 107876.3898 | 107876.3898 | 9500 | 0 | 0 | 0 | 0 | 0 | 0
2022-07-01 14:00 | 0.9062 | 0.83032 | 35584 | 31278.8342 | 634 | 88017.9055 | 3 | 762.8983 | 0.07629 | 87255.0072 | 0 | 71258.5491 | 19 | 9500 | 2467.3716 | 199.6997 | 22541.6667 | 139918.0564 | 32041.6667 | 0 | 107876.3898 | 107876.3898 | 9500 | 0 | 0 | 0 | 0 | 0 | 0
2022-07-01 15:00 | 0.75162 | 0.77483 | 35584 | 25943.2767 | 634 | 82135.6992 | 3 | 6098.4446 | 0.60984 | 76037.2546 | 0 | 158513.5563 | 19 | 9500 | 2467.3716 | 199.6997 | 22541.6667 | 139918.0564 | 32041.6667 | 0 | 107876.3898 | 107876.3898 | 3401.5554 | 6098.4446 | 0 | 0 | 0 | 0 | 0
2022-07-01 16:00 | 0.55378 | 0.68666 | 35584 | 19114.5363 | 634 | 72789.256 | 3 | 12927.1706 | 1.2927 | 59862.0854 | 0 | 234550.8109 | 19 | 9500 | 2467.3716 | 199.6997 | 22541.6667 | 139918.0564 | 32041.6667 | 0 | 107876.3898 | 107876.3898 | 0 | 9500 | 0 | 0 | 0 | 0 | 0
2022-07-01 17:00 | 0.3329 | 0.52613 | 35584 | 11490.5362 | 634 | 55772.3054 | 3 | 20551.1547 | 2.0551 | 35221.1508 | 0 | 294412.8963 | 19 | 9500 | 2467.3716 | 199.6997 | 22541.6667 | 139918.0564 | 32041.6667 | 0 | 107876.3898 | 107876.3898 | 0 | 9500 | 0 | 0 | 0 | 0 | 0
2022-07-01 18:00 | 0.1241 | 0.25758 | 35584 | 4283.4952 | 634 | 27304.7164 | 3 | 27758.1805 | 2.7758 | 0 | 453.4641 | 329634.047 | 19 | 9500 | 2467.3716 | 199.6997 | 22541.6667 | 139918.0564 | 32041.6667 | 0 | 107876.3898 | 107876.3898 | 4283.4861 | 5216.5139 | 0 | 0 | 0 | 0 | 0
2022-07-01 19:00 | 0.00697 | 0.00112 | 35584 | 240.5799 | 634 | 118.7254 | 3 | 30000 | 3 | 0 | 30000 | 329180.5829 | 19 | 7698.9127 | 2467.3716 | 161.839 | 22541.6667 | 139918.0564 | 30240.5794 | 0 | 109677.4771 | 109677.4771 | 0 | 7698.9127 | 0 | 0 | 0 | 0 | 0
2022-07-01 20:00 | 0 | 0 | 35584 | 0 | 634 | 0 | 3 | 30000 | 3 | 0 | 30000 | 299180.5829 | 19 | 7458.3333 | 2467.3716 | 156.7818 | 22541.6667 | 139918.0564 | 30000 | 0 | 109918.0564 | 109918.0564 | 0 | 7458.3333 | 0 | 0 | 0 | 0 | 0
2022-07-01 21:00 | 0 | 0 | 35584 | 0 | 634 | 0 | 3 | 30000 | 3 | 0 | 30000 | 269180.5829 | 19 | 7458.3333 | 2467.3716 | 156.7818 | 22541.6667 | 139918.0564 | 30000 | 0 | 109918.0564 | 109918.0564 | 0 | 7458.3333 | 0 | 0 | 0 | 0 | 0
2022-07-01 22:00 | 0 | 0 | 35584 | 0 | 634 | 0 | 3 | 30000 | 3 | 0 | 30000 | 239180.5829 | 19 | 7458.3333 | 2467.3716 | 156.7818 | 22541.6667 | 139918.0564 | 30000 | 0 | 109918.0564 | 109918.0564 | 0 | 7458.3333 | 0 | 0 | 0 | 0 | 0
2022-07-01 23:00 | 0 | 0 | 35584 | 0 | 634 | 0 | 3 | 30000 | 3 | 0 | 30000 | 209180.5829 | 19 | 7458.3333 | 2467.3716 | 156.7818 | 22541.6667 | 139918.0564 | 30000 | 0 | 109918.0564 | 109918.0564 | 0 | 7458.3333 | 0 | 0 | 0 | 0 | 0
2022-07-02 | 0 | 0 | 35584 | 0 | 634 | 0 | 3 | 30000 | 3 | 0 | 30000 | 179180.5829 | 19 | 7750 | 2467.3716 | 162.9129 | 22250 | 139626.3898 | 30000 | 0 | 109626.3898 | 109626.3898 | 0 | 7750 | 0 | 0 | 0 | 0 | 0
2022-07-02 01:00 | 0 | 0 | 35584 | 0 | 634 | 0 | 3 | 30000 | 3 | 0 | 30000 | 149180.5829 | 19 | 7750 | 2467.3716 | 162.9129 | 22250 | 139626.3898 | 30000 | 0 | 109626.3898 | 109626.3898 | 0 | 7750 | 0 | 0 | 0 | 0 | 0
2022-07-02 02:00 | 0 | 0 | 35584 | 0 | 634 | 0 | 3 | 30000 | 3 | 0 | 30000 | 119180.5829 | 19 | 7750 | 2467.3716 | 162.9129 | 22250 | 139626.3898 | 30000 | 0 | 109626.3898 | 109626.3898 | 0 | 7750 | 0 | 0 | 0 | 0 | 0
2022-07-02 03:00 | 0 | 0 | 35584 | 0 | 634 | 0 | 3 | 30000 | 3 | 0 | 30000 | 89180.5829 | 19 | 7750 | 2467.3716 | 162.9129 | 22250 | 139626.3898 | 30000 | 0 | 109626.3898 | 109626.3898 | 0 | 7750 | 0 | 0 | 0 | 0 | 0
2022-07-02 04:00 | 0 | 0 | 35584 | 0 | 634 | 0 | 3 | 30000 | 3 | 0 | 30000 | 59180.5829 | 19 | 7750 | 2467.3716 | 162.9129 | 22250 | 139626.3898 | 30000 | 0 | 109626.3898 | 109626.3898 | 0 | 7750 | 0 | 0 | 0 | 0 | 0
2022-07-02 05:00 | 0.01245 | 0.00773 | 35584 | 429.7302 | 634 | 819.4171 | 3 | 30000 | 3 | 0 | 29180.5829 | 29180.5829 | 19 | 8179.7293 | 2467.3716 | 171.9463 | 22250 | 139626.3898 | 30429.7293 | 0 | 109196.6605 | 109196.6605 | 429.7293 | 7750 | 0 | 0 | 0 | 0 | 0
2022-07-02 06:00 | 0.1495 | 0.31136 | 35584 | 5160.2138 | 634 | 33005.6545 | 3 | 26589.7971 | 2.659 | 0 | 0 | 0 | 19 | 9500 | 2467.3716 | 199.6997 | 22250 | 139626.3898 | 31750 | 0 | 107876.3898 | 107876.3898 | 5160.2029 | 4339.7971 | 0 | 0 | 0 | 0 | 0
2022-07-02 07:00 | 0.36108 | 0.5631 | 35584 | 12463.2106 | 634 | 59691.3029 | 3 | 19286.8156 | 1.9287 | 0 | 0 | 0 | 19 | 9500 | 2467.3716 | 199.6997 | 22250 | 139626.3898 | 31750 | 0 | 107876.3898 | 107876.3898 | 0 | 9500 | 0 | 0 | 0 | 0 | 0
2022-07-02 08:00 | 0.5794 | 0.70907 | 35584 | 19998.8485 | 634 | 75164.8235 | 3 | 11751.1936 | 1.1751 | 0 | 0 | 0 | 19 | 9500 | 2467.3716 | 199.6997 | 22250 | 139626.3898 | 31750 | 0 | 107876.3898 | 107876.3898 | 9500 | 0 | 0 | 0 | 0 | 0 | 0
2022-07-02 09:00 | 0.7711 | 0.792 | 35584 | 26615.6577 | 634 | 83955.8016 | 3 | 5134.3983 | 0.51344 | 0 | 0 | 0 | 19 | 9500 | 2467.3716 | 199.6997 | 22250 | 139626.3898 | 31750 | 0 | 107876.3898 | 107876.3898 | 9500 | 0 | 0 | 0 | 0 | 0 | 0
2022-07-02 10:00 | 0.9207 | 0.84933 | 35584 | 31779.3231 | 634 | 90033.0568 | 3 | 0 | 0 | 0 | 0 | 0 | 19 | 9500 | 2467.3716 | 199.6997 | 22250 | 139626.3898 | 31750 | 0 | 107876.3898 | 107876.3898 | 9500 | 0 | 0 | 0 | 0 | 0 | 0
2022-07-02 11:00 | 1.014 | 0.91367 | 35584 | 35001.4365 | 634 | 96853.4056 | 3 | 0 | 0 | 0 | 0 | 0 | 19 | 9500 | 2467.3716 | 199.6997 | 22250 | 139626.3898 | 31750 | 0 | 107876.3898 | 107876.3898 | 9500 | 0 | 0 | 0 | 0 | 0 | 0
2022-07-02 12:00 | 1.0222 | 0.82746 | 35584 | 35282.7459 | 634 | 87714.7318 | 3 | 0 | 0 | 0 | 0 | 0 | 19 | 9500 | 2467.3716 | 199.6997 | 22250 | 139626.3898 | 31750 | 0 | 107876.3898 | 107876.3898 | 9500 | 0 | 0 | 0 | 0 | 0 | 0
2022-07-02 13:00 | 0.98815 | 0.79871 | 35584 | 34107.4597 | 634 | 84667.0938 | 3 | 0 | 0 | 61925.4865 | 0 | 0 | 19 | 9500 | 2467.3716 | 199.6997 | 22250 | 139626.3898 | 31750 | 0 | 107876.3898 | 107876.3898 | 9500 | 0 | 0 | 0 | 0 | 0 | 0
2022-07-02 14:00 | 0.8905 | 0.73484 | 35584 | 30736.9254 | 634 | 77896.5672 | 3 | 1013.1393 | 0.10131 | 76883.428 | 0 | 61925.4865 | 19 | 9500 | 2467.3716 | 199.6997 | 22250 | 139626.3898 | 31750 | 0 | 107876.3898 | 107876.3898 | 8486.8607 | 1013.1393 | 0 | 0 | 0 | 0 | 0
2022-07-02 15:00 | 0.73562 | 0.6765 | 35584 | 25391.013 | 634 | 71712.2472 | 3 | 6359.0404 | 0.6359 | 65353.2068 | 0 | 138808.9144 | 19 | 9500 | 2467.3716 | 199.6997 | 22250 | 139626.3898 | 31750 | 0 | 107876.3898 | 107876.3898 | 3140.9596 | 6359.0404 | 0 | 0 | 0 | 0 | 0
2022-07-02 16:00 | 0.53665 | 0.5811 | 35584 | 18523.269 | 634 | 61599.3893 | 3 | 13226.77 | 1.3227 | 48372.6193 | 0 | 204162.1212 | 19 | 9500 | 2467.3716 | 199.6997 | 22250 | 139626.3898 | 31750 | 0 | 107876.3898 | 107876.3898 | 9500 | 0 | 0 | 0 | 0 | 0 | 0
2022-07-02 17:00 | 0.31652 | 0.41984 | 35584 | 10925.1562 | 634 | 44505.0552 | 3 | 20824.8668 | 2.0825 | 23680.1885 | 0 | 252534.7405 | 19 | 9500 | 2467.3716 | 199.6997 | 22250 | 139626.3898 | 31750 | 0 | 107876.3898 | 107876.3898 | 0 | 9500 | 0 | 0 | 0 | 0 | 0
2022-07-02 18:00 | 0.117 | 0.19036 | 35584 | 4038.4282 | 634 | 20179.0737 | 3 | 27711.5803 | 2.7712 | 0 | 7532.5066 | 276214.929 | 19 | 9500 | 2467.3716 | 199.6997 | 22250 | 139626.3898 | 31750 | 0 | 107876.3898 | 107876.3898 | 4038.4197 | 5461.5803 | 0 | 0 | 0 | 0 | 0
2022-07-02 19:00 | 0.0067 | 0.00056 | 35584 | 231.2604 | 634 | 59.3627 | 3 | 30000 | 3 | 0 | 30000 | 268682.4223 | 19 | 7981.2599 | 2467.3716 | 167.7742 | 22250 | 139626.3898 | 30231.2599 | 0 | 109395.1298 | 109395.1298 | 231.2599 | 7750 | 0 | 0 | 0 | 0 | 0
2022-07-02 20:00 | 0 | 0 | 35584 | 0 | 634 | 0 | 3 | 30000 | 3 | 0 | 30000 | 238682.4223 | 19 | 7750 | 2467.3716 | 162.9129 | 22250 | 139626.3898 | 30000 | 0 | 109626.3898 | 109626.3898 | 0 | 7750 | 0 | 0 | 0 | 0 | 0
2022-07-02 21:00 | 0 | 0 | 35584 | 0 | 634 | 0 | 3 | 30000 | 3 | 0 | 30000 | 208682.4223 | 19 | 7750 | 2467.3716 | 162.9129 | 22250 | 139626.3898 | 30000 | 0 | 109626.3898 | 109626.3898 | 0 | 7750 | 0 | 0 | 0 | 0 | 0
2022-07-02 22:00 | 0 | 0 | 35584 | 0 | 634 | 0 | 3 | 30000 | 3 | 0 | 30000 | 178682.4223 | 19 | 7750 | 2467.3716 | 162.9129 | 22250 | 139626.3898 | 30000 | 0 | 109626.3898 | 109626.3898 | 0 | 7750 | 0 | 0 | 0 | 0 | 0
2022-07-02 23:00 | 0 | 0 | 35584 | 0 | 634 | 0 | 3 | 30000 | 3 | 0 | 30000 | 148682.4223 | 19 | 7750 | 2467.3716 | 162.9129 | 22250 | 139626.3898 | 30000 | 0 | 109626.3898 | 109626.3898 | 0 | 7750 | 0 | 0 | 0 | 0 | 0
2022-07-03 | 0 | 0 | 35584 | 0 | 634 | 0 | 3 | 20083.3333 | 2.0083 | 0 | 20083.3333 | 118682.4223 | 19 | 9500 | 2467.3716 | 199.6997 | 10583.3333 | 127959.7231 | 20083.3333 | 0 | 107876.3898 | 107876.3898 | 0 | 9500 | 0 | 0 | 0 | 0 | 0
2022-07-03 01:00 | 0 | 0 | 35584 | 0 | 634 | 0 | 3 | 20083.3333 | 2.0083 | 0 | 20083.3333 | 98599.089 | 19 | 9500 | 2467.3716 | 199.6997 | 10583.3333 | 127959.7231 | 20083.3333 | 0 | 107876.3898 | 107876.3898 | 0 | 9500 | 0 | 0 | 0 | 0 | 0
2022-07-03 02:00 | 0 | 0 | 35584 | 0 | 634 | 0 | 3 | 20083.3333 | 2.0083 | 0 | 20083.3333 | 78515.7557 | 19 | 9500 | 2467.3716 | 199.6997 | 10583.3333 | 127959.7231 | 20083.3333 | 0 | 107876.3898 | 107876.3898 | 0 | 9500 | 0 | 0 | 0 | 0 | 0
2022-07-03 03:00 | 0 | 0 | 35584 | 0 | 634 | 0 | 3 | 20083.3333 | 2.0083 | 0 | 20083.3333 | 58432.4223 | 19 | 9500 | 2467.3716 | 199.6997 | 10583.3333 | 127959.7231 | 20083.3333 | 0 | 107876.3898 | 107876.3898 | 0 | 9500 | 0 | 0 | 0 | 0 | 0
2022-07-03 04:00 | 0 | 0 | 35584 | 0 | 634 | 0 | 3 | 20083.3333 | 2.0083 | 0 | 20083.3333 | 38349.089 | 19 | 9500 | 2467.3716 | 199.6997 | 10583.3333 | 127959.7231 | 20083.3333 | 0 | 107876.3898 | 107876.3898 | 0 | 9500 | 0 | 0 | 0 | 0 | 0
2022-07-03 05:00 | 0.01215 | 0.01319 | 35584 | 419.3752 | 634 | 1398.2033 | 3 | 19663.959 | 1.9664 | 0 | 18265.7557 | 18265.7557 | 19 | 9500 | 2467.3716 | 199.6997 | 10583.3333 | 127959.7231 | 20083.3333 | 0 | 107876.3898 | 107876.3898 | 419.3743 | 9080.6257 | 0 | 0 | 0 | 0 | 0
2022-07-03 06:00 | 0.1509 | 0.35553 | 35584 | 5208.5368 | 634 | 37687.8865 | 3 | 14874.8075 | 1.4875 | 14874.8075 | 14874.8075 | 0 | 19 | 9500 | 2467.3716 | 199.6997 | 10583.3333 | 127959.7231 | 20083.3333 | 0 | 107876.3898 | 107876.3898 | 5208.5259 | 4291.4741 | 0 | 0 | 0 | 0 | 0
2022-07-03 07:00 | 0.35608 | 0.55032 | 35584 | 12290.6282 | 634 | 58336.5615 | 3 | 7792.731 | 0.77927 | 0 | 0 | 0 | 19 | 9500 | 2467.3716 | 199.6997 | 10583.3333 | 127959.7231 | 20083.3333 | 0 | 107876.3898 | 107876.3898 | 9500 | 0 | 0 | 0 | 0 | 0 | 0
2022-07-03 08:00 | 0.56703 | 0.64408 | 35584 | 19571.8797 | 634 | 68275.5716 | 3 | 511.4949 | 0.051149 | 0 | 0 | 0 | 19 | 9500 | 2467.3716 | 199.6997 | 10583.3333 | 127959.7231 | 20083.3333 | 0 | 107876.3898 | 107876.3898 | 8988.5051 | 511.4949 | 0 | 0 | 0 | 0 | 0
2022-07-03 09:00 | 0.7552 | 0.69701 | 35584 | 26066.8457 | 634 | 73886.4056 | 3 | 0 | 0 | 0 | 0 | 0 | 19 | 9500 | 2467.3716 | 199.6997 | 10583.3333 | 127959.7231 | 20083.3333 | 0 | 107876.3898 | 107876.3898 | 9500 | 0 | 0 | 0 | 0 | 0 | 0
2022-07-03 10:00 | 0.9021 | 0.73864 | 35584 | 31137.3166 | 634 | 78299.3855 | 3 | 0 | 0 | 0 | 0 | 0 | 19 | 9500 | 2467.3716 | 199.6997 | 10583.3333 | 127959.7231 | 20083.3333 | 0 | 107876.3898 | 107876.3898 | 9500 | 0 | 0 | 0 | 0 | 0 | 0
2022-07-03 11:00 | 0.99303 | 0.78792 | 35584 | 34275.9001 | 634 | 83523.302 | 3 | 0 | 0 | 0 | 0 | 0 | 19 | 9500 | 2467.3716 | 199.6997 | 10583.3333 | 127959.7231 | 20083.3333 | 0 | 107876.3898 | 107876.3898 | 9500 | 0 | 0 | 0 | 0 | 0 | 0
2022-07-03 12:00 | 0.9973 | 0.70071 | 35584 | 34423.2855 | 634 | 74278.6234 | 3 | 0 | 0 | 25755.2879 | 0 | 0 | 19 | 9500 | 2467.3716 | 199.6997 | 10583.3333 | 127959.7231 | 20083.3333 | 0 | 107876.3898 | 107876.3898 | 9500 | 0 | 0 | 0 | 0 | 0 | 0
2022-07-03 13:00 | 0.95703 | 0.66402 | 35584 | 33033.3069 | 634 | 70389.3073 | 3 | 0 | 0 | 70389.3073 | 0 | 25755.2879 | 19 | 9500 | 2467.3716 | 199.6997 | 10583.3333 | 127959.7231 | 20083.3333 | 0 | 107876.3898 | 107876.3898 | 9500 | 0 | 0 | 0 | 0 | 0 | 0
2022-07-03 14:00 | 0.85422 | 0.5994 | 35584 | 29484.6675 | 634 | 63539.2771 | 3 | 0 | 0 | 63539.2771 | 0 | 96144.5952 | 19 | 9500 | 2467.3716 | 199.6997 | 10583.3333 | 127959.7231 | 20083.3333 | 0 | 107876.3898 | 107876.3898 | 9500 | 0 | 0 | 0 | 0 | 0 | 0
2022-07-03 15:00 | 0.6963 | 0.53778 | 35584 | 24033.825 | 634 | 57007.2613 | 3 | 0 | 0 | 57007.2613 | 0 | 159683.8723 | 19 | 9500 | 2467.3716 | 199.6997 | 10583.3333 | 127959.7231 | 20083.3333 | 0 | 107876.3898 | 107876.3898 | 9500 | 0 | 0 | 0 | 0 | 0 | 0
2022-07-03 16:00 | 0.4972 | 0.43953 | 35584 | 17161.5939 | 634 | 46592.2897 | 3 | 2921.7756 | 0.29218 | 43670.5141 | 0 | 216691.1336 | 19 | 9500 | 2467.3716 | 199.6997 | 10583.3333 | 127959.7231 | 20083.3333 | 0 | 107876.3898 | 107876.3898 | 9500 | 0 | 0 | 0 | 0 | 0 | 0
2022-07-03 17:00 | 0.28485 | 0.29097 | 35584 | 9832.0193 | 634 | 30844.2167 | 3 | 10251.3347 | 1.0251 | 20592.882 | 0 | 260361.6478 | 19 | 9500 | 2467.3716 | 199.6997 | 10583.3333 | 127959.7231 | 20083.3333 | 0 | 107876.3898 | 107876.3898 | 0 | 9500 | 0 | 0 | 0 | 0 | 0
2022-07-03 18:00 | 0.1038 | 0.1106 | 35584 | 3582.8106 | 634 | 11724.1309 | 3 | 16500.5303 | 1.6501 | 0 | 4776.3994 | 280954.5297 | 19 | 9500 | 2467.3716 | 199.6997 | 10583.3333 | 127959.7231 | 20083.3333 | 0 | 107876.3898 | 107876.3898 | 3582.8031 | 5917.1969 | 0 | 0 | 0 | 0 | 0
2022-07-03 19:00 | 0.00607 | 0 | 35584 | 209.515 | 634 | 0 | 3 | 19873.8187 | 1.9874 | 0 | 19873.8187 | 276178.1304 | 19 | 9500 | 2467.3716 | 199.6997 | 10583.3333 | 127959.7231 | 20083.3333 | 0 | 107876.3898 | 107876.3898 | 209.5146 | 9290.4854 | 0 | 0 | 0 | 0 | 0
2022-07-03 20:00 | 0 | 0 | 35584 | 0 | 634 | 0 | 3 | 20083.3333 | 2.0083 | 0 | 20083.3333 | 256304.3116 | 19 | 9500 | 2467.3716 | 199.6997 | 10583.3333 | 127959.7231 | 20083.3333 | 0 | 107876.3898 | 107876.3898 | 0 | 9500 | 0 | 0 | 0 | 0 | 0
2022-07-03 21:00 | 0 | 0 | 35584 | 0 | 634 | 0 | 3 | 20083.3333 | 2.0083 | 0 | 20083.3333 | 236220.9783 | 19 | 9500 | 2467.3716 | 199.6997 | 10583.3333 | 127959.7231 | 20083.3333 | 0 | 107876.3898 | 107876.3898 | 0 | 9500 | 0 | 0 | 0 | 0 | 0
2022-07-03 22:00 | 0 | 0 | 35584 | 0 | 634 | 0 | 3 | 20083.3333 | 2.0083 | 0 | 20083.3333 | 216137.645 | 19 | 9500 | 2467.3716 | 199.6997 | 10583.3333 | 127959.7231 | 20083.3333 | 0 | 107876.3898 | 107876.3898 | 0 | 9500 | 0 | 0 | 0 | 0 | 0
2022-07-03 23:00 | 0 | 0 | 35584 | 0 | 634 | 0 | 3 | 20083.3333 | 2.0083 | 0 | 20083.3333 | 196054.3116 | 19 | 9500 | 2467.3716 | 199.6997 | 10583.3333 | 127959.7231 | 20083.3333 | 0 | 107876.3898 | 107876.3898 | 0 | 9500 | 0 | 0 | 0 | 0 | 0
2022-07-04 | 0 | 0 | 35584 | 0 | 634 | 0 | 3 | 29250 | 2.925 | 0 | 29250 | 175970.9783 | 19 | 9500 | 2467.3716 | 199.6997 | 19750 | 137126.3898 | 29250 | 0 | 107876.3898 | 107876.3898 | 0 | 9500 | 0 | 0 | 0 | 0 | 0
2022-07-04 01:00 | 0 | 0 | 35584 | 0 | 634 | 0 | 3 | 29250 | 2.925 | 0 | 29250 | 146720.9783 | 19 | 9500 | 2467.3716 | 199.6997 | 19750 | 137126.3898 | 29250 | 0 | 107876.3898 | 107876.3898 | 0 | 9500 | 0 | 0 | 0 | 0 | 0
2022-07-04 02:00 | 0 | 0 | 35584 | 0 | 634 | 0 | 3 | 29250 | 2.925 | 0 | 29250 | 117470.9783 | 19 | 9500 | 2467.3716 | 199.6997 | 19750 | 137126.3898 | 29250 | 0 | 107876.3898 | 107876.3898 | 0 | 9500 | 0 | 0 | 0 | 0 | 0
2022-07-04 03:00 | 0 | 0 | 35584 | 0 | 634 | 0 | 3 | 29250 | 2.925 | 0 | 29250 | 88220.9783 | 19 | 9500 | 2467.3716 | 199.6997 | 19750 | 137126.3898 | 29250 | 0 | 107876.3898 | 107876.3898 | 0 | 9500 | 0 | 0 | 0 | 0 | 0
2022-07-04 04:00 | 0 | 0 | 35584 | 0 | 634 | 0 | 3 | 29250 | 2.925 | 0 | 29250 | 58970.9783 | 19 | 9500 | 2467.3716 | 199.6997 | 19750 | 137126.3898 | 29250 | 0 | 107876.3898 | 107876.3898 | 0 | 9500 | 0 | 0 | 0 | 0 | 0
2022-07-04 05:00 | 0.01095 | 0.0027 | 35584 | 377.9555 | 634 | 286.213 | 3 | 28872.0453 | 2.8872 | 0 | 28585.8324 | 29720.9783 | 19 | 9500 | 2467.3716 | 199.6997 | 19750 | 137126.3898 | 29250 | 0 | 107876.3898 | 107876.3898 | 377.9547 | 9122.0453 | 0 | 0 | 0 | 0 | 0
2022-07-04 06:00 | 0.1348 | 0.22133 | 35584 | 4652.8215 | 634 | 23462.0424 | 3 | 24597.1883 | 2.4597 | 0 | 1135.1459 | 1135.1459 | 19 | 9500 | 2467.3716 | 199.6997 | 19750 | 137126.3898 | 29250 | 0 | 107876.3898 | 107876.3898 | 4652.8117 | 4847.1883 | 0 | 0 | 0 | 0 | 0
2022-07-04 07:00 | 0.33442 | 0.44745 | 35584 | 11543.0012 | 634 | 47431.8478 | 3 | 17707.0231 | 1.7707 | 0 | 0 | 0 | 19 | 9500 | 2467.3716 | 199.6997 | 19750 | 137126.3898 | 29250 | 0 | 107876.3898 | 107876.3898 | 0 | 9500 | 0 | 0 | 0 | 0 | 0
2022-07-04 08:00 | 0.5497 | 0.59547 | 35584 | 18973.7091 | 634 | 63122.6783 | 3 | 10276.3309 | 1.0276 | 0 | 0 | 0 | 19 | 9500 | 2467.3716 | 199.6997 | 19750 | 137126.3898 | 29250 | 0 | 107876.3898 | 107876.3898 | 0 | 9500 | 0 | 0 | 0 | 0 | 0
2022-07-04 09:00 | 0.74383 | 0.6899 | 35584 | 25674.3933 | 634 | 73132.7115 | 3 | 3575.6607 | 0.35757 | 0 | 0 | 0 | 19 | 9500 | 2467.3716 | 199.6997 | 19750 | 137126.3898 | 29250 | 0 | 107876.3898 | 107876.3898 | 5924.3393 | 3575.6607 | 0 | 0 | 0 | 0 | 0
2022-07-04 10:00 | 0.89272 | 0.75295 | 35584 | 30813.552 | 634 | 79816.3142 | 3 | 0 | 0 | 0 | 0 | 0 | 19 | 9500 | 2467.3716 | 199.6997 | 19750 | 137126.3898 | 29250 | 0 | 107876.3898 | 107876.3898 | 9500 | 0 | 0 | 0 | 0 | 0 | 0
2022-07-04 11:00 | 0.98638 | 0.8204 | 35584 | 34046.3655 | 634 | 86966.3379 | 3 | 0 | 0 | 0 | 0 | 0 | 19 | 9500 | 2467.3716 | 199.6997 | 19750 | 137126.3898 | 29250 | 0 | 107876.3898 | 107876.3898 | 9500 | 0 | 0 | 0 | 0 | 0 | 0
2022-07-04 12:00 | 1.0047 | 0.80985 | 35584 | 34679.3978 | 634 | 85847.9873 | 3 | 0 | 0 | 5310.0372 | 0 | 0 | 19 | 9500 | 2467.3716 | 199.6997 | 19750 | 137126.3898 | 29250 | 0 | 107876.3898 | 107876.3898 | 9500 | 0 | 0 | 0 | 0 | 0 | 0
2022-07-04 13:00 | 0.97175 | 0.79577 | 35584 | 33541.3894 | 634 | 84355.4397 | 3 | 0 | 0 | 84355.4397 | 0 | 5310.0372 | 19 | 9500 | 2467.3716 | 199.6997 | 19750 | 137126.3898 | 29250 | 0 | 107876.3898 | 107876.3898 | 9500 | 0 | 0 | 0 | 0 | 0 | 0
2022-07-04 14:00 | 0.8759 | 0.74484 | 35584 | 30232.9848 | 634 | 78956.6152 | 3 | 0 | 0 | 78956.6152 | 0 | 89665.4769 | 19 | 9500 | 2467.3716 | 199.6997 | 19750 | 137126.3898 | 29250 | 0 | 107876.3898 | 107876.3898 | 9500 | 0 | 0 | 0 | 0 | 0 | 0
2022-07-04 15:00 | 0.72538 | 0.70218 | 35584 | 25037.5643 | 634 | 74434.4505 | 3 | 4212.4885 | 0.42125 | 70221.962 | 0 | 168622.0921 | 19 | 9500 | 2467.3716 | 199.6997 | 19750 | 137126.3898 | 29250 | 0 | 107876.3898 | 107876.3898 | 5287.5115 | 4212.4885 | 0 | 0 | 0 | 0 | 0
2022-07-04 16:00 | 0.52978 | 0.62001 | 35584 | 18286.1408 | 634 | 65724.036 | 3 | 10963.8977 | 1.0964 | 54760.1383 | 0 | 238844.0541 | 19 | 9500 | 2467.3716 | 199.6997 | 19750 | 137126.3898 | 29250 | 0 | 107876.3898 | 107876.3898 | 0 | 9500 | 0 | 0 | 0 | 0 | 0
2022-07-04 17:00 | 0.31408 | 0.47105 | 35584 | 10840.936 | 634 | 49933.561 | 3 | 18409.0868 | 1.8409 | 31524.4743 | 0 | 293604.1924 | 19 | 9500 | 2467.3716 | 199.6997 | 19750 | 137126.3898 | 29250 | 0 | 107876.3898 | 107876.3898 | 0 | 9500 | 0 | 0 | 0 | 0 | 0
2022-07-04 18:00 | 0.11615 | 0.23779 | 35584 | 4009.0892 | 634 | 25206.8814 | 3 | 25240.9193 | 2.5241 | 0 | 34.0379 | 325128.6667 | 19 | 9500 | 2467.3716 | 199.6997 | 19750 | 137126.3898 | 29250 | 0 | 107876.3898 | 107876.3898 | 4009.0807 | 5490.9193 | 0 | 0 | 0 | 0 | 0
2022-07-04 19:00 | 0.00643 | 0.00226 | 35584 | 221.941 | 634 | 239.5708 | 3 | 29028.0595 | 2.9028 | 0 | 28788.4887 | 325094.6288 | 19 | 9500 | 2467.3716 | 199.6997 | 19750 | 137126.3898 | 29250 | 0 | 107876.3898 | 107876.3898 | 221.9405 | 9278.0595 | 0 | 0 | 0 | 0 | 0
2022-07-04 20:00 | 0 | 0 | 35584 | 0 | 634 | 0 | 3 | 29250 | 2.925 | 0 | 29250 | 296306.1401 | 19 | 9500 | 2467.3716 | 199.6997 | 19750 | 137126.3898 | 29250 | 0 | 107876.3898 | 107876.3898 | 0 | 9500 | 0 | 0 | 0 | 0 | 0
2022-07-04 21:00 | 0 | 0 | 35584 | 0 | 634 | 0 | 3 | 29250 | 2.925 | 0 | 29250 | 267056.1401 | 19 | 9500 | 2467.3716 | 199.6997 | 19750 | 137126.3898 | 29250 | 0 | 107876.3898 | 107876.3898 | 0 | 9500 | 0 | 0 | 0 | 0 | 0
2022-07-04 22:00 | 0 | 0 | 35584 | 0 | 634 | 0 | 3 | 29250 | 2.925 | 0 | 29250 | 237806.1401 | 19 | 9500 | 2467.3716 | 199.6997 | 19750 | 137126.3898 | 29250 | 0 | 107876.3898 | 107876.3898 | 0 | 9500 | 0 | 0 | 0 | 0 | 0
2022-07-04 23:00 | 0 | 0 | 35584 | 0 | 634 | 0 | 3 | 29250 | 2.925 | 0 | 29250 | 208556.1401 | 19 | 9500 | 2467.3716 | 199.6997 | 19750 | 137126.3898 | 29250 | 0 | 107876.3898 | 107876.3898 | 0 | 9500 | 0 | 0 | 0 | 0 | 0
2022-07-05 | 0 | 0 | 35584 | 0 | 634 | 0 | 3 | 30000 | 3 | 0 | 30000 | 179306.1401 | 19 | 6900 | 2467.3716 | 145.045 | 23100 | 140476.3898 | 30000 | 0 | 110476.3898 | 110476.3898 | 0 | 6900 | 0 | 0 | 0 | 0 | 0
2022-07-05 01:00 | 0 | 0 | 35584 | 0 | 634 | 0 | 3 | 30000 | 3 | 0 | 30000 | 149306.1401 | 19 | 6900 | 2467.3716 | 145.045 | 23100 | 140476.3898 | 30000 | 0 | 110476.3898 | 110476.3898 | 0 | 6900 | 0 | 0 | 0 | 0 | 0
2022-07-05 02:00 | 0 | 0 | 35584 | 0 | 634 | 0 | 3 | 30000 | 3 | 0 | 30000 | 119306.1401 | 19 | 6900 | 2467.3716 | 145.045 | 23100 | 140476.3898 | 30000 | 0 | 110476.3898 | 110476.3898 | 0 | 6900 | 0 | 0 | 0 | 0 | 0
2022-07-05 03:00 | 0 | 0 | 35584 | 0 | 634 | 0 | 3 | 30000 | 3 | 0 | 30000 | 89306.1401 | 19 | 6900 | 2467.3716 | 145.045 | 23100 | 140476.3898 | 30000 | 0 | 110476.3898 | 110476.3898 | 0 | 6900 | 0 | 0 | 0 | 0 | 0
2022-07-05 04:00 | 0 | 0 | 35584 | 0 | 634 | 0 | 3 | 30000 | 3 | 0 | 30000 | 59306.1401 | 19 | 6900 | 2467.3716 | 145.045 | 23100 | 140476.3898 | 30000 | 0 | 110476.3898 | 110476.3898 | 0 | 6900 | 0 | 0 | 0 | 0 | 0
2022-07-05 05:00 | 0.0107 | 0.00722 | 35584 | 369.3263 | 634 | 765.3547 | 3 | 30000 | 3 | 0 | 29234.6453 | 29306.1401 | 19 | 7269.3256 | 2467.3716 | 152.8086 | 23100 | 140476.3898 | 30369.3256 | 0 | 110107.0642 | 110107.0642 | 369.3256 | 6900 | 0 | 0 | 0 | 0 | 0
2022-07-05 06:00 | 0.13657 | 0.26239 | 35584 | 4713.9157 | 634 | 27814.5995 | 3 | 27886.0943 | 2.7886 | 0 | 71.4948 | 71.4948 | 19 | 9500 | 2467.3716 | 199.6997 | 23100 | 140476.3898 | 32600 | 0 | 107876.3898 | 107876.3898 | 4713.9057 | 4786.0943 | 0 | 0 | 0 | 0 | 0
2022-07-05 07:00 | 0.34112 | 0.50022 | 35584 | 11774.2617 | 634 | 53025.7211 | 3 | 20825.7631 | 2.0826 | 0 | 0 | 0 | 19 | 9500 | 2467.3716 | 199.6997 | 23100 | 140476.3898 | 32600 | 0 | 107876.3898 | 107876.3898 | 9500 | 0 | 0 | 0 | 0 | 0 | 0
2022-07-05 08:00 | 0.55965 | 0.64892 | 35584 | 19317.148 | 634 | 68788.6348 | 3 | 13282.8926 | 1.3283 | 0 | 0 | 0 | 19 | 9500 | 2467.3716 | 199.6997 | 23100 | 140476.3898 | 32600 | 0 | 107876.3898 | 107876.3898 | 9500 | 0 | 0 | 0 | 0 | 0 | 0
2022-07-05 09:00 | 0.75445 | 0.74136 | 35584 | 26040.9583 | 634 | 78587.7185 | 3 | 6559.0965 | 0.65591 | 0 | 0 | 0 | 19 | 9500 | 2467.3716 | 199.6997 | 23100 | 140476.3898 | 32600 | 0 | 107876.3898 | 107876.3898 | 9500 | 0 | 0 | 0 | 0 | 0 | 0
2022-07-05 10:00 | 0.90522 | 0.80489 | 35584 | 31245.008 | 634 | 85322.2035 | 3 | 1355.0578 | 0.13551 | 0 | 0 | 0 | 19 | 9500 | 2467.3716 | 199.6997 | 23100 | 140476.3898 | 32600 | 0 | 107876.3898 | 107876.3898 | 9500 | 0 | 0 | 0 | 0 | 0 | 0
2022-07-05 11:00 | 0.99988 | 0.87394 | 35584 | 34512.338 | 634 | 92641.8349 | 3 | 0 | 0 | 0 | 0 | 0 | 19 | 9500 | 2467.3716 | 199.6997 | 23100 | 140476.3898 | 32600 | 0 | 107876.3898 | 107876.3898 | 9500 | 0 | 0 | 0 | 0 | 0 | 0
2022-07-05 12:00 | 1.0335 | 0.92491 | 35584 | 35673.8176 | 634 | 98044.8996 | 3 | 0 | 0 | 0 | 0 | 0 | 19 | 9500 | 2467.3716 | 199.6997 | 23100 | 140476.3898 | 32600 | 0 | 107876.3898 | 107876.3898 | 9500 | 0 | 0 | 0 | 0 | 0 | 0
2022-07-05 13:00 | 0.9994 | 0.90445 | 35584 | 34495.7701 | 634 | 95876.0414 | 3 | 0 | 0 | 45995.4022 | 0 | 0 | 19 | 9500 | 2467.3716 | 199.6997 | 23100 | 140476.3898 | 32600 | 0 | 107876.3898 | 107876.3898 | 9500 | 0 | 0 | 0 | 0 | 0 | 0
2022-07-05 14:00 | 0.90415 | 0.84927 | 35584 | 31208.0754 | 634 | 90026.6965 | 3 | 1391.9903 | 0.1392 | 88634.7062 | 0 | 45995.4022 | 19 | 9500 | 2467.3716 | 199.6997 | 23100 | 140476.3898 | 32600 | 0 | 107876.3898 | 107876.3898 | 9500 | 0 | 0 | 0 | 0 | 0 | 0
2022-07-05 15:00 | 0.75295 | 0.80868 | 35584 | 25989.1836 | 634 | 85723.9617 | 3 | 6610.8711 | 0.66109 | 79113.0906 | 0 | 134630.1084 | 19 | 9500 | 2467.3716 | 199.6997 | 23100 | 140476.3898 | 32600 | 0 | 107876.3898 | 107876.3898 | 2889.1289 | 6610.8711 | 0 | 0 | 0 | 0 | 0
2022-07-05 16:00 | 0.55855 | 0.73602 | 35584 | 19279.1799 | 634 | 78021.6529 | 3 | 13320.8607 | 1.3321 | 64700.7922 | 0 | 213743.1989 | 19 | 9500 | 2467.3716 | 199.6997 | 23100 | 140476.3898 | 32600 | 0 | 107876.3898 | 107876.3898 | 9500 | 0 | 0 | 0 | 0 | 0 | 0
2022-07-05 17:00 | 0.33948 | 0.5867 | 35584 | 11717.6546 | 634 | 62193.0162 | 3 | 20882.37 | 2.0882 | 41310.6461 | 0 | 278443.9912 | 19 | 9500 | 2467.3716 | 199.6997 | 23100 | 140476.3898 | 32600 | 0 | 107876.3898 | 107876.3898 | 9500 | 0 | 0 | 0 | 0 | 0 | 0
2022-07-05 18:00 | 0.12952 | 0.33871 | 35584 | 4470.5745 | 634 | 35904.8858 | 3 | 28129.4349 | 2.8129 | 7775.4509 | 0 | 319754.6373 | 19 | 9500 | 2467.3716 | 199.6997 | 23100 | 140476.3898 | 32600 | 0 | 107876.3898 | 107876.3898 | 4470.5651 | 5029.4349 | 0 | 0 | 0 | 0 | 0
2022-07-05 19:00 | 0.007 | 0.00759 | 35584 | 241.6154 | 634 | 804.5764 | 3 | 30000 | 3 | 0 | 29195.4236 | 327530.0882 | 19 | 7141.6149 | 2467.3716 | 150.124 | 23100 | 140476.3898 | 30241.6149 | 0 | 110234.7749 | 110234.7749 | 241.6149 | 6900 | 0 | 0 | 0 | 0 | 0
2022-07-05 20:00 | 0 | 0 | 35584 | 0 | 634 | 0 | 3 | 30000 | 3 | 0 | 30000 | 298334.6646 | 19 | 6900 | 2467.3716 | 145.045 | 23100 | 140476.3898 | 30000 | 0 | 110476.3898 | 110476.3898 | 0 | 6900 | 0 | 0 | 0 | 0 | 0
2022-07-05 21:00 | 0 | 0 | 35584 | 0 | 634 | 0 | 3 | 30000 | 3 | 0 | 30000 | 268334.6646 | 19 | 6900 | 2467.3716 | 145.045 | 23100 | 140476.3898 | 30000 | 0 | 110476.3898 | 110476.3898 | 0 | 6900 | 0 | 0 | 0 | 0 | 0
2022-07-05 22:00 | 0 | 0 | 35584 | 0 | 634 | 0 | 3 | 30000 | 3 | 0 | 30000 | 238334.6646 | 19 | 6900 | 2467.3716 | 145.045 | 23100 | 140476.3898 | 30000 | 0 | 110476.3898 | 110476.3898 | 0 | 6900 | 0 | 0 | 0 | 0 | 0
2022-07-05 23:00 | 0 | 0 | 35584 | 0 | 634 | 0 | 3 | 30000 | 3 | 0 | 30000 | 208334.6646 | 19 | 6900 | 2467.3716 | 145.045 | 23100 | 140476.3898 | 30000 | 0 | 110476.3898 | 110476.3898 | 0 | 6900 | 0 | 0 | 0 | 0 | 0
2022-07-06 | 0 | 0 | 35584 | 0 | 634 | 0 | 3 | 30000 | 3 | 0 | 30000 | 178334.6646 | 19 | 6933.3333 | 2467.3716 | 145.7457 | 23066.6667 | 140443.0564 | 30000 | 0 | 110443.0564 | 110443.0564 | 0 | 6933.3333 | 0 | 0 | 0 | 0 | 0
2022-07-06 01:00 | 0 | 0 | 35584 | 0 | 634 | 0 | 3 | 30000 | 3 | 0 | 30000 | 148334.6646 | 19 | 6933.3333 | 2467.3716 | 145.7457 | 23066.6667 | 140443.0564 | 30000 | 0 | 110443.0564 | 110443.0564 | 0 | 6933.3333 | 0 | 0 | 0 | 0 | 0
2022-07-06 02:00 | 0 | 0 | 35584 | 0 | 634 | 0 | 3 | 30000 | 3 | 0 | 30000 | 118334.6646 | 19 | 6933.3333 | 2467.3716 | 145.7457 | 23066.6667 | 140443.0564 | 30000 | 0 | 110443.0564 | 110443.0564 | 0 | 6933.3333 | 0 | 0 | 0 | 0 | 0
2022-07-06 03:00 | 0 | 0 | 35584 | 0 | 634 | 0 | 3 | 30000 | 3 | 0 | 30000 | 88334.6646 | 19 | 6933.3333 | 2467.3716 | 145.7457 | 23066.6667 | 140443.0564 | 30000 | 0 | 110443.0564 | 110443.0564 | 0 | 6933.3333 | 0 | 0 | 0 | 0 | 0
2022-07-06 04:00 | 0 | 0 | 35584 | 0 | 634 | 0 | 3 | 30000 | 3 | 0 | 30000 | 58334.6646 | 19 | 6933.3333 | 2467.3716 | 145.7457 | 23066.6667 | 140443.0564 | 30000 | 0 | 110443.0564 | 110443.0564 | 0 | 6933.3333 | 0 | 0 | 0 | 0 | 0
2022-07-06 05:00 | 0.0116 | 0.01571 | 35584 | 400.3912 | 634 | 1665.3354 | 3 | 30000 | 3 | 0 | 28334.6646 | 28334.6646 | 19 | 7333.7237 | 2467.3716 | 154.1624 | 23066.6667 | 140443.0564 | 30400.3903 | 0 | 110042.6661 | 110042.6661 | 400.3903 | 6933.3333 | 0 | 0 | 0 | 0 | 0
2022-07-06 06:00 | 0.15282 | 0.39271 | 35584 | 5274.8085 | 634 | 41629.145 | 3 | 27291.8693 | 2.7292 | 0 | 0 | 0 | 19 | 9500 | 2467.3716 | 199.6997 | 23066.6667 | 140443.0564 | 32566.6667 | 0 | 107876.3898 | 107876.3898 | 0 | 9500 | 0 | 0 | 0 | 0 | 0
2022-07-06 07:00 | 0.36823 | 0.63855 | 35584 | 12710.0034 | 634 | 67689.365 | 3 | 19856.69 | 1.9857 | 0 | 0 | 0 | 19 | 9500 | 2467.3716 | 199.6997 | 23066.6667 | 140443.0564 | 32566.6667 | 0 | 107876.3898 | 107876.3898 | 9500 | 0 | 0 | 0 | 0 | 0 | 0
2022-07-06 08:00 | 0.58728 | 0.76029 | 35584 | 20270.8384 | 634 | 80594.3894 | 3 | 12295.871 | 1.2296 | 0 | 0 | 0 | 19 | 9500 | 2467.3716 | 199.6997 | 23066.6667 | 140443.0564 | 32566.6667 | 0 | 107876.3898 | 107876.3898 | 0 | 9500 | 0 | 0 | 0 | 0 | 0
2022-07-06 09:00 | 0.7807 | 0.83136 | 35584 | 26947.0159 | 634 | 88128.1505 | 3 | 5619.7075 | 0.56197 | 0 | 0 | 0 | 19 | 9500 | 2467.3716 | 199.6997 | 23066.6667 | 140443.0564 | 32566.6667 | 0 | 107876.3898 | 107876.3898 | 3880.2925 | 5619.7075 | 0 | 0 | 0 | 0 | 0
2022-07-06 10:00 | 0.93058 | 0.88053 | 35584 | 32120.346 | 634 | 93340.4065 | 3 | 446.3883 | 0.044639 | 0 | 0 | 0 | 19 | 9500 | 2467.3716 | 199.6997 | 23066.6667 | 140443.0564 | 32566.6667 | 0 | 107876.3898 | 107876.3898 | 9500 | 0 | 0 | 0 | 0 | 0 | 0
2022-07-06 11:00 | 1.0251 | 0.94233 | 35584 | 35382.8436 | 634 | 99891.5032 | 3 | 0 | 0 | 0 | 0 | 0 | 19 | 9500 | 2467.3716 | 199.6997 | 23066.6667 | 140443.0564 | 32566.6667 | 0 | 107876.3898 | 107876.3898 | 9500 | 0 | 0 | 0 | 0 | 0 | 0
2022-07-06 12:00 | 1.0482 | 0.93149 | 35584 | 36178.4485 | 634 | 98742.4112 | 3 | 0 | 0 | 0 | 0 | 0 | 19 | 9500 | 2467.3716 | 199.6997 | 23066.6667 | 140443.0564 | 32566.6667 | 0 | 107876.3898 | 107876.3898 | 9500 | 0 | 0 | 0 | 0 | 0 | 0
2022-07-06 13:00 | 1.0122 | 0.89669 | 35584 | 34938.2714 | 634 | 95053.4441 | 3 | 0 | 0 | 64659.8685 | 0 | 0 | 19 | 9500 | 2467.3716 | 199.6997 | 23066.6667 | 140443.0564 | 32566.6667 | 0 | 107876.3898 | 107876.3898 | 9500 | 0 | 0 | 0 | 0 | 0 | 0
2022-07-06 14:00 | 0.91288 | 0.82729 | 35584 | 31509.4043 | 634 | 87696.711 | 3 | 1057.3287 | 0.10573 | 86639.3822 | 0 | 64659.8685 | 19 | 9500 | 2467.3716 | 199.6997 | 23066.6667 | 140443.0564 | 32566.6667 | 0 | 107876.3898 | 107876.3898 | 8442.6713 | 1057.3287 | 0 | 0 | 0 | 0 | 0
2022-07-06 15:00 | 0.75703 | 0.77408 | 35584 | 26130.0109 | 634 | 82056.1956 | 3 | 6436.7108 | 0.64367 | 75619.4848 | 0 | 151299.2507 | 19 | 9500 | 2467.3716 | 199.6997 | 23066.6667 | 140443.0564 | 32566.6667 | 0 | 107876.3898 | 107876.3898 | 3063.2892 | 6436.7108 | 0 | 0 | 0 | 0 | 0
2022-07-06 16:00 | 0.55895 | 0.69737 | 35584 | 19292.9865 | 634 | 73924.5674 | 3 | 13273.7208 | 1.3274 | 60650.8466 | 0 | 226918.7355 | 19 | 9500 | 2467.3716 | 199.6997 | 23066.6667 | 140443.0564 | 32566.6667 | 0 | 107876.3898 | 107876.3898 | 9500 | 0 | 0 | 0 | 0 | 0 | 0
2022-07-06 17:00 | 0.33748 | 0.55345 | 35584 | 11648.6217 | 634 | 58668.3566 | 3 | 20918.0695 | 2.0918 | 37750.287 | 0 | 287569.5821 | 19 | 9500 | 2467.3716 | 199.6997 | 23066.6667 | 140443.0564 | 32566.6667 | 0 | 107876.3898 | 107876.3898 | 9500 | 0 | 0 | 0 | 0 | 0 | 0
2022-07-06 18:00 | 0.12705 | 0.30031 | 35584 | 4385.3188 | 634 | 31834.3015 | 3 | 28181.3571 | 2.8181 | 3652.9444 | 0 | 325319.8691 | 19 | 9500 | 2467.3716 | 199.6997 | 23066.6667 | 140443.0564 | 32566.6667 | 0 | 107876.3898 | 107876.3898 | 0 | 9500 | 0 | 0 | 0 | 0 | 0
2022-07-06 19:00 | 0.00685 | 0.00358 | 35584 | 236.4379 | 634 | 379.4972 | 3 | 30000 | 3 | 0 | 30000 | 328972.8135 | 19 | 7169.7707 | 2467.3716 | 150.7159 | 23066.6667 | 140443.0564 | 30236.4374 | 0 | 110206.619 | 110206.619 | 236.4374 | 6933.3333 | 0 | 0 | 0 | 0 | 0
2022-07-06 20:00 | 0 | 0 | 35584 | 0 | 634 | 0 | 3 | 30000 | 3 | 0 | 30000 | 298972.8135 | 19 | 6933.3333 | 2467.3716 | 145.7457 | 23066.6667 | 140443.0564 | 30000 | 0 | 110443.0564 | 110443.0564 | 0 | 6933.3333 | 0 | 0 | 0 | 0 | 0
2022-07-06 21:00 | 0 | 0 | 35584 | 0 | 634 | 0 | 3 | 30000 | 3 | 0 | 30000 | 268972.8135 | 19 | 6933.3333 | 2467.3716 | 145.7457 | 23066.6667 | 140443.0564 | 30000 | 0 | 110443.0564 | 110443.0564 | 0 | 6933.3333 | 0 | 0 | 0 | 0 | 0
2022-07-06 22:00 | 0 | 0 | 35584 | 0 | 634 | 0 | 3 | 30000 | 3 | 0 | 30000 | 238972.8135 | 19 | 6933.3333 | 2467.3716 | 145.7457 | 23066.6667 | 140443.0564 | 30000 | 0 | 110443.0564 | 110443.0564 | 0 | 6933.3333 | 0 | 0 | 0 | 0 | 0
2022-07-06 23:00 | 0 | 0 | 35584 | 0 | 634 | 0 | 3 | 30000 | 3 | 0 | 30000 | 208972.8135 | 19 | 6933.3333 | 2467.3716 | 145.7457 | 23066.6667 | 140443.0564 | 30000 | 0 | 110443.0564 | 110443.0564 | 0 | 6933.3333 | 0 | 0 | 0 | 0 | 0
2022-07-07 | 0 | 0 | 35584 | 0 | 634 | 0 | 3 | 30000 | 3 | 0 | 30000 | 178972.8135 | 19 | 6958.3333 | 2467.3716 | 146.2713 | 23041.6667 | 140418.0564 | 30000 | 0 | 110418.0564 | 110418.0564 | 0 | 6958.3333 | 0 | 0 | 0 | 0 | 0
2022-07-07 01:00 | 0 | 0 | 35584 | 0 | 634 | 0 | 3 | 30000 | 3 | 0 | 30000 | 148972.8135 | 19 | 6958.3333 | 2467.3716 | 146.2713 | 23041.6667 | 140418.0564 | 30000 | 0 | 110418.0564 | 110418.0564 | 0 | 6958.3333 | 0 | 0 | 0 | 0 | 0
2022-07-07 02:00 | 0 | 0 | 35584 | 0 | 634 | 0 | 3 | 30000 | 3 | 0 | 30000 | 118972.8135 | 19 | 6958.3333 | 2467.3716 | 146.2713 | 23041.6667 | 140418.0564 | 30000 | 0 | 110418.0564 | 110418.0564 | 0 | 6958.3333 | 0 | 0 | 0 | 0 | 0
2022-07-07 03:00 | 0 | 0 | 35584 | 0 | 634 | 0 | 3 | 30000 | 3 | 0 | 30000 | 88972.8135 | 19 | 6958.3333 | 2467.3716 | 146.2713 | 23041.6667 | 140418.0564 | 30000 | 0 | 110418.0564 | 110418.0564 | 0 | 6958.3333 | 0 | 0 | 0 | 0 | 0
2022-07-07 04:00 | 0 | 0 | 35584 | 0 | 634 | 0 | 3 | 30000 | 3 | 0 | 30000 | 58972.8135 | 19 | 6958.3333 | 2467.3716 | 146.2713 | 23041.6667 | 140418.0564 | 30000 | 0 | 110418.0564 | 110418.0564 | 0 | 6958.3333 | 0 | 0 | 0 | 0 | 0
2022-07-07 05:00 | 0.011 | 0.00969 | 35584 | 379.6813 | 634 | 1027.1865 | 3 | 30000 | 3 | 0 | 28972.8135 | 28972.8135 | 19 | 7338.0138 | 2467.3716 | 154.2525 | 23041.6667 | 140418.0564 | 30379.6805 | 0 | 110038.3759 | 110038.3759 | 379.6805 | 6958.3333 | 0 | 0 | 0 | 0 | 0
2022-07-07 06:00 | 0.14732 | 0.3491 | 35584 | 5084.9678 | 634 | 37006.2757 | 3 | 27456.7095 | 2.7457 | 0 | 0 | 0 | 19 | 9500 | 2467.3716 | 199.6997 | 23041.6667 | 140418.0564 | 32541.6667 | 0 | 107876.3898 | 107876.3898 | 0 | 9500 | 0 | 0 | 0 | 0 | 0
2022-07-07 07:00 | 0.36023 | 0.59339 | 35584 | 12433.8716 | 634 | 62902.1883 | 3 | 20107.8213 | 2.0108 | 0 | 0 | 0 | 19 | 9500 | 2467.3716 | 199.6997 | 23041.6667 | 140418.0564 | 32541.6667 | 0 | 107876.3898 | 107876.3898 | 9500 | 0 | 0 | 0 | 0 | 0 | 0
2022-07-07 08:00 | 0.5794 | 0.72414 | 35584 | 19998.8485 | 634 | 76762.3159 | 3 | 12542.8603 | 1.2543 | 0 | 0 | 0 | 19 | 9500 | 2467.3716 | 199.6997 | 23041.6667 | 140418.0564 | 32541.6667 | 0 | 107876.3898 | 107876.3898 | 9500 | 0 | 0 | 0 | 0 | 0 | 0
2022-07-07 09:00 | 0.7739 | 0.80643 | 35584 | 26712.3039 | 634 | 85485.4509 | 3 | 5829.419 | 0.58294 | 0 | 0 | 0 | 19 | 9500 | 2467.3716 | 199.6997 | 23041.6667 | 140418.0564 | 32541.6667 | 0 | 107876.3898 | 107876.3898 | 3670.581 | 5829.419 | 0 | 0 | 0 | 0 | 0
2022-07-07 10:00 | 0.92488 | 0.84752 | 35584 | 31923.602 | 634 | 89841.1881 | 3 | 618.1319 | 0.061813 | 0 | 0 | 0 | 19 | 9500 | 2467.3716 | 199.6997 | 23041.6667 | 140418.0564 | 32541.6667 | 0 | 107876.3898 | 107876.3898 | 9500 | 0 | 0 | 0 | 0 | 0 | 0
2022-07-07 11:00 | 1.0187 | 0.91242 | 35584 | 35162.6285 | 634 | 96720.8996 | 3 | 0 | 0 | 0 | 0 | 0 | 19 | 9500 | 2467.3716 | 199.6997 | 23041.6667 | 140418.0564 | 32541.6667 | 0 | 107876.3898 | 107876.3898 | 9500 | 0 | 0 | 0 | 0 | 0 | 0
2022-07-07 12:00 | 1.033 | 0.87459 | 35584 | 35654.4883 | 634 | 92710.738 | 3 | 0 | 0 | 3817.2703 | 0 | 0 | 19 | 9500 | 2467.3716 | 199.6997 | 23041.6667 | 140418.0564 | 32541.6667 | 0 | 107876.3898 | 107876.3898 | 9500 | 0 | 0 | 0 | 0 | 0 | 0
2022-07-07 13:00 | 0.9972 | 0.84692 | 35584 | 34419.8339 | 634 | 89777.5852 | 3 | 0 | 0 | 89777.5852 | 0 | 3817.2703 | 19 | 9500 | 2467.3716 | 199.6997 | 23041.6667 | 140418.0564 | 32541.6667 | 0 | 107876.3898 | 107876.3898 | 9500 | 0 | 0 | 0 | 0 | 0 | 0
2022-07-07 14:00 | 0.89685 | 0.78342 | 35584 | 30956.1051 | 634 | 83046.2804 | 3 | 1585.6268 | 0.15856 | 83046.2804 | 1585.6268 | 93594.8555 | 19 | 9500 | 2467.3716 | 199.6997 | 23041.6667 | 140418.0564 | 32541.6667 | 0 | 107876.3898 | 107876.3898 | 7914.3732 | 1585.6268 | 0 | 0 | 0 | 0 | 0
2022-07-07 15:00 | 0.7415 | 0.73221 | 35584 | 25593.9699 | 634 | 77617.7746 | 3 | 6947.7506 | 0.69478 | 70670.024 | 0 | 175055.5092 | 19 | 9500 | 2467.3716 | 199.6997 | 23041.6667 | 140418.0564 | 32541.6667 | 0 | 107876.3898 | 107876.3898 | 9500 | 0 | 0 | 0 | 0 | 0 | 0
2022-07-07 16:00 | 0.54308 | 0.64705 | 35584 | 18745.21 | 634 | 68590.4058 | 3 | 13796.4962 | 1.3796 | 54793.9097 | 0 | 245725.5332 | 19 | 9500 | 2467.3716 | 199.6997 | 23041.6667 | 140418.0564 | 32541.6667 | 0 | 107876.3898 | 107876.3898 | 0 | 9500 | 0 | 0 | 0 | 0 | 0
2022-07-07 17:00 | 0.32277 | 0.49356 | 35584 | 11140.8842 | 634 | 52319.7291 | 3 | 21400.8059 | 2.1401 | 30918.9232 | 0 | 300519.4428 | 19 | 9500 | 2467.3716 | 199.6997 | 23041.6667 | 140418.0564 | 32541.6667 | 0 | 107876.3898 | 107876.3898 | 9500 | 0 | 0 | 0 | 0 | 0 | 0
2022-07-07 18:00 | 0.11905 | 0.24576 | 35584 | 4109.1869 | 634 | 26051.7396 | 3 | 28432.4884 | 2.8432 | 0 | 2380.7487 | 331438.3661 | 19 | 9500 | 2467.3716 | 199.6997 | 23041.6667 | 140418.0564 | 32541.6667 | 0 | 107876.3898 | 107876.3898 | 4109.1783 | 5390.8217 | 0 | 0 | 0 | 0 | 0
2022-07-07 19:00 | 0.0064 | 0.00232 | 35584 | 220.9055 | 634 | 245.9311 | 3 | 30000 | 3 | 245.9311 | 30000 | 329057.6173 | 19 | 7179.2383 | 2467.3716 | 150.9149 | 23041.6667 | 140418.0564 | 30220.905 | 0 | 110197.1514 | 110197.1514 | 220.905 | 6958.3333 | 0 | 0 | 0 | 0 | 0
2022-07-07 20:00 | 0 | 0 | 35584 | 0 | 634 | 0 | 3 | 30000 | 3 | 0 | 30000 | 299303.5485 | 19 | 6958.3333 | 2467.3716 | 146.2713 | 23041.6667 | 140418.0564 | 30000 | 0 | 110418.0564 | 110418.0564 | 0 | 6958.3333 | 0 | 0 | 0 | 0 | 0
2022-07-07 21:00 | 0 | 0 | 35584 | 0 | 634 | 0 | 3 | 30000 | 3 | 0 | 30000 | 269303.5485 | 19 | 6958.3333 | 2467.3716 | 146.2713 | 23041.6667 | 140418.0564 | 30000 | 0 | 110418.0564 | 110418.0564 | 0 | 6958.3333 | 0 | 0 | 0 | 0 | 0
2022-07-07 22:00 | 0 | 0 | 35584 | 0 | 634 | 0 | 3 | 30000 | 3 | 0 | 30000 | 239303.5485 | 19 | 6958.3333 | 2467.3716 | 146.2713 | 23041.6667 | 140418.0564 | 30000 | 0 | 110418.0564 | 110418.0564 | 0 | 6958.3333 | 0 | 0 | 0 | 0 | 0
2022-07-07 23:00 | 0 | 0 | 35584 | 0 | 634 | 0 | 3 | 30000 | 3 | 0 | 30000 | 209303.5485 | 19 | 6958.3333 | 2467.3716 | 146.2713 | 23041.6667 | 140418.0564 | 30000 | 0 | 110418.0564 | 110418.0564 | 0 | 6958.3333 | 0 | 0 | 0 | 0 | 0
2022-07-08 | 0 | 0 | 35584 | 0 | 634 | 0 | 3 | 30000 | 3 | 0 | 30000 | 179303.5485 | 19 | 6979.1667 | 2467.3716 | 146.7092 | 23020.8333 | 140397.2231 | 30000 | 0 | 110397.2231 | 110397.2231 | 0 | 6979.1667 | 0 | 0 | 0 | 0 | 0
2022-07-08 01:00 | 0 | 0 | 35584 | 0 | 634 | 0 | 3 | 30000 | 3 | 0 | 30000 | 149303.5485 | 19 | 6979.1667 | 2467.3716 | 146.7092 | 23020.8333 | 140397.2231 | 30000 | 0 | 110397.2231 | 110397.2231 | 0 | 6979.1667 | 0 | 0 | 0 | 0 | 0
2022-07-08 02:00 | 0 | 0 | 35584 | 0 | 634 | 0 | 3 | 30000 | 3 | 0 | 30000 | 119303.5485 | 19 | 6979.1667 | 2467.3716 | 146.7092 | 23020.8333 | 140397.2231 | 30000 | 0 | 110397.2231 | 110397.2231 | 0 | 6979.1667 | 0 | 0 | 0 | 0 | 0
2022-07-08 03:00 | 0 | 0 | 35584 | 0 | 634 | 0 | 3 | 30000 | 3 | 0 | 30000 | 89303.5485 | 19 | 6979.1667 | 2467.3716 | 146.7092 | 23020.8333 | 140397.2231 | 30000 | 0 | 110397.2231 | 110397.2231 | 0 | 6979.1667 | 0 | 0 | 0 | 0 | 0
2022-07-08 04:00 | 0 | 0 | 35584 | 0 | 634 | 0 | 3 | 30000 | 3 | 0 | 30000 | 59303.5485 | 19 | 6979.1667 | 2467.3716 | 146.7092 | 23020.8333 | 140397.2231 | 30000 | 0 | 110397.2231 | 110397.2231 | 0 | 6979.1667 | 0 | 0 | 0 | 0 | 0
2022-07-08 05:00 | 0.01007 | 0.00657 | 35584 | 347.581 | 634 | 696.4515 | 3 | 30000 | 3 | 696.4515 | 30000 | 29303.5485 | 19 | 7326.7469 | 2467.3716 | 154.0157 | 23020.8333 | 140397.2231 | 30347.5802 | 0 | 110049.6429 | 110049.6429 | 347.5802 | 6979.1667 | 0 | 0 | 0 | 0 | 0
2022-07-08 06:00 | 0.1395 | 0.29581 | 35584 | 4815.049 | 634 | 31357.2799 | 3 | 27705.7945 | 2.7706 | 0 | 0 | 0 | 19 | 9500 | 2467.3716 | 199.6997 | 23020.8333 | 140397.2231 | 32520.8333 | 0 | 107876.3898 | 107876.3898 | 0 | 9500 | 0 | 0 | 0 | 0 | 0
2022-07-08 07:00 | 0.3478 | 0.53413 | 35584 | 12004.8317 | 634 | 56620.3438 | 3 | 20516.0269 | 2.0516 | 0 | 0 | 0 | 19 | 9500 | 2467.3716 | 199.6997 | 23020.8333 | 140397.2231 | 32520.8333 | 0 | 107876.3898 | 107876.3898 | 0 | 9500 | 0 | 0 | 0 | 0 | 0
2022-07-08 08:00 | 0.56683 | 0.67228 | 35584 | 19564.9764 | 634 | 71264.9069 | 3 | 12955.8982 | 1.2956 | 0 | 0 | 0 | 19 | 9500 | 2467.3716 | 199.6997 | 23020.8333 | 140397.2231 | 32520.8333 | 0 | 107876.3898 | 107876.3898 | 9500 | 0 | 0 | 0 | 0 | 0 | 0
2022-07-08 09:00 | 0.76212 | 0.75409 | 35584 | 26305.6997 | 634 | 79937.1596 | 3 | 6215.189 | 0.62152 | 0 | 0 | 0 | 19 | 9500 | 2467.3716 | 199.6997 | 23020.8333 | 140397.2231 | 32520.8333 | 0 | 107876.3898 | 107876.3898 | 3284.811 | 6215.189 | 0 | 0 | 0 | 0 | 0
2022-07-08 10:00 | 0.91388 | 0.80821 | 35584 | 31543.9207 | 634 | 85674.1394 | 3 | 976.979 | 0.097698 | 0 | 0 | 0 | 19 | 9500 | 2467.3716 | 199.6997 | 23020.8333 | 140397.2231 | 32520.8333 | 0 | 107876.3898 | 107876.3898 | 8523.021 | 976.979 | 0 | 0 | 0 | 0 | 0
2022-07-08 11:00 | 1.0063 | 0.86681 | 35584 | 34733.9338 | 634 | 91886.0207 | 3 | 0 | 0 | 0 | 0 | 0 | 19 | 9500 | 2467.3716 | 199.6997 | 23020.8333 | 140397.2231 | 32520.8333 | 0 | 107876.3898 | 107876.3898 | 9500 | 0 | 0 | 0 | 0 | 0 | 0
2022-07-08 12:00 | 1.0118 | 0.80716 | 35584 | 34924.81 | 634 | 85562.8344 | 3 | 0 | 0 | 32826.1267 | 0 | 0 | 19 | 9500 | 2467.3716 | 199.6997 | 23020.8333 | 140397.2231 | 32520.8333 | 0 | 107876.3898 | 107876.3898 | 9500 | 0 | 0 | 0 | 0 | 0 | 0
2022-07-08 13:00 | 0.97708 | 0.78585 | 35584 | 33725.3623 | 634 | 83303.8721 | 3 | 0 | 0 | 83303.8721 | 0 | 32826.1267 | 19 | 9500 | 2467.3716 | 199.6997 | 23020.8333 | 140397.2231 | 32520.8333 | 0 | 107876.3898 | 107876.3898 | 9500 | 0 | 0 | 0 | 0 | 0 | 0
2022-07-08 14:00 | 0.87915 | 0.73165 | 35584 | 30345.1634 | 634 | 77558.4119 | 3 | 2175.7338 | 0.21757 | 75382.6781 | 0 | 116129.9987 | 19 | 9500 | 2467.3716 | 199.6997 | 23020.8333 | 140397.2231 | 32520.8333 | 0 | 107876.3898 | 107876.3898 | 7324.2662 | 2175.7338 | 0 | 0 | 0 | 0 | 0
2022-07-08 15:00 | 0.726 | 0.68703 | 35584 | 25058.9645 | 634 | 72828.4777 | 3 | 7461.9216 | 0.74619 | 65366.5561 | 0 | 191512.6768 | 19 | 9500 | 2467.3716 | 199.6997 | 23020.8333 | 140397.2231 | 32520.8333 | 0 | 107876.3898 | 107876.3898 | 2038.0784 | 7461.9216 | 0 | 0 | 0 | 0 | 0
2022-07-08 16:00 | 0.53065 | 0.60792 | 35584 | 18316.1701 | 634 | 64442.438 | 3 | 14204.7018 | 1.4205 | 50237.7362 | 0 | 256879.233 | 19 | 9500 | 2467.3716 | 199.6997 | 23020.8333 | 140397.2231 | 32520.8333 | 0 | 107876.3898 | 107876.3898 | 9500 | 0 | 0 | 0 | 0 | 0 | 0
2022-07-08 17:00 | 0.3138 | 0.45282 | 35584 | 10831.2714 | 634 | 48001.0935 | 3 | 21689.5847 | 2.169 | 26311.5088 | 0 | 307116.9692 | 19 | 9500 | 2467.3716 | 199.6997 | 23020.8333 | 140397.2231 | 32520.8333 | 0 | 107876.3898 | 107876.3898 | 0 | 9500 | 0 | 0 | 0 | 0 | 0
2022-07-08 18:00 | 0.11607 | 0.22807 | 35584 | 4006.3278 | 634 | 24176.5147 | 3 | 28514.5139 | 2.8515 | 0 | 4337.9992 | 333428.478 | 19 | 9500 | 2467.3716 | 199.6997 | 23020.8333 | 140397.2231 | 32520.8333 | 0 | 107876.3898 | 107876.3898 | 4006.3194 | 5493.6806 | 0 | 0 | 0 | 0 | 0
2022-07-08 19:00 | 0.0061 | 0.00209 | 35584 | 210.5505 | 634 | 221.55 | 3 | 30000 | 3 | 0 | 30000 | 329090.4788 | 19 | 7189.7168 | 2467.3716 | 151.1352 | 23020.8333 | 140397.2231 | 30210.5501 | 0 | 110186.673 | 110186.673 | 210.5501 | 6979.1667 | 0 | 0 | 0 | 0 | 0
2022-07-08 20:00 | 0 | 0 | 35584 | 0 | 634 | 0 | 3 | 30000 | 3 | 0 | 30000 | 299090.4788 | 19 | 6979.1667 | 2467.3716 | 146.7092 | 23020.8333 | 140397.2231 | 30000 | 0 | 110397.2231 | 110397.2231 | 0 | 6979.1667 | 0 | 0 | 0 | 0 | 0
2022-07-08 21:00 | 0 | 0 | 35584 | 0 | 634 | 0 | 3 | 30000 | 3 | 0 | 30000 | 269090.4788 | 19 | 6979.1667 | 2467.3716 | 146.7092 | 23020.8333 | 140397.2231 | 30000 | 0 | 110397.2231 | 110397.2231 | 0 | 6979.1667 | 0 | 0 | 0 | 0 | 0
2022-07-08 22:00 | 0 | 0 | 35584 | 0 | 634 | 0 | 3 | 30000 | 3 | 0 | 30000 | 239090.4788 | 19 | 6979.1667 | 2467.3716 | 146.7092 | 23020.8333 | 140397.2231 | 30000 | 0 | 110397.2231 | 110397.2231 | 0 | 6979.1667 | 0 | 0 | 0 | 0 | 0
2022-07-08 23:00 | 0 | 0 | 35584 | 0 | 634 | 0 | 3 | 30000 | 3 | 0 | 30000 | 209090.4788 | 19 | 6979.1667 | 2467.3716 | 146.7092 | 23020.8333 | 140397.2231 | 30000 | 0 | 110397.2231 | 110397.2231 | 0 | 6979.1667 | 0 | 0 | 0 | 0 | 0
2022-07-09 | 0 | 0 | 35584 | 0 | 634 | 0 | 3 | 30000 | 3 | 0 | 30000 | 179090.4788 | 19 | 6895.8333 | 2467.3716 | 144.9575 | 23104.1667 | 140480.5564 | 30000 | 0 | 110480.5564 | 110480.5564 | 0 | 6895.8333 | 0 | 0 | 0 | 0 | 0
2022-07-09 01:00 | 0 | 0 | 35584 | 0 | 634 | 0 | 3 | 30000 | 3 | 0 | 30000 | 149090.4788 | 19 | 6895.8333 | 2467.3716 | 144.9575 | 23104.1667 | 140480.5564 | 30000 | 0 | 110480.5564 | 110480.5564 | 0 | 6895.8333 | 0 | 0 | 0 | 0 | 0
2022-07-09 02:00 | 0 | 0 | 35584 | 0 | 634 | 0 | 3 | 30000 | 3 | 0 | 30000 | 119090.4788 | 19 | 6895.8333 | 2467.3716 | 144.9575 | 23104.1667 | 140480.5564 | 30000 | 0 | 110480.5564 | 110480.5564 | 0 | 6895.8333 | 0 | 0 | 0 | 0 | 0
2022-07-09 03:00 | 0 | 0 | 35584 | 0 | 634 | 0 | 3 | 30000 | 3 | 0 | 30000 | 89090.4788 | 19 | 6895.8333 | 2467.3716 | 144.9575 | 23104.1667 | 140480.5564 | 30000 | 0 | 110480.5564 | 110480.5564 | 0 | 6895.8333 | 0 | 0 | 0 | 0 | 0
2022-07-09 04:00 | 0 | 0 | 35584 | 0 | 634 | 0 | 3 | 30000 | 3 | 0 | 30000 | 59090.4788 | 19 | 6895.8333 | 2467.3716 | 144.9575 | 23104.1667 | 140480.5564 | 30000 | 0 | 110480.5564 | 110480.5564 | 0 | 6895.8333 | 0 | 0 | 0 | 0 | 0
2022-07-09 05:00 | 0.0101 | 0.00858 | 35584 | 348.6164 | 634 | 909.5212 | 3 | 30000 | 3 | 0 | 29090.4788 | 29090.4788 | 19 | 7244.449 | 2467.3716 | 152.2857 | 23104.1667 | 140480.5564 | 30348.6157 | 0 | 110131.9407 | 110131.9407 | 348.6157 | 6895.8333 | 0 | 0 | 0 | 0 | 0
2022-07-09 06:00 | 0.14398 | 0.33701 | 35584 | 4969.6828 | 634 | 35724.6776 | 3 | 27634.4943 | 2.7634 | 27634.4943 | 27634.4943 | 0 | 19 | 9500 | 2467.3716 | 199.6997 | 23104.1667 | 140480.5564 | 32604.1667 | 0 | 107876.3898 | 107876.3898 | 0 | 9500 | 0 | 0 | 0 | 0 | 0
2022-07-09 07:00 | 0.35752 | 0.58032 | 35584 | 12340.3319 | 634 | 61516.7055 | 3 | 20263.8607 | 2.0264 | 0 | 0 | 0 | 19 | 9500 | 2467.3716 | 199.6997 | 23104.1667 | 140480.5564 | 32604.1667 | 0 | 107876.3898 | 107876.3898 | 0 | 9500 | 0 | 0 | 0 | 0 | 0
2022-07-09 08:00 | 0.5801 | 0.72106 | 35584 | 20023.01 | 634 | 76435.8211 | 3 | 12581.1988 | 1.2581 | 0 | 0 | 0 | 19 | 9500 | 2467.3716 | 199.6997 | 23104.1667 | 140480.5564 | 32604.1667 | 0 | 107876.3898 | 107876.3898 | 9500 | 0 | 0 | 0 | 0 | 0 | 0
2022-07-09 09:00 | 0.77745 | 0.80475 | 35584 | 26834.8374 | 634 | 85307.3628 | 3 | 5769.3858 | 0.57694 | 0 | 0 | 0 | 19 | 9500 | 2467.3716 | 199.6997 | 23104.1667 | 140480.5564 | 32604.1667 | 0 | 107876.3898 | 107876.3898 | 3730.6142 | 5769.3858 | 0 | 0 | 0 | 0 | 0
2022-07-09 10:00 | 0.92847 | 0.86031 | 35584 | 32047.5162 | 634 | 91196.9895 | 3 | 556.718 | 0.055672 | 0 | 0 | 0 | 19 | 9500 | 2467.3716 | 199.6997 | 23104.1667 | 140480.5564 | 32604.1667 | 0 | 107876.3898 | 107876.3898 | 9500 | 0 | 0 | 0 | 0 | 0 | 0
2022-07-09 11:00 | 1.0217 | 0.92413 | 35584 | 35267.2134 | 634 | 97962.2158 | 3 | 0 | 0 | 0 | 0 | 0 | 19 | 9500 | 2467.3716 | 199.6997 | 23104.1667 | 140480.5564 | 32604.1667 | 0 | 107876.3898 | 107876.3898 | 9500 | 0 | 0 | 0 | 0 | 0 | 0
2022-07-09 12:00 | 1.0261 | 0.85629 | 35584 | 35418.0505 | 634 | 90770.8502 | 3 | 0 | 0 | 0 | 0 | 0 | 19 | 9500 | 2467.3716 | 199.6997 | 23104.1667 | 140480.5564 | 32604.1667 | 0 | 107876.3898 | 107876.3898 | 9500 | 0 | 0 | 0 | 0 | 0 | 0
2022-07-09 13:00 | 0.99255 | 0.83595 | 35584 | 34259.3322 | 634 | 88614.7126 | 3 | 0 | 0 | 86861.2857 | 0 | 0 | 19 | 9500 | 2467.3716 | 199.6997 | 23104.1667 | 140480.5564 | 32604.1667 | 0 | 107876.3898 | 107876.3898 | 9500 | 0 | 0 | 0 | 0 | 0 | 0
2022-07-09 14:00 | 0.8951 | 0.78129 | 35584 | 30895.7012 | 634 | 82820.4902 | 3 | 1708.5305 | 0.17085 | 81111.9597 | 0 | 86861.2857 | 19 | 9500 | 2467.3716 | 199.6997 | 23104.1667 | 140480.5564 | 32604.1667 | 0 | 107876.3898 | 107876.3898 | 7791.4695 | 1708.5305 | 0 | 0 | 0 | 0 | 0
2022-07-09 15:00 | 0.7418 | 0.7375 | 35584 | 25604.3249 | 634 | 78178.54 | 3 | 6999.8957 | 0.69999 | 71178.6443 | 0 | 167973.2454 | 19 | 9500 | 2467.3716 | 199.6997 | 23104.1667 | 140480.5564 | 32604.1667 | 0 | 107876.3898 | 107876.3898 | 9500 | 0 | 0 | 0 | 0 | 0 | 0
2022-07-09 16:00 | 0.54605 | 0.66055 | 35584 | 18847.7239 | 634 | 70021.4706 | 3 | 13756.4824 | 1.3756 | 56264.9882 | 0 | 239151.8897 | 19 | 9500 | 2467.3716 | 199.6997 | 23104.1667 | 140480.5564 | 32604.1667 | 0 | 107876.3898 | 107876.3898 | 9500 | 0 | 0 | 0 | 0 | 0 | 0
2022-07-09 17:00 | 0.32738 | 0.51585 | 35584 | 11300.0052 | 634 | 54682.5761 | 3 | 21304.1852 | 2.1304 | 33378.3908 | 0 | 295416.8779 | 19 | 9500 | 2467.3716 | 199.6997 | 23104.1667 | 140480.5564 | 32604.1667 | 0 | 107876.3898 | 107876.3898 | 0 | 9500 | 0 | 0 | 0 | 0 | 0
2022-07-09 18:00 | 0.12207 | 0.26862 | 35584 | 4213.4267 | 634 | 28475.0094 | 3 | 28390.7488 | 2.8391 | 84.2606 | 0 | 328795.2687 | 19 | 9500 | 2467.3716 | 199.6997 | 23104.1667 | 140480.5564 | 32604.1667 | 0 | 107876.3898 | 107876.3898 | 4213.4178 | 5286.5822 | 0 | 0 | 0 | 0 | 0
2022-07-09 19:00 | 0.00657 | 0.00358 | 35584 | 226.7733 | 634 | 379.4972 | 3 | 30000 | 3 | 0 | 29620.5028 | 328879.5293 | 19 | 7122.6061 | 2467.3716 | 149.7245 | 23104.1667 | 140480.5564 | 30226.7728 | 0 | 110253.7836 | 110253.7836 | 226.7728 | 6895.8333 | 0 | 0 | 0 | 0 | 0
2022-07-09 20:00 | 0 | 0 | 35584 | 0 | 634 | 0 | 3 | 30000 | 3 | 0 | 30000 | 299259.0264 | 19 | 6895.8333 | 2467.3716 | 144.9575 | 23104.1667 | 140480.5564 | 30000 | 0 | 110480.5564 | 110480.5564 | 0 | 6895.8333 | 0 | 0 | 0 | 0 | 0
2022-07-09 21:00 | 0 | 0 | 35584 | 0 | 634 | 0 | 3 | 30000 | 3 | 0 | 30000 | 269259.0264 | 19 | 6895.8333 | 2467.3716 | 144.9575 | 23104.1667 | 140480.5564 | 30000 | 0 | 110480.5564 | 110480.5564 | 0 | 6895.8333 | 0 | 0 | 0 | 0 | 0
2022-07-09 22:00 | 0 | 0 | 35584 | 0 | 634 | 0 | 3 | 30000 | 3 | 0 | 30000 | 239259.0264 | 19 | 6895.8333 | 2467.3716 | 144.9575 | 23104.1667 | 140480.5564 | 30000 | 0 | 110480.5564 | 110480.5564 | 0 | 6895.8333 | 0 | 0 | 0 | 0 | 0
2022-07-09 23:00 | 0 | 0 | 35584 | 0 | 634 | 0 | 3 | 30000 | 3 | 0 | 30000 | 209259.0264 | 19 | 6895.8333 | 2467.3716 | 144.9575 | 23104.1667 | 140480.5564 | 30000 | 0 | 110480.5564 | 110480.5564 | 0 | 6895.8333 | 0 | 0 | 0 | 0 | 0
2022-07-10 | 0 | 0 | 35584 | 0 | 634 | 0 | 3 | 30000 | 3 | 0 | 30000 | 179259.0264 | 19 | 6216.6667 | 2467.3716 | 130.6807 | 23783.3333 | 141159.7231 | 30000 | 0 | 111159.7231 | 111159.7231 | 0 | 6216.6667 | 0 | 0 | 0 | 0 | 0
2022-07-10 01:00 | 0 | 0 | 35584 | 0 | 634 | 0 | 3 | 30000 | 3 | 0 | 30000 | 149259.0264 | 19 | 6216.6667 | 2467.3716 | 130.6807 | 23783.3333 | 141159.7231 | 30000 | 0 | 111159.7231 | 111159.7231 | 0 | 6216.6667 | 0 | 0 | 0 | 0 | 0
2022-07-10 02:00 | 0 | 0 | 35584 | 0 | 634 | 0 | 3 | 30000 | 3 | 0 | 30000 | 119259.0264 | 19 | 6216.6667 | 2467.3716 | 130.6807 | 23783.3333 | 141159.7231 | 30000 | 0 | 111159.7231 | 111159.7231 | 0 | 6216.6667 | 0 | 0 | 0 | 0 | 0
2022-07-10 03:00 | 0 | 0 | 35584 | 0 | 634 | 0 | 3 | 30000 | 3 | 0 | 30000 | 89259.0264 | 19 | 6216.6667 | 2467.3716 | 130.6807 | 23783.3333 | 141159.7231 | 30000 | 0 | 111159.7231 | 111159.7231 | 0 | 6216.6667 | 0 | 0 | 0 | 0 | 0
2022-07-10 04:00 | 0 | 0 | 35584 | 0 | 634 | 0 | 3 | 30000 | 3 | 0 | 30000 | 59259.0264 | 19 | 6216.6667 | 2467.3716 | 130.6807 | 23783.3333 | 141159.7231 | 30000 | 0 | 111159.7231 | 111159.7231 | 0 | 6216.6667 | 0 | 0 | 0 | 0 | 0
2022-07-10 05:00 | 0.01012 | 0.00699 | 35584 | 349.3068 | 634 | 740.9736 | 3 | 30000 | 3 | 0 | 29259.0264 | 29259.0264 | 19 | 6565.9727 | 2467.3716 | 138.0235 | 23783.3333 | 141159.7231 | 30349.306 | 0 | 110810.417 | 110810.417 | 349.306 | 6216.6667 | 0 | 0 | 0 | 0 | 0
2022-07-10 06:00 | 0.1446 | 0.33629 | 35584 | 4991.083 | 634 | 35648.3542 | 3 | 28292.2608 | 2.8292 | 0 | 0 | 0 | 19 | 9500 | 2467.3716 | 199.6997 | 23783.3333 | 141159.7231 | 33283.3333 | 0 | 107876.3898 | 107876.3898 | 0 | 9500 | 0 | 0 | 0 | 0 | 0
2022-07-10 07:00 | 0.35905 | 0.58566 | 35584 | 12393.1421 | 634 | 62082.7712 | 3 | 20890.2173 | 2.089 | 0 | 0 | 0 | 19 | 9500 | 2467.3716 | 199.6997 | 23783.3333 | 141159.7231 | 33283.3333 | 0 | 107876.3898 | 107876.3898 | 0 | 9500 | 0 | 0 | 0 | 0 | 0
2022-07-10 08:00 | 0.5819 | 0.73847 | 35584 | 20085.1397 | 634 | 78281.3647 | 3 | 13198.2359 | 1.3198 | 0 | 0 | 0 | 19 | 9500 | 2467.3716 | 199.6997 | 23783.3333 | 141159.7231 | 33283.3333 | 0 | 107876.3898 | 107876.3898 | 0 | 9500 | 0 | 0 | 0 | 0 | 0
2022-07-10 09:00 | 0.77888 | 0.8125 | 35584 | 26884.1959 | 634 | 86128.9 | 3 | 6399.194 | 0.63992 | 0 | 0 | 0 | 19 | 9500 | 2467.3716 | 199.6997 | 23783.3333 | 141159.7231 | 33283.3333 | 0 | 107876.3898 | 107876.3898 | 3100.806 | 6399.194 | 0 | 0 | 0 | 0 | 0
2022-07-10 10:00 | 0.93388 | 0.87337 | 35584 | 32234.2503 | 634 | 92581.4122 | 3 | 1049.1509 | 0.10492 | 0 | 0 | 0 | 19 | 9500 | 2467.3716 | 199.6997 | 23783.3333 | 141159.7231 | 33283.3333 | 0 | 107876.3898 | 107876.3898 | 8450.8491 | 1049.1509 | 0 | 0 | 0 | 0 | 0
2022-07-10 11:00 | 1.0316 | 0.94338 | 35584 | 35607.8911 | 634 | 100002.8082 | 3 | 0 | 0 | 0 | 0 | 0 | 19 | 9500 | 2467.3716 | 199.6997 | 23783.3333 | 141159.7231 | 33283.3333 | 0 | 107876.3898 | 107876.3898 | 9500 | 0 | 0 | 0 | 0 | 0 | 0
2022-07-10 12:00 | 1.0522 | 0.91737 | 35584 | 36316.5144 | 634 | 97245.6234 | 3 | 0 | 0 | 0 | 0 | 0 | 19 | 9500 | 2467.3716 | 199.6997 | 23783.3333 | 141159.7231 | 33283.3333 | 0 | 107876.3898 | 107876.3898 | 9500 | 0 | 0 | 0 | 0 | 0 | 0
2022-07-10 13:00 | 1.0203 | 0.89529 | 35584 | 35215.4387 | 634 | 94905.0374 | 3 | 0 | 0 | 59512.2682 | 0 | 0 | 19 | 9500 | 2467.3716 | 199.6997 | 23783.3333 | 141159.7231 | 33283.3333 | 0 | 107876.3898 | 107876.3898 | 9500 | 0 | 0 | 0 | 0 | 0 | 0
2022-07-10 14:00 | 0.92228 | 0.8294 | 35584 | 31833.8592 | 634 | 87920.3811 | 3 | 1449.5412 | 0.14495 | 86470.8399 | 0 | 59512.2682 | 19 | 9500 | 2467.3716 | 199.6997 | 23783.3333 | 141159.7231 | 33283.3333 | 0 | 107876.3898 | 107876.3898 | 9500 | 0 | 0 | 0 | 0 | 0 | 0
2022-07-10 15:00 | 0.76722 | 0.78907 | 35584 | 26481.7338 | 634 | 83645.2075 | 3 | 6801.6553 | 0.68017 | 76843.5522 | 0 | 145983.1081 | 19 | 9500 | 2467.3716 | 199.6997 | 23783.3333 | 141159.7231 | 33283.3333 | 0 | 107876.3898 | 107876.3898 | 9500 | 0 | 0 | 0 | 0 | 0 | 0
2022-07-10 16:00 | 0.56845 | 0.72026 | 35584 | 19620.8931 | 634 | 76351.0172 | 3 | 13662.4816 | 1.3662 | 62688.5357 | 0 | 222826.6603 | 19 | 9500 | 2467.3716 | 199.6997 | 23783.3333 | 141159.7231 | 33283.3333 | 0 | 107876.3898 | 107876.3898 | 0 | 9500 | 0 | 0 | 0 | 0 | 0
2022-07-10 17:00 | 0.34542 | 0.56929 | 35584 | 11922.6825 | 634 | 60347.4726 | 3 | 21360.6759 | 2.1361 | 38986.7967 | 0 | 285515.196 | 19 | 9500 | 2467.3716 | 199.6997 | 23783.3333 | 141159.7231 | 33283.3333 | 0 | 107876.3898 | 107876.3898 | 0 | 9500 | 0 | 0 | 0 | 0 | 0
2022-07-10 18:00 | 0.131 | 0.30758 | 35584 | 4521.6589 | 634 | 32604.9564 | 3 | 28761.684 | 2.8762 | 3843.2724 | 0 | 324501.9927 | 19 | 9500 | 2467.3716 | 199.6997 | 23783.3333 | 141159.7231 | 33283.3333 | 0 | 107876.3898 | 107876.3898 | 4521.6494 | 4978.3506 | 0 | 0 | 0 | 0 | 0
2022-07-10 19:00 | 0.00678 | 0.00344 | 35584 | 234.0217 | 634 | 364.6565 | 3 | 30000 | 3 | 0 | 30000 | 328345.2651 | 19 | 6450.6879 | 2467.3716 | 135.6 | 23783.3333 | 141159.7231 | 30234.0212 | 0 | 110925.7018 | 110925.7018 | 234.0212 | 6216.6667 | 0 | 0 | 0 | 0 | 0
2022-07-10 20:00 | 0 | 0 | 35584 | 0 | 634 | 0 | 3 | 30000 | 3 | 0 | 30000 | 298345.2651 | 19 | 6216.6667 | 2467.3716 | 130.6807 | 23783.3333 | 141159.7231 | 30000 | 0 | 111159.7231 | 111159.7231 | 0 | 6216.6667 | 0 | 0 | 0 | 0 | 0
2022-07-10 21:00 | 0 | 0 | 35584 | 0 | 634 | 0 | 3 | 30000 | 3 | 0 | 30000 | 268345.2651 | 19 | 6216.6667 | 2467.3716 | 130.6807 | 23783.3333 | 141159.7231 | 30000 | 0 | 111159.7231 | 111159.7231 | 0 | 6216.6667 | 0 | 0 | 0 | 0 | 0
2022-07-10 22:00 | 0 | 0 | 35584 | 0 | 634 | 0 | 3 | 30000 | 3 | 0 | 30000 | 238345.2651 | 19 | 6216.6667 | 2467.3716 | 130.6807 | 23783.3333 | 141159.7231 | 30000 | 0 | 111159.7231 | 111159.7231 | 0 | 6216.6667 | 0 | 0 | 0 | 0 | 0
2022-07-10 23:00 | 0 | 0 | 35584 | 0 | 634 | 0 | 3 | 30000 | 3 | 0 | 30000 | 208345.2651 | 19 | 6216.6667 | 2467.3716 | 130.6807 | 23783.3333 | 141159.7231 | 30000 | 0 | 111159.7231 | 111159.7231 | 0 | 6216.6667 | 0 | 0 | 0 | 0 | 0
2022-07-11 | 0 | 0 | 35584 | 0 | 634 | 0 | 3 | 30000 | 3 | 0 | 30000 | 178345.2651 | 19 | 6783.3333 | 2467.3716 | 142.5926 | 23216.6667 | 140593.0564 | 30000 | 0 | 110593.0564 | 110593.0564 | 0 | 6783.3333 | 0 | 0 | 0 | 0 | 0
2022-07-11 01:00 | 0 | 0 | 35584 | 0 | 634 | 0 | 3 | 30000 | 3 | 0 | 30000 | 148345.2651 | 19 | 6783.3333 | 2467.3716 | 142.5926 | 23216.6667 | 140593.0564 | 30000 | 0 | 110593.0564 | 110593.0564 | 0 | 6783.3333 | 0 | 0 | 0 | 0 | 0
2022-07-11 02:00 | 0 | 0 | 35584 | 0 | 634 | 0 | 3 | 30000 | 3 | 0 | 30000 | 118345.2651 | 19 | 6783.3333 | 2467.3716 | 142.5926 | 23216.6667 | 140593.0564 | 30000 | 0 | 110593.0564 | 110593.0564 | 0 | 6783.3333 | 0 | 0 | 0 | 0 | 0
2022-07-11 03:00 | 0 | 0 | 35584 | 0 | 634 | 0 | 3 | 30000 | 3 | 0 | 30000 | 88345.2651 | 19 | 6783.3333 | 2467.3716 | 142.5926 | 23216.6667 | 140593.0564 | 30000 | 0 | 110593.0564 | 110593.0564 | 0 | 6783.3333 | 0 | 0 | 0 | 0 | 0
2022-07-11 04:00 | 0 | 0 | 35584 | 0 | 634 | 0 | 3 | 30000 | 3 | 0 | 30000 | 58345.2651 | 19 | 6783.3333 | 2467.3716 | 142.5926 | 23216.6667 | 140593.0564 | 30000 | 0 | 110593.0564 | 110593.0564 | 0 | 6783.3333 | 0 | 0 | 0 | 0 | 0
2022-07-11 05:00 | 0.01048 | 0.01561 | 35584 | 361.7327 | 634 | 1654.7349 | 3 | 30000 | 3 | 0 | 28345.2651 | 28345.2651 | 19 | 7145.0653 | 2467.3716 | 150.1966 | 23216.6667 | 140593.0564 | 30361.7319 | 0 | 110231.3245 | 110231.3245 | 361.7319 | 6783.3333 | 0 | 0 | 0 | 0 | 0
2022-07-11 06:00 | 0.15538 | 0.44052 | 35584 | 5363.1707 | 634 | 46697.2345 | 3 | 27353.5073 | 2.7354 | 0 | 0 | 0 | 19 | 9500 | 2467.3716 | 199.6997 | 23216.6667 | 140593.0564 | 32716.6667 | 0 | 107876.3898 | 107876.3898 | 5363.1594 | 4136.8406 | 0 | 0 | 0 | 0 | 0
2022-07-11 07:00 | 0.37583 | 0.69134 | 35584 | 12972.3287 | 634 | 73285.3584 | 3 | 19744.3653 | 1.9744 | 0 | 0 | 0 | 19 | 9500 | 2467.3716 | 199.6997 | 23216.6667 | 140593.0564 | 32716.6667 | 0 | 107876.3898 | 107876.3898 | 9500 | 0 | 0 | 0 | 0 | 0 | 0
2022-07-11 08:00 | 0.59685 | 0.8208 | 35584 | 20601.1611 | 634 | 87008.7398 | 3 | 12115.549 | 1.2116 | 0 | 0 | 0 | 19 | 9500 | 2467.3716 | 199.6997 | 23216.6667 | 140593.0564 | 32716.6667 | 0 | 107876.3898 | 107876.3898 | 0 | 9500 | 0 | 0 | 0 | 0 | 0
2022-07-11 09:00 | 0.78697 | 0.89853 | 35584 | 27163.4343 | 634 | 95248.4929 | 3 | 5553.2896 | 0.55533 | 0 | 0 | 0 | 19 | 9500 | 2467.3716 | 199.6997 | 23216.6667 | 140593.0564 | 32716.6667 | 0 | 107876.3898 | 107876.3898 | 3946.7104 | 5553.2896 | 0 | 0 | 0 | 0 | 0
2022-07-11 10:00 | 0.93547 | 0.94185 | 35584 | 32289.1315 | 634 | 99840.6209 | 3 | 427.6031 | 0.04276 | 0 | 0 | 0 | 19 | 9500 | 2467.3716 | 199.6997 | 23216.6667 | 140593.0564 | 32716.6667 | 0 | 107876.3898 | 107876.3898 | 9072.3969 | 427.6031 | 0 | 0 | 0 | 0 | 0
2022-07-11 11:00 | 1.0273 | 0.99351 | 35584 | 35458.0896 | 634 | 105316.8288 | 3 | 0 | 0 | 0 | 0 | 0 | 19 | 9500 | 2467.3716 | 199.6997 | 23216.6667 | 140593.0564 | 32716.6667 | 0 | 107876.3898 | 107876.3898 | 9500 | 0 | 0 | 0 | 0 | 0 | 0
2022-07-11 12:00 | 1.0433 | 0.965 | 35584 | 36011.7339 | 634 | 102294.632 | 3 | 0 | 0 | 0 | 0 | 0 | 19 | 9500 | 2467.3716 | 199.6997 | 23216.6667 | 140593.0564 | 32716.6667 | 0 | 107876.3898 | 107876.3898 | 9500 | 0 | 0 | 0 | 0 | 0 | 0
2022-07-11 13:00 | 1.0072 | 0.90661 | 35584 | 34765.689 | 634 | 96105.0117 | 3 | 0 | 0 | 33506.6238 | 0 | 0 | 19 | 9500 | 2467.3716 | 199.6997 | 23216.6667 | 140593.0564 | 32716.6667 | 0 | 107876.3898 | 107876.3898 | 9500 | 0 | 0 | 0 | 0 | 0 | 0
2022-07-11 14:00 | 0.90928 | 0.86265 | 35584 | 31385.1449 | 634 | 91445.0407 | 3 | 1331.5878 | 0.13316 | 91445.0407 | 1331.5878 | 33506.6238 | 19 | 9500 | 2467.3716 | 199.6997 | 23216.6667 | 140593.0564 | 32716.6667 | 0 | 107876.3898 | 107876.3898 | 9500 | 0 | 0 | 0 | 0 | 0 | 0
2022-07-11 15:00 | 0.7568 | 0.82492 | 35584 | 26122.0721 | 634 | 87445.4796 | 3 | 6594.6496 | 0.65946 | 80850.83 | 0 | 123620.0767 | 19 | 9500 | 2467.3716 | 199.6997 | 23216.6667 | 140593.0564 | 32716.6667 | 0 | 107876.3898 | 107876.3898 | 2905.3504 | 6594.6496 | 0 | 0 | 0 | 0 | 0
2022-07-11 16:00 | 0.56308 | 0.7644 | 35584 | 19435.5396 | 634 | 81030.0691 | 3 | 13281.168 | 1.3281 | 67748.9011 | 0 | 204470.9067 | 19 | 9500 | 2467.3716 | 199.6997 | 23216.6667 | 140593.0564 | 32716.6667 | 0 | 107876.3898 | 107876.3898 | 9500 | 0 | 0 | 0 | 0 | 0 | 0
2022-07-11 17:00 | 0.3449 | 0.61784 | 35584 | 11904.734 | 634 | 65494.0056 | 3 | 20811.9578 | 2.0812 | 44682.0479 | 0 | 272219.8078 | 19 | 9500 | 2467.3716 | 199.6997 | 23216.6667 | 140593.0564 | 32716.6667 | 0 | 107876.3898 | 107876.3898 | 0 | 9500 | 0 | 0 | 0 | 0 | 0
2022-07-11 18:00 | 0.1318 | 0.36367 | 35584 | 4549.2721 | 634 | 38550.7656 | 3 | 28167.4042 | 2.8167 | 10383.3614 | 0 | 316901.8556 | 19 | 9500 | 2467.3716 | 199.6997 | 23216.6667 | 140593.0564 | 32716.6667 | 0 | 107876.3898 | 107876.3898 | 4549.2625 | 4950.7375 | 0 | 0 | 0 | 0 | 0
2022-07-11 19:00 | 0.00668 | 0.00716 | 35584 | 230.5701 | 634 | 758.9944 | 3 | 30000 | 3 | 0 | 29241.0056 | 327285.2171 | 19 | 7013.9029 | 2467.3716 | 147.4394 | 23216.6667 | 140593.0564 | 30230.5696 | 0 | 110362.4868 | 110362.4868 | 230.5696 | 6783.3333 | 0 | 0 | 0 | 0 | 0
2022-07-11 20:00 | 0 | 0 | 35584 | 0 | 634 | 0 | 3 | 30000 | 3 | 0 | 30000 | 298044.2114 | 19 | 6783.3333 | 2467.3716 | 142.5926 | 23216.6667 | 140593.0564 | 30000 | 0 | 110593.0564 | 110593.0564 | 0 | 6783.3333 | 0 | 0 | 0 | 0 | 0
2022-07-11 21:00 | 0 | 0 | 35584 | 0 | 634 | 0 | 3 | 30000 | 3 | 0 | 30000 | 268044.2114 | 19 | 6783.3333 | 2467.3716 | 142.5926 | 23216.6667 | 140593.0564 | 30000 | 0 | 110593.0564 | 110593.0564 | 0 | 6783.3333 | 0 | 0 | 0 | 0 | 0
2022-07-11 22:00 | 0 | 0 | 35584 | 0 | 634 | 0 | 3 | 30000 | 3 | 0 | 30000 | 238044.2114 | 19 | 6783.3333 | 2467.3716 | 142.5926 | 23216.6667 | 140593.0564 | 30000 | 0 | 110593.0564 | 110593.0564 | 0 | 6783.3333 | 0 | 0 | 0 | 0 | 0
2022-07-11 23:00 | 0 | 0 | 35584 | 0 | 634 | 0 | 3 | 30000 | 3 | 0 | 30000 | 208044.2114 | 19 | 6783.3333 | 2467.3716 | 142.5926 | 23216.6667 | 140593.0564 | 30000 | 0 | 110593.0564 | 110593.0564 | 0 | 6783.3333 | 0 | 0 | 0 | 0 | 0
2022-07-12 | 0 | 0 | 35584 | 0 | 634 | 0 | 3 | 30000 | 3 | 0 | 30000 | 178044.2114 | 19 | 6416.6667 | 2467.3716 | 134.8849 | 23583.3333 | 140959.7231 | 30000 | 0 | 110959.7231 | 110959.7231 | 0 | 6416.6667 | 0 | 0 | 0 | 0 | 0
2022-07-12 01:00 | 0 | 0 | 35584 | 0 | 634 | 0 | 3 | 30000 | 3 | 0 | 30000 | 148044.2114 | 19 | 6416.6667 | 2467.3716 | 134.8849 | 23583.3333 | 140959.7231 | 30000 | 0 | 110959.7231 | 110959.7231 | 0 | 6416.6667 | 0 | 0 | 0 | 0 | 0
2022-07-12 02:00 | 0 | 0 | 35584 | 0 | 634 | 0 | 3 | 30000 | 3 | 0 | 30000 | 118044.2114 | 19 | 6416.6667 | 2467.3716 | 134.8849 | 23583.3333 | 140959.7231 | 30000 | 0 | 110959.7231 | 110959.7231 | 0 | 6416.6667 | 0 | 0 | 0 | 0 | 0
2022-07-12 03:00 | 0 | 0 | 35584 | 0 | 634 | 0 | 3 | 30000 | 3 | 0 | 30000 | 88044.2114 | 19 | 6416.6667 | 2467.3716 | 134.8849 | 23583.3333 | 140959.7231 | 30000 | 0 | 110959.7231 | 110959.7231 | 0 | 6416.6667 | 0 | 0 | 0 | 0 | 0
2022-07-12 04:00 | 0 | 0 | 35584 | 0 | 634 | 0 | 3 | 30000 | 3 | 0 | 30000 | 58044.2114 | 19 | 6416.6667 | 2467.3716 | 134.8849 | 23583.3333 | 140959.7231 | 30000 | 0 | 110959.7231 | 110959.7231 | 0 | 6416.6667 | 0 | 0 | 0 | 0 | 0
2022-07-12 05:00 | 0.00998 | 0.01845 | 35584 | 344.4745 | 634 | 1955.7886 | 3 | 30000 | 3 | 0 | 28044.2114 | 28044.2114 | 19 | 6761.1404 | 2467.3716 | 142.1261 | 23583.3333 | 140959.7231 | 30344.4737 | 0 | 110615.2493 | 110615.2493 | 344.4737 | 6416.6667 | 0 | 0 | 0 | 0 | 0
2022-07-12 06:00 | 0.15245 | 0.43911 | 35584 | 5262.0374 | 634 | 46547.7677 | 3 | 27821.307 | 2.7821 | 27821.307 | 27821.307 | 0 | 19 | 9500 | 2467.3716 | 199.6997 | 23583.3333 | 140959.7231 | 33083.3333 | 0 | 107876.3898 | 107876.3898 | 5262.0263 | 4237.9737 | 0 | 0 | 0 | 0 | 0
2022-07-12 07:00 | 0.37212 | 0.67873 | 35584 | 12844.2725 | 634 | 71948.6379 | 3 | 20239.0878 | 2.0239 | 0 | 0 | 0 | 19 | 9500 | 2467.3716 | 199.6997 | 23583.3333 | 140959.7231 | 33083.3333 | 0 | 107876.3898 | 107876.3898 | 0 | 9500 | 0 | 0 | 0 | 0 | 0
2022-07-12 08:00 | 0.59158 | 0.81365 | 35584 | 20419.2592 | 634 | 86250.8055 | 3 | 12664.1171 | 1.2664 | 0 | 0 | 0 | 19 | 9500 | 2467.3716 | 199.6997 | 23583.3333 | 140959.7231 | 33083.3333 | 0 | 107876.3898 | 107876.3898 | 0 | 9500 | 0 | 0 | 0 | 0 | 0
2022-07-12 09:00 | 0.78275 | 0.87216 | 35584 | 27017.7747 | 634 | 92453.1464 | 3 | 6065.6155 | 0.60656 | 0 | 0 | 0 | 19 | 9500 | 2467.3716 | 199.6997 | 23583.3333 | 140959.7231 | 33083.3333 | 0 | 107876.3898 | 107876.3898 | 9500 | 0 | 0 | 0 | 0 | 0 | 0
2022-07-12 10:00 | 0.9316 | 0.91355 | 35584 | 32155.5528 | 634 | 96840.685 | 3 | 927.8483 | 0.092785 | 0 | 0 | 0 | 19 | 9500 | 2467.3716 | 199.6997 | 23583.3333 | 140959.7231 | 33083.3333 | 0 | 107876.3898 | 107876.3898 | 8572.1517 | 927.8483 | 0 | 0 | 0 | 0 | 0
2022-07-12 11:00 | 1.0248 | 0.97983 | 35584 | 35372.4887 | 634 | 103866.6832 | 3 | 0 | 0 | 0 | 0 | 0 | 19 | 9500 | 2467.3716 | 199.6997 | 23583.3333 | 140959.7231 | 33083.3333 | 0 | 107876.3898 | 107876.3898 | 9500 | 0 | 0 | 0 | 0 | 0 | 0
2022-07-12 12:00 | 1.0371 | 0.91378 | 35584 | 35797.7317 | 634 | 96865.0661 | 3 | 0 | 0 | 0 | 0 | 0 | 19 | 9500 | 2467.3716 | 199.6997 | 23583.3333 | 140959.7231 | 33083.3333 | 0 | 107876.3898 | 107876.3898 | 9500 | 0 | 0 | 0 | 0 | 0 | 0
2022-07-12 13:00 | 1.002 | 0.88481 | 35584 | 34583.7871 | 634 | 93794.1071 | 3 | 0 | 0 | 79599.7442 | 0 | 0 | 19 | 9500 | 2467.3716 | 199.6997 | 23583.3333 | 140959.7231 | 33083.3333 | 0 | 107876.3898 | 107876.3898 | 9500 | 0 | 0 | 0 | 0 | 0 | 0
2022-07-12 14:00 | 0.90283 | 0.81815 | 35584 | 31162.5136 | 634 | 86727.8271 | 3 | 1920.8853 | 0.19209 | 84806.9418 | 0 | 79599.7442 | 19 | 9500 | 2467.3716 | 199.6997 | 23583.3333 | 140959.7231 | 33083.3333 | 0 | 107876.3898 | 107876.3898 | 9500 | 0 | 0 | 0 | 0 | 0 | 0
2022-07-12 15:00 | 0.74667 | 0.75982 | 35584 | 25772.4201 | 634 | 80544.5671 | 3 | 7310.9675 | 0.7311 | 73233.5997 | 0 | 164406.686 | 19 | 9500 | 2467.3716 | 199.6997 | 23583.3333 | 140959.7231 | 33083.3333 | 0 | 107876.3898 | 107876.3898 | 9500 | 0 | 0 | 0 | 0 | 0 | 0
2022-07-12 16:00 | 0.54792 | 0.68534 | 35584 | 18912.2697 | 634 | 72649.3296 | 3 | 14171.1034 | 1.4171 | 58478.2262 | 0 | 237640.2856 | 19 | 9500 | 2467.3716 | 199.6997 | 23583.3333 | 140959.7231 | 33083.3333 | 0 | 107876.3898 | 107876.3898 | 0 | 9500 | 0 | 0 | 0 | 0 | 0
2022-07-12 17:00 | 0.32773 | 0.53182 | 35584 | 11312.086 | 634 | 56375.4727 | 3 | 21771.2712 | 2.1771 | 34604.2016 | 0 | 296118.5118 | 19 | 9500 | 2467.3716 | 199.6997 | 23583.3333 | 140959.7231 | 33083.3333 | 0 | 107876.3898 | 107876.3898 | 0 | 9500 | 0 | 0 | 0 | 0 | 0
2022-07-12 18:00 | 0.12022 | 0.25982 | 35584 | 4149.5712 | 634 | 27542.1671 | 3 | 28933.7708 | 2.8934 | 0 | 1391.6037 | 330722.7134 | 19 | 9500 | 2467.3716 | 199.6997 | 23583.3333 | 140959.7231 | 33083.3333 | 0 | 107876.3898 | 107876.3898 | 4149.5625 | 5350.4375 | 0 | 0 | 0 | 0 | 0
2022-07-12 19:00 | 0.00615 | 0.00218 | 35584 | 212.2764 | 634 | 231.0905 | 3 | 30000 | 3 | 0 | 29768.9095 | 329331.1097 | 19 | 6628.9426 | 2467.3716 | 139.3471 | 23583.3333 | 140959.7231 | 30212.2759 | 0 | 110747.4472 | 110747.4472 | 212.2759 | 6416.6667 | 0 | 0 | 0 | 0 | 0
2022-07-12 20:00 | 0 | 0 | 35584 | 0 | 634 | 0 | 3 | 30000 | 3 | 0 | 30000 | 299562.2002 | 19 | 6416.6667 | 2467.3716 | 134.8849 | 23583.3333 | 140959.7231 | 30000 | 0 | 110959.7231 | 110959.7231 | 0 | 6416.6667 | 0 | 0 | 0 | 0 | 0
2022-07-12 21:00 | 0 | 0 | 35584 | 0 | 634 | 0 | 3 | 30000 | 3 | 0 | 30000 | 269562.2002 | 19 | 6416.6667 | 2467.3716 | 134.8849 | 23583.3333 | 140959.7231 | 30000 | 0 | 110959.7231 | 110959.7231 | 0 | 6416.6667 | 0 | 0 | 0 | 0 | 0
2022-07-12 22:00 | 0 | 0 | 35584 | 0 | 634 | 0 | 3 | 30000 | 3 | 0 | 30000 | 239562.2002 | 19 | 6416.6667 | 2467.3716 | 134.8849 | 23583.3333 | 140959.7231 | 30000 | 0 | 110959.7231 | 110959.7231 | 0 | 6416.6667 | 0 | 0 | 0 | 0 | 0
2022-07-12 23:00 | 0 | 0 | 35584 | 0 | 634 | 0 | 3 | 30000 | 3 | 0 | 30000 | 209562.2002 | 19 | 6416.6667 | 2467.3716 | 134.8849 | 23583.3333 | 140959.7231 | 30000 | 0 | 110959.7231 | 110959.7231 | 0 | 6416.6667 | 0 | 0 | 0 | 0 | 0
2022-07-13 | 0 | 0 | 35584 | 0 | 634 | 0 | 3 | 30000 | 3 | 0 | 30000 | 179562.2002 | 19 | 7416.6667 | 2467.3716 | 155.9059 | 22583.3333 | 139959.7231 | 30000 | 0 | 109959.7231 | 109959.7231 | 0 | 7416.6667 | 0 | 0 | 0 | 0 | 0
2022-07-13 01:00 | 0 | 0 | 35584 | 0 | 634 | 0 | 3 | 30000 | 3 | 0 | 30000 | 149562.2002 | 19 | 7416.6667 | 2467.3716 | 155.9059 | 22583.3333 | 139959.7231 | 30000 | 0 | 109959.7231 | 109959.7231 | 0 | 7416.6667 | 0 | 0 | 0 | 0 | 0
2022-07-13 02:00 | 0 | 0 | 35584 | 0 | 634 | 0 | 3 | 30000 | 3 | 0 | 30000 | 119562.2002 | 19 | 7416.6667 | 2467.3716 | 155.9059 | 22583.3333 | 139959.7231 | 30000 | 0 | 109959.7231 | 109959.7231 | 0 | 7416.6667 | 0 | 0 | 0 | 0 | 0
2022-07-13 03:00 | 0 | 0 | 35584 | 0 | 634 | 0 | 3 | 30000 | 3 | 0 | 30000 | 89562.2002 | 19 | 7416.6667 | 2467.3716 | 155.9059 | 22583.3333 | 139959.7231 | 30000 | 0 | 109959.7231 | 109959.7231 | 0 | 7416.6667 | 0 | 0 | 0 | 0 | 0
2022-07-13 04:00 | 0 | 0 | 35584 | 0 | 634 | 0 | 3 | 30000 | 3 | 0 | 30000 | 59562.2002 | 19 | 7416.6667 | 2467.3716 | 155.9059 | 22583.3333 | 139959.7231 | 30000 | 0 | 109959.7231 | 109959.7231 | 0 | 7416.6667 | 0 | 0 | 0 | 0 | 0
2022-07-13 05:00 | 0.00857 | 0.00413 | 35584 | 295.8062 | 634 | 437.7998 | 3 | 30000 | 3 | 0 | 29562.2002 | 29562.2002 | 19 | 7712.4723 | 2467.3716 | 162.124 | 22583.3333 | 139959.7231 | 30295.8056 | 0 | 109663.9175 | 109663.9175 | 295.8056 | 7416.6667 | 0 | 0 | 0 | 0 | 0
2022-07-13 06:00 | 0.13435 | 0.30177 | 35584 | 4637.2891 | 634 | 31989.0685 | 3 | 27446.054 | 2.7446 | 0 | 0 | 0 | 19 | 9500 | 2467.3716 | 199.6997 | 22583.3333 | 139959.7231 | 32083.3333 | 0 | 107876.3898 | 107876.3898 | 0 | 9500 | 0 | 0 | 0 | 0 | 0
2022-07-13 07:00 | 0.33908 | 0.52794 | 35584 | 11703.848 | 634 | 55964.1741 | 3 | 20379.5099 | 2.038 | 0 | 0 | 0 | 19 | 9500 | 2467.3716 | 199.6997 | 22583.3333 | 139959.7231 | 32083.3333 | 0 | 107876.3898 | 107876.3898 | 0 | 9500 | 0 | 0 | 0 | 0 | 0
2022-07-13 08:00 | 0.55355 | 0.67697 | 35584 | 19106.5975 | 634 | 71762.0695 | 3 | 12976.7761 | 1.2977 | 0 | 0 | 0 | 19 | 9500 | 2467.3716 | 199.6997 | 22583.3333 | 139959.7231 | 32083.3333 | 0 | 107876.3898 | 107876.3898 | 0 | 9500 | 0 | 0 | 0 | 0 | 0
2022-07-13 09:00 | 0.7435 | 0.74921 | 35584 | 25663.0029 | 634 | 79419.8562 | 3 | 6420.3845 | 0.64204 | 0 | 0 | 0 | 19 | 9500 | 2467.3716 | 199.6997 | 22583.3333 | 139959.7231 | 32083.3333 | 0 | 107876.3898 | 107876.3898 | 3079.6155 | 6420.3845 | 0 | 0 | 0 | 0 | 0
2022-07-13 10:00 | 0.89095 | 0.79597 | 35584 | 30752.4579 | 634 | 84376.6407 | 3 | 1330.9402 | 0.13309 | 0 | 0 | 0 | 19 | 9500 | 2467.3716 | 199.6997 | 22583.3333 | 139959.7231 | 32083.3333 | 0 | 107876.3898 | 107876.3898 | 9500 | 0 | 0 | 0 | 0 | 0 | 0
2022-07-13 11:00 | 0.983 | 0.8585 | 35584 | 33929.6998 | 634 | 91005.1208 | 3 | 0 | 0 | 16970.4555 | 0 | 0 | 19 | 9500 | 2467.3716 | 199.6997 | 22583.3333 | 139959.7231 | 32083.3333 | 0 | 107876.3898 | 107876.3898 | 9500 | 0 | 0 | 0 | 0 | 0 | 0
2022-07-13 12:00 | 0.9843 | 0.75698 | 35584 | 33974.5713 | 634 | 80243.5135 | 3 | 0 | 0 | 80243.5135 | 0 | 16970.4555 | 19 | 9500 | 2467.3716 | 199.6997 | 22583.3333 | 139959.7231 | 32083.3333 | 0 | 107876.3898 | 107876.3898 | 9500 | 0 | 0 | 0 | 0 | 0 | 0
2022-07-13 13:00 | 0.94895 | 0.72156 | 35584 | 32754.4137 | 634 | 76488.8235 | 3 | 0 | 0 | 76488.8235 | 0 | 97213.969 | 19 | 9500 | 2467.3716 | 199.6997 | 22583.3333 | 139959.7231 | 32083.3333 | 0 | 107876.3898 | 107876.3898 | 9500 | 0 | 0 | 0 | 0 | 0 | 0
2022-07-13 14:00 | 0.8491 | 0.64899 | 35584 | 29307.9432 | 634 | 68796.0552 | 3 | 2775.4519 | 0.27755 | 66020.6033 | 0 | 173702.7925 | 19 | 9500 | 2467.3716 | 199.6997 | 22583.3333 | 139959.7231 | 32083.3333 | 0 | 107876.3898 | 107876.3898 | 9500 | 0 | 0 | 0 | 0 | 0 | 0
2022-07-13 15:00 | 0.69465 | 0.59058 | 35584 | 23976.8728 | 634 | 62604.3148 | 3 | 8106.511 | 0.81065 | 54497.8038 | 0 | 239723.3958 | 19 | 9500 | 2467.3716 | 199.6997 | 22583.3333 | 139959.7231 | 32083.3333 | 0 | 107876.3898 | 107876.3898 | 1393.489 | 8106.511 | 0 | 0 | 0 | 0 | 0
2022-07-13 16:00 | 0.49877 | 0.49595 | 35584 | 17215.7847 | 634 | 52573.0806 | 3 | 14867.5848 | 1.4868 | 37705.4957 | 0 | 294221.1996 | 19 | 9500 | 2467.3716 | 199.6997 | 22583.3333 | 139959.7231 | 32083.3333 | 0 | 107876.3898 | 107876.3898 | 9500 | 0 | 0 | 0 | 0 | 0 | 0
2022-07-13 17:00 | 0.28667 | 0.33 | 35584 | 9894.8393 | 634 | 34981.584 | 3 | 22188.5148 | 2.2189 | 12793.0692 | 0 | 331926.6953 | 19 | 9500 | 2467.3716 | 199.6997 | 22583.3333 | 139959.7231 | 32083.3333 | 0 | 107876.3898 | 107876.3898 | 0 | 9500 | 0 | 0 | 0 | 0 | 0
2022-07-13 18:00 | 0.1019 | 0.12633 | 35584 | 3517.2293 | 634 | 13391.5864 | 3 | 28566.1114 | 2.8566 | 0 | 15174.525 | 344719.7645 | 19 | 9500 | 2467.3716 | 199.6997 | 22583.3333 | 139959.7231 | 32083.3333 | 0 | 107876.3898 | 107876.3898 | 3517.2219 | 5982.7781 | 0 | 0 | 0 | 0 | 0
2022-07-13 19:00 | 0.00528 | 0 | 35584 | 182.247 | 634 | 0 | 3 | 30000 | 3 | 0 | 30000 | 329545.2394 | 19 | 7598.9133 | 2467.3716 | 159.7369 | 22583.3333 | 139959.7231 | 30182.2466 | 0 | 109777.4765 | 109777.4765 | 182.2466 | 7416.6667 | 0 | 0 | 0 | 0 | 0
2022-07-13 20:00 | 0 | 0 | 35584 | 0 | 634 | 0 | 3 | 30000 | 3 | 0 | 30000 | 299545.2394 | 19 | 7416.6667 | 2467.3716 | 155.9059 | 22583.3333 | 139959.7231 | 30000 | 0 | 109959.7231 | 109959.7231 | 0 | 7416.6667 | 0 | 0 | 0 | 0 | 0
2022-07-13 21:00 | 0 | 0 | 35584 | 0 | 634 | 0 | 3 | 30000 | 3 | 0 | 30000 | 269545.2394 | 19 | 7416.6667 | 2467.3716 | 155.9059 | 22583.3333 | 139959.7231 | 30000 | 0 | 109959.7231 | 109959.7231 | 0 | 7416.6667 | 0 | 0 | 0 | 0 | 0
2022-07-13 22:00 | 0 | 0 | 35584 | 0 | 634 | 0 | 3 | 30000 | 3 | 0 | 30000 | 239545.2394 | 19 | 7416.6667 | 2467.3716 | 155.9059 | 22583.3333 | 139959.7231 | 30000 | 0 | 109959.7231 | 109959.7231 | 0 | 7416.6667 | 0 | 0 | 0 | 0 | 0
2022-07-13 23:00 | 0 | 0 | 35584 | 0 | 634 | 0 | 3 | 30000 | 3 | 0 | 30000 | 209545.2394 | 19 | 7416.6667 | 2467.3716 | 155.9059 | 22583.3333 | 139959.7231 | 30000 | 0 | 109959.7231 | 109959.7231 | 0 | 7416.6667 | 0 | 0 | 0 | 0 | 0
2022-07-14 | 0 | 0 | 35584 | 0 | 634 | 0 | 3 | 30000 | 3 | 0 | 30000 | 179545.2394 | 19 | 6583.3333 | 2467.3716 | 138.3884 | 23416.6667 | 140793.0564 | 30000 | 0 | 110793.0564 | 110793.0564 | 0 | 6583.3333 | 0 | 0 | 0 | 0 | 0
2022-07-14 01:00 | 0 | 0 | 35584 | 0 | 634 | 0 | 3 | 30000 | 3 | 0 | 30000 | 149545.2394 | 19 | 6583.3333 | 2467.3716 | 138.3884 | 23416.6667 | 140793.0564 | 30000 | 0 | 110793.0564 | 110793.0564 | 0 | 6583.3333 | 0 | 0 | 0 | 0 | 0
2022-07-14 02:00 | 0 | 0 | 35584 | 0 | 634 | 0 | 3 | 30000 | 3 | 0 | 30000 | 119545.2394 | 19 | 6583.3333 | 2467.3716 | 138.3884 | 23416.6667 | 140793.0564 | 30000 | 0 | 110793.0564 | 110793.0564 | 0 | 6583.3333 | 0 | 0 | 0 | 0 | 0
2022-07-14 03:00 | 0 | 0 | 35584 | 0 | 634 | 0 | 3 | 30000 | 3 | 0 | 30000 | 89545.2394 | 19 | 6583.3333 | 2467.3716 | 138.3884 | 23416.6667 | 140793.0564 | 30000 | 0 | 110793.0564 | 110793.0564 | 0 | 6583.3333 | 0 | 0 | 0 | 0 | 0
2022-07-14 04:00 | 0 | 0 | 35584 | 0 | 634 | 0 | 3 | 30000 | 3 | 0 | 30000 | 59545.2394 | 19 | 6583.3333 | 2467.3716 | 138.3884 | 23416.6667 | 140793.0564 | 30000 | 0 | 110793.0564 | 110793.0564 | 0 | 6583.3333 | 0 | 0 | 0 | 0 | 0
2022-07-14 05:00 | 0.00823 | 0.00429 | 35584 | 284.0706 | 634 | 454.7606 | 3 | 30000 | 3 | 0 | 29545.2394 | 29545.2394 | 19 | 6867.4034 | 2467.3716 | 144.3598 | 23416.6667 | 140793.0564 | 30284.07 | 0 | 110508.9864 | 110508.9864 | 284.07 | 6583.3333 | 0 | 0 | 0 | 0 | 0
2022-07-14 06:00 | 0.13223 | 0.29852 | 35584 | 4564.1142 | 634 | 31644.5529 | 3 | 28352.5621 | 2.8353 | 0 | 0 | 0 | 19 | 9500 | 2467.3716 | 199.6997 | 23416.6667 | 140793.0564 | 32916.6667 | 0 | 107876.3898 | 107876.3898 | 4564.1045 | 4935.8955 | 0 | 0 | 0 | 0 | 0
2022-07-14 07:00 | 0.3417 | 0.55402 | 35584 | 11794.2812 | 634 | 58728.7793 | 3 | 21122.4103 | 2.1122 | 0 | 0 | 0 | 19 | 9500 | 2467.3716 | 199.6997 | 23416.6667 | 140793.0564 | 32916.6667 | 0 | 107876.3898 | 107876.3898 | 9500 | 0 | 0 | 0 | 0 | 0 | 0
2022-07-14 08:00 | 0.55897 | 0.69914 | 35584 | 19293.6768 | 634 | 74112.1959 | 3 | 13623.0305 | 1.3623 | 13623.0305 | 13623.0305 | 0 | 19 | 9500 | 2467.3716 | 199.6997 | 23416.6667 | 140793.0564 | 32916.6667 | 0 | 107876.3898 | 107876.3898 | 0 | 9500 | 0 | 0 | 0 | 0 | 0
2022-07-14 09:00 | 0.7519 | 0.76315 | 35584 | 25952.9413 | 634 | 80897.5631 | 3 | 6963.78 | 0.69638 | 0 | 0 | 0 | 19 | 9500 | 2467.3716 | 199.6997 | 23416.6667 | 140793.0564 | 32916.6667 | 0 | 107876.3898 | 107876.3898 | 9500 | 0 | 0 | 0 | 0 | 0 | 0
2022-07-14 10:00 | 0.90195 | 0.80412 | 35584 | 31132.1391 | 634 | 85240.5798 | 3 | 1784.5931 | 0.17846 | 0 | 0 | 0 | 19 | 9500 | 2467.3716 | 199.6997 | 23416.6667 | 140793.0564 | 32916.6667 | 0 | 107876.3898 | 107876.3898 | 9500 | 0 | 0 | 0 | 0 | 0 | 0
2022-07-14 11:00 | 0.99625 | 0.86418 | 35584 | 34387.0432 | 634 | 91607.2281 | 3 | 0 | 0 | 0 | 0 | 0 | 19 | 9500 | 2467.3716 | 199.6997 | 23416.6667 | 140793.0564 | 32916.6667 | 0 | 107876.3898 | 107876.3898 | 9500 | 0 | 0 | 0 | 0 | 0 | 0
2022-07-14 12:00 | 1.0004 | 0.7612 | 35584 | 34530.9769 | 634 | 80690.8538 | 3 | 0 | 0 | 51370.3093 | 0 | 0 | 19 | 9500 | 2467.3716 | 199.6997 | 23416.6667 | 140793.0564 | 32916.6667 | 0 | 107876.3898 | 107876.3898 | 9500 | 0 | 0 | 0 | 0 | 0 | 0
2022-07-14 13:00 | 0.9684 | 0.74414 | 35584 | 33425.7592 | 634 | 78882.4119 | 3 | 0 | 0 | 78882.4119 | 0 | 51370.3093 | 19 | 9500 | 2467.3716 | 199.6997 | 23416.6667 | 140793.0564 | 32916.6667 | 0 | 107876.3898 | 107876.3898 | 9500 | 0 | 0 | 0 | 0 | 0 | 0
2022-07-14 14:00 | 0.87295 | 0.69635 | 35584 | 30131.1612 | 634 | 73816.4425 | 3 | 2785.5689 | 0.27856 | 71030.8736 | 0 | 130252.7211 | 19 | 9500 | 2467.3716 | 199.6997 | 23416.6667 | 140793.0564 | 32916.6667 | 0 | 107876.3898 | 107876.3898 | 9500 | 0 | 0 | 0 | 0 | 0 | 0
2022-07-14 15:00 | 0.7223 | 0.65846 | 35584 | 24931.2535 | 634 | 69799.9206 | 3 | 7985.4657 | 0.79855 | 61814.455 | 0 | 201283.5947 | 19 | 9500 | 2467.3716 | 199.6997 | 23416.6667 | 140793.0564 | 32916.6667 | 0 | 107876.3898 | 107876.3898 | 1514.5343 | 7985.4657 | 0 | 0 | 0 | 0 | 0
2022-07-14 16:00 | 0.5297 | 0.58607 | 35584 | 18283.3795 | 634 | 62126.2331 | 3 | 14633.3257 | 1.4633 | 47492.9074 | 0 | 263098.0497 | 19 | 9500 | 2467.3716 | 199.6997 | 23416.6667 | 140793.0564 | 32916.6667 | 0 | 107876.3898 | 107876.3898 | 9500 | 0 | 0 | 0 | 0 | 0 | 0
2022-07-14 17:00 | 0.31367 | 0.44291 | 35584 | 10826.7843 | 634 | 46950.586 | 3 | 22089.9052 | 2.209 | 24860.6808 | 0 | 310590.9571 | 19 | 9500 | 2467.3716 | 199.6997 | 23416.6667 | 140793.0564 | 32916.6667 | 0 | 107876.3898 | 107876.3898 | 0 | 9500 | 0 | 0 | 0 | 0 | 0
2022-07-14 18:00 | 0.11453 | 0.21234 | 35584 | 3953.1725 | 634 | 22509.0592 | 3 | 28963.5025 | 2.8964 | 0 | 6454.4433 | 335451.6379 | 19 | 9500 | 2467.3716 | 199.6997 | 23416.6667 | 140793.0564 | 32916.6667 | 0 | 107876.3898 | 107876.3898 | 3953.1641 | 5546.8359 | 0 | 0 | 0 | 0 | 0
2022-07-14 19:00 | 0.00562 | 0.00133 | 35584 | 193.9826 | 634 | 140.9864 | 3 | 30000 | 3 | 0 | 30000 | 328997.1946 | 19 | 6777.3155 | 2467.3716 | 142.4661 | 23416.6667 | 140793.0564 | 30193.9822 | 0 | 110599.0742 | 110599.0742 | 0 | 6777.3155 | 0 | 0 | 0 | 0 | 0
2022-07-14 20:00 | 0 | 0 | 35584 | 0 | 634 | 0 | 3 | 30000 | 3 | 0 | 30000 | 298997.1946 | 19 | 6583.3333 | 2467.3716 | 138.3884 | 23416.6667 | 140793.0564 | 30000 | 0 | 110793.0564 | 110793.0564 | 0 | 6583.3333 | 0 | 0 | 0 | 0 | 0
2022-07-14 21:00 | 0 | 0 | 35584 | 0 | 634 | 0 | 3 | 30000 | 3 | 0 | 30000 | 268997.1946 | 19 | 6583.3333 | 2467.3716 | 138.3884 | 23416.6667 | 140793.0564 | 30000 | 0 | 110793.0564 | 110793.0564 | 0 | 6583.3333 | 0 | 0 | 0 | 0 | 0
2022-07-14 22:00 | 0 | 0 | 35584 | 0 | 634 | 0 | 3 | 30000 | 3 | 0 | 30000 | 238997.1946 | 19 | 6583.3333 | 2467.3716 | 138.3884 | 23416.6667 | 140793.0564 | 30000 | 0 | 110793.0564 | 110793.0564 | 0 | 6583.3333 | 0 | 0 | 0 | 0 | 0
2022-07-14 23:00 | 0 | 0 | 35584 | 0 | 634 | 0 | 3 | 30000 | 3 | 0 | 30000 | 208997.1946 | 19 | 6583.3333 | 2467.3716 | 138.3884 | 23416.6667 | 140793.0564 | 30000 | 0 | 110793.0564 | 110793.0564 | 0 | 6583.3333 | 0 | 0 | 0 | 0 | 0
2022-07-15 | 0 | 0 | 35584 | 0 | 634 | 0 | 3 | 30000 | 3 | 0 | 30000 | 178997.1946 | 19 | 7416.6667 | 2467.3716 | 155.9059 | 22583.3333 | 139959.7231 | 30000 | 0 | 109959.7231 | 109959.7231 | 0 | 7416.6667 | 0 | 0 | 0 | 0 | 0
2022-07-15 01:00 | 0 | 0 | 35584 | 0 | 634 | 0 | 3 | 30000 | 3 | 0 | 30000 | 148997.1946 | 19 | 7416.6667 | 2467.3716 | 155.9059 | 22583.3333 | 139959.7231 | 30000 | 0 | 109959.7231 | 109959.7231 | 0 | 7416.6667 | 0 | 0 | 0 | 0 | 0
2022-07-15 02:00 | 0 | 0 | 35584 | 0 | 634 | 0 | 3 | 30000 | 3 | 0 | 30000 | 118997.1946 | 19 | 7416.6667 | 2467.3716 | 155.9059 | 22583.3333 | 139959.7231 | 30000 | 0 | 109959.7231 | 109959.7231 | 0 | 7416.6667 | 0 | 0 | 0 | 0 | 0
2022-07-15 03:00 | 0 | 0 | 35584 | 0 | 634 | 0 | 3 | 30000 | 3 | 0 | 30000 | 88997.1946 | 19 | 7416.6667 | 2467.3716 | 155.9059 | 22583.3333 | 139959.7231 | 30000 | 0 | 109959.7231 | 109959.7231 | 0 | 7416.6667 | 0 | 0 | 0 | 0 | 0
2022-07-15 04:00 | 0 | 0 | 35584 | 0 | 634 | 0 | 3 | 30000 | 3 | 0 | 30000 | 58997.1946 | 19 | 7416.6667 | 2467.3716 | 155.9059 | 22583.3333 | 139959.7231 | 30000 | 0 | 109959.7231 | 109959.7231 | 0 | 7416.6667 | 0 | 0 | 0 | 0 | 0
2022-07-15 05:00 | 0.0084 | 0.00946 | 35584 | 289.9384 | 634 | 1002.8054 | 3 | 30000 | 3 | 0 | 28997.1946 | 28997.1946 | 19 | 7706.6045 | 2467.3716 | 162.0007 | 22583.3333 | 139959.7231 | 30289.9378 | 0 | 109669.7853 | 109669.7853 | 289.9378 | 7416.6667 | 0 | 0 | 0 | 0 | 0
2022-07-15 06:00 | 0.13898 | 0.36559 | 35584 | 4797.1004 | 634 | 38754.2948 | 3 | 27286.243 | 2.7286 | 0 | 0 | 0 | 19 | 9500 | 2467.3716 | 199.6997 | 22583.3333 | 139959.7231 | 32083.3333 | 0 | 107876.3898 | 107876.3898 | 0 | 9500 | 0 | 0 | 0 | 0 | 0
2022-07-15 07:00 | 0.355 | 0.61544 | 35584 | 12253.3504 | 634 | 65239.5941 | 3 | 19830.0087 | 1.983 | 0 | 0 | 0 | 19 | 9500 | 2467.3716 | 199.6997 | 22583.3333 | 139959.7231 | 32083.3333 | 0 | 107876.3898 | 107876.3898 | 9500 | 0 | 0 | 0 | 0 | 0 | 0
2022-07-15 08:00 | 0.57622 | 0.76258 | 35584 | 19889.0861 | 634 | 80837.1404 | 3 | 12194.2891 | 1.2194 | 0 | 0 | 0 | 19 | 9500 | 2467.3716 | 199.6997 | 22583.3333 | 139959.7231 | 32083.3333 | 0 | 107876.3898 | 107876.3898 | 0 | 9500 | 0 | 0 | 0 | 0 | 0
2022-07-15 09:00 | 0.77125 | 0.82921 | 35584 | 26620.8352 | 634 | 87900.2402 | 3 | 5462.5542 | 0.54626 | 0 | 0 | 0 | 19 | 9500 | 2467.3716 | 199.6997 | 22583.3333 | 139959.7231 | 32083.3333 | 0 | 107876.3898 | 107876.3898 | 9500 | 0 | 0 | 0 | 0 | 0 | 0
2022-07-15 10:00 | 0.92233 | 0.87365 | 35584 | 31835.585 | 634 | 92611.0935 | 3 | 247.8154 | 0.024782 | 0 | 0 | 0 | 19 | 9500 | 2467.3716 | 199.6997 | 22583.3333 | 139959.7231 | 32083.3333 | 0 | 107876.3898 | 107876.3898 | 9252.1846 | 247.8154 | 0 | 0 | 0 | 0 | 0
2022-07-15 11:00 | 1.0174 | 0.93947 | 35584 | 35117.0668 | 634 | 99588.3295 | 3 | 0 | 0 | 0 | 0 | 0 | 19 | 9500 | 2467.3716 | 199.6997 | 22583.3333 | 139959.7231 | 32083.3333 | 0 | 107876.3898 | 107876.3898 | 9500 | 0 | 0 | 0 | 0 | 0 | 0
2022-07-15 12:00 | 1.0326 | 0.8901 | 35584 | 35642.4076 | 634 | 94354.8725 | 3 | 0 | 0 | 0 | 0 | 0 | 19 | 9500 | 2467.3716 | 199.6997 | 22583.3333 | 139959.7231 | 32083.3333 | 0 | 107876.3898 | 107876.3898 | 9500 | 0 | 0 | 0 | 0 | 0 | 0
2022-07-15 13:00 | 0.99997 | 0.87201 | 35584 | 34515.4445 | 634 | 92437.2456 | 3 | 0 | 0 | 92437.2456 | 0 | 0 | 19 | 9500 | 2467.3716 | 199.6997 | 22583.3333 | 139959.7231 | 32083.3333 | 0 | 107876.3898 | 107876.3898 | 9500 | 0 | 0 | 0 | 0 | 0 | 0
2022-07-15 14:00 | 0.90353 | 0.81885 | 35584 | 31186.6752 | 634 | 86802.0305 | 3 | 896.7238 | 0.089672 | 58294.6613 | 0 | 92437.2456 | 19 | 9500 | 2467.3716 | 199.6997 | 22583.3333 | 139959.7231 | 32083.3333 | 0 | 107876.3898 | 107876.3898 | 9500 | 0 | 0 | 0 | 0 | 0 | 0
2022-07-15 15:00 | 0.74985 | 0.77778 | 35584 | 25882.1825 | 634 | 82448.4133 | 3 | 6201.2053 | 0.62012 | 76247.208 | 0 | 150731.907 | 19 | 9500 | 2467.3716 | 199.6997 | 22583.3333 | 139959.7231 | 32083.3333 | 0 | 107876.3898 | 107876.3898 | 3298.7947 | 6201.2053 | 0 | 0 | 0 | 0 | 0
2022-07-15 16:00 | 0.55278 | 0.70252 | 35584 | 19080.0198 | 634 | 74470.4921 | 3 | 13003.3537 | 1.3003 | 61467.1384 | 0 | 226979.115 | 19 | 9500 | 2467.3716 | 199.6997 | 22583.3333 | 139959.7231 | 32083.3333 | 0 | 107876.3898 | 107876.3898 | 0 | 9500 | 0 | 0 | 0 | 0 | 0
2022-07-15 17:00 | 0.33155 | 0.54576 | 35584 | 11443.9389 | 634 | 57853.1796 | 3 | 20639.4185 | 2.0639 | 37213.7612 | 0 | 288446.2534 | 19 | 9500 | 2467.3716 | 199.6997 | 22583.3333 | 139959.7231 | 32083.3333 | 0 | 107876.3898 | 107876.3898 | 9500 | 0 | 0 | 0 | 0 | 0 | 0
2022-07-15 18:00 | 0.12122 | 0.29193 | 35584 | 4184.0877 | 634 | 30945.9813 | 3 | 27899.2544 | 2.7899 | 3046.7268 | 0 | 325660.0146 | 19 | 9500 | 2467.3716 | 199.6997 | 22583.3333 | 139959.7231 | 32083.3333 | 0 | 107876.3898 | 107876.3898 | 4184.0789 | 5315.9211 | 0 | 0 | 0 | 0 | 0
2022-07-15 19:00 | 0.0057 | 0.00409 | 35584 | 196.7439 | 634 | 433.5596 | 3 | 30000 | 3 | 0 | 29566.4404 | 328706.7414 | 19 | 7613.4102 | 2467.3716 | 160.0417 | 22583.3333 | 139959.7231 | 30196.7435 | 0 | 109762.9796 | 109762.9796 | 196.7435 | 7416.6667 | 0 | 0 | 0 | 0 | 0
2022-07-15 20:00 | 0 | 0 | 35584 | 0 | 634 | 0 | 3 | 30000 | 3 | 0 | 30000 | 299140.3011 | 19 | 7416.6667 | 2467.3716 | 155.9059 | 22583.3333 | 139959.7231 | 30000 | 0 | 109959.7231 | 109959.7231 | 0 | 7416.6667 | 0 | 0 | 0 | 0 | 0
2022-07-15 21:00 | 0 | 0 | 35584 | 0 | 634 | 0 | 3 | 30000 | 3 | 0 | 30000 | 269140.3011 | 19 | 7416.6667 | 2467.3716 | 155.9059 | 22583.3333 | 139959.7231 | 30000 | 0 | 109959.7231 | 109959.7231 | 0 | 7416.6667 | 0 | 0 | 0 | 0 | 0
2022-07-15 22:00 | 0 | 0 | 35584 | 0 | 634 | 0 | 3 | 30000 | 3 | 0 | 30000 | 239140.3011 | 19 | 7416.6667 | 2467.3716 | 155.9059 | 22583.3333 | 139959.7231 | 30000 | 0 | 109959.7231 | 109959.7231 | 0 | 7416.6667 | 0 | 0 | 0 | 0 | 0
2022-07-15 23:00 | 0 | 0 | 35584 | 0 | 634 | 0 | 3 | 30000 | 3 | 0 | 30000 | 209140.3011 | 19 | 7416.6667 | 2467.3716 | 155.9059 | 22583.3333 | 139959.7231 | 30000 | 0 | 109959.7231 | 109959.7231 | 0 | 7416.6667 | 0 | 0 | 0 | 0 | 0
2022-07-16 | 0 | 0 | 35584 | 0 | 634 | 0 | 3 | 30000 | 3 | 0 | 30000 | 179140.3011 | 19 | 7541.6667 | 2467.3716 | 158.5335 | 22458.3333 | 139834.7231 | 30000 | 0 | 109834.7231 | 109834.7231 | 0 | 7541.6667 | 0 | 0 | 0 | 0 | 0
2022-07-16 01:00 | 0 | 0 | 35584 | 0 | 634 | 0 | 3 | 30000 | 3 | 0 | 30000 | 149140.3011 | 19 | 7541.6667 | 2467.3716 | 158.5335 | 22458.3333 | 139834.7231 | 30000 | 0 | 109834.7231 | 109834.7231 | 0 | 7541.6667 | 0 | 0 | 0 | 0 | 0
2022-07-16 02:00 | 0 | 0 | 35584 | 0 | 634 | 0 | 3 | 30000 | 3 | 0 | 30000 | 119140.3011 | 19 | 7541.6667 | 2467.3716 | 158.5335 | 22458.3333 | 139834.7231 | 30000 | 0 | 109834.7231 | 109834.7231 | 0 | 7541.6667 | 0 | 0 | 0 | 0 | 0
2022-07-16 03:00 | 0 | 0 | 35584 | 0 | 634 | 0 | 3 | 30000 | 3 | 0 | 30000 | 89140.3011 | 19 | 7541.6667 | 2467.3716 | 158.5335 | 22458.3333 | 139834.7231 | 30000 | 0 | 109834.7231 | 109834.7231 | 0 | 7541.6667 | 0 | 0 | 0 | 0 | 0
2022-07-16 04:00 | 0 | 0 | 35584 | 0 | 634 | 0 | 3 | 30000 | 3 | 0 | 30000 | 59140.3011 | 19 | 7541.6667 | 2467.3716 | 158.5335 | 22458.3333 | 139834.7231 | 30000 | 0 | 109834.7231 | 109834.7231 | 0 | 7541.6667 | 0 | 0 | 0 | 0 | 0
2022-07-16 05:00 | 0.00782 | 0.00811 | 35584 | 269.9189 | 634 | 859.6989 | 3 | 30000 | 3 | 0 | 29140.3011 | 29140.3011 | 19 | 7811.585 | 2467.3716 | 164.2075 | 22458.3333 | 139834.7231 | 30269.9183 | 0 | 109564.8048 | 109564.8048 | 269.9183 | 7541.6667 | 0 | 0 | 0 | 0 | 0
2022-07-16 06:00 | 0.13448 | 0.34541 | 35584 | 4641.7762 | 634 | 36615.118 | 3 | 27316.5669 | 2.7317 | 0 | 0 | 0 | 19 | 9500 | 2467.3716 | 199.6997 | 22458.3333 | 139834.7231 | 31958.3333 | 0 | 107876.3898 | 107876.3898 | 4641.7665 | 4858.2335 | 0 | 0 | 0 | 0 | 0
2022-07-16 07:00 | 0.3468 | 0.5915 | 35584 | 11970.3153 | 634 | 62701.8392 | 3 | 19988.0433 | 1.9988 | 0 | 0 | 0 | 19 | 9500 | 2467.3716 | 199.6997 | 22458.3333 | 139834.7231 | 31958.3333 | 0 | 107876.3898 | 107876.3898 | 9500 | 0 | 0 | 0 | 0 | 0 | 0
2022-07-16 08:00 | 0.5652 | 0.74148 | 35584 | 19508.7145 | 634 | 78600.4391 | 3 | 12449.6599 | 1.245 | 0 | 0 | 0 | 19 | 9500 | 2467.3716 | 199.6997 | 22458.3333 | 139834.7231 | 31958.3333 | 0 | 107876.3898 | 107876.3898 | 0 | 9500 | 0 | 0 | 0 | 0 | 0
2022-07-16 09:00 | 0.75925 | 0.81348 | 35584 | 26206.6374 | 634 | 86232.7847 | 3 | 5751.7511 | 0.57518 | 0 | 0 | 0 | 19 | 9500 | 2467.3716 | 199.6997 | 22458.3333 | 139834.7231 | 31958.3333 | 0 | 107876.3898 | 107876.3898 | 9500 | 0 | 0 | 0 | 0 | 0 | 0
2022-07-16 10:00 | 0.909 | 0.86111 | 35584 | 31375.4803 | 634 | 91281.7933 | 3 | 582.9191 | 0.058292 | 0 | 0 | 0 | 19 | 9500 | 2467.3716 | 199.6997 | 22458.3333 | 139834.7231 | 31958.3333 | 0 | 107876.3898 | 107876.3898 | 8917.0809 | 582.9191 | 0 | 0 | 0 | 0 | 0
2022-07-16 11:00 | 1.0027 | 0.92572 | 35584 | 34608.639 | 634 | 98130.7635 | 3 | 0 | 0 | 0 | 0 | 0 | 19 | 9500 | 2467.3716 | 199.6997 | 22458.3333 | 139834.7231 | 31958.3333 | 0 | 107876.3898 | 107876.3898 | 9500 | 0 | 0 | 0 | 0 | 0 | 0
2022-07-16 12:00 | 1.0255 | 0.91736 | 35584 | 35397.6857 | 634 | 97244.5633 | 3 | 0 | 0 | 0 | 0 | 0 | 19 | 9500 | 2467.3716 | 199.6997 | 22458.3333 | 139834.7231 | 31958.3333 | 0 | 107876.3898 | 107876.3898 | 9500 | 0 | 0 | 0 | 0 | 0 | 0
2022-07-16 13:00 | 0.99058 | 0.89109 | 35584 | 34191.3348 | 634 | 94459.8172 | 3 | 0 | 0 | 64628.7547 | 0 | 0 | 19 | 9500 | 2467.3716 | 199.6997 | 22458.3333 | 139834.7231 | 31958.3333 | 0 | 107876.3898 | 107876.3898 | 9500 | 0 | 0 | 0 | 0 | 0 | 0
2022-07-16 14:00 | 0.89378 | 0.82892 | 35584 | 30850.1395 | 634 | 87869.4988 | 3 | 1108.2588 | 0.11083 | 86761.24 | 0 | 64628.7547 | 19 | 9500 | 2467.3716 | 199.6997 | 22458.3333 | 139834.7231 | 31958.3333 | 0 | 107876.3898 | 107876.3898 | 9500 | 0 | 0 | 0 | 0 | 0 | 0
2022-07-16 15:00 | 0.74128 | 0.78174 | 35584 | 25586.3763 | 634 | 82868.1924 | 3 | 6372.0109 | 0.6372 | 76496.1814 | 0 | 151389.9947 | 19 | 9500 | 2467.3716 | 199.6997 | 22458.3333 | 139834.7231 | 31958.3333 | 0 | 107876.3898 | 107876.3898 | 9500 | 0 | 0 | 0 | 0 | 0 | 0
2022-07-16 16:00 | 0.54597 | 0.70363 | 35584 | 18844.9626 | 634 | 74588.1574 | 3 | 13113.4104 | 1.3113 | 61474.747 | 0 | 227886.1762 | 19 | 9500 | 2467.3716 | 199.6997 | 22458.3333 | 139834.7231 | 31958.3333 | 0 | 107876.3898 | 107876.3898 | 9500 | 0 | 0 | 0 | 0 | 0 | 0
2022-07-16 17:00 | 0.3273 | 0.54623 | 35584 | 11297.2439 | 634 | 57903.0019 | 3 | 20661.1132 | 2.0661 | 37241.8887 | 0 | 289360.9232 | 19 | 9500 | 2467.3716 | 199.6997 | 22458.3333 | 139834.7231 | 31958.3333 | 0 | 107876.3898 | 107876.3898 | 9500 | 0 | 0 | 0 | 0 | 0 | 0
2022-07-16 18:00 | 0.1186 | 0.28717 | 35584 | 4093.6545 | 634 | 30441.3984 | 3 | 27864.6874 | 2.7865 | 2576.711 | 0 | 326602.8119 | 19 | 9500 | 2467.3716 | 199.6997 | 22458.3333 | 139834.7231 | 31958.3333 | 0 | 107876.3898 | 107876.3898 | 0 | 9500 | 0 | 0 | 0 | 0 | 0
2022-07-16 19:00 | 0.0054 | 0.00352 | 35584 | 186.389 | 634 | 373.1369 | 3 | 30000 | 3 | 0 | 29626.8631 | 329179.5228 | 19 | 7728.0553 | 2467.3716 | 162.4516 | 22458.3333 | 139834.7231 | 30186.3886 | 0 | 109648.3345 | 109648.3345 | 186.3886 | 7541.6667 | 0 | 0 | 0 | 0 | 0
2022-07-16 20:00 | 0 | 0 | 35584 | 0 | 634 | 0 | 3 | 30000 | 3 | 0 | 30000 | 299552.6597 | 19 | 7541.6667 | 2467.3716 | 158.5335 | 22458.3333 | 139834.7231 | 30000 | 0 | 109834.7231 | 109834.7231 | 0 | 7541.6667 | 0 | 0 | 0 | 0 | 0
2022-07-16 21:00 | 0 | 0 | 35584 | 0 | 634 | 0 | 3 | 30000 | 3 | 0 | 30000 | 269552.6597 | 19 | 7541.6667 | 2467.3716 | 158.5335 | 22458.3333 | 139834.7231 | 30000 | 0 | 109834.7231 | 109834.7231 | 0 | 7541.6667 | 0 | 0 | 0 | 0 | 0
2022-07-16 22:00 | 0 | 0 | 35584 | 0 | 634 | 0 | 3 | 30000 | 3 | 0 | 30000 | 239552.6597 | 19 | 7541.6667 | 2467.3716 | 158.5335 | 22458.3333 | 139834.7231 | 30000 | 0 | 109834.7231 | 109834.7231 | 0 | 7541.6667 | 0 | 0 | 0 | 0 | 0
2022-07-16 23:00 | 0 | 0 | 35584 | 0 | 634 | 0 | 3 | 30000 | 3 | 0 | 30000 | 209552.6597 | 19 | 7541.6667 | 2467.3716 | 158.5335 | 22458.3333 | 139834.7231 | 30000 | 0 | 109834.7231 | 109834.7231 | 0 | 7541.6667 | 0 | 0 | 0 | 0 | 0
2022-07-17 | 0 | 0 | 35584 | 0 | 634 | 0 | 3 | 30000 | 3 | 0 | 30000 | 179552.6597 | 19 | 6833.3333 | 2467.3716 | 143.6436 | 23166.6667 | 140543.0564 | 30000 | 0 | 110543.0564 | 110543.0564 | 0 | 6833.3333 | 0 | 0 | 0 | 0 | 0
2022-07-17 01:00 | 0 | 0 | 35584 | 0 | 634 | 0 | 3 | 30000 | 3 | 0 | 30000 | 149552.6597 | 19 | 6833.3333 | 2467.3716 | 143.6436 | 23166.6667 | 140543.0564 | 30000 | 0 | 110543.0564 | 110543.0564 | 0 | 6833.3333 | 0 | 0 | 0 | 0 | 0
2022-07-17 02:00 | 0 | 0 | 35584 | 0 | 634 | 0 | 3 | 30000 | 3 | 0 | 30000 | 119552.6597 | 19 | 6833.3333 | 2467.3716 | 143.6436 | 23166.6667 | 140543.0564 | 30000 | 0 | 110543.0564 | 110543.0564 | 0 | 6833.3333 | 0 | 0 | 0 | 0 | 0
2022-07-17 03:00 | 0 | 0 | 35584 | 0 | 634 | 0 | 3 | 30000 | 3 | 0 | 30000 | 89552.6597 | 19 | 6833.3333 | 2467.3716 | 143.6436 | 23166.6667 | 140543.0564 | 30000 | 0 | 110543.0564 | 110543.0564 | 0 | 6833.3333 | 0 | 0 | 0 | 0 | 0
2022-07-17 04:00 | 0 | 0 | 35584 | 0 | 634 | 0 | 3 | 30000 | 3 | 0 | 30000 | 59552.6597 | 19 | 6833.3333 | 2467.3716 | 143.6436 | 23166.6667 | 140543.0564 | 30000 | 0 | 110543.0564 | 110543.0564 | 0 | 6833.3333 | 0 | 0 | 0 | 0 | 0
2022-07-17 05:00 | 0.00728 | 0.00422 | 35584 | 251.28 | 634 | 447.3403 | 3 | 30000 | 3 | 0 | 29552.6597 | 29552.6597 | 19 | 7084.6128 | 2467.3716 | 148.9258 | 23166.6667 | 140543.0564 | 30251.2794 | 0 | 110291.777 | 110291.777 | 251.2794 | 6833.3333 | 0 | 0 | 0 | 0 | 0
2022-07-17 06:00 | 0.1299 | 0.30432 | 35584 | 4483.6908 | 634 | 32259.3807 | 3 | 28182.9854 | 2.8183 | 0 | 0 | 0 | 19 | 9500 | 2467.3716 | 199.6997 | 23166.6667 | 140543.0564 | 32666.6667 | 0 | 107876.3898 | 107876.3898 | 4483.6813 | 5016.3187 | 0 | 0 | 0 | 0 | 0
2022-07-17 07:00 | 0.33923 | 0.54904 | 35584 | 11709.0255 | 634 | 58200.8754 | 3 | 20957.6658 | 2.0958 | 0 | 0 | 0 | 19 | 9500 | 2467.3716 | 199.6997 | 23166.6667 | 140543.0564 | 32666.6667 | 0 | 107876.3898 | 107876.3898 | 0 | 9500 | 0 | 0 | 0 | 0 | 0
2022-07-17 08:00 | 0.55803 | 0.70556 | 35584 | 19261.2313 | 634 | 74792.7467 | 3 | 13405.4759 | 1.3405 | 0 | 0 | 0 | 19 | 9500 | 2467.3716 | 199.6997 | 23166.6667 | 140543.0564 | 32666.6667 | 0 | 107876.3898 | 107876.3898 | 0 | 9500 | 0 | 0 | 0 | 0 | 0
2022-07-17 09:00 | 0.75283 | 0.78334 | 35584 | 25985.0416 | 634 | 83037.8 | 3 | 6681.6797 | 0.66817 | 0 | 0 | 0 | 19 | 9500 | 2467.3716 | 199.6997 | 23166.6667 | 140543.0564 | 32666.6667 | 0 | 107876.3898 | 107876.3898 | 9500 | 0 | 0 | 0 | 0 | 0 | 0
2022-07-17 10:00 | 0.90358 | 0.83463 | 35584 | 31188.401 | 634 | 88474.7862 | 3 | 1478.3313 | 0.14783 | 1478.3313 | 1478.3313 | 0 | 19 | 9500 | 2467.3716 | 199.6997 | 23166.6667 | 140543.0564 | 32666.6667 | 0 | 107876.3898 | 107876.3898 | 9500 | 0 | 0 | 0 | 0 | 0 | 0
2022-07-17 11:00 | 0.99733 | 0.89938 | 35584 | 34424.321 | 634 | 95338.597 | 3 | 0 | 0 | 0 | 0 | 0 | 19 | 9500 | 2467.3716 | 199.6997 | 23166.6667 | 140543.0564 | 32666.6667 | 0 | 107876.3898 | 107876.3898 | 9500 | 0 | 0 | 0 | 0 | 0 | 0
2022-07-17 12:00 | 1.0193 | 0.88981 | 35584 | 35182.6481 | 634 | 94324.1311 | 3 | 0 | 0 | 0 | 0 | 0 | 19 | 9500 | 2467.3716 | 199.6997 | 23166.6667 | 140543.0564 | 32666.6667 | 0 | 107876.3898 | 107876.3898 | 9500 | 0 | 0 | 0 | 0 | 0 | 0
2022-07-17 13:00 | 0.98488 | 0.86025 | 35584 | 33994.5908 | 634 | 91190.6292 | 3 | 0 | 0 | 88664.2546 | 0 | 0 | 19 | 9500 | 2467.3716 | 199.6997 | 23166.6667 | 140543.0564 | 32666.6667 | 0 | 107876.3898 | 107876.3898 | 9500 | 0 | 0 | 0 | 0 | 0 | 0
2022-07-17 14:00 | 0.88712 | 0.79766 | 35584 | 30620.2597 | 634 | 84555.7888 | 3 | 2046.4714 | 0.20465 | 82509.3174 | 0 | 88664.2546 | 19 | 9500 | 2467.3716 | 199.6997 | 23166.6667 | 140543.0564 | 32666.6667 | 0 | 107876.3898 | 107876.3898 | 9500 | 0 | 0 | 0 | 0 | 0 | 0
2022-07-17 15:00 | 0.73333 | 0.7476 | 35584 | 25311.9703 | 634 | 79249.1885 | 3 | 7354.7497 | 0.73547 | 71894.4388 | 0 | 171173.572 | 19 | 9500 | 2467.3716 | 199.6997 | 23166.6667 | 140543.0564 | 32666.6667 | 0 | 107876.3898 | 107876.3898 | 2145.2503 | 7354.7497 | 0 | 0 | 0 | 0 | 0
2022-07-17 16:00 | 0.53672 | 0.65673 | 35584 | 18525.6851 | 634 | 69616.5323 | 3 | 14141.0205 | 1.4141 | 55475.5118 | 0 | 243068.0108 | 19 | 9500 | 2467.3716 | 199.6997 | 23166.6667 | 140543.0564 | 32666.6667 | 0 | 107876.3898 | 107876.3898 | 0 | 9500 | 0 | 0 | 0 | 0 | 0
2022-07-17 17:00 | 0.318 | 0.50586 | 35584 | 10976.2406 | 634 | 53623.5881 | 3 | 21690.4491 | 2.169 | 31933.139 | 0 | 298543.5226 | 19 | 9500 | 2467.3716 | 199.6997 | 23166.6667 | 140543.0564 | 32666.6667 | 0 | 107876.3898 | 107876.3898 | 9500 | 0 | 0 | 0 | 0 | 0 | 0
2022-07-17 18:00 | 0.11368 | 0.25931 | 35584 | 3923.8334 | 634 | 27488.1047 | 3 | 28742.8415 | 2.8743 | 0 | 1254.7368 | 330476.6616 | 19 | 9500 | 2467.3716 | 199.6997 | 23166.6667 | 140543.0564 | 32666.6667 | 0 | 107876.3898 | 107876.3898 | 3923.8252 | 5576.1748 | 0 | 0 | 0 | 0 | 0
2022-07-17 19:00 | 0.005 | 0.00291 | 35584 | 172.5824 | 634 | 308.474 | 3 | 30000 | 3 | 0 | 29691.526 | 329221.9248 | 19 | 7005.9154 | 2467.3716 | 147.2715 | 23166.6667 | 140543.0564 | 30172.582 | 0 | 110370.4744 | 110370.4744 | 172.582 | 6833.3333 | 0 | 0 | 0 | 0 | 0
2022-07-17 20:00 | 0 | 0 | 35584 | 0 | 634 | 0 | 3 | 30000 | 3 | 0 | 30000 | 299530.3987 | 19 | 6833.3333 | 2467.3716 | 143.6436 | 23166.6667 | 140543.0564 | 30000 | 0 | 110543.0564 | 110543.0564 | 0 | 6833.3333 | 0 | 0 | 0 | 0 | 0
2022-07-17 21:00 | 0 | 0 | 35584 | 0 | 634 | 0 | 3 | 30000 | 3 | 0 | 30000 | 269530.3987 | 19 | 6833.3333 | 2467.3716 | 143.6436 | 23166.6667 | 140543.0564 | 30000 | 0 | 110543.0564 | 110543.0564 | 0 | 6833.3333 | 0 | 0 | 0 | 0 | 0
2022-07-17 22:00 | 0 | 0 | 35584 | 0 | 634 | 0 | 3 | 30000 | 3 | 0 | 30000 | 239530.3987 | 19 | 6833.3333 | 2467.3716 | 143.6436 | 23166.6667 | 140543.0564 | 30000 | 0 | 110543.0564 | 110543.0564 | 0 | 6833.3333 | 0 | 0 | 0 | 0 | 0
2022-07-17 23:00 | 0 | 0 | 35584 | 0 | 634 | 0 | 3 | 30000 | 3 | 0 | 30000 | 209530.3987 | 19 | 6833.3333 | 2467.3716 | 143.6436 | 23166.6667 | 140543.0564 | 30000 | 0 | 110543.0564 | 110543.0564 | 0 | 6833.3333 | 0 | 0 | 0 | 0 | 0
2022-07-18 | 0 | 0 | 35584 | 0 | 634 | 0 | 3 | 30000 | 3 | 0 | 30000 | 179530.3987 | 19 | 7166.6667 | 2467.3716 | 150.6507 | 22833.3333 | 140209.7231 | 30000 | 0 | 110209.7231 | 110209.7231 | 0 | 7166.6667 | 0 | 0 | 0 | 0 | 0
2022-07-18 01:00 | 0 | 0 | 35584 | 0 | 634 | 0 | 3 | 30000 | 3 | 0 | 30000 | 149530.3987 | 19 | 7166.6667 | 2467.3716 | 150.6507 | 22833.3333 | 140209.7231 | 30000 | 0 | 110209.7231 | 110209.7231 | 0 | 7166.6667 | 0 | 0 | 0 | 0 | 0
2022-07-18 02:00 | 0 | 0 | 35584 | 0 | 634 | 0 | 3 | 30000 | 3 | 0 | 30000 | 119530.3987 | 19 | 7166.6667 | 2467.3716 | 150.6507 | 22833.3333 | 140209.7231 | 30000 | 0 | 110209.7231 | 110209.7231 | 0 | 7166.6667 | 0 | 0 | 0 | 0 | 0
2022-07-18 03:00 | 0 | 0 | 35584 | 0 | 634 | 0 | 3 | 30000 | 3 | 0 | 30000 | 89530.3987 | 19 | 7166.6667 | 2467.3716 | 150.6507 | 22833.3333 | 140209.7231 | 30000 | 0 | 110209.7231 | 110209.7231 | 0 | 7166.6667 | 0 | 0 | 0 | 0 | 0
2022-07-18 04:00 | 0 | 0 | 35584 | 0 | 634 | 0 | 3 | 30000 | 3 | 0 | 30000 | 59530.3987 | 19 | 7166.6667 | 2467.3716 | 150.6507 | 22833.3333 | 140209.7231 | 30000 | 0 | 110209.7231 | 110209.7231 | 0 | 7166.6667 | 0 | 0 | 0 | 0 | 0
2022-07-18 05:00 | 0.00672 | 0.00443 | 35584 | 231.9507 | 634 | 469.6013 | 3 | 30000 | 3 | 469.6013 | 30000 | 29530.3987 | 19 | 7398.6169 | 2467.3716 | 155.5265 | 22833.3333 | 140209.7231 | 30231.9503 | 0 | 109977.7728 | 109977.7728 | 231.9503 | 7166.6667 | 0 | 0 | 0 | 0 | 0
2022-07-18 06:00 | 0.12553 | 0.29627 | 35584 | 4332.8537 | 634 | 31406.0421 | 3 | 28000.4887 | 2.8 | 0 | 0 | 0 | 19 | 9500 | 2467.3716 | 199.6997 | 22833.3333 | 140209.7231 | 32333.3333 | 0 | 107876.3898 | 107876.3898 | 4332.8446 | 5167.1554 | 0 | 0 | 0 | 0 | 0
2022-07-18 07:00 | 0.3333 | 0.54702 | 35584 | 11504.3428 | 634 | 57986.7457 | 3 | 20829.0148 | 2.0829 | 0 | 0 | 0 | 19 | 9500 | 2467.3716 | 199.6997 | 22833.3333 | 140209.7231 | 32333.3333 | 0 | 107876.3898 | 107876.3898 | 9500 | 0 | 0 | 0 | 0 | 0 | 0
2022-07-18 08:00 | 0.55155 | 0.69419 | 35584 | 19037.5645 | 634 | 73587.4721 | 3 | 13295.8089 | 1.3296 | 0 | 0 | 0 | 19 | 9500 | 2467.3716 | 199.6997 | 22833.3333 | 140209.7231 | 32333.3333 | 0 | 107876.3898 | 107876.3898 | 9500 | 0 | 0 | 0 | 0 | 0 | 0
2022-07-18 09:00 | 0.74572 | 0.77552 | 35584 | 25739.6295 | 634 | 82208.8425 | 3 | 6593.7581 | 0.65938 | 0 | 0 | 0 | 19 | 9500 | 2467.3716 | 199.6997 | 22833.3333 | 140209.7231 | 32333.3333 | 0 | 107876.3898 | 107876.3898 | 9500 | 0 | 0 | 0 | 0 | 0 | 0
2022-07-18 10:00 | 0.89617 | 0.82745 | 35584 | 30932.6339 | 634 | 87713.6718 | 3 | 1400.7646 | 0.14008 | 0 | 0 | 0 | 19 | 9500 | 2467.3716 | 199.6997 | 22833.3333 | 140209.7231 | 32333.3333 | 0 | 107876.3898 | 107876.3898 | 8099.2354 | 1400.7646 | 0 | 0 | 0 | 0 | 0
2022-07-18 11:00 | 0.9902 | 0.89305 | 35584 | 34178.2185 | 634 | 94667.5866 | 3 | 0 | 0 | 0 | 0 | 0 | 19 | 9500 | 2467.3716 | 199.6997 | 22833.3333 | 140209.7231 | 32333.3333 | 0 | 107876.3898 | 107876.3898 | 9500 | 0 | 0 | 0 | 0 | 0 | 0
2022-07-18 12:00 | 0.9945 | 0.80263 | 35584 | 34326.6394 | 634 | 85082.6326 | 3 | 0 | 0 | 72920.7713 | 0 | 0 | 19 | 9500 | 2467.3716 | 199.6997 | 22833.3333 | 140209.7231 | 32333.3333 | 0 | 107876.3898 | 107876.3898 | 9500 | 0 | 0 | 0 | 0 | 0 | 0
2022-07-18 13:00 | 0.96038 | 0.77396 | 35584 | 33148.9371 | 634 | 82043.475 | 3 | 0 | 0 | 82043.475 | 0 | 72920.7713 | 19 | 9500 | 2467.3716 | 199.6997 | 22833.3333 | 140209.7231 | 32333.3333 | 0 | 107876.3898 | 107876.3898 | 9500 | 0 | 0 | 0 | 0 | 0 | 0
2022-07-18 14:00 | 0.863 | 0.70939 | 35584 | 29787.7222 | 634 | 75198.7451 | 3 | 2545.6738 | 0.25457 | 72653.0713 | 0 | 154964.2464 | 19 | 9500 | 2467.3716 | 199.6997 | 22833.3333 | 140209.7231 | 32333.3333 | 0 | 107876.3898 | 107876.3898 | 6954.3262 | 2545.6738 | 0 | 0 | 0 | 0 | 0
2022-07-18 15:00 | 0.70978 | 0.65383 | 35584 | 24499.1072 | 634 | 69309.1184 | 3 | 7834.2777 | 0.78343 | 61474.8406 | 0 | 227617.3176 | 19 | 9500 | 2467.3716 | 199.6997 | 22833.3333 | 140209.7231 | 32333.3333 | 0 | 107876.3898 | 107876.3898 | 1665.7223 | 7834.2777 | 0 | 0 | 0 | 0 | 0
2022-07-18 16:00 | 0.5124 | 0.53981 | 35584 | 17686.2444 | 634 | 57222.4511 | 3 | 14647.1262 | 1.4647 | 42575.3249 | 0 | 289092.1583 | 19 | 9500 | 2467.3716 | 199.6997 | 22833.3333 | 140209.7231 | 32333.3333 | 0 | 107876.3898 | 107876.3898 | 9500 | 0 | 0 | 0 | 0 | 0 | 0
2022-07-18 17:00 | 0.29312 | 0.37515 | 35584 | 10117.4706 | 634 | 39767.7007 | 3 | 22215.884 | 2.2216 | 17551.8167 | 0 | 331667.4831 | 19 | 9500 | 2467.3716 | 199.6997 | 22833.3333 | 140209.7231 | 32333.3333 | 0 | 107876.3898 | 107876.3898 | 9500 | 0 | 0 | 0 | 0 | 0 | 0
2022-07-18 18:00 | 0.10218 | 0.15885 | 35584 | 3526.8939 | 634 | 16838.8625 | 3 | 28806.4468 | 2.8806 | 0 | 11967.5844 | 349219.2998 | 19 | 9500 | 2467.3716 | 199.6997 | 22833.3333 | 140209.7231 | 32333.3333 | 0 | 107876.3898 | 107876.3898 | 3526.8865 | 5973.1135 | 0 | 0 | 0 | 0 | 0
2022-07-18 19:00 | 0.0046 | 0.00067 | 35584 | 158.7758 | 634 | 71.0232 | 3 | 30000 | 3 | 0 | 30000 | 337251.7155 | 19 | 7325.4421 | 2467.3716 | 153.9883 | 22833.3333 | 140209.7231 | 30158.7755 | 0 | 110050.9476 | 110050.9476 | 158.7755 | 7166.6667 | 0 | 0 | 0 | 0 | 0
2022-07-18 20:00 | 0 | 0 | 35584 | 0 | 634 | 0 | 3 | 30000 | 3 | 0 | 30000 | 307251.7155 | 19 | 7166.6667 | 2467.3716 | 150.6507 | 22833.3333 | 140209.7231 | 30000 | 0 | 110209.7231 | 110209.7231 | 0 | 7166.6667 | 0 | 0 | 0 | 0 | 0
2022-07-18 21:00 | 0 | 0 | 35584 | 0 | 634 | 0 | 3 | 30000 | 3 | 0 | 30000 | 277251.7155 | 19 | 7166.6667 | 2467.3716 | 150.6507 | 22833.3333 | 140209.7231 | 30000 | 0 | 110209.7231 | 110209.7231 | 0 | 7166.6667 | 0 | 0 | 0 | 0 | 0
2022-07-18 22:00 | 0 | 0 | 35584 | 0 | 634 | 0 | 3 | 30000 | 3 | 0 | 30000 | 247251.7155 | 19 | 7166.6667 | 2467.3716 | 150.6507 | 22833.3333 | 140209.7231 | 30000 | 0 | 110209.7231 | 110209.7231 | 0 | 7166.6667 | 0 | 0 | 0 | 0 | 0
2022-07-18 23:00 | 0 | 0 | 35584 | 0 | 634 | 0 | 3 | 30000 | 3 | 0 | 30000 | 217251.7155 | 19 | 7166.6667 | 2467.3716 | 150.6507 | 22833.3333 | 140209.7231 | 30000 | 0 | 110209.7231 | 110209.7231 | 0 | 7166.6667 | 0 | 0 | 0 | 0 | 0
2022-07-19 | 0 | 0 | 35584 | 0 | 634 | 0 | 3 | 30000 | 3 | 0 | 30000 | 187251.7155 | 19 | 7125 | 2467.3716 | 149.7748 | 22875 | 140251.3898 | 30000 | 0 | 110251.3898 | 110251.3898 | 0 | 7125 | 0 | 0 | 0 | 0 | 0
2022-07-19 01:00 | 0 | 0 | 35584 | 0 | 634 | 0 | 3 | 30000 | 3 | 0 | 30000 | 157251.7155 | 19 | 7125 | 2467.3716 | 149.7748 | 22875 | 140251.3898 | 30000 | 0 | 110251.3898 | 110251.3898 | 0 | 7125 | 0 | 0 | 0 | 0 | 0
2022-07-19 02:00 | 0 | 0 | 35584 | 0 | 634 | 0 | 3 | 30000 | 3 | 0 | 30000 | 127251.7155 | 19 | 7125 | 2467.3716 | 149.7748 | 22875 | 140251.3898 | 30000 | 0 | 110251.3898 | 110251.3898 | 0 | 7125 | 0 | 0 | 0 | 0 | 0
2022-07-19 03:00 | 0 | 0 | 35584 | 0 | 634 | 0 | 3 | 30000 | 3 | 0 | 30000 | 97251.7155 | 19 | 7125 | 2467.3716 | 149.7748 | 22875 | 140251.3898 | 30000 | 0 | 110251.3898 | 110251.3898 | 0 | 7125 | 0 | 0 | 0 | 0 | 0
2022-07-19 04:00 | 0 | 0 | 35584 | 0 | 634 | 0 | 3 | 30000 | 3 | 0 | 30000 | 67251.7155 | 19 | 7125 | 2467.3716 | 149.7748 | 22875 | 140251.3898 | 30000 | 0 | 110251.3898 | 110251.3898 | 0 | 7125 | 0 | 0 | 0 | 0 | 0
2022-07-19 05:00 | 0.0062 | 0.00116 | 35584 | 214.0022 | 634 | 122.9656 | 3 | 30000 | 3 | 0 | 29877.0344 | 37251.7155 | 19 | 7339.0017 | 2467.3716 | 154.2733 | 22875 | 140251.3898 | 30214.0017 | 0 | 110037.388 | 110037.388 | 214.0017 | 7125 | 0 | 0 | 0 | 0 | 0
2022-07-19 06:00 | 0.11465 | 0.19851 | 35584 | 3957.3144 | 634 | 21043.0128 | 3 | 28417.6939 | 2.8418 | 0 | 7374.6811 | 7374.6811 | 19 | 9500 | 2467.3716 | 199.6997 | 22875 | 140251.3898 | 32375 | 0 | 107876.3898 | 107876.3898 | 0 | 9500 | 0 | 0 | 0 | 0 | 0
2022-07-19 07:00 | 0.31383 | 0.43223 | 35584 | 10832.3069 | 634 | 45818.4547 | 3 | 21542.7159 | 2.1543 | 0 | 0 | 0 | 19 | 9500 | 2467.3716 | 199.6997 | 22875 | 140251.3898 | 32375 | 0 | 107876.3898 | 107876.3898 | 0 | 9500 | 0 | 0 | 0 | 0 | 0
2022-07-19 08:00 | 0.53095 | 0.58628 | 35584 | 18326.5251 | 634 | 62148.4941 | 3 | 14048.5135 | 1.4049 | 0 | 0 | 0 | 19 | 9500 | 2467.3716 | 199.6997 | 22875 | 140251.3898 | 32375 | 0 | 107876.3898 | 107876.3898 | 9500 | 0 | 0 | 0 | 0 | 0 | 0
2022-07-19 09:00 | 0.72665 | 0.676 | 35584 | 25081.4002 | 634 | 71659.2448 | 3 | 7293.6526 | 0.72937 | 0 | 0 | 0 | 19 | 9500 | 2467.3716 | 199.6997 | 22875 | 140251.3898 | 32375 | 0 | 107876.3898 | 107876.3898 | 9500 | 0 | 0 | 0 | 0 | 0 | 0
2022-07-19 10:00 | 0.87988 | 0.73377 | 35584 | 30370.3604 | 634 | 77783.1421 | 3 | 2004.7035 | 0.20047 | 2004.7035 | 2004.7035 | 0 | 19 | 9500 | 2467.3716 | 199.6997 | 22875 | 140251.3898 | 32375 | 0 | 107876.3898 | 107876.3898 | 7495.2965 | 2004.7035 | 0 | 0 | 0 | 0 | 0
2022-07-19 11:00 | 0.97625 | 0.7989 | 35584 | 33696.7136 | 634 | 84687.2347 | 3 | 0 | 0 | 28303.7881 | 0 | 0 | 19 | 9500 | 2467.3716 | 199.6997 | 22875 | 140251.3898 | 32375 | 0 | 107876.3898 | 107876.3898 | 9500 | 0 | 0 | 0 | 0 | 0 | 0
2022-07-19 12:00 | 0.98908 | 0.74632 | 35584 | 34139.56 | 634 | 79113.5023 | 3 | 0 | 0 | 79113.5023 | 0 | 28303.7881 | 19 | 9500 | 2467.3716 | 199.6997 | 22875 | 140251.3898 | 32375 | 0 | 107876.3898 | 107876.3898 | 9500 | 0 | 0 | 0 | 0 | 0 | 0
2022-07-19 13:00 | 0.9561 | 0.723 | 35584 | 33001.2065 | 634 | 76641.4704 | 3 | 0 | 0 | 76641.4704 | 0 | 107417.2904 | 19 | 9500 | 2467.3716 | 199.6997 | 22875 | 140251.3898 | 32375 | 0 | 107876.3898 | 107876.3898 | 9500 | 0 | 0 | 0 | 0 | 0 | 0
2022-07-19 14:00 | 0.85597 | 0.64965 | 35584 | 29545.0714 | 634 | 68866.0183 | 3 | 2829.9908 | 0.283 | 66036.0275 | 0 | 184058.7608 | 19 | 9500 | 2467.3716 | 199.6997 | 22875 | 140251.3898 | 32375 | 0 | 107876.3898 | 107876.3898 | 9500 | 0 | 0 | 0 | 0 | 0 | 0
2022-07-19 15:00 | 0.70262 | 0.59263 | 35584 | 24251.9692 | 634 | 62821.6246 | 3 | 8123.0819 | 0.81231 | 54698.5427 | 0 | 250094.7883 | 19 | 9500 | 2467.3716 | 199.6997 | 22875 | 140251.3898 | 32375 | 0 | 107876.3898 | 107876.3898 | 1376.9181 | 8123.0819 | 0 | 0 | 0 | 0 | 0
2022-07-19 16:00 | 0.4976 | 0.48368 | 35584 | 17175.4004 | 634 | 51272.4017 | 3 | 15199.6357 | 1.52 | 36072.766 | 0 | 304793.331 | 19 | 9500 | 2467.3716 | 199.6997 | 22875 | 140251.3898 | 32375 | 0 | 107876.3898 | 107876.3898 | 9500 | 0 | 0 | 0 | 0 | 0 | 0
2022-07-19 17:00 | 0.28315 | 0.3444 | 35584 | 9773.3413 | 634 | 36508.0531 | 3 | 22601.6793 | 2.2602 | 13906.3739 | 0 | 340866.097 | 19 | 9500 | 2467.3716 | 199.6997 | 22875 | 140251.3898 | 32375 | 0 | 107876.3898 | 107876.3898 | 0 | 9500 | 0 | 0 | 0 | 0 | 0
2022-07-19 18:00 | 0.09753 | 0.12413 | 35584 | 3366.3923 | 634 | 13158.3758 | 3 | 29008.6148 | 2.9009 | 0 | 15850.239 | 354772.4709 | 19 | 9500 | 2467.3716 | 199.6997 | 22875 | 140251.3898 | 32375 | 0 | 107876.3898 | 107876.3898 | 3366.3852 | 6133.6148 | 0 | 0 | 0 | 0 | 0
2022-07-19 19:00 | 0.0044 | 0 | 35584 | 151.8725 | 634 | 0 | 3 | 30000 | 3 | 0 | 30000 | 338922.2319 | 19 | 7276.8722 | 2467.3716 | 152.9673 | 22875 | 140251.3898 | 30151.8722 | 0 | 110099.5176 | 110099.5176 | 151.8722 | 7125 | 0 | 0 | 0 | 0 | 0
2022-07-19 20:00 | 0 | 0 | 35584 | 0 | 634 | 0 | 3 | 30000 | 3 | 0 | 30000 | 308922.2319 | 19 | 7125 | 2467.3716 | 149.7748 | 22875 | 140251.3898 | 30000 | 0 | 110251.3898 | 110251.3898 | 0 | 7125 | 0 | 0 | 0 | 0 | 0
2022-07-19 21:00 | 0 | 0 | 35584 | 0 | 634 | 0 | 3 | 30000 | 3 | 0 | 30000 | 278922.2319 | 19 | 7125 | 2467.3716 | 149.7748 | 22875 | 140251.3898 | 30000 | 0 | 110251.3898 | 110251.3898 | 0 | 7125 | 0 | 0 | 0 | 0 | 0
2022-07-19 22:00 | 0 | 0 | 35584 | 0 | 634 | 0 | 3 | 30000 | 3 | 0 | 30000 | 248922.2319 | 19 | 7125 | 2467.3716 | 149.7748 | 22875 | 140251.3898 | 30000 | 0 | 110251.3898 | 110251.3898 | 0 | 7125 | 0 | 0 | 0 | 0 | 0
2022-07-19 23:00 | 0 | 0 | 35584 | 0 | 634 | 0 | 3 | 30000 | 3 | 0 | 30000 | 218922.2319 | 19 | 7125 | 2467.3716 | 149.7748 | 22875 | 140251.3898 | 30000 | 0 | 110251.3898 | 110251.3898 | 0 | 7125 | 0 | 0 | 0 | 0 | 0
2022-07-20 | 0 | 0 | 35584 | 0 | 634 | 0 | 3 | 30000 | 3 | 0 | 30000 | 188922.2319 | 19 | 6716.6667 | 2467.3716 | 141.1912 | 23283.3333 | 140659.7231 | 30000 | 0 | 110659.7231 | 110659.7231 | 0 | 6716.6667 | 0 | 0 | 0 | 0 | 0
2022-07-20 01:00 | 0 | 0 | 35584 | 0 | 634 | 0 | 3 | 30000 | 3 | 0 | 30000 | 158922.2319 | 19 | 6716.6667 | 2467.3716 | 141.1912 | 23283.3333 | 140659.7231 | 30000 | 0 | 110659.7231 | 110659.7231 | 0 | 6716.6667 | 0 | 0 | 0 | 0 | 0
2022-07-20 02:00 | 0 | 0 | 35584 | 0 | 634 | 0 | 3 | 30000 | 3 | 0 | 30000 | 128922.2319 | 19 | 6716.6667 | 2467.3716 | 141.1912 | 23283.3333 | 140659.7231 | 30000 | 0 | 110659.7231 | 110659.7231 | 0 | 6716.6667 | 0 | 0 | 0 | 0 | 0
2022-07-20 03:00 | 0 | 0 | 35584 | 0 | 634 | 0 | 3 | 30000 | 3 | 0 | 30000 | 98922.2319 | 19 | 6716.6667 | 2467.3716 | 141.1912 | 23283.3333 | 140659.7231 | 30000 | 0 | 110659.7231 | 110659.7231 | 0 | 6716.6667 | 0 | 0 | 0 | 0 | 0
2022-07-20 04:00 | 0 | 0 | 35584 | 0 | 634 | 0 | 3 | 30000 | 3 | 0 | 30000 | 68922.2319 | 19 | 6716.6667 | 2467.3716 | 141.1912 | 23283.3333 | 140659.7231 | 30000 | 0 | 110659.7231 | 110659.7231 | 0 | 6716.6667 | 0 | 0 | 0 | 0 | 0
2022-07-20 05:00 | 0.00578 | 0.0006 | 35584 | 199.5053 | 634 | 63.6029 | 3 | 30000 | 3 | 63.6029 | 30000 | 38922.2319 | 19 | 6916.1715 | 2467.3716 | 145.385 | 23283.3333 | 140659.7231 | 30199.5048 | 0 | 110460.2183 | 110460.2183 | 199.5048 | 6716.6667 | 0 | 0 | 0 | 0 | 0
2022-07-20 06:00 | 0.11122 | 0.18828 | 35584 | 3838.9229 | 634 | 19958.5837 | 3 | 28944.4185 | 2.8944 | 0 | 8985.8348 | 8985.8348 | 19 | 9500 | 2467.3716 | 199.6997 | 23283.3333 | 140659.7231 | 32783.3333 | 0 | 107876.3898 | 107876.3898 | 3838.9148 | 5661.0852 | 0 | 0 | 0 | 0 | 0
2022-07-20 07:00 | 0.30165 | 0.38536 | 35584 | 10411.8962 | 634 | 40850.0097 | 3 | 22371.4591 | 2.2371 | 0 | 0 | 0 | 19 | 9500 | 2467.3716 | 199.6997 | 23283.3333 | 140659.7231 | 32783.3333 | 0 | 107876.3898 | 107876.3898 | 9500 | 0 | 0 | 0 | 0 | 0 | 0
2022-07-20 08:00 | 0.5163 | 0.5404 | 35584 | 17820.8586 | 634 | 57284.9939 | 3 | 14962.5122 | 1.4963 | 0 | 0 | 0 | 19 | 9500 | 2467.3716 | 199.6997 | 23283.3333 | 140659.7231 | 32783.3333 | 0 | 107876.3898 | 107876.3898 | 0 | 9500 | 0 | 0 | 0 | 0 | 0
2022-07-20 09:00 | 0.71095 | 0.6304 | 35584 | 24539.4915 | 634 | 66825.4259 | 3 | 8243.8935 | 0.82439 | 0 | 0 | 0 | 19 | 9500 | 2467.3716 | 199.6997 | 23283.3333 | 140659.7231 | 32783.3333 | 0 | 107876.3898 | 107876.3898 | 1256.1065 | 8243.8935 | 0 | 0 | 0 | 0 | 0
2022-07-20 10:00 | 0.86392 | 0.68819 | 35584 | 29819.4774 | 634 | 72951.4433 | 3 | 2963.9187 | 0.29639 | 0 | 0 | 0 | 19 | 9500 | 2467.3716 | 199.6997 | 23283.3333 | 140659.7231 | 32783.3333 | 0 | 107876.3898 | 107876.3898 | 9500 | 0 | 0 | 0 | 0 | 0 | 0
2022-07-20 11:00 | 0.9603 | 0.75074 | 35584 | 33146.1757 | 634 | 79582.0436 | 3 | 0 | 0 | 8713.4473 | 0 | 0 | 19 | 9500 | 2467.3716 | 199.6997 | 23283.3333 | 140659.7231 | 32783.3333 | 0 | 107876.3898 | 107876.3898 | 9500 | 0 | 0 | 0 | 0 | 0 | 0
2022-07-20 12:00 | 0.99028 | 0.74667 | 35584 | 34180.9798 | 634 | 79150.604 | 3 | 0 | 0 | 79150.604 | 0 | 8713.4473 | 19 | 9500 | 2467.3716 | 199.6997 | 23283.3333 | 140659.7231 | 32783.3333 | 0 | 107876.3898 | 107876.3898 | 9500 | 0 | 0 | 0 | 0 | 0 | 0
2022-07-20 13:00 | 0.95772 | 0.744 | 35584 | 33057.1232 | 634 | 78867.5712 | 3 | 0 | 0 | 78867.5712 | 0 | 87864.0513 | 19 | 9500 | 2467.3716 | 199.6997 | 23283.3333 | 140659.7231 | 32783.3333 | 0 | 107876.3898 | 107876.3898 | 9500 | 0 | 0 | 0 | 0 | 0 | 0
2022-07-20 14:00 | 0.86442 | 0.68685 | 35584 | 29836.7356 | 634 | 72809.3969 | 3 | 2946.6605 | 0.29467 | 69862.7364 | 0 | 166731.6225 | 19 | 9500 | 2467.3716 | 199.6997 | 23283.3333 | 140659.7231 | 32783.3333 | 0 | 107876.3898 | 107876.3898 | 9500 | 0 | 0 | 0 | 0 | 0 | 0
2022-07-20 15:00 | 0.70995 | 0.62156 | 35584 | 24504.975 | 634 | 65888.3435 | 3 | 8278.41 | 0.82784 | 57609.9335 | 0 | 236594.3589 | 19 | 9500 | 2467.3716 | 199.6997 | 23283.3333 | 140659.7231 | 32783.3333 | 0 | 107876.3898 | 107876.3898 | 9500 | 0 | 0 | 0 | 0 | 0 | 0
2022-07-20 16:00 | 0.50983 | 0.51528 | 35584 | 17597.537 | 634 | 54622.1533 | 3 | 15185.8334 | 1.5186 | 39436.32 | 0 | 294204.2924 | 19 | 9500 | 2467.3716 | 199.6997 | 23283.3333 | 140659.7231 | 32783.3333 | 0 | 107876.3898 | 107876.3898 | 9500 | 0 | 0 | 0 | 0 | 0 | 0
2022-07-20 17:00 | 0.29325 | 0.36008 | 35584 | 10121.9578 | 634 | 38170.2084 | 3 | 22661.3969 | 2.2661 | 15508.8115 | 0 | 333640.6124 | 19 | 9500 | 2467.3716 | 199.6997 | 23283.3333 | 140659.7231 | 32783.3333 | 0 | 107876.3898 | 107876.3898 | 0 | 9500 | 0 | 0 | 0 | 0 | 0
2022-07-20 18:00 | 0.10182 | 0.15538 | 35584 | 3514.468 | 634 | 16471.0258 | 3 | 29268.8727 | 2.9269 | 0 | 12797.8469 | 349149.4239 | 19 | 9500 | 2467.3716 | 199.6997 | 23283.3333 | 140659.7231 | 32783.3333 | 0 | 107876.3898 | 107876.3898 | 3514.4606 | 5985.5394 | 0 | 0 | 0 | 0 | 0
2022-07-20 19:00 | 0.00435 | 0.00066 | 35584 | 150.1467 | 634 | 69.9632 | 3 | 30000 | 3 | 0 | 30000 | 336351.577 | 19 | 6866.813 | 2467.3716 | 144.3474 | 23283.3333 | 140659.7231 | 30150.1464 | 0 | 110509.5767 | 110509.5767 | 150.1464 | 6716.6667 | 0 | 0 | 0 | 0 | 0
2022-07-20 20:00 | 0 | 0 | 35584 | 0 | 634 | 0 | 3 | 30000 | 3 | 0 | 30000 | 306351.577 | 19 | 6716.6667 | 2467.3716 | 141.1912 | 23283.3333 | 140659.7231 | 30000 | 0 | 110659.7231 | 110659.7231 | 0 | 6716.6667 | 0 | 0 | 0 | 0 | 0
2022-07-20 21:00 | 0 | 0 | 35584 | 0 | 634 | 0 | 3 | 30000 | 3 | 0 | 30000 | 276351.577 | 19 | 6716.6667 | 2467.3716 | 141.1912 | 23283.3333 | 140659.7231 | 30000 | 0 | 110659.7231 | 110659.7231 | 0 | 6716.6667 | 0 | 0 | 0 | 0 | 0
2022-07-20 22:00 | 0 | 0 | 35584 | 0 | 634 | 0 | 3 | 30000 | 3 | 0 | 30000 | 246351.577 | 19 | 6716.6667 | 2467.3716 | 141.1912 | 23283.3333 | 140659.7231 | 30000 | 0 | 110659.7231 | 110659.7231 | 0 | 6716.6667 | 0 | 0 | 0 | 0 | 0
2022-07-20 23:00 | 0 | 0 | 35584 | 0 | 634 | 0 | 3 | 30000 | 3 | 0 | 30000 | 216351.577 | 19 | 6716.6667 | 2467.3716 | 141.1912 | 23283.3333 | 140659.7231 | 30000 | 0 | 110659.7231 | 110659.7231 | 0 | 6716.6667 | 0 | 0 | 0 | 0 | 0
2022-07-21 | 0 | 0 | 35584 | 0 | 634 | 0 | 3 | 30000 | 3 | 0 | 30000 | 186351.577 | 19 | 6720.8333 | 2467.3716 | 141.2788 | 23279.1667 | 140655.5564 | 30000 | 0 | 110655.5564 | 110655.5564 | 0 | 6720.8333 | 0 | 0 | 0 | 0 | 0
2022-07-21 01:00 | 0 | 0 | 35584 | 0 | 634 | 0 | 3 | 30000 | 3 | 0 | 30000 | 156351.577 | 19 | 6720.8333 | 2467.3716 | 141.2788 | 23279.1667 | 140655.5564 | 30000 | 0 | 110655.5564 | 110655.5564 | 0 | 6720.8333 | 0 | 0 | 0 | 0 | 0
2022-07-21 02:00 | 0 | 0 | 35584 | 0 | 634 | 0 | 3 | 30000 | 3 | 0 | 30000 | 126351.577 | 19 | 6720.8333 | 2467.3716 | 141.2788 | 23279.1667 | 140655.5564 | 30000 | 0 | 110655.5564 | 110655.5564 | 0 | 6720.8333 | 0 | 0 | 0 | 0 | 0
2022-07-21 03:00 | 0 | 0 | 35584 | 0 | 634 | 0 | 3 | 30000 | 3 | 0 | 30000 | 96351.577 | 19 | 6720.8333 | 2467.3716 | 141.2788 | 23279.1667 | 140655.5564 | 30000 | 0 | 110655.5564 | 110655.5564 | 0 | 6720.8333 | 0 | 0 | 0 | 0 | 0
2022-07-21 04:00 | 0 | 0 | 35584 | 0 | 634 | 0 | 3 | 30000 | 3 | 0 | 30000 | 66351.577 | 19 | 6720.8333 | 2467.3716 | 141.2788 | 23279.1667 | 140655.5564 | 30000 | 0 | 110655.5564 | 110655.5564 | 0 | 6720.8333 | 0 | 0 | 0 | 0 | 0
2022-07-21 05:00 | 0.00578 | 0.00063 | 35584 | 199.5053 | 634 | 66.783 | 3 | 30000 | 3 | 0 | 29933.217 | 36351.577 | 19 | 6920.3382 | 2467.3716 | 145.4726 | 23279.1667 | 140655.5564 | 30199.5048 | 0 | 110456.0516 | 110456.0516 | 199.5048 | 6720.8333 | 0 | 0 | 0 | 0 | 0
2022-07-21 06:00 | 0.1154 | 0.2111 | 35584 | 3983.2018 | 634 | 22377.6133 | 3 | 28795.9733 | 2.8796 | 22377.6133 | 28795.9733 | 6418.36 | 19 | 9500 | 2467.3716 | 199.6997 | 23279.1667 | 140655.5564 | 32779.1667 | 0 | 107876.3898 | 107876.3898 | 3983.1934 | 5516.8066 | 0 | 0 | 0 | 0 | 0
2022-07-21 07:00 | 0.31488 | 0.4392 | 35584 | 10868.5492 | 634 | 46557.3082 | 3 | 21910.6403 | 2.1911 | 0 | 0 | 0 | 19 | 9500 | 2467.3716 | 199.6997 | 23279.1667 | 140655.5564 | 32779.1667 | 0 | 107876.3898 | 107876.3898 | 0 | 9500 | 0 | 0 | 0 | 0 | 0
2022-07-21 08:00 | 0.53305 | 0.59603 | 35584 | 18399.0097 | 634 | 63182.0409 | 3 | 14380.1957 | 1.438 | 0 | 0 | 0 | 19 | 9500 | 2467.3716 | 199.6997 | 23279.1667 | 140655.5564 | 32779.1667 | 0 | 107876.3898 | 107876.3898 | 0 | 9500 | 0 | 0 | 0 | 0 | 0
2022-07-21 09:00 | 0.72955 | 0.68736 | 35584 | 25181.498 | 634 | 72863.4593 | 3 | 7597.7217 | 0.75977 | 0 | 0 | 0 | 19 | 9500 | 2467.3716 | 199.6997 | 23279.1667 | 140655.5564 | 32779.1667 | 0 | 107876.3898 | 107876.3898 | 9500 | 0 | 0 | 0 | 0 | 0 | 0
2022-07-21 10:00 | 0.88258 | 0.74476 | 35584 | 30463.5549 | 634 | 78948.1348 | 3 | 2315.6759 | 0.23157 | 0 | 0 | 0 | 19 | 9500 | 2467.3716 | 199.6997 | 23279.1667 | 140655.5564 | 32779.1667 | 0 | 107876.3898 | 107876.3898 | 9500 | 0 | 0 | 0 | 0 | 0 | 0
2022-07-21 11:00 | 0.97858 | 0.81109 | 35584 | 33777.137 | 634 | 85979.4332 | 3 | 0 | 0 | 0 | 0 | 0 | 19 | 9500 | 2467.3716 | 199.6997 | 23279.1667 | 140655.5564 | 32779.1667 | 0 | 107876.3898 | 107876.3898 | 9500 | 0 | 0 | 0 | 0 | 0 | 0
2022-07-21 12:00 | 1.0084 | 0.80824 | 35584 | 34806.4184 | 634 | 85677.3196 | 3 | 0 | 0 | 18402.5233 | 0 | 0 | 19 | 9500 | 2467.3716 | 199.6997 | 23279.1667 | 140655.5564 | 32779.1667 | 0 | 107876.3898 | 107876.3898 | 9500 | 0 | 0 | 0 | 0 | 0 | 0
2022-07-21 13:00 | 0.97583 | 0.81596 | 35584 | 33682.2167 | 634 | 86495.6766 | 3 | 0 | 0 | 86495.6766 | 0 | 18402.5233 | 19 | 9500 | 2467.3716 | 199.6997 | 23279.1667 | 140655.5564 | 32779.1667 | 0 | 107876.3898 | 107876.3898 | 9500 | 0 | 0 | 0 | 0 | 0 | 0
2022-07-21 14:00 | 0.8795 | 0.76857 | 35584 | 30357.2442 | 634 | 81472.1091 | 3 | 2421.9864 | 0.2422 | 79050.1227 | 0 | 104898.1999 | 19 | 9500 | 2467.3716 | 199.6997 | 23279.1667 | 140655.5564 | 32779.1667 | 0 | 107876.3898 | 107876.3898 | 7078.0136 | 2421.9864 | 0 | 0 | 0 | 0 | 0
2022-07-21 15:00 | 0.72685 | 0.71933 | 35584 | 25088.3035 | 634 | 76252.4328 | 3 | 7690.916 | 0.76909 | 68561.5168 | 0 | 183948.3226 | 19 | 9500 | 2467.3716 | 199.6997 | 23279.1667 | 140655.5564 | 32779.1667 | 0 | 107876.3898 | 107876.3898 | 9500 | 0 | 0 | 0 | 0 | 0 | 0
2022-07-21 16:00 | 0.53158 | 0.63301 | 35584 | 18348.2704 | 634 | 67102.0984 | 3 | 14430.9349 | 1.4431 | 52671.1636 | 0 | 252509.8394 | 19 | 9500 | 2467.3716 | 199.6997 | 23279.1667 | 140655.5564 | 32779.1667 | 0 | 107876.3898 | 107876.3898 | 9500 | 0 | 0 | 0 | 0 | 0 | 0
2022-07-21 17:00 | 0.3136 | 0.48373 | 35584 | 10824.3681 | 634 | 51277.7019 | 3 | 21954.8213 | 2.1955 | 29322.8806 | 0 | 305181.003 | 19 | 9500 | 2467.3716 | 199.6997 | 23279.1667 | 140655.5564 | 32779.1667 | 0 | 107876.3898 | 107876.3898 | 0 | 9500 | 0 | 0 | 0 | 0 | 0
2022-07-21 18:00 | 0.10932 | 0.22727 | 35584 | 3773.3416 | 634 | 24091.7109 | 3 | 29005.833 | 2.9006 | 0 | 4914.1221 | 334503.8835 | 19 | 9500 | 2467.3716 | 199.6997 | 23279.1667 | 140655.5564 | 32779.1667 | 0 | 107876.3898 | 107876.3898 | 0 | 9500 | 0 | 0 | 0 | 0 | 0
2022-07-21 19:00 | 0.00432 | 0.00171 | 35584 | 149.1112 | 634 | 181.2682 | 3 | 30000 | 3 | 0 | 29818.7318 | 329589.7614 | 19 | 6869.9442 | 2467.3716 | 144.4132 | 23279.1667 | 140655.5564 | 30149.1109 | 0 | 110506.4455 | 110506.4455 | 0 | 6869.9442 | 0 | 0 | 0 | 0 | 0
2022-07-21 20:00 | 0 | 0 | 35584 | 0 | 634 | 0 | 3 | 30000 | 3 | 0 | 30000 | 299771.0296 | 19 | 6720.8333 | 2467.3716 | 141.2788 | 23279.1667 | 140655.5564 | 30000 | 0 | 110655.5564 | 110655.5564 | 0 | 6720.8333 | 0 | 0 | 0 | 0 | 0
2022-07-21 21:00 | 0 | 0 | 35584 | 0 | 634 | 0 | 3 | 30000 | 3 | 0 | 30000 | 269771.0296 | 19 | 6720.8333 | 2467.3716 | 141.2788 | 23279.1667 | 140655.5564 | 30000 | 0 | 110655.5564 | 110655.5564 | 0 | 6720.8333 | 0 | 0 | 0 | 0 | 0
2022-07-21 22:00 | 0 | 0 | 35584 | 0 | 634 | 0 | 3 | 30000 | 3 | 0 | 30000 | 239771.0296 | 19 | 6720.8333 | 2467.3716 | 141.2788 | 23279.1667 | 140655.5564 | 30000 | 0 | 110655.5564 | 110655.5564 | 0 | 6720.8333 | 0 | 0 | 0 | 0 | 0
2022-07-21 23:00 | 0 | 0 | 35584 | 0 | 634 | 0 | 3 | 30000 | 3 | 0 | 30000 | 209771.0296 | 19 | 6720.8333 | 2467.3716 | 141.2788 | 23279.1667 | 140655.5564 | 30000 | 0 | 110655.5564 | 110655.5564 | 0 | 6720.8333 | 0 | 0 | 0 | 0 | 0
2022-07-22 | 0 | 0 | 35584 | 0 | 634 | 0 | 3 | 30000 | 3 | 0 | 30000 | 179771.0296 | 19 | 6791.6667 | 2467.3716 | 142.7678 | 23208.3333 | 140584.7231 | 30000 | 0 | 110584.7231 | 110584.7231 | 0 | 6791.6667 | 0 | 0 | 0 | 0 | 0
2022-07-22 01:00 | 0 | 0 | 35584 | 0 | 634 | 0 | 3 | 30000 | 3 | 0 | 30000 | 149771.0296 | 19 | 6791.6667 | 2467.3716 | 142.7678 | 23208.3333 | 140584.7231 | 30000 | 0 | 110584.7231 | 110584.7231 | 0 | 6791.6667 | 0 | 0 | 0 | 0 | 0
2022-07-22 02:00 | 0 | 0 | 35584 | 0 | 634 | 0 | 3 | 30000 | 3 | 0 | 30000 | 119771.0296 | 19 | 6791.6667 | 2467.3716 | 142.7678 | 23208.3333 | 140584.7231 | 30000 | 0 | 110584.7231 | 110584.7231 | 0 | 6791.6667 | 0 | 0 | 0 | 0 | 0
2022-07-22 03:00 | 0 | 0 | 35584 | 0 | 634 | 0 | 3 | 30000 | 3 | 0 | 30000 | 89771.0296 | 19 | 6791.6667 | 2467.3716 | 142.7678 | 23208.3333 | 140584.7231 | 30000 | 0 | 110584.7231 | 110584.7231 | 0 | 6791.6667 | 0 | 0 | 0 | 0 | 0
2022-07-22 04:00 | 0 | 0 | 35584 | 0 | 634 | 0 | 3 | 30000 | 3 | 0 | 30000 | 59771.0296 | 19 | 6791.6667 | 2467.3716 | 142.7678 | 23208.3333 | 140584.7231 | 30000 | 0 | 110584.7231 | 110584.7231 | 0 | 6791.6667 | 0 | 0 | 0 | 0 | 0
2022-07-22 05:00 | 0.0057 | 0.00216 | 35584 | 196.7439 | 634 | 228.9704 | 3 | 30000 | 3 | 0 | 29771.0296 | 29771.0296 | 19 | 6988.4102 | 2467.3716 | 146.9035 | 23208.3333 | 140584.7231 | 30196.7435 | 0 | 110387.9796 | 110387.9796 | 0 | 6988.4102 | 0 | 0 | 0 | 0 | 0
2022-07-22 06:00 | 0.122 | 0.29038 | 35584 | 4211.0106 | 634 | 30781.6738 | 3 | 28497.3316 | 2.8497 | 0 | 0 | 0 | 19 | 9500 | 2467.3716 | 199.6997 | 23208.3333 | 140584.7231 | 32708.3333 | 0 | 107876.3898 | 107876.3898 | 4211.0017 | 5288.9983 | 0 | 0 | 0 | 0 | 0
2022-07-22 07:00 | 0.33323 | 0.5651 | 35584 | 11501.9266 | 634 | 59903.3125 | 3 | 21206.4309 | 2.1206 | 0 | 0 | 0 | 19 | 9500 | 2467.3716 | 199.6997 | 23208.3333 | 140584.7231 | 32708.3333 | 0 | 107876.3898 | 107876.3898 | 0 | 9500 | 0 | 0 | 0 | 0 | 0
2022-07-22 08:00 | 0.55312 | 0.72966 | 35584 | 19091.7554 | 634 | 77347.4624 | 3 | 13616.6181 | 1.3617 | 0 | 0 | 0 | 19 | 9500 | 2467.3716 | 199.6997 | 23208.3333 | 140584.7231 | 32708.3333 | 0 | 107876.3898 | 107876.3898 | 9500 | 0 | 0 | 0 | 0 | 0 | 0
2022-07-22 09:00 | 0.7492 | 0.80978 | 35584 | 25859.7468 | 634 | 85840.5669 | 3 | 6848.641 | 0.68486 | 0 | 0 | 0 | 19 | 9500 | 2467.3716 | 199.6997 | 23208.3333 | 140584.7231 | 32708.3333 | 0 | 107876.3898 | 107876.3898 | 9500 | 0 | 0 | 0 | 0 | 0 | 0
2022-07-22 10:00 | 0.90083 | 0.86136 | 35584 | 31093.4807 | 634 | 91308.2945 | 3 | 1614.9181 | 0.16149 | 0 | 0 | 0 | 19 | 9500 | 2467.3716 | 199.6997 | 23208.3333 | 140584.7231 | 32708.3333 | 0 | 107876.3898 | 107876.3898 | 9500 | 0 | 0 | 0 | 0 | 0 | 0
2022-07-22 11:00 | 0.99605 | 0.94109 | 35584 | 34380.1399 | 634 | 99760.0572 | 3 | 0 | 0 | 0 | 0 | 0 | 19 | 9500 | 2467.3716 | 199.6997 | 23208.3333 | 140584.7231 | 32708.3333 | 0 | 107876.3898 | 107876.3898 | 9500 | 0 | 0 | 0 | 0 | 0 | 0
2022-07-22 12:00 | 1.0065 | 0.8406 | 35584 | 34741.8726 | 634 | 89107.6349 | 3 | 0 | 0 | 10894.0823 | 0 | 0 | 19 | 9500 | 2467.3716 | 199.6997 | 23208.3333 | 140584.7231 | 32708.3333 | 0 | 107876.3898 | 107876.3898 | 9500 | 0 | 0 | 0 | 0 | 0 | 0
2022-07-22 13:00 | 0.97383 | 0.81514 | 35584 | 33613.1837 | 634 | 86408.7527 | 3 | 0 | 0 | 86408.7527 | 0 | 10894.0823 | 19 | 9500 | 2467.3716 | 199.6997 | 23208.3333 | 140584.7231 | 32708.3333 | 0 | 107876.3898 | 107876.3898 | 9500 | 0 | 0 | 0 | 0 | 0 | 0
2022-07-22 14:00 | 0.8778 | 0.79235 | 35584 | 30298.5661 | 634 | 83992.9033 | 3 | 2409.831 | 0.24098 | 81583.0723 | 0 | 97302.8349 | 19 | 9500 | 2467.3716 | 199.6997 | 23208.3333 | 140584.7231 | 32708.3333 | 0 | 107876.3898 | 107876.3898 | 7090.169 | 2409.831 | 0 | 0 | 0 | 0 | 0
2022-07-22 15:00 | 0.72408 | 0.72982 | 35584 | 24992.6928 | 634 | 77364.4231 | 3 | 7715.6931 | 0.77157 | 69648.73 | 0 | 178885.9072 | 19 | 9500 | 2467.3716 | 199.6997 | 23208.3333 | 140584.7231 | 32708.3333 | 0 | 107876.3898 | 107876.3898 | 1784.3069 | 7715.6931 | 0 | 0 | 0 | 0 | 0
2022-07-22 16:00 | 0.52845 | 0.65048 | 35584 | 18240.2339 | 634 | 68954.0023 | 3 | 14468.1379 | 1.4468 | 54485.8644 | 0 | 248534.6373 | 19 | 9500 | 2467.3716 | 199.6997 | 23208.3333 | 140584.7231 | 32708.3333 | 0 | 107876.3898 | 107876.3898 | 0 | 9500 | 0 | 0 | 0 | 0 | 0
2022-07-22 17:00 | 0.31092 | 0.48891 | 35584 | 10731.864 | 634 | 51826.8068 | 3 | 21976.492 | 2.1976 | 29850.3148 | 0 | 303020.5017 | 19 | 9500 | 2467.3716 | 199.6997 | 23208.3333 | 140584.7231 | 32708.3333 | 0 | 107876.3898 | 107876.3898 | 9500 | 0 | 0 | 0 | 0 | 0 | 0
2022-07-22 18:00 | 0.1075 | 0.23774 | 35584 | 3710.5216 | 634 | 25201.5812 | 3 | 28997.8195 | 2.8998 | 0 | 3796.2384 | 332870.8165 | 19 | 9500 | 2467.3716 | 199.6997 | 23208.3333 | 140584.7231 | 32708.3333 | 0 | 107876.3898 | 107876.3898 | 3710.5138 | 5789.4862 | 0 | 0 | 0 | 0 | 0
2022-07-22 19:00 | 0.00415 | 0.00217 | 35584 | 143.2434 | 634 | 230.0304 | 3 | 30000 | 3 | 0 | 30000 | 329074.5781 | 19 | 6934.9098 | 2467.3716 | 145.7789 | 23208.3333 | 140584.7231 | 30143.2431 | 0 | 110441.48 | 110441.48 | 143.2431 | 6791.6667 | 0 | 0 | 0 | 0 | 0
2022-07-22 20:00 | 0 | 0 | 35584 | 0 | 634 | 0 | 3 | 30000 | 3 | 0 | 30000 | 299074.5781 | 19 | 6791.6667 | 2467.3716 | 142.7678 | 23208.3333 | 140584.7231 | 30000 | 0 | 110584.7231 | 110584.7231 | 0 | 6791.6667 | 0 | 0 | 0 | 0 | 0
2022-07-22 21:00 | 0 | 0 | 35584 | 0 | 634 | 0 | 3 | 30000 | 3 | 0 | 30000 | 269074.5781 | 19 | 6791.6667 | 2467.3716 | 142.7678 | 23208.3333 | 140584.7231 | 30000 | 0 | 110584.7231 | 110584.7231 | 0 | 6791.6667 | 0 | 0 | 0 | 0 | 0
2022-07-22 22:00 | 0 | 0 | 35584 | 0 | 634 | 0 | 3 | 30000 | 3 | 0 | 30000 | 239074.5781 | 19 | 6791.6667 | 2467.3716 | 142.7678 | 23208.3333 | 140584.7231 | 30000 | 0 | 110584.7231 | 110584.7231 | 0 | 6791.6667 | 0 | 0 | 0 | 0 | 0
2022-07-22 23:00 | 0 | 0 | 35584 | 0 | 634 | 0 | 3 | 30000 | 3 | 0 | 30000 | 209074.5781 | 19 | 6791.6667 | 2467.3716 | 142.7678 | 23208.3333 | 140584.7231 | 30000 | 0 | 110584.7231 | 110584.7231 | 0 | 6791.6667 | 0 | 0 | 0 | 0 | 0
2022-07-23 | 0 | 0 | 35584 | 0 | 634 | 0 | 3 | 30000 | 3 | 0 | 30000 | 179074.5781 | 19 | 7375 | 2467.3716 | 155.03 | 22625 | 140001.3898 | 30000 | 0 | 110001.3898 | 110001.3898 | 0 | 7375 | 0 | 0 | 0 | 0 | 0
2022-07-23 01:00 | 0 | 0 | 35584 | 0 | 634 | 0 | 3 | 30000 | 3 | 0 | 30000 | 149074.5781 | 19 | 7375 | 2467.3716 | 155.03 | 22625 | 140001.3898 | 30000 | 0 | 110001.3898 | 110001.3898 | 0 | 7375 | 0 | 0 | 0 | 0 | 0
2022-07-23 02:00 | 0 | 0 | 35584 | 0 | 634 | 0 | 3 | 30000 | 3 | 0 | 30000 | 119074.5781 | 19 | 7375 | 2467.3716 | 155.03 | 22625 | 140001.3898 | 30000 | 0 | 110001.3898 | 110001.3898 | 0 | 7375 | 0 | 0 | 0 | 0 | 0
2022-07-23 03:00 | 0 | 0 | 35584 | 0 | 634 | 0 | 3 | 30000 | 3 | 0 | 30000 | 89074.5781 | 19 | 7375 | 2467.3716 | 155.03 | 22625 | 140001.3898 | 30000 | 0 | 110001.3898 | 110001.3898 | 0 | 7375 | 0 | 0 | 0 | 0 | 0
2022-07-23 04:00 | 0 | 0 | 35584 | 0 | 634 | 0 | 3 | 30000 | 3 | 0 | 30000 | 59074.5781 | 19 | 7375 | 2467.3716 | 155.03 | 22625 | 140001.3898 | 30000 | 0 | 110001.3898 | 110001.3898 | 0 | 7375 | 0 | 0 | 0 | 0 | 0
2022-07-23 05:00 | 0.0058 | 0.00873 | 35584 | 200.1956 | 634 | 925.4219 | 3 | 30000 | 3 | 0 | 29074.5781 | 29074.5781 | 19 | 7575.1952 | 2467.3716 | 159.2383 | 22625 | 140001.3898 | 30200.1952 | 0 | 109801.1946 | 109801.1946 | 200.1952 | 7375 | 0 | 0 | 0 | 0 | 0
2022-07-23 06:00 | 0.12873 | 0.36827 | 35584 | 4443.3065 | 634 | 39038.3877 | 3 | 27681.7029 | 2.7682 | 0 | 0 | 0 | 19 | 9500 | 2467.3716 | 199.6997 | 22625 | 140001.3898 | 32125 | 0 | 107876.3898 | 107876.3898 | 0 | 9500 | 0 | 0 | 0 | 0 | 0
2022-07-23 07:00 | 0.34395 | 0.62705 | 35584 | 11871.9433 | 634 | 66470.3098 | 3 | 20253.0817 | 2.0253 | 0 | 0 | 0 | 19 | 9500 | 2467.3716 | 199.6997 | 22625 | 140001.3898 | 32125 | 0 | 107876.3898 | 107876.3898 | 0 | 9500 | 0 | 0 | 0 | 0 | 0
2022-07-23 08:00 | 0.56558 | 0.77923 | 35584 | 19521.8308 | 634 | 82602.1203 | 3 | 12603.2103 | 1.2603 | 0 | 0 | 0 | 19 | 9500 | 2467.3716 | 199.6997 | 22625 | 140001.3898 | 32125 | 0 | 107876.3898 | 107876.3898 | 9500 | 0 | 0 | 0 | 0 | 0 | 0
2022-07-23 09:00 | 0.76065 | 0.84325 | 35584 | 26254.9605 | 634 | 89388.5476 | 3 | 5870.0948 | 0.58701 | 0 | 0 | 0 | 19 | 9500 | 2467.3716 | 199.6997 | 22625 | 140001.3898 | 32125 | 0 | 107876.3898 | 107876.3898 | 9500 | 0 | 0 | 0 | 0 | 0 | 0
2022-07-23 10:00 | 0.91275 | 0.89358 | 35584 | 31504.9171 | 634 | 94723.7692 | 3 | 620.1492 | 0.062015 | 0 | 0 | 0 | 19 | 9500 | 2467.3716 | 199.6997 | 22625 | 140001.3898 | 32125 | 0 | 107876.3898 | 107876.3898 | 9500 | 0 | 0 | 0 | 0 | 0 | 0
2022-07-23 11:00 | 1.0082 | 0.9628 | 35584 | 34798.4796 | 634 | 102061.4214 | 3 | 0 | 0 | 0 | 0 | 0 | 19 | 9500 | 2467.3716 | 199.6997 | 22625 | 140001.3898 | 32125 | 0 | 107876.3898 | 107876.3898 | 9500 | 0 | 0 | 0 | 0 | 0 | 0
2022-07-23 12:00 | 1.014 | 0.8511 | 35584 | 34998.6752 | 634 | 90220.6853 | 3 | 0 | 0 | 0 | 0 | 0 | 19 | 9500 | 2467.3716 | 199.6997 | 22625 | 140001.3898 | 32125 | 0 | 107876.3898 | 107876.3898 | 9500 | 0 | 0 | 0 | 0 | 0 | 0
2022-07-23 13:00 | 0.98165 | 0.82599 | 35584 | 33883.1026 | 634 | 87558.9048 | 3 | 0 | 0 | 82375.4973 | 0 | 0 | 19 | 9500 | 2467.3716 | 199.6997 | 22625 | 140001.3898 | 32125 | 0 | 107876.3898 | 107876.3898 | 9500 | 0 | 0 | 0 | 0 | 0 | 0
2022-07-23 14:00 | 0.88467 | 0.80245 | 35584 | 30535.6944 | 634 | 85063.5518 | 3 | 1589.3699 | 0.15894 | 83474.1818 | 0 | 82375.4973 | 19 | 9500 | 2467.3716 | 199.6997 | 22625 | 140001.3898 | 32125 | 0 | 107876.3898 | 107876.3898 | 9500 | 0 | 0 | 0 | 0 | 0 | 0
2022-07-23 15:00 | 0.73085 | 0.75065 | 35584 | 25226.3694 | 634 | 79572.5031 | 3 | 6898.6837 | 0.68987 | 72673.8194 | 0 | 165849.6791 | 19 | 9500 | 2467.3716 | 199.6997 | 22625 | 140001.3898 | 32125 | 0 | 107876.3898 | 107876.3898 | 9500 | 0 | 0 | 0 | 0 | 0 | 0
2022-07-23 16:00 | 0.53433 | 0.66468 | 35584 | 18443.1908 | 634 | 70459.2705 | 3 | 13681.8481 | 1.3682 | 56777.4224 | 0 | 238523.4985 | 19 | 9500 | 2467.3716 | 199.6997 | 22625 | 140001.3898 | 32125 | 0 | 107876.3898 | 107876.3898 | 9500 | 0 | 0 | 0 | 0 | 0 | 0
2022-07-23 17:00 | 0.31477 | 0.51858 | 35584 | 10864.7524 | 634 | 54971.9692 | 3 | 21260.2705 | 2.126 | 33711.6987 | 0 | 295300.9209 | 19 | 9500 | 2467.3716 | 199.6997 | 22625 | 140001.3898 | 32125 | 0 | 107876.3898 | 107876.3898 | 0 | 9500 | 0 | 0 | 0 | 0 | 0
2022-07-23 18:00 | 0.1092 | 0.2665 | 35584 | 3769.1996 | 634 | 28250.2792 | 3 | 28355.8083 | 2.8356 | 0 | 105.5291 | 329012.6196 | 19 | 9500 | 2467.3716 | 199.6997 | 22625 | 140001.3898 | 32125 | 0 | 107876.3898 | 107876.3898 | 3769.1917 | 5730.8083 | 0 | 0 | 0 | 0 | 0
2022-07-23 19:00 | 0.00395 | 0.0038 | 35584 | 136.3401 | 634 | 402.8182 | 3 | 30000 | 3 | 0 | 30000 | 328907.0905 | 19 | 7511.3398 | 2467.3716 | 157.896 | 22625 | 140001.3898 | 30136.3398 | 0 | 109865.0499 | 109865.0499 | 136.3398 | 7375 | 0 | 0 | 0 | 0 | 0
2022-07-23 20:00 | 0 | 0 | 35584 | 0 | 634 | 0 | 3 | 30000 | 3 | 0 | 30000 | 298907.0905 | 19 | 7375 | 2467.3716 | 155.03 | 22625 | 140001.3898 | 30000 | 0 | 110001.3898 | 110001.3898 | 0 | 7375 | 0 | 0 | 0 | 0 | 0
2022-07-23 21:00 | 0 | 0 | 35584 | 0 | 634 | 0 | 3 | 30000 | 3 | 0 | 30000 | 268907.0905 | 19 | 7375 | 2467.3716 | 155.03 | 22625 | 140001.3898 | 30000 | 0 | 110001.3898 | 110001.3898 | 0 | 7375 | 0 | 0 | 0 | 0 | 0
2022-07-23 22:00 | 0 | 0 | 35584 | 0 | 634 | 0 | 3 | 30000 | 3 | 0 | 30000 | 238907.0905 | 19 | 7375 | 2467.3716 | 155.03 | 22625 | 140001.3898 | 30000 | 0 | 110001.3898 | 110001.3898 | 0 | 7375 | 0 | 0 | 0 | 0 | 0
2022-07-23 23:00 | 0 | 0 | 35584 | 0 | 634 | 0 | 3 | 30000 | 3 | 0 | 30000 | 208907.0905 | 19 | 7375 | 2467.3716 | 155.03 | 22625 | 140001.3898 | 30000 | 0 | 110001.3898 | 110001.3898 | 0 | 7375 | 0 | 0 | 0 | 0 | 0
2022-07-24 | 0 | 0 | 35584 | 0 | 634 | 0 | 3 | 30000 | 3 | 0 | 30000 | 178907.0905 | 19 | 6916.6667 | 2467.3716 | 145.3954 | 23083.3333 | 140459.7231 | 30000 | 0 | 110459.7231 | 110459.7231 | 0 | 6916.6667 | 0 | 0 | 0 | 0 | 0
2022-07-24 01:00 | 0 | 0 | 35584 | 0 | 634 | 0 | 3 | 30000 | 3 | 0 | 30000 | 148907.0905 | 19 | 6916.6667 | 2467.3716 | 145.3954 | 23083.3333 | 140459.7231 | 30000 | 0 | 110459.7231 | 110459.7231 | 0 | 6916.6667 | 0 | 0 | 0 | 0 | 0
2022-07-24 02:00 | 0 | 0 | 35584 | 0 | 634 | 0 | 3 | 30000 | 3 | 0 | 30000 | 118907.0905 | 19 | 6916.6667 | 2467.3716 | 145.3954 | 23083.3333 | 140459.7231 | 30000 | 0 | 110459.7231 | 110459.7231 | 0 | 6916.6667 | 0 | 0 | 0 | 0 | 0
2022-07-24 03:00 | 0 | 0 | 35584 | 0 | 634 | 0 | 3 | 30000 | 3 | 0 | 30000 | 88907.0905 | 19 | 6916.6667 | 2467.3716 | 145.3954 | 23083.3333 | 140459.7231 | 30000 | 0 | 110459.7231 | 110459.7231 | 0 | 6916.6667 | 0 | 0 | 0 | 0 | 0
2022-07-24 04:00 | 0 | 0 | 35584 | 0 | 634 | 0 | 3 | 30000 | 3 | 0 | 30000 | 58907.0905 | 19 | 6916.6667 | 2467.3716 | 145.3954 | 23083.3333 | 140459.7231 | 30000 | 0 | 110459.7231 | 110459.7231 | 0 | 6916.6667 | 0 | 0 | 0 | 0 | 0
2022-07-24 05:00 | 0.00535 | 0.01031 | 35584 | 184.6632 | 634 | 1092.9095 | 3 | 30000 | 3 | 0 | 28907.0905 | 28907.0905 | 19 | 7101.3294 | 2467.3716 | 149.2772 | 23083.3333 | 140459.7231 | 30184.6628 | 0 | 110275.0603 | 110275.0603 | 184.6628 | 6916.6667 | 0 | 0 | 0 | 0 | 0
2022-07-24 06:00 | 0.12638 | 0.37386 | 35584 | 4362.1927 | 634 | 39630.9545 | 3 | 28221.1498 | 2.8221 | 0 | 0 | 0 | 19 | 9500 | 2467.3716 | 199.6997 | 23083.3333 | 140459.7231 | 32583.3333 | 0 | 107876.3898 | 107876.3898 | 0 | 9500 | 0 | 0 | 0 | 0 | 0
2022-07-24 07:00 | 0.34317 | 0.63019 | 35584 | 11845.0204 | 634 | 66803.1649 | 3 | 20738.3378 | 2.0738 | 20738.3378 | 20738.3378 | 0 | 19 | 9500 | 2467.3716 | 199.6997 | 23083.3333 | 140459.7231 | 32583.3333 | 0 | 107876.3898 | 107876.3898 | 0 | 9500 | 0 | 0 | 0 | 0 | 0
2022-07-24 08:00 | 0.5662 | 0.78046 | 35584 | 19543.231 | 634 | 82732.5062 | 3 | 13040.1435 | 1.304 | 0 | 0 | 0 | 19 | 9500 | 2467.3716 | 199.6997 | 23083.3333 | 140459.7231 | 32583.3333 | 0 | 107876.3898 | 107876.3898 | 0 | 9500 | 0 | 0 | 0 | 0 | 0
2022-07-24 09:00 | 0.76422 | 0.85369 | 35584 | 26378.1843 | 634 | 90495.2377 | 3 | 6205.2045 | 0.62052 | 0 | 0 | 0 | 19 | 9500 | 2467.3716 | 199.6997 | 23083.3333 | 140459.7231 | 32583.3333 | 0 | 107876.3898 | 107876.3898 | 9500 | 0 | 0 | 0 | 0 | 0 | 0
2022-07-24 10:00 | 0.91722 | 0.89927 | 35584 | 31659.2058 | 634 | 95326.9365 | 3 | 924.1942 | 0.092419 | 0 | 0 | 0 | 19 | 9500 | 2467.3716 | 199.6997 | 23083.3333 | 140459.7231 | 32583.3333 | 0 | 107876.3898 | 107876.3898 | 8575.8058 | 924.1942 | 0 | 0 | 0 | 0 | 0
2022-07-24 11:00 | 1.0126 | 0.96518 | 35584 | 34951.3876 | 634 | 102313.7129 | 3 | 0 | 0 | 0 | 0 | 0 | 19 | 9500 | 2467.3716 | 199.6997 | 23083.3333 | 140459.7231 | 32583.3333 | 0 | 107876.3898 | 107876.3898 | 9500 | 0 | 0 | 0 | 0 | 0 | 0
2022-07-24 12:00 | 1.0095 | 0.8355 | 35584 | 34843.3511 | 634 | 88567.0104 | 3 | 0 | 0 | 9344.975 | 0 | 0 | 19 | 9500 | 2467.3716 | 199.6997 | 23083.3333 | 140459.7231 | 32583.3333 | 0 | 107876.3898 | 107876.3898 | 9500 | 0 | 0 | 0 | 0 | 0 | 0
2022-07-24 13:00 | 0.97535 | 0.80908 | 35584 | 33665.6488 | 634 | 85766.3636 | 3 | 0 | 0 | 85766.3636 | 0 | 9344.975 | 19 | 9500 | 2467.3716 | 199.6997 | 23083.3333 | 140459.7231 | 32583.3333 | 0 | 107876.3898 | 107876.3898 | 9500 | 0 | 0 | 0 | 0 | 0 | 0
2022-07-24 14:00 | 0.87733 | 0.78986 | 35584 | 30282.3434 | 634 | 83728.9513 | 3 | 2301.0537 | 0.23011 | 81427.8976 | 0 | 95111.3385 | 19 | 9500 | 2467.3716 | 199.6997 | 23083.3333 | 140459.7231 | 32583.3333 | 0 | 107876.3898 | 107876.3898 | 7198.9463 | 2301.0537 | 0 | 0 | 0 | 0 | 0
2022-07-24 15:00 | 0.72205 | 0.74015 | 35584 | 24922.6244 | 634 | 78459.4527 | 3 | 7660.7614 | 0.76608 | 70798.6913 | 0 | 176539.2362 | 19 | 9500 | 2467.3716 | 199.6997 | 23083.3333 | 140459.7231 | 32583.3333 | 0 | 107876.3898 | 107876.3898 | 9500 | 0 | 0 | 0 | 0 | 0 | 0
2022-07-24 16:00 | 0.52428 | 0.64568 | 35584 | 18096.3001 | 634 | 68445.1793 | 3 | 14487.0713 | 1.4487 | 53958.108 | 0 | 247337.9275 | 19 | 9500 | 2467.3716 | 199.6997 | 23083.3333 | 140459.7231 | 32583.3333 | 0 | 107876.3898 | 107876.3898 | 0 | 9500 | 0 | 0 | 0 | 0 | 0
2022-07-24 17:00 | 0.30477 | 0.50203 | 35584 | 10519.5876 | 634 | 53217.5897 | 3 | 22063.7679 | 2.2064 | 31153.8219 | 0 | 301296.0354 | 19 | 9500 | 2467.3716 | 199.6997 | 23083.3333 | 140459.7231 | 32583.3333 | 0 | 107876.3898 | 107876.3898 | 0 | 9500 | 0 | 0 | 0 | 0 | 0
2022-07-24 18:00 | 0.1025 | 0.23988 | 35584 | 3537.9392 | 634 | 25428.4314 | 3 | 29045.4016 | 2.9045 | 0 | 3616.9702 | 332449.8573 | 19 | 9500 | 2467.3716 | 199.6997 | 23083.3333 | 140459.7231 | 32583.3333 | 0 | 107876.3898 | 107876.3898 | 3537.9318 | 5962.0682 | 0 | 0 | 0 | 0 | 0
2022-07-24 19:00 | 0.00347 | 0.00402 | 35584 | 119.7722 | 634 | 426.1393 | 3 | 30000 | 3 | 0 | 29573.8607 | 328832.8872 | 19 | 7036.4386 | 2467.3716 | 147.9131 | 23083.3333 | 140459.7231 | 30119.7719 | 0 | 110339.9512 | 110339.9512 | 119.7719 | 6916.6667 | 0 | 0 | 0 | 0 | 0
2022-07-24 20:00 | 0 | 0 | 35584 | 0 | 634 | 0 | 3 | 30000 | 3 | 0 | 30000 | 299259.0264 | 19 | 6916.6667 | 2467.3716 | 145.3954 | 23083.3333 | 140459.7231 | 30000 | 0 | 110459.7231 | 110459.7231 | 0 | 6916.6667 | 0 | 0 | 0 | 0 | 0
2022-07-24 21:00 | 0 | 0 | 35584 | 0 | 634 | 0 | 3 | 30000 | 3 | 0 | 30000 | 269259.0264 | 19 | 6916.6667 | 2467.3716 | 145.3954 | 23083.3333 | 140459.7231 | 30000 | 0 | 110459.7231 | 110459.7231 | 0 | 6916.6667 | 0 | 0 | 0 | 0 | 0
2022-07-24 22:00 | 0 | 0 | 35584 | 0 | 634 | 0 | 3 | 30000 | 3 | 0 | 30000 | 239259.0264 | 19 | 6916.6667 | 2467.3716 | 145.3954 | 23083.3333 | 140459.7231 | 30000 | 0 | 110459.7231 | 110459.7231 | 0 | 6916.6667 | 0 | 0 | 0 | 0 | 0
2022-07-24 23:00 | 0 | 0 | 35584 | 0 | 634 | 0 | 3 | 30000 | 3 | 0 | 30000 | 209259.0264 | 19 | 6916.6667 | 2467.3716 | 145.3954 | 23083.3333 | 140459.7231 | 30000 | 0 | 110459.7231 | 110459.7231 | 0 | 6916.6667 | 0 | 0 | 0 | 0 | 0
2022-07-25 | 0 | 0 | 35584 | 0 | 634 | 0 | 3 | 30000 | 3 | 0 | 30000 | 179259.0264 | 19 | 6958.3333 | 2467.3716 | 146.2713 | 23041.6667 | 140418.0564 | 30000 | 0 | 110418.0564 | 110418.0564 | 0 | 6958.3333 | 0 | 0 | 0 | 0 | 0
2022-07-25 01:00 | 0 | 0 | 35584 | 0 | 634 | 0 | 3 | 30000 | 3 | 0 | 30000 | 149259.0264 | 19 | 6958.3333 | 2467.3716 | 146.2713 | 23041.6667 | 140418.0564 | 30000 | 0 | 110418.0564 | 110418.0564 | 0 | 6958.3333 | 0 | 0 | 0 | 0 | 0
2022-07-25 02:00 | 0 | 0 | 35584 | 0 | 634 | 0 | 3 | 30000 | 3 | 0 | 30000 | 119259.0264 | 19 | 6958.3333 | 2467.3716 | 146.2713 | 23041.6667 | 140418.0564 | 30000 | 0 | 110418.0564 | 110418.0564 | 0 | 6958.3333 | 0 | 0 | 0 | 0 | 0
2022-07-25 03:00 | 0 | 0 | 35584 | 0 | 634 | 0 | 3 | 30000 | 3 | 0 | 30000 | 89259.0264 | 19 | 6958.3333 | 2467.3716 | 146.2713 | 23041.6667 | 140418.0564 | 30000 | 0 | 110418.0564 | 110418.0564 | 0 | 6958.3333 | 0 | 0 | 0 | 0 | 0
2022-07-25 04:00 | 0 | 0 | 35584 | 0 | 634 | 0 | 3 | 30000 | 3 | 0 | 30000 | 59259.0264 | 19 | 6958.3333 | 2467.3716 | 146.2713 | 23041.6667 | 140418.0564 | 30000 | 0 | 110418.0564 | 110418.0564 | 0 | 6958.3333 | 0 | 0 | 0 | 0 | 0
2022-07-25 05:00 | 0.00485 | 0.00699 | 35584 | 167.4049 | 634 | 740.9736 | 3 | 30000 | 3 | 740.9736 | 30000 | 29259.0264 | 19 | 7125.7379 | 2467.3716 | 149.7903 | 23041.6667 | 140418.0564 | 30167.4046 | 0 | 110250.6518 | 110250.6518 | 167.4046 | 6958.3333 | 0 | 0 | 0 | 0 | 0
2022-07-25 06:00 | 0.12038 | 0.33037 | 35584 | 4155.0939 | 634 | 35020.8058 | 3 | 28386.5816 | 2.8387 | 0 | 0 | 0 | 19 | 9500 | 2467.3716 | 199.6997 | 23041.6667 | 140418.0564 | 32541.6667 | 0 | 107876.3898 | 107876.3898 | 4155.0851 | 5344.9149 | 0 | 0 | 0 | 0 | 0
2022-07-25 07:00 | 0.33462 | 0.58723 | 35584 | 11549.9045 | 634 | 62249.1987 | 3 | 20991.7864 | 2.0992 | 0 | 0 | 0 | 19 | 9500 | 2467.3716 | 199.6997 | 23041.6667 | 140418.0564 | 32541.6667 | 0 | 107876.3898 | 107876.3898 | 9500 | 0 | 0 | 0 | 0 | 0 | 0
2022-07-25 08:00 | 0.5585 | 0.74561 | 35584 | 19277.4541 | 634 | 79038.2389 | 3 | 13264.2532 | 1.3264 | 0 | 0 | 0 | 19 | 9500 | 2467.3716 | 199.6997 | 23041.6667 | 140418.0564 | 32541.6667 | 0 | 107876.3898 | 107876.3898 | 9500 | 0 | 0 | 0 | 0 | 0 | 0
2022-07-25 09:00 | 0.75688 | 0.82385 | 35584 | 26124.8334 | 634 | 87332.0545 | 3 | 6416.8883 | 0.64169 | 0 | 0 | 0 | 19 | 9500 | 2467.3716 | 199.6997 | 23041.6667 | 140418.0564 | 32541.6667 | 0 | 107876.3898 | 107876.3898 | 3083.1117 | 6416.8883 | 0 | 0 | 0 | 0 | 0
2022-07-25 10:00 | 0.90962 | 0.87213 | 35584 | 31396.8805 | 634 | 92449.9662 | 3 | 1144.8522 | 0.11449 | 0 | 0 | 0 | 19 | 9500 | 2467.3716 | 199.6997 | 23041.6667 | 140418.0564 | 32541.6667 | 0 | 107876.3898 | 107876.3898 | 8355.1478 | 1144.8522 | 0 | 0 | 0 | 0 | 0
2022-07-25 11:00 | 1.0052 | 0.93807 | 35584 | 34696.656 | 634 | 99439.9227 | 3 | 0 | 0 | 0 | 0 | 0 | 19 | 9500 | 2467.3716 | 199.6997 | 23041.6667 | 140418.0564 | 32541.6667 | 0 | 107876.3898 | 107876.3898 | 9500 | 0 | 0 | 0 | 0 | 0 | 0
2022-07-25 12:00 | 1.0062 | 0.82495 | 35584 | 34730.4822 | 634 | 87448.6598 | 3 | 0 | 0 | 14856.9992 | 0 | 0 | 19 | 9500 | 2467.3716 | 199.6997 | 23041.6667 | 140418.0564 | 32541.6667 | 0 | 107876.3898 | 107876.3898 | 9500 | 0 | 0 | 0 | 0 | 0 | 0
2022-07-25 13:00 | 0.97253 | 0.79928 | 35584 | 33568.3123 | 634 | 84727.5165 | 3 | 0 | 0 | 84727.5165 | 0 | 14856.9992 | 19 | 9500 | 2467.3716 | 199.6997 | 23041.6667 | 140418.0564 | 32541.6667 | 0 | 107876.3898 | 107876.3898 | 9500 | 0 | 0 | 0 | 0 | 0 | 0
2022-07-25 14:00 | 0.87485 | 0.7773 | 35584 | 30196.7425 | 634 | 82397.531 | 3 | 2344.9877 | 0.2345 | 80052.5433 | 0 | 99584.5158 | 19 | 9500 | 2467.3716 | 199.6997 | 23041.6667 | 140418.0564 | 32541.6667 | 0 | 107876.3898 | 107876.3898 | 7155.0123 | 2344.9877 | 0 | 0 | 0 | 0 | 0
2022-07-25 15:00 | 0.72028 | 0.72868 | 35584 | 24861.5302 | 634 | 77243.5777 | 3 | 7680.1888 | 0.76802 | 69563.3889 | 0 | 179637.0591 | 19 | 9500 | 2467.3716 | 199.6997 | 23041.6667 | 140418.0564 | 32541.6667 | 0 | 107876.3898 | 107876.3898 | 9500 | 0 | 0 | 0 | 0 | 0 | 0
2022-07-25 16:00 | 0.5235 | 0.63869 | 35584 | 18069.3773 | 634 | 67704.2057 | 3 | 14472.3274 | 1.4472 | 53231.8783 | 0 | 249200.448 | 19 | 9500 | 2467.3716 | 199.6997 | 23041.6667 | 140418.0564 | 32541.6667 | 0 | 107876.3898 | 107876.3898 | 9500 | 0 | 0 | 0 | 0 | 0 | 0
2022-07-25 17:00 | 0.30445 | 0.49908 | 35584 | 10508.5423 | 634 | 52904.8756 | 3 | 22033.1465 | 2.2033 | 30871.7291 | 0 | 302432.3262 | 19 | 9500 | 2467.3716 | 199.6997 | 23041.6667 | 140418.0564 | 32541.6667 | 0 | 107876.3898 | 107876.3898 | 0 | 9500 | 0 | 0 | 0 | 0 | 0
2022-07-25 18:00 | 0.10222 | 0.23358 | 35584 | 3528.2746 | 634 | 24760.6012 | 3 | 29013.3995 | 2.9013 | 0 | 4252.7983 | 333304.0554 | 19 | 9500 | 2467.3716 | 199.6997 | 23041.6667 | 140418.0564 | 32541.6667 | 0 | 107876.3898 | 107876.3898 | 3528.2672 | 5971.7328 | 0 | 0 | 0 | 0 | 0
2022-07-25 19:00 | 0.00333 | 0.0032 | 35584 | 114.9399 | 634 | 339.2154 | 3 | 30000 | 3 | 0 | 29660.7846 | 329051.257 | 19 | 7073.273 | 2467.3716 | 148.6874 | 23041.6667 | 140418.0564 | 30114.9396 | 0 | 110303.1168 | 110303.1168 | 114.9396 | 6958.3333 | 0 | 0 | 0 | 0 | 0
2022-07-25 20:00 | 0 | 0 | 35584 | 0 | 634 | 0 | 3 | 30000 | 3 | 0 | 30000 | 299390.4724 | 19 | 6958.3333 | 2467.3716 | 146.2713 | 23041.6667 | 140418.0564 | 30000 | 0 | 110418.0564 | 110418.0564 | 0 | 6958.3333 | 0 | 0 | 0 | 0 | 0
2022-07-25 21:00 | 0 | 0 | 35584 | 0 | 634 | 0 | 3 | 30000 | 3 | 0 | 30000 | 269390.4724 | 19 | 6958.3333 | 2467.3716 | 146.2713 | 23041.6667 | 140418.0564 | 30000 | 0 | 110418.0564 | 110418.0564 | 0 | 6958.3333 | 0 | 0 | 0 | 0 | 0
2022-07-25 22:00 | 0 | 0 | 35584 | 0 | 634 | 0 | 3 | 30000 | 3 | 0 | 30000 | 239390.4724 | 19 | 6958.3333 | 2467.3716 | 146.2713 | 23041.6667 | 140418.0564 | 30000 | 0 | 110418.0564 | 110418.0564 | 0 | 6958.3333 | 0 | 0 | 0 | 0 | 0
2022-07-25 23:00 | 0 | 0 | 35584 | 0 | 634 | 0 | 3 | 30000 | 3 | 0 | 30000 | 209390.4724 | 19 | 6958.3333 | 2467.3716 | 146.2713 | 23041.6667 | 140418.0564 | 30000 | 0 | 110418.0564 | 110418.0564 | 0 | 6958.3333 | 0 | 0 | 0 | 0 | 0
2022-07-26 | 0 | 0 | 35584 | 0 | 634 | 0 | 3 | 30000 | 3 | 0 | 30000 | 179390.4724 | 19 | 7183.3333 | 2467.3716 | 151.001 | 22816.6667 | 140193.0564 | 30000 | 0 | 110193.0564 | 110193.0564 | 0 | 7183.3333 | 0 | 0 | 0 | 0 | 0
2022-07-26 01:00 | 0 | 0 | 35584 | 0 | 634 | 0 | 3 | 30000 | 3 | 0 | 30000 | 149390.4724 | 19 | 7183.3333 | 2467.3716 | 151.001 | 22816.6667 | 140193.0564 | 30000 | 0 | 110193.0564 | 110193.0564 | 0 | 7183.3333 | 0 | 0 | 0 | 0 | 0
2022-07-26 02:00 | 0 | 0 | 35584 | 0 | 634 | 0 | 3 | 30000 | 3 | 0 | 30000 | 119390.4724 | 19 | 7183.3333 | 2467.3716 | 151.001 | 22816.6667 | 140193.0564 | 30000 | 0 | 110193.0564 | 110193.0564 | 0 | 7183.3333 | 0 | 0 | 0 | 0 | 0
2022-07-26 03:00 | 0 | 0 | 35584 | 0 | 634 | 0 | 3 | 30000 | 3 | 0 | 30000 | 89390.4724 | 19 | 7183.3333 | 2467.3716 | 151.001 | 22816.6667 | 140193.0564 | 30000 | 0 | 110193.0564 | 110193.0564 | 0 | 7183.3333 | 0 | 0 | 0 | 0 | 0
2022-07-26 04:00 | 0 | 0 | 35584 | 0 | 634 | 0 | 3 | 30000 | 3 | 0 | 30000 | 59390.4724 | 19 | 7183.3333 | 2467.3716 | 151.001 | 22816.6667 | 140193.0564 | 30000 | 0 | 110193.0564 | 110193.0564 | 0 | 7183.3333 | 0 | 0 | 0 | 0 | 0
2022-07-26 05:00 | 0.00445 | 0.00575 | 35584 | 153.5983 | 634 | 609.5276 | 3 | 30000 | 3 | 0 | 29390.4724 | 29390.4724 | 19 | 7336.9313 | 2467.3716 | 154.2298 | 22816.6667 | 140193.0564 | 30153.598 | 0 | 110039.4584 | 110039.4584 | 153.598 | 7183.3333 | 0 | 0 | 0 | 0 | 0
2022-07-26 06:00 | 0.11365 | 0.28727 | 35584 | 3922.798 | 634 | 30451.9989 | 3 | 28393.877 | 2.8394 | 0 | 0 | 0 | 19 | 9500 | 2467.3716 | 199.6997 | 22816.6667 | 140193.0564 | 32316.6667 | 0 | 107876.3898 | 107876.3898 | 3922.7897 | 5577.2103 | 0 | 0 | 0 | 0 | 0
2022-07-26 07:00 | 0.3222 | 0.54445 | 35584 | 11121.2099 | 634 | 57714.3134 | 3 | 21195.4802 | 2.1195 | 0 | 0 | 0 | 19 | 9500 | 2467.3716 | 199.6997 | 22816.6667 | 140193.0564 | 32316.6667 | 0 | 107876.3898 | 107876.3898 | 9500 | 0 | 0 | 0 | 0 | 0 | 0
2022-07-26 08:00 | 0.54417 | 0.69595 | 35584 | 18782.8329 | 634 | 73774.0406 | 3 | 13533.8733 | 1.3534 | 0 | 0 | 0 | 19 | 9500 | 2467.3716 | 199.6997 | 22816.6667 | 140193.0564 | 32316.6667 | 0 | 107876.3898 | 107876.3898 | 0 | 9500 | 0 | 0 | 0 | 0 | 0
2022-07-26 09:00 | 0.7422 | 0.78775 | 35584 | 25618.1315 | 634 | 83505.2812 | 3 | 6698.5891 | 0.66986 | 0 | 0 | 0 | 19 | 9500 | 2467.3716 | 199.6997 | 22816.6667 | 140193.0564 | 32316.6667 | 0 | 107876.3898 | 107876.3898 | 2801.4109 | 6698.5891 | 0 | 0 | 0 | 0 | 0
2022-07-26 10:00 | 0.89565 | 0.83845 | 35584 | 30914.6853 | 634 | 88879.7246 | 3 | 1402.0464 | 0.1402 | 0 | 0 | 0 | 19 | 9500 | 2467.3716 | 199.6997 | 22816.6667 | 140193.0564 | 32316.6667 | 0 | 107876.3898 | 107876.3898 | 9500 | 0 | 0 | 0 | 0 | 0 | 0
2022-07-26 11:00 | 0.99133 | 0.87193 | 35584 | 34217.2221 | 634 | 92428.7653 | 3 | 0 | 0 | 0 | 0 | 0 | 19 | 9500 | 2467.3716 | 199.6997 | 22816.6667 | 140193.0564 | 32316.6667 | 0 | 107876.3898 | 107876.3898 | 9500 | 0 | 0 | 0 | 0 | 0 | 0
2022-07-26 12:00 | 1.0157 | 0.88067 | 35584 | 35059.0791 | 634 | 93355.2472 | 3 | 0 | 0 | 90209.0718 | 0 | 0 | 19 | 9500 | 2467.3716 | 199.6997 | 22816.6667 | 140193.0564 | 32316.6667 | 0 | 107876.3898 | 107876.3898 | 9500 | 0 | 0 | 0 | 0 | 0 | 0
2022-07-26 13:00 | 0.98228 | 0.85208 | 35584 | 33904.848 | 634 | 90324.57 | 3 | 0 | 0 | 90324.57 | 0 | 90209.0718 | 19 | 9500 | 2467.3716 | 199.6997 | 22816.6667 | 140193.0564 | 32316.6667 | 0 | 107876.3898 | 107876.3898 | 9500 | 0 | 0 | 0 | 0 | 0 | 0
2022-07-26 14:00 | 0.84683 | 0.72445 | 35584 | 29229.5908 | 634 | 76795.1774 | 3 | 3087.1374 | 0.30871 | 73708.0399 | 0 | 180533.6418 | 19 | 9500 | 2467.3716 | 199.6997 | 22816.6667 | 140193.0564 | 32316.6667 | 0 | 107876.3898 | 107876.3898 | 6412.8626 | 3087.1374 | 0 | 0 | 0 | 0 | 0
2022-07-26 15:00 | 0.67292 | 0.60104 | 35584 | 23226.8297 | 634 | 63713.125 | 3 | 9089.8858 | 0.90899 | 54623.2391 | 0 | 254241.6817 | 19 | 9500 | 2467.3716 | 199.6997 | 22816.6667 | 140193.0564 | 32316.6667 | 0 | 107876.3898 | 107876.3898 | 9500 | 0 | 0 | 0 | 0 | 0 | 0
2022-07-26 16:00 | 0.46945 | 0.44712 | 35584 | 16203.7615 | 634 | 47396.8662 | 3 | 16112.9392 | 1.6113 | 31283.9269 | 0 | 308864.9208 | 19 | 9500 | 2467.3716 | 199.6997 | 22816.6667 | 140193.0564 | 32316.6667 | 0 | 107876.3898 | 107876.3898 | 9500 | 0 | 0 | 0 | 0 | 0 | 0
2022-07-26 17:00 | 0.26162 | 0.26402 | 35584 | 9030.2015 | 634 | 27987.3873 | 3 | 23286.4842 | 2.3286 | 4700.9031 | 0 | 340148.8478 | 19 | 9500 | 2467.3716 | 199.6997 | 22816.6667 | 140193.0564 | 32316.6667 | 0 | 107876.3898 | 107876.3898 | 0 | 9500 | 0 | 0 | 0 | 0 | 0
2022-07-26 18:00 | 0.09565 | 0.1251 | 35584 | 3301.5013 | 634 | 13261.2005 | 3 | 29015.1723 | 2.9015 | 0 | 15753.9718 | 344849.7509 | 19 | 9500 | 2467.3716 | 199.6997 | 22816.6667 | 140193.0564 | 32316.6667 | 0 | 107876.3898 | 107876.3898 | 3301.4944 | 6198.5056 | 0 | 0 | 0 | 0 | 0
2022-07-26 19:00 | 0 | 0 | 35584 | 0 | 634 | 0 | 3 | 30000 | 3 | 0 | 30000 | 329095.7791 | 19 | 7183.3333 | 2467.3716 | 151.001 | 22816.6667 | 140193.0564 | 30000 | 0 | 110193.0564 | 110193.0564 | 0 | 7183.3333 | 0 | 0 | 0 | 0 | 0
2022-07-26 20:00 | 0 | 0 | 35584 | 0 | 634 | 0 | 3 | 30000 | 3 | 0 | 30000 | 299095.7791 | 19 | 7183.3333 | 2467.3716 | 151.001 | 22816.6667 | 140193.0564 | 30000 | 0 | 110193.0564 | 110193.0564 | 0 | 7183.3333 | 0 | 0 | 0 | 0 | 0
2022-07-26 21:00 | 0 | 0 | 35584 | 0 | 634 | 0 | 3 | 30000 | 3 | 0 | 30000 | 269095.7791 | 19 | 7183.3333 | 2467.3716 | 151.001 | 22816.6667 | 140193.0564 | 30000 | 0 | 110193.0564 | 110193.0564 | 0 | 7183.3333 | 0 | 0 | 0 | 0 | 0
2022-07-26 22:00 | 0 | 0 | 35584 | 0 | 634 | 0 | 3 | 30000 | 3 | 0 | 30000 | 239095.7791 | 19 | 7183.3333 | 2467.3716 | 151.001 | 22816.6667 | 140193.0564 | 30000 | 0 | 110193.0564 | 110193.0564 | 0 | 7183.3333 | 0 | 0 | 0 | 0 | 0
2022-07-26 23:00 | 0 | 0 | 35584 | 0 | 634 | 0 | 3 | 30000 | 3 | 0 | 30000 | 209095.7791 | 19 | 7183.3333 | 2467.3716 | 151.001 | 22816.6667 | 140193.0564 | 30000 | 0 | 110193.0564 | 110193.0564 | 0 | 7183.3333 | 0 | 0 | 0 | 0 | 0
2022-07-27 | 0 | 0 | 35584 | 0 | 634 | 0 | 3 | 30000 | 3 | 0 | 30000 | 179095.7791 | 19 | 6733.3333 | 2467.3716 | 141.5415 | 23266.6667 | 140643.0564 | 30000 | 0 | 110643.0564 | 110643.0564 | 0 | 6733.3333 | 0 | 0 | 0 | 0 | 0
2022-07-27 01:00 | 0 | 0 | 35584 | 0 | 634 | 0 | 3 | 30000 | 3 | 0 | 30000 | 149095.7791 | 19 | 6733.3333 | 2467.3716 | 141.5415 | 23266.6667 | 140643.0564 | 30000 | 0 | 110643.0564 | 110643.0564 | 0 | 6733.3333 | 0 | 0 | 0 | 0 | 0
2022-07-27 02:00 | 0 | 0 | 35584 | 0 | 634 | 0 | 3 | 30000 | 3 | 0 | 30000 | 119095.7791 | 19 | 6733.3333 | 2467.3716 | 141.5415 | 23266.6667 | 140643.0564 | 30000 | 0 | 110643.0564 | 110643.0564 | 0 | 6733.3333 | 0 | 0 | 0 | 0 | 0
2022-07-27 03:00 | 0 | 0 | 35584 | 0 | 634 | 0 | 3 | 30000 | 3 | 0 | 30000 | 89095.7791 | 19 | 6733.3333 | 2467.3716 | 141.5415 | 23266.6667 | 140643.0564 | 30000 | 0 | 110643.0564 | 110643.0564 | 0 | 6733.3333 | 0 | 0 | 0 | 0 | 0
2022-07-27 04:00 | 0 | 0 | 35584 | 0 | 634 | 0 | 3 | 30000 | 3 | 0 | 30000 | 59095.7791 | 19 | 6733.3333 | 2467.3716 | 141.5415 | 23266.6667 | 140643.0564 | 30000 | 0 | 110643.0564 | 110643.0564 | 0 | 6733.3333 | 0 | 0 | 0 | 0 | 0
2022-07-27 05:00 | 0.00447 | 0.00853 | 35584 | 154.2887 | 634 | 904.2209 | 3 | 30000 | 3 | 0 | 29095.7791 | 29095.7791 | 19 | 6887.6217 | 2467.3716 | 144.7848 | 23266.6667 | 140643.0564 | 30154.2883 | 0 | 110488.7681 | 110488.7681 | 154.2883 | 6733.3333 | 0 | 0 | 0 | 0 | 0
2022-07-27 06:00 | 0.1202 | 0.34457 | 35584 | 4148.8809 | 634 | 36526.0739 | 3 | 28617.7945 | 2.8618 | 0 | 0 | 0 | 19 | 9500 | 2467.3716 | 199.6997 | 23266.6667 | 140643.0564 | 32766.6667 | 0 | 107876.3898 | 107876.3898 | 4148.8722 | 5351.1278 | 0 | 0 | 0 | 0 | 0
2022-07-27 07:00 | 0.3362 | 0.62272 | 35584 | 11604.4406 | 634 | 66011.3091 | 3 | 21162.2505 | 2.1162 | 0 | 0 | 0 | 19 | 9500 | 2467.3716 | 199.6997 | 23266.6667 | 140643.0564 | 32766.6667 | 0 | 107876.3898 | 107876.3898 | 9500 | 0 | 0 | 0 | 0 | 0 | 0
2022-07-27 08:00 | 0.55947 | 0.75953 | 35584 | 19310.9351 | 634 | 80513.8257 | 3 | 13455.7723 | 1.3456 | 0 | 0 | 0 | 19 | 9500 | 2467.3716 | 199.6997 | 23266.6667 | 140643.0564 | 32766.6667 | 0 | 107876.3898 | 107876.3898 | 0 | 9500 | 0 | 0 | 0 | 0 | 0
2022-07-27 09:00 | 0.75728 | 0.84346 | 35584 | 26138.64 | 634 | 89410.8086 | 3 | 6628.0817 | 0.66281 | 0 | 0 | 0 | 19 | 9500 | 2467.3716 | 199.6997 | 23266.6667 | 140643.0564 | 32766.6667 | 0 | 107876.3898 | 107876.3898 | 9500 | 0 | 0 | 0 | 0 | 0 | 0
2022-07-27 10:00 | 0.90978 | 0.89491 | 35584 | 31402.4032 | 634 | 94864.7556 | 3 | 1364.3296 | 0.13643 | 0 | 0 | 0 | 19 | 9500 | 2467.3716 | 199.6997 | 23266.6667 | 140643.0564 | 32766.6667 | 0 | 107876.3898 | 107876.3898 | 9500 | 0 | 0 | 0 | 0 | 0 | 0
2022-07-27 11:00 | 1.0051 | 0.92016 | 35584 | 34694.2399 | 634 | 97541.3768 | 3 | 0 | 0 | 34044.6637 | 0 | 0 | 19 | 9500 | 2467.3716 | 199.6997 | 23266.6667 | 140643.0564 | 32766.6667 | 0 | 107876.3898 | 107876.3898 | 9500 | 0 | 0 | 0 | 0 | 0 | 0
2022-07-27 12:00 | 1.029 | 0.92013 | 35584 | 35518.4934 | 634 | 97538.1966 | 3 | 0 | 0 | 97538.1966 | 0 | 34044.6637 | 19 | 9500 | 2467.3716 | 199.6997 | 23266.6667 | 140643.0564 | 32766.6667 | 0 | 107876.3898 | 107876.3898 | 9500 | 0 | 0 | 0 | 0 | 0 | 0
2022-07-27 13:00 | 0.96688 | 0.75513 | 35584 | 33373.2942 | 634 | 80047.4046 | 3 | 0 | 0 | 80047.4046 | 0 | 131582.8603 | 19 | 9500 | 2467.3716 | 199.6997 | 23266.6667 | 140643.0564 | 32766.6667 | 0 | 107876.3898 | 107876.3898 | 9500 | 0 | 0 | 0 | 0 | 0 | 0
2022-07-27 14:00 | 0.849 | 0.65279 | 35584 | 29304.4915 | 634 | 69198.8734 | 3 | 3462.2368 | 0.34622 | 65736.6365 | 0 | 211630.2649 | 19 | 9500 | 2467.3716 | 199.6997 | 23266.6667 | 140643.0564 | 32766.6667 | 0 | 107876.3898 | 107876.3898 | 9500 | 0 | 0 | 0 | 0 | 0 | 0
2022-07-27 15:00 | 0.6775 | 0.5431 | 35584 | 23384.9152 | 634 | 57571.2069 | 3 | 9381.8007 | 0.93818 | 48189.4062 | 0 | 277366.9015 | 19 | 9500 | 2467.3716 | 199.6997 | 23266.6667 | 140643.0564 | 32766.6667 | 0 | 107876.3898 | 107876.3898 | 118.1993 | 9381.8007 | 0 | 0 | 0 | 0 | 0
2022-07-27 16:00 | 0.4701 | 0.41073 | 35584 | 16226.1972 | 634 | 43539.3515 | 3 | 16540.5036 | 1.6541 | 26998.8479 | 0 | 325556.3076 | 19 | 9500 | 2467.3716 | 199.6997 | 23266.6667 | 140643.0564 | 32766.6667 | 0 | 107876.3898 | 107876.3898 | 0 | 9500 | 0 | 0 | 0 | 0 | 0
2022-07-27 17:00 | 0.2679 | 0.21824 | 35584 | 9246.965 | 634 | 23134.4876 | 3 | 23519.7211 | 2.352 | 0 | 385.2336 | 352555.1556 | 19 | 9500 | 2467.3716 | 199.6997 | 23266.6667 | 140643.0564 | 32766.6667 | 0 | 107876.3898 | 107876.3898 | 0 | 9500 | 0 | 0 | 0 | 0 | 0
2022-07-27 18:00 | 0.09565 | 0.06051 | 35584 | 3301.5013 | 634 | 6414.3504 | 3 | 29465.1723 | 2.9465 | 0 | 23050.8219 | 352169.922 | 19 | 9500 | 2467.3716 | 199.6997 | 23266.6667 | 140643.0564 | 32766.6667 | 0 | 107876.3898 | 107876.3898 | 3301.4944 | 6198.5056 | 0 | 0 | 0 | 0 | 0
2022-07-27 19:00 | 0 | 0 | 35584 | 0 | 634 | 0 | 3 | 30000 | 3 | 0 | 30000 | 329119.1001 | 19 | 6733.3333 | 2467.3716 | 141.5415 | 23266.6667 | 140643.0564 | 30000 | 0 | 110643.0564 | 110643.0564 | 0 | 6733.3333 | 0 | 0 | 0 | 0 | 0
2022-07-27 20:00 | 0 | 0 | 35584 | 0 | 634 | 0 | 3 | 30000 | 3 | 0 | 30000 | 299119.1001 | 19 | 6733.3333 | 2467.3716 | 141.5415 | 23266.6667 | 140643.0564 | 30000 | 0 | 110643.0564 | 110643.0564 | 0 | 6733.3333 | 0 | 0 | 0 | 0 | 0
2022-07-27 21:00 | 0 | 0 | 35584 | 0 | 634 | 0 | 3 | 30000 | 3 | 0 | 30000 | 269119.1001 | 19 | 6733.3333 | 2467.3716 | 141.5415 | 23266.6667 | 140643.0564 | 30000 | 0 | 110643.0564 | 110643.0564 | 0 | 6733.3333 | 0 | 0 | 0 | 0 | 0
2022-07-27 22:00 | 0 | 0 | 35584 | 0 | 634 | 0 | 3 | 30000 | 3 | 0 | 30000 | 239119.1001 | 19 | 6733.3333 | 2467.3716 | 141.5415 | 23266.6667 | 140643.0564 | 30000 | 0 | 110643.0564 | 110643.0564 | 0 | 6733.3333 | 0 | 0 | 0 | 0 | 0
2022-07-27 23:00 | 0 | 0 | 35584 | 0 | 634 | 0 | 3 | 30000 | 3 | 0 | 30000 | 209119.1001 | 19 | 6733.3333 | 2467.3716 | 141.5415 | 23266.6667 | 140643.0564 | 30000 | 0 | 110643.0564 | 110643.0564 | 0 | 6733.3333 | 0 | 0 | 0 | 0 | 0
2022-07-28 | 0 | 0 | 35584 | 0 | 634 | 0 | 3 | 30000 | 3 | 0 | 30000 | 179119.1001 | 19 | 6791.6667 | 2467.3716 | 142.7678 | 23208.3333 | 140584.7231 | 30000 | 0 | 110584.7231 | 110584.7231 | 0 | 6791.6667 | 0 | 0 | 0 | 0 | 0
2022-07-28 01:00 | 0 | 0 | 35584 | 0 | 634 | 0 | 3 | 30000 | 3 | 0 | 30000 | 149119.1001 | 19 | 6791.6667 | 2467.3716 | 142.7678 | 23208.3333 | 140584.7231 | 30000 | 0 | 110584.7231 | 110584.7231 | 0 | 6791.6667 | 0 | 0 | 0 | 0 | 0
2022-07-28 02:00 | 0 | 0 | 35584 | 0 | 634 | 0 | 3 | 30000 | 3 | 0 | 30000 | 119119.1001 | 19 | 6791.6667 | 2467.3716 | 142.7678 | 23208.3333 | 140584.7231 | 30000 | 0 | 110584.7231 | 110584.7231 | 0 | 6791.6667 | 0 | 0 | 0 | 0 | 0
2022-07-28 03:00 | 0 | 0 | 35584 | 0 | 634 | 0 | 3 | 30000 | 3 | 0 | 30000 | 89119.1001 | 19 | 6791.6667 | 2467.3716 | 142.7678 | 23208.3333 | 140584.7231 | 30000 | 0 | 110584.7231 | 110584.7231 | 0 | 6791.6667 | 0 | 0 | 0 | 0 | 0
2022-07-28 04:00 | 0 | 0 | 35584 | 0 | 634 | 0 | 3 | 30000 | 3 | 0 | 30000 | 59119.1001 | 19 | 6791.6667 | 2467.3716 | 142.7678 | 23208.3333 | 140584.7231 | 30000 | 0 | 110584.7231 | 110584.7231 | 0 | 6791.6667 | 0 | 0 | 0 | 0 | 0
2022-07-28 05:00 | 0.00418 | 0.00831 | 35584 | 144.2789 | 634 | 880.8999 | 3 | 30000 | 3 | 0 | 29119.1001 | 29119.1001 | 19 | 6935.9452 | 2467.3716 | 145.8007 | 23208.3333 | 140584.7231 | 30144.2786 | 0 | 110440.4445 | 110440.4445 | 144.2786 | 6791.6667 | 0 | 0 | 0 | 0 | 0
2022-07-28 06:00 | 0.11662 | 0.33239 | 35584 | 4025.3119 | 634 | 35234.9355 | 3 | 28683.0299 | 2.8683 | 0 | 0 | 0 | 19 | 9500 | 2467.3716 | 199.6997 | 23208.3333 | 140584.7231 | 32708.3333 | 0 | 107876.3898 | 107876.3898 | 4025.3034 | 5474.6966 | 0 | 0 | 0 | 0 | 0
2022-07-28 07:00 | 0.33083 | 0.60016 | 35584 | 11419.0871 | 634 | 63619.8408 | 3 | 21289.2703 | 2.1289 | 0 | 0 | 0 | 19 | 9500 | 2467.3716 | 199.6997 | 23208.3333 | 140584.7231 | 32708.3333 | 0 | 107876.3898 | 107876.3898 | 9500 | 0 | 0 | 0 | 0 | 0 | 0
2022-07-28 08:00 | 0.5534 | 0.74453 | 35584 | 19101.42 | 634 | 78923.7537 | 3 | 13606.9535 | 1.3607 | 0 | 0 | 0 | 19 | 9500 | 2467.3716 | 199.6997 | 23208.3333 | 140584.7231 | 32708.3333 | 0 | 107876.3898 | 107876.3898 | 9500 | 0 | 0 | 0 | 0 | 0 | 0
2022-07-28 09:00 | 0.75108 | 0.83087 | 35584 | 25924.6378 | 634 | 88076.2082 | 3 | 6783.7501 | 0.67838 | 0 | 0 | 0 | 19 | 9500 | 2467.3716 | 199.6997 | 23208.3333 | 140584.7231 | 32708.3333 | 0 | 107876.3898 | 107876.3898 | 2716.2499 | 6783.7501 | 0 | 0 | 0 | 0 | 0
2022-07-28 10:00 | 0.90412 | 0.88452 | 35584 | 31207.0399 | 634 | 93763.3657 | 3 | 1501.3591 | 0.15014 | 0 | 0 | 0 | 19 | 9500 | 2467.3716 | 199.6997 | 23208.3333 | 140584.7231 | 32708.3333 | 0 | 107876.3898 | 107876.3898 | 7998.6409 | 1501.3591 | 0 | 0 | 0 | 0 | 0
2022-07-28 11:00 | 1.0001 | 0.9114 | 35584 | 34519.9316 | 634 | 96612.7747 | 3 | 0 | 0 | 0 | 0 | 0 | 19 | 9500 | 2467.3716 | 199.6997 | 23208.3333 | 140584.7231 | 32708.3333 | 0 | 107876.3898 | 107876.3898 | 9500 | 0 | 0 | 0 | 0 | 0 | 0
2022-07-28 12:00 | 1.0119 | 0.86247 | 35584 | 34927.2261 | 634 | 91425.9599 | 3 | 0 | 0 | 0 | 0 | 0 | 19 | 9500 | 2467.3716 | 199.6997 | 23208.3333 | 140584.7231 | 32708.3333 | 0 | 107876.3898 | 107876.3898 | 9500 | 0 | 0 | 0 | 0 | 0 | 0
2022-07-28 13:00 | 0.9779 | 0.83102 | 35584 | 33753.6658 | 634 | 88092.1089 | 3 | 0 | 0 | 87785.1474 | 0 | 0 | 19 | 9500 | 2467.3716 | 199.6997 | 23208.3333 | 140584.7231 | 32708.3333 | 0 | 107876.3898 | 107876.3898 | 9500 | 0 | 0 | 0 | 0 | 0 | 0
2022-07-28 14:00 | 0.87908 | 0.80522 | 35584 | 30342.7472 | 634 | 85357.1851 | 3 | 2365.65 | 0.23656 | 82991.5351 | 0 | 87785.1474 | 19 | 9500 | 2467.3716 | 199.6997 | 23208.3333 | 140584.7231 | 32708.3333 | 0 | 107876.3898 | 107876.3898 | 7134.35 | 2365.65 | 0 | 0 | 0 | 0 | 0
2022-07-28 15:00 | 0.72353 | 0.75347 | 35584 | 24973.7088 | 634 | 79871.4367 | 3 | 7734.6771 | 0.77347 | 72136.7595 | 0 | 170776.6825 | 19 | 9500 | 2467.3716 | 199.6997 | 23208.3333 | 140584.7231 | 32708.3333 | 0 | 107876.3898 | 107876.3898 | 9500 | 0 | 0 | 0 | 0 | 0 | 0
2022-07-28 16:00 | 0.52433 | 0.66652 | 35584 | 18098.026 | 634 | 70654.3193 | 3 | 14610.3455 | 1.461 | 56043.9738 | 0 | 242913.442 | 19 | 9500 | 2467.3716 | 199.6997 | 23208.3333 | 140584.7231 | 32708.3333 | 0 | 107876.3898 | 107876.3898 | 9500 | 0 | 0 | 0 | 0 | 0 | 0
2022-07-28 17:00 | 0.30348 | 0.51552 | 35584 | 10475.0614 | 634 | 54647.5945 | 3 | 22233.294 | 2.2233 | 32414.3005 | 0 | 298957.4159 | 19 | 9500 | 2467.3716 | 199.6997 | 23208.3333 | 140584.7231 | 32708.3333 | 0 | 107876.3898 | 107876.3898 | 0 | 9500 | 0 | 0 | 0 | 0 | 0
2022-07-28 18:00 | 0.10597 | 0.2562 | 35584 | 3657.7114 | 634 | 27158.4298 | 3 | 29050.6296 | 2.9051 | 0 | 1892.1999 | 331371.7163 | 19 | 9500 | 2467.3716 | 199.6997 | 23208.3333 | 140584.7231 | 32708.3333 | 0 | 107876.3898 | 107876.3898 | 3657.7037 | 5842.2963 | 0 | 0 | 0 | 0 | 0
2022-07-28 19:00 | 0 | 0 | 35584 | 0 | 634 | 0 | 3 | 30000 | 3 | 0 | 30000 | 329479.5164 | 19 | 6791.6667 | 2467.3716 | 142.7678 | 23208.3333 | 140584.7231 | 30000 | 0 | 110584.7231 | 110584.7231 | 0 | 6791.6667 | 0 | 0 | 0 | 0 | 0
2022-07-28 20:00 | 0 | 0 | 35584 | 0 | 634 | 0 | 3 | 30000 | 3 | 0 | 30000 | 299479.5164 | 19 | 6791.6667 | 2467.3716 | 142.7678 | 23208.3333 | 140584.7231 | 30000 | 0 | 110584.7231 | 110584.7231 | 0 | 6791.6667 | 0 | 0 | 0 | 0 | 0
2022-07-28 21:00 | 0 | 0 | 35584 | 0 | 634 | 0 | 3 | 30000 | 3 | 0 | 30000 | 269479.5164 | 19 | 6791.6667 | 2467.3716 | 142.7678 | 23208.3333 | 140584.7231 | 30000 | 0 | 110584.7231 | 110584.7231 | 0 | 6791.6667 | 0 | 0 | 0 | 0 | 0
2022-07-28 22:00 | 0 | 0 | 35584 | 0 | 634 | 0 | 3 | 30000 | 3 | 0 | 30000 | 239479.5164 | 19 | 6791.6667 | 2467.3716 | 142.7678 | 23208.3333 | 140584.7231 | 30000 | 0 | 110584.7231 | 110584.7231 | 0 | 6791.6667 | 0 | 0 | 0 | 0 | 0
2022-07-28 23:00 | 0 | 0 | 35584 | 0 | 634 | 0 | 3 | 30000 | 3 | 0 | 30000 | 209479.5164 | 19 | 6791.6667 | 2467.3716 | 142.7678 | 23208.3333 | 140584.7231 | 30000 | 0 | 110584.7231 | 110584.7231 | 0 | 6791.6667 | 0 | 0 | 0 | 0 | 0
2022-07-29 | 0 | 0 | 35584 | 0 | 634 | 0 | 3 | 30000 | 3 | 0 | 30000 | 179479.5164 | 19 | 6541.6667 | 2467.3716 | 137.5125 | 23458.3333 | 140834.7231 | 30000 | 0 | 110834.7231 | 110834.7231 | 0 | 6541.6667 | 0 | 0 | 0 | 0 | 0
2022-07-29 01:00 | 0 | 0 | 35584 | 0 | 634 | 0 | 3 | 30000 | 3 | 0 | 30000 | 149479.5164 | 19 | 6541.6667 | 2467.3716 | 137.5125 | 23458.3333 | 140834.7231 | 30000 | 0 | 110834.7231 | 110834.7231 | 0 | 6541.6667 | 0 | 0 | 0 | 0 | 0
2022-07-29 02:00 | 0 | 0 | 35584 | 0 | 634 | 0 | 3 | 30000 | 3 | 0 | 30000 | 119479.5164 | 19 | 6541.6667 | 2467.3716 | 137.5125 | 23458.3333 | 140834.7231 | 30000 | 0 | 110834.7231 | 110834.7231 | 0 | 6541.6667 | 0 | 0 | 0 | 0 | 0
2022-07-29 03:00 | 0 | 0 | 35584 | 0 | 634 | 0 | 3 | 30000 | 3 | 0 | 30000 | 89479.5164 | 19 | 6541.6667 | 2467.3716 | 137.5125 | 23458.3333 | 140834.7231 | 30000 | 0 | 110834.7231 | 110834.7231 | 0 | 6541.6667 | 0 | 0 | 0 | 0 | 0
2022-07-29 04:00 | 0 | 0 | 35584 | 0 | 634 | 0 | 3 | 30000 | 3 | 0 | 30000 | 59479.5164 | 19 | 6541.6667 | 2467.3716 | 137.5125 | 23458.3333 | 140834.7231 | 30000 | 0 | 110834.7231 | 110834.7231 | 0 | 6541.6667 | 0 | 0 | 0 | 0 | 0
2022-07-29 05:00 | 0.00378 | 0.00491 | 35584 | 130.4723 | 634 | 520.4836 | 3 | 30000 | 3 | 0 | 29479.5164 | 29479.5164 | 19 | 6672.1387 | 2467.3716 | 140.2552 | 23458.3333 | 140834.7231 | 30130.472 | 0 | 110704.2511 | 110704.2511 | 130.472 | 6541.6667 | 0 | 0 | 0 | 0 | 0
2022-07-29 06:00 | 0.11028 | 0.28535 | 35584 | 3806.4774 | 634 | 30248.4697 | 3 | 29151.8639 | 2.9152 | 0 | 0 | 0 | 19 | 9500 | 2467.3716 | 199.6997 | 23458.3333 | 140834.7231 | 32958.3333 | 0 | 107876.3898 | 107876.3898 | 0 | 9500 | 0 | 0 | 0 | 0 | 0
2022-07-29 07:00 | 0.31923 | 0.54697 | 35584 | 11018.6959 | 634 | 57981.4455 | 3 | 21939.6606 | 2.194 | 0 | 0 | 0 | 19 | 9500 | 2467.3716 | 199.6997 | 23458.3333 | 140834.7231 | 32958.3333 | 0 | 107876.3898 | 107876.3898 | 0 | 9500 | 0 | 0 | 0 | 0 | 0
2022-07-29 08:00 | 0.54058 | 0.69231 | 35584 | 18658.9188 | 634 | 73388.1831 | 3 | 14299.4539 | 1.4299 | 0 | 0 | 0 | 19 | 9500 | 2467.3716 | 199.6997 | 23458.3333 | 140834.7231 | 32958.3333 | 0 | 107876.3898 | 107876.3898 | 9500 | 0 | 0 | 0 | 0 | 0 | 0
2022-07-29 09:00 | 0.73688 | 0.77192 | 35584 | 25434.5038 | 634 | 81827.2252 | 3 | 7523.8831 | 0.75239 | 0 | 0 | 0 | 19 | 9500 | 2467.3716 | 199.6997 | 23458.3333 | 140834.7231 | 32958.3333 | 0 | 107876.3898 | 107876.3898 | 9500 | 0 | 0 | 0 | 0 | 0 | 0
2022-07-29 10:00 | 0.89047 | 0.82074 | 35584 | 30735.8899 | 634 | 87002.3796 | 3 | 2222.5081 | 0.22225 | 0 | 0 | 0 | 19 | 9500 | 2467.3716 | 199.6997 | 23458.3333 | 140834.7231 | 32958.3333 | 0 | 107876.3898 | 107876.3898 | 7277.4919 | 2222.5081 | 0 | 0 | 0 | 0 | 0
2022-07-29 11:00 | 0.98353 | 0.83961 | 35584 | 33947.9936 | 634 | 89002.6901 | 3 | 0 | 0 | 16541.4484 | 0 | 0 | 19 | 9500 | 2467.3716 | 199.6997 | 23458.3333 | 140834.7231 | 32958.3333 | 0 | 107876.3898 | 107876.3898 | 9500 | 0 | 0 | 0 | 0 | 0 | 0
2022-07-29 12:00 | 0.98135 | 0.74555 | 35584 | 33872.7476 | 634 | 79031.8786 | 3 | 0 | 0 | 79031.8786 | 0 | 16541.4484 | 19 | 9500 | 2467.3716 | 199.6997 | 23458.3333 | 140834.7231 | 32958.3333 | 0 | 107876.3898 | 107876.3898 | 9500 | 0 | 0 | 0 | 0 | 0 | 0
2022-07-29 13:00 | 0.9473 | 0.71856 | 35584 | 32697.4615 | 634 | 76170.8091 | 3 | 260.9407 | 0.026094 | 75909.8684 | 0 | 95573.327 | 19 | 9500 | 2467.3716 | 199.6997 | 23458.3333 | 140834.7231 | 32958.3333 | 0 | 107876.3898 | 107876.3898 | 9239.0593 | 260.9407 | 0 | 0 | 0 | 0 | 0
2022-07-29 14:00 | 0.84755 | 0.69764 | 35584 | 29254.4426 | 634 | 73953.1887 | 3 | 3703.9523 | 0.3704 | 70249.2364 | 0 | 171483.1954 | 19 | 9500 | 2467.3716 | 199.6997 | 23458.3333 | 140834.7231 | 32958.3333 | 0 | 107876.3898 | 107876.3898 | 9500 | 0 | 0 | 0 | 0 | 0 | 0
2022-07-29 15:00 | 0.6906 | 0.63566 | 35584 | 23837.0811 | 634 | 67383.0112 | 3 | 9121.3024 | 0.91213 | 58261.7087 | 0 | 241732.4318 | 19 | 9500 | 2467.3716 | 199.6997 | 23458.3333 | 140834.7231 | 32958.3333 | 0 | 107876.3898 | 107876.3898 | 9500 | 0 | 0 | 0 | 0 | 0 | 0
2022-07-29 16:00 | 0.49135 | 0.53983 | 35584 | 16959.6724 | 634 | 57224.5712 | 3 | 15998.6966 | 1.5999 | 41225.8746 | 0 | 299994.1405 | 19 | 9500 | 2467.3716 | 199.6997 | 23458.3333 | 140834.7231 | 32958.3333 | 0 | 107876.3898 | 107876.3898 | 0 | 9500 | 0 | 0 | 0 | 0 | 0
2022-07-29 17:00 | 0.27448 | 0.37182 | 35584 | 9474.0834 | 634 | 39414.7047 | 3 | 23484.2698 | 2.3484 | 15930.4349 | 0 | 341220.0151 | 19 | 9500 | 2467.3716 | 199.6997 | 23458.3333 | 140834.7231 | 32958.3333 | 0 | 107876.3898 | 107876.3898 | 0 | 9500 | 0 | 0 | 0 | 0 | 0
2022-07-29 18:00 | 0.09218 | 0.14865 | 35584 | 3181.7291 | 634 | 15757.6135 | 3 | 29776.6109 | 2.9777 | 0 | 14018.9974 | 357150.45 | 19 | 9500 | 2467.3716 | 199.6997 | 23458.3333 | 140834.7231 | 32958.3333 | 0 | 107876.3898 | 107876.3898 | 0 | 9500 | 0 | 0 | 0 | 0 | 0
2022-07-29 19:00 | 0 | 0 | 35584 | 0 | 634 | 0 | 3 | 30000 | 3 | 0 | 30000 | 343131.4526 | 19 | 6541.6667 | 2467.3716 | 137.5125 | 23458.3333 | 140834.7231 | 30000 | 0 | 110834.7231 | 110834.7231 | 0 | 6541.6667 | 0 | 0 | 0 | 0 | 0
2022-07-29 20:00 | 0 | 0 | 35584 | 0 | 634 | 0 | 3 | 30000 | 3 | 0 | 30000 | 313131.4526 | 19 | 6541.6667 | 2467.3716 | 137.5125 | 23458.3333 | 140834.7231 | 30000 | 0 | 110834.7231 | 110834.7231 | 0 | 6541.6667 | 0 | 0 | 0 | 0 | 0
2022-07-29 21:00 | 0 | 0 | 35584 | 0 | 634 | 0 | 3 | 30000 | 3 | 0 | 30000 | 283131.4526 | 19 | 6541.6667 | 2467.3716 | 137.5125 | 23458.3333 | 140834.7231 | 30000 | 0 | 110834.7231 | 110834.7231 | 0 | 6541.6667 | 0 | 0 | 0 | 0 | 0
2022-07-29 22:00 | 0 | 0 | 35584 | 0 | 634 | 0 | 3 | 30000 | 3 | 0 | 30000 | 253131.4526 | 19 | 6541.6667 | 2467.3716 | 137.5125 | 23458.3333 | 140834.7231 | 30000 | 0 | 110834.7231 | 110834.7231 | 0 | 6541.6667 | 0 | 0 | 0 | 0 | 0
2022-07-29 23:00 | 0 | 0 | 35584 | 0 | 634 | 0 | 3 | 30000 | 3 | 0 | 30000 | 223131.4526 | 19 | 6541.6667 | 2467.3716 | 137.5125 | 23458.3333 | 140834.7231 | 30000 | 0 | 110834.7231 | 110834.7231 | 0 | 6541.6667 | 0 | 0 | 0 | 0 | 0
2022-07-30 | 0 | 0 | 35584 | 0 | 634 | 0 | 3 | 30000 | 3 | 0 | 30000 | 193131.4526 | 19 | 8083.3333 | 2467.3716 | 169.9199 | 21916.6667 | 139293.0564 | 30000 | 0 | 109293.0564 | 109293.0564 | 0 | 8083.3333 | 0 | 0 | 0 | 0 | 0
2022-07-30 01:00 | 0 | 0 | 35584 | 0 | 634 | 0 | 3 | 30000 | 3 | 0 | 30000 | 163131.4526 | 19 | 8083.3333 | 2467.3716 | 169.9199 | 21916.6667 | 139293.0564 | 30000 | 0 | 109293.0564 | 109293.0564 | 0 | 8083.3333 | 0 | 0 | 0 | 0 | 0
2022-07-30 02:00 | 0 | 0 | 35584 | 0 | 634 | 0 | 3 | 30000 | 3 | 0 | 30000 | 133131.4526 | 19 | 8083.3333 | 2467.3716 | 169.9199 | 21916.6667 | 139293.0564 | 30000 | 0 | 109293.0564 | 109293.0564 | 0 | 8083.3333 | 0 | 0 | 0 | 0 | 0
2022-07-30 03:00 | 0 | 0 | 35584 | 0 | 634 | 0 | 3 | 30000 | 3 | 0 | 30000 | 103131.4526 | 19 | 8083.3333 | 2467.3716 | 169.9199 | 21916.6667 | 139293.0564 | 30000 | 0 | 109293.0564 | 109293.0564 | 0 | 8083.3333 | 0 | 0 | 0 | 0 | 0
2022-07-30 04:00 | 0 | 0 | 35584 | 0 | 634 | 0 | 3 | 30000 | 3 | 0 | 30000 | 73131.4526 | 19 | 8083.3333 | 2467.3716 | 169.9199 | 21916.6667 | 139293.0564 | 30000 | 0 | 109293.0564 | 109293.0564 | 0 | 8083.3333 | 0 | 0 | 0 | 0 | 0
2022-07-30 05:00 | 0.00322 | 0.00105 | 35584 | 111.1431 | 634 | 111.305 | 3 | 30000 | 3 | 0 | 29888.695 | 43131.4526 | 19 | 8194.4762 | 2467.3716 | 172.2563 | 21916.6667 | 139293.0564 | 30111.1428 | 0 | 109181.9136 | 109181.9136 | 111.1428 | 8083.3333 | 0 | 0 | 0 | 0 | 0
2022-07-30 06:00 | 0.0927 | 0.14126 | 35584 | 3199.6777 | 634 | 14974.238 | 3 | 28216.9957 | 2.8217 | 0 | 13242.7577 | 13242.7577 | 19 | 9500 | 2467.3716 | 199.6997 | 21916.6667 | 139293.0564 | 31416.6667 | 0 | 107876.3898 | 107876.3898 | 3199.671 | 6300.329 | 0 | 0 | 0 | 0 | 0
2022-07-30 07:00 | 0.27783 | 0.34497 | 35584 | 9589.7136 | 634 | 36568.4759 | 3 | 21826.9732 | 2.1827 | 0 | 0 | 0 | 19 | 9500 | 2467.3716 | 199.6997 | 21916.6667 | 139293.0564 | 31416.6667 | 0 | 107876.3898 | 107876.3898 | 9500 | 0 | 0 | 0 | 0 | 0 | 0
2022-07-30 08:00 | 0.49575 | 0.51647 | 35584 | 17111.545 | 634 | 54748.2991 | 3 | 14305.1577 | 1.4305 | 0 | 0 | 0 | 19 | 9500 | 2467.3716 | 199.6997 | 21916.6667 | 139293.0564 | 31416.6667 | 0 | 107876.3898 | 107876.3898 | 0 | 9500 | 0 | 0 | 0 | 0 | 0
2022-07-30 09:00 | 0.68722 | 0.58621 | 35584 | 23720.4154 | 634 | 62141.0738 | 3 | 7696.3012 | 0.76963 | 7696.3012 | 7696.3012 | 0 | 19 | 9500 | 2467.3716 | 199.6997 | 21916.6667 | 139293.0564 | 31416.6667 | 0 | 107876.3898 | 107876.3898 | 1803.6988 | 7696.3012 | 0 | 0 | 0 | 0 | 0
2022-07-30 10:00 | 0.83705 | 0.60787 | 35584 | 28892.0196 | 634 | 64437.1378 | 3 | 2524.7079 | 0.25247 | 2524.7079 | 2524.7079 | 0 | 19 | 9500 | 2467.3716 | 199.6997 | 21916.6667 | 139293.0564 | 31416.6667 | 0 | 107876.3898 | 107876.3898 | 9500 | 0 | 0 | 0 | 0 | 0 | 0
2022-07-30 11:00 | 0.93995 | 0.66573 | 35584 | 32443.7654 | 634 | 70570.5755 | 3 | 0 | 0 | 58796.1802 | 0 | 0 | 19 | 9500 | 2467.3716 | 199.6997 | 21916.6667 | 139293.0564 | 31416.6667 | 0 | 107876.3898 | 107876.3898 | 9500 | 0 | 0 | 0 | 0 | 0 | 0
2022-07-30 12:00 | 0.96555 | 0.68108 | 35584 | 33327.3873 | 634 | 72197.7492 | 3 | 0 | 0 | 72197.7492 | 0 | 58796.1802 | 19 | 9500 | 2467.3716 | 199.6997 | 21916.6667 | 139293.0564 | 31416.6667 | 0 | 107876.3898 | 107876.3898 | 9500 | 0 | 0 | 0 | 0 | 0 | 0
2022-07-30 13:00 | 0.9303 | 0.67124 | 35584 | 32110.6813 | 634 | 71154.662 | 3 | 0 | 0 | 71154.662 | 0 | 130993.9294 | 19 | 9500 | 2467.3716 | 199.6997 | 21916.6667 | 139293.0564 | 31416.6667 | 0 | 107876.3898 | 107876.3898 | 9500 | 0 | 0 | 0 | 0 | 0 | 0
2022-07-30 14:00 | 0.82675 | 0.63982 | 35584 | 28536.4998 | 634 | 67823.9911 | 3 | 2880.2269 | 0.28802 | 64943.7642 | 0 | 202148.5913 | 19 | 9500 | 2467.3716 | 199.6997 | 21916.6667 | 139293.0564 | 31416.6667 | 0 | 107876.3898 | 107876.3898 | 6619.7731 | 2880.2269 | 0 | 0 | 0 | 0 | 0
2022-07-30 15:00 | 0.66808 | 0.57467 | 35584 | 23059.77 | 634 | 60917.7784 | 3 | 8356.9453 | 0.83569 | 60917.7784 | 8356.9453 | 267092.3556 | 19 | 9500 | 2467.3716 | 199.6997 | 21916.6667 | 139293.0564 | 31416.6667 | 0 | 107876.3898 | 107876.3898 | 1143.0547 | 8356.9453 | 0 | 0 | 0 | 0 | 0
2022-07-30 16:00 | 0.46988 | 0.48782 | 35584 | 16218.6036 | 634 | 51711.2615 | 3 | 15198.0972 | 1.5198 | 36513.1643 | 0 | 319653.1887 | 19 | 9500 | 2467.3716 | 199.6997 | 21916.6667 | 139293.0564 | 31416.6667 | 0 | 107876.3898 | 107876.3898 | 9500 | 0 | 0 | 0 | 0 | 0 | 0
2022-07-30 17:00 | 0.25792 | 0.31549 | 35584 | 8902.4905 | 634 | 33443.4544 | 3 | 22514.1949 | 2.2514 | 10929.2595 | 0 | 356166.3531 | 19 | 9500 | 2467.3716 | 199.6997 | 21916.6667 | 139293.0564 | 31416.6667 | 0 | 107876.3898 | 107876.3898 | 0 | 9500 | 0 | 0 | 0 | 0 | 0
2022-07-30 18:00 | 0.08262 | 0.0897 | 35584 | 2851.7516 | 634 | 9508.6306 | 3 | 28564.9211 | 2.8565 | 0 | 19056.2905 | 367095.6125 | 19 | 9500 | 2467.3716 | 199.6997 | 21916.6667 | 139293.0564 | 31416.6667 | 0 | 107876.3898 | 107876.3898 | 2851.7456 | 6648.2544 | 0 | 0 | 0 | 0 | 0
2022-07-30 19:00 | 0 | 0 | 35584 | 0 | 634 | 0 | 3 | 30000 | 3 | 0 | 30000 | 348039.322 | 19 | 8083.3333 | 2467.3716 | 169.9199 | 21916.6667 | 139293.0564 | 30000 | 0 | 109293.0564 | 109293.0564 | 0 | 8083.3333 | 0 | 0 | 0 | 0 | 0
2022-07-30 20:00 | 0 | 0 | 35584 | 0 | 634 | 0 | 3 | 30000 | 3 | 0 | 30000 | 318039.322 | 19 | 8083.3333 | 2467.3716 | 169.9199 | 21916.6667 | 139293.0564 | 30000 | 0 | 109293.0564 | 109293.0564 | 0 | 8083.3333 | 0 | 0 | 0 | 0 | 0
2022-07-30 21:00 | 0 | 0 | 35584 | 0 | 634 | 0 | 3 | 30000 | 3 | 0 | 30000 | 288039.322 | 19 | 8083.3333 | 2467.3716 | 169.9199 | 21916.6667 | 139293.0564 | 30000 | 0 | 109293.0564 | 109293.0564 | 0 | 8083.3333 | 0 | 0 | 0 | 0 | 0
2022-07-30 22:00 | 0 | 0 | 35584 | 0 | 634 | 0 | 3 | 30000 | 3 | 0 | 30000 | 258039.322 | 19 | 8083.3333 | 2467.3716 | 169.9199 | 21916.6667 | 139293.0564 | 30000 | 0 | 109293.0564 | 109293.0564 | 0 | 8083.3333 | 0 | 0 | 0 | 0 | 0
2022-07-30 23:00 | 0 | 0 | 35584 | 0 | 634 | 0 | 3 | 30000 | 3 | 0 | 30000 | 228039.322 | 19 | 8083.3333 | 2467.3716 | 169.9199 | 21916.6667 | 139293.0564 | 30000 | 0 | 109293.0564 | 109293.0564 | 0 | 8083.3333 | 0 | 0 | 0 | 0 | 0
2022-07-31 | 0 | 0 | 35584 | 0 | 634 | 0 | 3 | 30000 | 3 | 0 | 30000 | 198039.322 | 19 | 6875 | 2467.3716 | 144.5195 | 23125 | 140501.3898 | 30000 | 0 | 110501.3898 | 110501.3898 | 0 | 6875 | 0 | 0 | 0 | 0 | 0
2022-07-31 01:00 | 0 | 0 | 35584 | 0 | 634 | 0 | 3 | 30000 | 3 | 0 | 30000 | 168039.322 | 19 | 6875 | 2467.3716 | 144.5195 | 23125 | 140501.3898 | 30000 | 0 | 110501.3898 | 110501.3898 | 0 | 6875 | 0 | 0 | 0 | 0 | 0
2022-07-31 02:00 | 0 | 0 | 35584 | 0 | 634 | 0 | 3 | 30000 | 3 | 0 | 30000 | 138039.322 | 19 | 6875 | 2467.3716 | 144.5195 | 23125 | 140501.3898 | 30000 | 0 | 110501.3898 | 110501.3898 | 0 | 6875 | 0 | 0 | 0 | 0 | 0
2022-07-31 03:00 | 0 | 0 | 35584 | 0 | 634 | 0 | 3 | 30000 | 3 | 0 | 30000 | 108039.322 | 19 | 6875 | 2467.3716 | 144.5195 | 23125 | 140501.3898 | 30000 | 0 | 110501.3898 | 110501.3898 | 0 | 6875 | 0 | 0 | 0 | 0 | 0
2022-07-31 04:00 | 0 | 0 | 35584 | 0 | 634 | 0 | 3 | 30000 | 3 | 0 | 30000 | 78039.322 | 19 | 6875 | 2467.3716 | 144.5195 | 23125 | 140501.3898 | 30000 | 0 | 110501.3898 | 110501.3898 | 0 | 6875 | 0 | 0 | 0 | 0 | 0
2022-07-31 05:00 | 0 | 0 | 35584 | 0 | 634 | 0 | 3 | 30000 | 3 | 0 | 30000 | 48039.322 | 19 | 6875 | 2467.3716 | 144.5195 | 23125 | 140501.3898 | 30000 | 0 | 110501.3898 | 110501.3898 | 0 | 6875 | 0 | 0 | 0 | 0 | 0
2022-07-31 06:00 | 0.09482 | 0.10672 | 35584 | 3272.8526 | 634 | 11312.8323 | 3 | 29352.1543 | 2.9352 | 0 | 18039.322 | 18039.322 | 19 | 9500 | 2467.3716 | 199.6997 | 23125 | 140501.3898 | 32625 | 0 | 107876.3898 | 107876.3898 | 3272.8457 | 6227.1543 | 0 | 0 | 0 | 0 | 0
2022-07-31 07:00 | 0.26712 | 0.30075 | 35584 | 9220.0421 | 634 | 31880.9436 | 3 | 23404.9773 | 2.3405 | 0 | 0 | 0 | 19 | 9500 | 2467.3716 | 199.6997 | 23125 | 140501.3898 | 32625 | 0 | 107876.3898 | 107876.3898 | 0 | 9500 | 0 | 0 | 0 | 0 | 0
2022-07-31 08:00 | 0.48152 | 0.48644 | 35584 | 16620.3754 | 634 | 51564.9749 | 3 | 16004.6595 | 1.6005 | 0 | 0 | 0 | 19 | 9500 | 2467.3716 | 199.6997 | 23125 | 140501.3898 | 32625 | 0 | 107876.3898 | 107876.3898 | 9500 | 0 | 0 | 0 | 0 | 0 | 0
2022-07-31 09:00 | 0.68322 | 0.58378 | 35584 | 23582.3495 | 634 | 61883.4821 | 3 | 9042.7002 | 0.90427 | 11783.6787 | 0 | 0 | 19 | 9500 | 2467.3716 | 199.6997 | 23125 | 140501.3898 | 32625 | 0 | 107876.3898 | 107876.3898 | 9500 | 0 | 0 | 0 | 0 | 0 | 0
2022-07-31 10:00 | 0.83692 | 0.65236 | 35584 | 28887.5324 | 634 | 69153.2913 | 3 | 3737.5284 | 0.37375 | 65415.7629 | 0 | 11783.6787 | 19 | 9500 | 2467.3716 | 199.6997 | 23125 | 140501.3898 | 32625 | 0 | 107876.3898 | 107876.3898 | 5762.4716 | 3737.5284 | 0 | 0 | 0 | 0 | 0
2022-07-31 11:00 | 0.93197 | 0.65479 | 35584 | 32168.3239 | 634 | 69410.883 | 3 | 456.7439 | 0.045674 | 68954.1391 | 0 | 77199.4416 | 19 | 9500 | 2467.3716 | 199.6997 | 23125 | 140501.3898 | 32625 | 0 | 107876.3898 | 107876.3898 | 9500 | 0 | 0 | 0 | 0 | 0 | 0
2022-07-31 12:00 | 0.9588 | 0.65722 | 35584 | 33094.401 | 634 | 69668.4747 | 3 | 0 | 0 | 69668.4747 | 0 | 146153.5808 | 19 | 9500 | 2467.3716 | 199.6997 | 23125 | 140501.3898 | 32625 | 0 | 107876.3898 | 107876.3898 | 9500 | 0 | 0 | 0 | 0 | 0 | 0
2022-07-31 13:00 | 0.9254 | 0.66999 | 35584 | 31941.5506 | 634 | 71022.156 | 3 | 683.5167 | 0.068352 | 70338.6393 | 0 | 215822.0554 | 19 | 9500 | 2467.3716 | 199.6997 | 23125 | 140501.3898 | 32625 | 0 | 107876.3898 | 107876.3898 | 9500 | 0 | 0 | 0 | 0 | 0 | 0
2022-07-31 14:00 | 0.8369 | 0.65974 | 35584 | 28886.8421 | 634 | 69935.6068 | 3 | 3738.2187 | 0.37382 | 66197.388 | 0 | 286160.6947 | 19 | 9500 | 2467.3716 | 199.6997 | 23125 | 140501.3898 | 32625 | 0 | 107876.3898 | 107876.3898 | 9500 | 0 | 0 | 0 | 0 | 0 | 0
2022-07-31 15:00 | 0.67775 | 0.59286 | 35584 | 23393.5443 | 634 | 62846.0057 | 3 | 9231.5049 | 0.92315 | 53614.5008 | 0 | 352358.0827 | 19 | 9500 | 2467.3716 | 199.6997 | 23125 | 140501.3898 | 32625 | 0 | 107876.3898 | 107876.3898 | 9500 | 0 | 0 | 0 | 0 | 0 | 0
2022-07-31 16:00 | 0.47715 | 0.48202 | 35584 | 16469.5384 | 634 | 51096.4337 | 3 | 16155.4962 | 1.6155 | 34940.9375 | 0 | 405972.5835 | 19 | 9500 | 2467.3716 | 199.6997 | 23125 | 140501.3898 | 32625 | 0 | 107876.3898 | 107876.3898 | 9500 | 0 | 0 | 0 | 0 | 0 | 0
2022-07-31 17:00 | 0.25877 | 0.29783 | 35584 | 8931.8295 | 634 | 31571.4096 | 3 | 23693.1893 | 2.3693 | 7878.2203 | 0 | 440913.521 | 19 | 9500 | 2467.3716 | 199.6997 | 23125 | 140501.3898 | 32625 | 0 | 107876.3898 | 107876.3898 | 0 | 9500 | 0 | 0 | 0 | 0 | 0
2022-07-31 18:00 | 0.08505 | 0.10994 | 35584 | 2935.6266 | 634 | 11654.1677 | 3 | 29689.3796 | 2.9689 | 0 | 18035.2118 | 448791.7413 | 19 | 9500 | 2467.3716 | 199.6997 | 23125 | 140501.3898 | 32625 | 0 | 107876.3898 | 107876.3898 | 0 | 9500 | 0 | 0 | 0 | 0 | 0
2022-07-31 19:00 | 0 | 0 | 35584 | 0 | 634 | 0 | 3 | 30000 | 3 | 0 | 30000 | 430756.5295 | 19 | 6875 | 2467.3716 | 144.5195 | 23125 | 140501.3898 | 30000 | 0 | 110501.3898 | 110501.3898 | 0 | 6875 | 0 | 0 | 0 | 0 | 0
2022-07-31 20:00 | 0 | 0 | 35584 | 0 | 634 | 0 | 3 | 30000 | 3 | 0 | 30000 | 400756.5295 | 19 | 6875 | 2467.3716 | 144.5195 | 23125 | 140501.3898 | 30000 | 0 | 110501.3898 | 110501.3898 | 0 | 6875 | 0 | 0 | 0 | 0 | 0
2022-07-31 21:00 | 0 | 0 | 35584 | 0 | 634 | 0 | 3 | 30000 | 3 | 0 | 30000 | 370756.5295 | 19 | 6875 | 2467.3716 | 144.5195 | 23125 | 140501.3898 | 30000 | 0 | 110501.3898 | 110501.3898 | 0 | 6875 | 0 | 0 | 0 | 0 | 0
2022-07-31 22:00 | 0 | 0 | 35584 | 0 | 634 | 0 | 3 | 30000 | 3 | 0 | 30000 | 340756.5295 | 19 | 6875 | 2467.3716 | 144.5195 | 23125 | 140501.3898 | 30000 | 0 | 110501.3898 | 110501.3898 | 0 | 6875 | 0 | 0 | 0 | 0 | 0
2022-07-31 23:00 | 0 | 0 | 35584 | 0 | 634 | 0 | 3 | 30000 | 3 | 0 | 30000 | 310756.5295 | 19 | 6875 | 2467.3716 | 144.5195 | 23125 | 140501.3898 | 30000 | 0 | 110501.3898 | 110501.3898 | 0 | 6875 | 0 | 0 | 0 | 0 | 0
2022-08-01 | 0 | 0 | 35584 | 0 | 634 | 0 | 3 | 30000 | 3 | 0 | 30000 | 280756.5295 | 19 | 7541.6667 | 2653.0253 | 158.5335 | 22458.3333 | 148666.538 | 30000 | 0 | 118666.538 | 118666.538 | 0 | 7541.6667 | 0 | 0 | 0 | 0 | 0
2022-08-01 01:00 | 0 | 0 | 35584 | 0 | 634 | 0 | 3 | 30000 | 3 | 0 | 30000 | 250756.5295 | 19 | 7541.6667 | 2653.0253 | 158.5335 | 22458.3333 | 148666.538 | 30000 | 0 | 118666.538 | 118666.538 | 0 | 7541.6667 | 0 | 0 | 0 | 0 | 0
2022-08-01 02:00 | 0 | 0 | 35584 | 0 | 634 | 0 | 3 | 30000 | 3 | 0 | 30000 | 220756.5295 | 19 | 7541.6667 | 2653.0253 | 158.5335 | 22458.3333 | 148666.538 | 30000 | 0 | 118666.538 | 118666.538 | 0 | 7541.6667 | 0 | 0 | 0 | 0 | 0
2022-08-01 03:00 | 0 | 0 | 35584 | 0 | 634 | 0 | 3 | 30000 | 3 | 0 | 30000 | 190756.5295 | 19 | 7541.6667 | 2653.0253 | 158.5335 | 22458.3333 | 148666.538 | 30000 | 0 | 118666.538 | 118666.538 | 0 | 7541.6667 | 0 | 0 | 0 | 0 | 0
2022-08-01 04:00 | 0 | 0 | 35584 | 0 | 634 | 0 | 3 | 30000 | 3 | 0 | 30000 | 160756.5295 | 19 | 7541.6667 | 2653.0253 | 158.5335 | 22458.3333 | 148666.538 | 30000 | 0 | 118666.538 | 118666.538 | 0 | 7541.6667 | 0 | 0 | 0 | 0 | 0
2022-08-01 05:00 | 0 | 0 | 35584 | 0 | 634 | 0 | 3 | 30000 | 3 | 0 | 30000 | 130756.5295 | 19 | 7541.6667 | 2653.0253 | 158.5335 | 22458.3333 | 148666.538 | 30000 | 0 | 118666.538 | 118666.538 | 0 | 7541.6667 | 0 | 0 | 0 | 0 | 0
2022-08-01 06:00 | 0.09565 | 0.13975 | 35584 | 3301.5013 | 634 | 14814.1708 | 3 | 28656.839 | 2.8657 | 0 | 13842.6682 | 100756.5295 | 19 | 9500 | 2653.0253 | 199.6997 | 22458.3333 | 148666.538 | 31958.3333 | 0 | 116708.2046 | 116708.2046 | 0 | 9500 | 0 | 0 | 0 | 0 | 0
2022-08-01 07:00 | 0.27395 | 0.3405 | 35584 | 9455.7897 | 634 | 36094.6344 | 3 | 22502.5635 | 2.2503 | 13592.0709 | 0 | 86913.8613 | 19 | 9500 | 2653.0253 | 199.6997 | 22458.3333 | 148666.538 | 31958.3333 | 0 | 116708.2046 | 116708.2046 | 0 | 9500 | 0 | 0 | 0 | 0 | 0
2022-08-01 08:00 | 0.48733 | 0.49795 | 35584 | 16820.9162 | 634 | 52785.0902 | 3 | 15137.4525 | 1.5137 | 37647.6376 | 0 | 100505.9321 | 19 | 9500 | 2653.0253 | 199.6997 | 22458.3333 | 148666.538 | 31958.3333 | 0 | 116708.2046 | 116708.2046 | 9500 | 0 | 0 | 0 | 0 | 0 | 0
2022-08-01 09:00 | 0.6836 | 0.5991 | 35584 | 23595.4657 | 634 | 63507.4757 | 3 | 8362.9173 | 0.83629 | 55144.5584 | 0 | 138153.5698 | 19 | 9500 | 2653.0253 | 199.6997 | 22458.3333 | 148666.538 | 31958.3333 | 0 | 116708.2046 | 116708.2046 | 9500 | 0 | 0 | 0 | 0 | 0 | 0
2022-08-01 10:00 | 0.8381 | 0.6515 | 35584 | 28928.2619 | 634 | 69062.1272 | 3 | 3030.1324 | 0.30301 | 69062.1272 | 3030.1324 | 193298.1281 | 19 | 9500 | 2653.0253 | 199.6997 | 22458.3333 | 148666.538 | 31958.3333 | 0 | 116708.2046 | 116708.2046 | 9500 | 0 | 0 | 0 | 0 | 0 | 0
2022-08-01 11:00 | 0.93547 | 0.67813 | 35584 | 32289.1315 | 634 | 71885.035 | 3 | 0 | 0 | 71885.035 | 0 | 259330.123 | 19 | 9500 | 2653.0253 | 199.6997 | 22458.3333 | 148666.538 | 31958.3333 | 0 | 116708.2046 | 116708.2046 | 9500 | 0 | 0 | 0 | 0 | 0 | 0
2022-08-01 12:00 | 0.97605 | 0.74596 | 35584 | 33689.8103 | 634 | 79075.3406 | 3 | 0 | 0 | 79075.3406 | 0 | 331215.158 | 19 | 9500 | 2653.0253 | 199.6997 | 22458.3333 | 148666.538 | 31958.3333 | 0 | 116708.2046 | 116708.2046 | 9500 | 0 | 0 | 0 | 0 | 0 | 0
2022-08-01 13:00 | 0.93688 | 0.68493 | 35584 | 32337.7998 | 634 | 72605.8677 | 3 | 0 | 0 | 72605.8677 | 0 | 410290.4986 | 19 | 9500 | 2653.0253 | 199.6997 | 22458.3333 | 148666.538 | 31958.3333 | 0 | 116708.2046 | 116708.2046 | 9500 | 0 | 0 | 0 | 0 | 0 | 0
2022-08-01 14:00 | 0.83842 | 0.70876 | 35584 | 28939.3072 | 634 | 75131.962 | 3 | 3019.0871 | 0.30191 | 72112.8749 | 0 | 482896.3663 | 19 | 9500 | 2653.0253 | 199.6997 | 22458.3333 | 148666.538 | 31958.3333 | 0 | 116708.2046 | 116708.2046 | 9500 | 0 | 0 | 0 | 0 | 0 | 0
2022-08-01 15:00 | 0.68275 | 0.64482 | 35584 | 23566.1267 | 634 | 68354.0151 | 3 | 8392.2562 | 0.83923 | 59961.7589 | 0 | 555009.2412 | 19 | 9500 | 2653.0253 | 199.6997 | 22458.3333 | 148666.538 | 31958.3333 | 0 | 116708.2046 | 116708.2046 | 9500 | 0 | 0 | 0 | 0 | 0 | 0
2022-08-01 16:00 | 0.4854 | 0.55041 | 35584 | 16754.2994 | 634 | 58346.102 | 3 | 15204.0692 | 1.5204 | 43142.0328 | 0 | 614971.0001 | 19 | 9500 | 2653.0253 | 199.6997 | 22458.3333 | 148666.538 | 31958.3333 | 0 | 116708.2046 | 116708.2046 | 0 | 9500 | 0 | 0 | 0 | 0 | 0
2022-08-01 17:00 | 0.26992 | 0.35142 | 35584 | 9316.6883 | 634 | 37252.2068 | 3 | 22641.6647 | 2.2642 | 14610.5421 | 0 | 658113.0329 | 19 | 9500 | 2653.0253 | 199.6997 | 22458.3333 | 148666.538 | 31958.3333 | 0 | 116708.2046 | 116708.2046 | 0 | 9500 | 0 | 0 | 0 | 0 | 0
2022-08-01 18:00 | 0.0852 | 0.10959 | 35584 | 2940.8041 | 634 | 11617.066 | 3 | 29017.5354 | 2.9018 | 0 | 17400.4694 | 672723.575 | 19 | 9500 | 2653.0253 | 199.6997 | 22458.3333 | 148666.538 | 31958.3333 | 0 | 116708.2046 | 116708.2046 | 2940.7979 | 6559.2021 | 0 | 0 | 0 | 0 | 0
2022-08-01 19:00 | 0 | 0 | 35584 | 0 | 634 | 0 | 3 | 30000 | 3 | 0 | 30000 | 655323.1057 | 19 | 7541.6667 | 2653.0253 | 158.5335 | 22458.3333 | 148666.538 | 30000 | 0 | 118666.538 | 118666.538 | 0 | 7541.6667 | 0 | 0 | 0 | 0 | 0
2022-08-01 20:00 | 0 | 0 | 35584 | 0 | 634 | 0 | 3 | 30000 | 3 | 0 | 30000 | 625323.1057 | 19 | 7541.6667 | 2653.0253 | 158.5335 | 22458.3333 | 148666.538 | 30000 | 0 | 118666.538 | 118666.538 | 0 | 7541.6667 | 0 | 0 | 0 | 0 | 0
2022-08-01 21:00 | 0 | 0 | 35584 | 0 | 634 | 0 | 3 | 30000 | 3 | 0 | 30000 | 595323.1057 | 19 | 7541.6667 | 2653.0253 | 158.5335 | 22458.3333 | 148666.538 | 30000 | 0 | 118666.538 | 118666.538 | 0 | 7541.6667 | 0 | 0 | 0 | 0 | 0
2022-08-01 22:00 | 0 | 0 | 35584 | 0 | 634 | 0 | 3 | 30000 | 3 | 0 | 30000 | 565323.1057 | 19 | 7541.6667 | 2653.0253 | 158.5335 | 22458.3333 | 148666.538 | 30000 | 0 | 118666.538 | 118666.538 | 0 | 7541.6667 | 0 | 0 | 0 | 0 | 0
2022-08-01 23:00 | 0 | 0 | 35584 | 0 | 634 | 0 | 3 | 30000 | 3 | 0 | 30000 | 535323.1057 | 19 | 7541.6667 | 2653.0253 | 158.5335 | 22458.3333 | 148666.538 | 30000 | 0 | 118666.538 | 118666.538 | 0 | 7541.6667 | 0 | 0 | 0 | 0 | 0
2022-08-02 | 0 | 0 | 35584 | 0 | 634 | 0 | 3 | 30000 | 3 | 0 | 30000 | 505323.1057 | 19 | 7791.6667 | 2653.0253 | 163.7888 | 22208.3333 | 148416.538 | 30000 | 0 | 118416.538 | 118416.538 | 0 | 7791.6667 | 0 | 0 | 0 | 0 | 0
2022-08-02 01:00 | 0 | 0 | 35584 | 0 | 634 | 0 | 3 | 30000 | 3 | 0 | 30000 | 475323.1057 | 19 | 7791.6667 | 2653.0253 | 163.7888 | 22208.3333 | 148416.538 | 30000 | 0 | 118416.538 | 118416.538 | 0 | 7791.6667 | 0 | 0 | 0 | 0 | 0
2022-08-02 02:00 | 0 | 0 | 35584 | 0 | 634 | 0 | 3 | 30000 | 3 | 0 | 30000 | 445323.1057 | 19 | 7791.6667 | 2653.0253 | 163.7888 | 22208.3333 | 148416.538 | 30000 | 0 | 118416.538 | 118416.538 | 0 | 7791.6667 | 0 | 0 | 0 | 0 | 0
2022-08-02 03:00 | 0 | 0 | 35584 | 0 | 634 | 0 | 3 | 30000 | 3 | 0 | 30000 | 415323.1057 | 19 | 7791.6667 | 2653.0253 | 163.7888 | 22208.3333 | 148416.538 | 30000 | 0 | 118416.538 | 118416.538 | 0 | 7791.6667 | 0 | 0 | 0 | 0 | 0
2022-08-02 04:00 | 0 | 0 | 35584 | 0 | 634 | 0 | 3 | 30000 | 3 | 0 | 30000 | 385323.1057 | 19 | 7791.6667 | 2653.0253 | 163.7888 | 22208.3333 | 148416.538 | 30000 | 0 | 118416.538 | 118416.538 | 0 | 7791.6667 | 0 | 0 | 0 | 0 | 0
2022-08-02 05:00 | 0 | 0 | 35584 | 0 | 634 | 0 | 3 | 30000 | 3 | 0 | 30000 | 355323.1057 | 19 | 7791.6667 | 2653.0253 | 163.7888 | 22208.3333 | 148416.538 | 30000 | 0 | 118416.538 | 118416.538 | 0 | 7791.6667 | 0 | 0 | 0 | 0 | 0
2022-08-02 06:00 | 0.09005 | 0.09913 | 35584 | 3108.209 | 634 | 10508.2558 | 3 | 28600.1309 | 2.86 | 0 | 18091.875 | 325323.1057 | 19 | 9500 | 2653.0253 | 199.6997 | 22208.3333 | 148416.538 | 31708.3333 | 0 | 116708.2046 | 116708.2046 | 0 | 9500 | 0 | 0 | 0 | 0 | 0
2022-08-02 07:00 | 0.26677 | 0.30173 | 35584 | 9207.9614 | 634 | 31984.8283 | 3 | 22500.3914 | 2.25 | 9484.437 | 0 | 307231.2306 | 19 | 9500 | 2653.0253 | 199.6997 | 22208.3333 | 148416.538 | 31708.3333 | 0 | 116708.2046 | 116708.2046 | 0 | 9500 | 0 | 0 | 0 | 0 | 0
2022-08-02 08:00 | 0.47555 | 0.43967 | 35584 | 16414.3121 | 634 | 46607.1304 | 3 | 15294.0558 | 1.5294 | 31313.0746 | 0 | 316715.6676 | 19 | 9500 | 2653.0253 | 199.6997 | 22208.3333 | 148416.538 | 31708.3333 | 0 | 116708.2046 | 116708.2046 | 0 | 9500 | 0 | 0 | 0 | 0 | 0
2022-08-02 09:00 | 0.68538 | 0.57945 | 35584 | 23656.9051 | 634 | 61424.4814 | 3 | 8051.4781 | 0.80515 | 53373.0033 | 0 | 348028.7422 | 19 | 9500 | 2653.0253 | 199.6997 | 22208.3333 | 148416.538 | 31708.3333 | 0 | 116708.2046 | 116708.2046 | 9500 | 0 | 0 | 0 | 0 | 0 | 0
2022-08-02 10:00 | 0.84867 | 0.67219 | 35584 | 29293.1011 | 634 | 71255.3665 | 3 | 2415.2939 | 0.24153 | 68840.0726 | 0 | 401401.7454 | 19 | 9500 | 2653.0253 | 199.6997 | 22208.3333 | 148416.538 | 31708.3333 | 0 | 116708.2046 | 116708.2046 | 7084.7061 | 2415.2939 | 0 | 0 | 0 | 0 | 0
2022-08-02 11:00 | 0.94672 | 0.70867 | 35584 | 32677.4419 | 634 | 75122.4216 | 3 | 0 | 0 | 75122.4216 | 0 | 470241.818 | 19 | 9500 | 2653.0253 | 199.6997 | 22208.3333 | 148416.538 | 31708.3333 | 0 | 116708.2046 | 116708.2046 | 9500 | 0 | 0 | 0 | 0 | 0 | 0
2022-08-02 12:00 | 0.98978 | 0.78637 | 35584 | 34163.7216 | 634 | 83358.9946 | 3 | 0 | 0 | 83358.9946 | 0 | 545364.2396 | 19 | 9500 | 2653.0253 | 199.6997 | 22208.3333 | 148416.538 | 31708.3333 | 0 | 116708.2046 | 116708.2046 | 9500 | 0 | 0 | 0 | 0 | 0 | 0
2022-08-02 13:00 | 0.9532 | 0.74697 | 35584 | 32901.1087 | 634 | 79182.4055 | 3 | 0 | 0 | 79182.4055 | 0 | 628723.2342 | 19 | 9500 | 2653.0253 | 199.6997 | 22208.3333 | 148416.538 | 31708.3333 | 0 | 116708.2046 | 116708.2046 | 9500 | 0 | 0 | 0 | 0 | 0 | 0
2022-08-02 14:00 | 0.85247 | 0.72025 | 35584 | 29424.2637 | 634 | 76349.9572 | 3 | 2284.1316 | 0.22841 | 74065.8256 | 0 | 707905.6397 | 19 | 9500 | 2653.0253 | 199.6997 | 22208.3333 | 148416.538 | 31708.3333 | 0 | 116708.2046 | 116708.2046 | 9500 | 0 | 0 | 0 | 0 | 0 | 0
2022-08-02 15:00 | 0.6925 | 0.66056 | 35584 | 23902.6624 | 634 | 70022.5307 | 3 | 7805.7213 | 0.78057 | 62216.8094 | 0 | 781971.4653 | 19 | 9500 | 2653.0253 | 199.6997 | 22208.3333 | 148416.538 | 31708.3333 | 0 | 116708.2046 | 116708.2046 | 9500 | 0 | 0 | 0 | 0 | 0 | 0
2022-08-02 16:00 | 0.49123 | 0.54919 | 35584 | 16955.5305 | 634 | 58216.7761 | 3 | 14752.8386 | 1.4753 | 43463.9376 | 0 | 844188.2747 | 19 | 9500 | 2653.0253 | 199.6997 | 22208.3333 | 148416.538 | 31708.3333 | 0 | 116708.2046 | 116708.2046 | 9500 | 0 | 0 | 0 | 0 | 0 | 0
2022-08-02 17:00 | 0.27325 | 0.3615 | 35584 | 9431.6282 | 634 | 38320.7352 | 3 | 22276.725 | 2.2277 | 38320.7352 | 22276.725 | 887652.2123 | 19 | 9500 | 2653.0253 | 199.6997 | 22208.3333 | 148416.538 | 31708.3333 | 0 | 116708.2046 | 116708.2046 | 0 | 9500 | 0 | 0 | 0 | 0 | 0
2022-08-02 18:00 | 0.08485 | 0.10189 | 35584 | 2928.7233 | 634 | 10800.8291 | 3 | 28779.6162 | 2.878 | 0 | 17978.7871 | 903696.2225 | 19 | 9500 | 2653.0253 | 199.6997 | 22208.3333 | 148416.538 | 31708.3333 | 0 | 116708.2046 | 116708.2046 | 2928.7172 | 6571.2828 | 0 | 0 | 0 | 0 | 0
2022-08-02 19:00 | 0 | 0 | 35584 | 0 | 634 | 0 | 3 | 30000 | 3 | 0 | 30000 | 885717.4354 | 19 | 7791.6667 | 2653.0253 | 163.7888 | 22208.3333 | 148416.538 | 30000 | 0 | 118416.538 | 118416.538 | 0 | 7791.6667 | 0 | 0 | 0 | 0 | 0
2022-08-02 20:00 | 0 | 0 | 35584 | 0 | 634 | 0 | 3 | 30000 | 3 | 0 | 30000 | 855717.4354 | 19 | 7791.6667 | 2653.0253 | 163.7888 | 22208.3333 | 148416.538 | 30000 | 0 | 118416.538 | 118416.538 | 0 | 7791.6667 | 0 | 0 | 0 | 0 | 0
2022-08-02 21:00 | 0 | 0 | 35584 | 0 | 634 | 0 | 3 | 30000 | 3 | 0 | 30000 | 825717.4354 | 19 | 7791.6667 | 2653.0253 | 163.7888 | 22208.3333 | 148416.538 | 30000 | 0 | 118416.538 | 118416.538 | 0 | 7791.6667 | 0 | 0 | 0 | 0 | 0
2022-08-02 22:00 | 0 | 0 | 35584 | 0 | 634 | 0 | 3 | 30000 | 3 | 0 | 30000 | 795717.4354 | 19 | 7791.6667 | 2653.0253 | 163.7888 | 22208.3333 | 148416.538 | 30000 | 0 | 118416.538 | 118416.538 | 0 | 7791.6667 | 0 | 0 | 0 | 0 | 0
2022-08-02 23:00 | 0 | 0 | 35584 | 0 | 634 | 0 | 3 | 30000 | 3 | 0 | 30000 | 765717.4354 | 19 | 7791.6667 | 2653.0253 | 163.7888 | 22208.3333 | 148416.538 | 30000 | 0 | 118416.538 | 118416.538 | 0 | 7791.6667 | 0 | 0 | 0 | 0 | 0
2022-08-03 | 0 | 0 | 35584 | 0 | 634 | 0 | 3 | 30000 | 3 | 0 | 30000 | 735717.4354 | 19 | 6125 | 2653.0253 | 128.7538 | 23875 | 150083.2046 | 30000 | 0 | 120083.2046 | 120083.2046 | 0 | 6125 | 0 | 0 | 0 | 0 | 0
2022-08-03 01:00 | 0 | 0 | 35584 | 0 | 634 | 0 | 3 | 30000 | 3 | 0 | 30000 | 705717.4354 | 19 | 6125 | 2653.0253 | 128.7538 | 23875 | 150083.2046 | 30000 | 0 | 120083.2046 | 120083.2046 | 0 | 6125 | 0 | 0 | 0 | 0 | 0
2022-08-03 02:00 | 0 | 0 | 35584 | 0 | 634 | 0 | 3 | 30000 | 3 | 0 | 30000 | 675717.4354 | 19 | 6125 | 2653.0253 | 128.7538 | 23875 | 150083.2046 | 30000 | 0 | 120083.2046 | 120083.2046 | 0 | 6125 | 0 | 0 | 0 | 0 | 0
2022-08-03 03:00 | 0 | 0 | 35584 | 0 | 634 | 0 | 3 | 30000 | 3 | 0 | 30000 | 645717.4354 | 19 | 6125 | 2653.0253 | 128.7538 | 23875 | 150083.2046 | 30000 | 0 | 120083.2046 | 120083.2046 | 0 | 6125 | 0 | 0 | 0 | 0 | 0
2022-08-03 04:00 | 0 | 0 | 35584 | 0 | 634 | 0 | 3 | 30000 | 3 | 0 | 30000 | 615717.4354 | 19 | 6125 | 2653.0253 | 128.7538 | 23875 | 150083.2046 | 30000 | 0 | 120083.2046 | 120083.2046 | 0 | 6125 | 0 | 0 | 0 | 0 | 0
2022-08-03 05:00 | 0 | 0 | 35584 | 0 | 634 | 0 | 3 | 30000 | 3 | 0 | 30000 | 585717.4354 | 19 | 6125 | 2653.0253 | 128.7538 | 23875 | 150083.2046 | 30000 | 0 | 120083.2046 | 120083.2046 | 0 | 6125 | 0 | 0 | 0 | 0 | 0
2022-08-03 06:00 | 0.0872 | 0.08137 | 35584 | 3009.8371 | 634 | 8625.6106 | 3 | 30000 | 3 | 0 | 21374.3894 | 555717.4354 | 19 | 9134.8307 | 2653.0253 | 192.0235 | 23875 | 150083.2046 | 33009.8307 | 0 | 117073.3739 | 117073.3739 | 0 | 9134.8307 | 0 | 0 | 0 | 0 | 0
2022-08-03 07:00 | 0.2592 | 0.26118 | 35584 | 8946.6716 | 634 | 27686.3337 | 3 | 24428.3472 | 2.4428 | 3257.9864 | 0 | 534343.0459 | 19 | 9500 | 2653.0253 | 199.6997 | 23875 | 150083.2046 | 33375 | 0 | 116708.2046 | 116708.2046 | 0 | 9500 | 0 | 0 | 0 | 0 | 0
2022-08-03 08:00 | 0.46383 | 0.37915 | 35584 | 16009.7789 | 634 | 40191.7199 | 3 | 17365.2548 | 1.7365 | 22826.4651 | 0 | 537601.0324 | 19 | 9500 | 2653.0253 | 199.6997 | 23875 | 150083.2046 | 33375 | 0 | 116708.2046 | 116708.2046 | 9500 | 0 | 0 | 0 | 0 | 0 | 0
2022-08-03 09:00 | 0.64633 | 0.43655 | 35584 | 22309.0365 | 634 | 46276.3954 | 3 | 11066.0105 | 1.1066 | 35210.385 | 0 | 560427.4975 | 19 | 9500 | 2653.0253 | 199.6997 | 23875 | 150083.2046 | 33375 | 0 | 116708.2046 | 116708.2046 | 9500 | 0 | 0 | 0 | 0 | 0 | 0
2022-08-03 10:00 | 0.803 | 0.47637 | 35584 | 27716.7334 | 634 | 50497.5066 | 3 | 5658.3249 | 0.56583 | 44839.1817 | 0 | 595637.8825 | 19 | 9500 | 2653.0253 | 199.6997 | 23875 | 150083.2046 | 33375 | 0 | 116708.2046 | 116708.2046 | 9500 | 0 | 0 | 0 | 0 | 0 | 0
2022-08-03 11:00 | 0.90397 | 0.50803 | 35584 | 31201.8624 | 634 | 53853.6185 | 3 | 2173.2033 | 0.21732 | 51680.4153 | 0 | 640477.0642 | 19 | 9500 | 2653.0253 | 199.6997 | 23875 | 150083.2046 | 33375 | 0 | 116708.2046 | 116708.2046 | 9500 | 0 | 0 | 0 | 0 | 0 | 0
2022-08-03 12:00 | 0.96097 | 0.64224 | 35584 | 33169.3018 | 634 | 68080.5228 | 3 | 205.768 | 0.020577 | 67874.7547 | 0 | 692157.4794 | 19 | 9500 | 2653.0253 | 199.6997 | 23875 | 150083.2046 | 33375 | 0 | 116708.2046 | 116708.2046 | 9500 | 0 | 0 | 0 | 0 | 0 | 0
2022-08-03 13:00 | 0.92292 | 0.6035 | 35584 | 31855.9497 | 634 | 63973.8968 | 3 | 1519.1173 | 0.15191 | 62454.7795 | 0 | 760032.2341 | 19 | 9500 | 2653.0253 | 199.6997 | 23875 | 150083.2046 | 33375 | 0 | 116708.2046 | 116708.2046 | 7980.8827 | 1519.1173 | 0 | 0 | 0 | 0 | 0
2022-08-03 14:00 | 0.81658 | 0.54889 | 35584 | 28185.4672 | 634 | 58184.9747 | 3 | 5189.5921 | 0.51896 | 52995.3826 | 0 | 822487.0136 | 19 | 9500 | 2653.0253 | 199.6997 | 23875 | 150083.2046 | 33375 | 0 | 116708.2046 | 116708.2046 | 9500 | 0 | 0 | 0 | 0 | 0 | 0
2022-08-03 15:00 | 0.65165 | 0.46467 | 35584 | 22492.6642 | 634 | 49257.2504 | 3 | 10882.3832 | 1.0882 | 38374.8673 | 0 | 875482.3962 | 19 | 9500 | 2653.0253 | 199.6997 | 23875 | 150083.2046 | 33375 | 0 | 116708.2046 | 116708.2046 | 0 | 9500 | 0 | 0 | 0 | 0 | 0
2022-08-03 16:00 | 0.4473 | 0.34171 | 35584 | 15439.2215 | 634 | 36222.9002 | 3 | 17935.811 | 1.7936 | 18287.0892 | 0 | 913857.2634 | 19 | 9500 | 2653.0253 | 199.6997 | 23875 | 150083.2046 | 33375 | 0 | 116708.2046 | 116708.2046 | 9500 | 0 | 0 | 0 | 0 | 0 | 0
2022-08-03 17:00 | 0.23473 | 0.18647 | 35584 | 8102.0534 | 634 | 19766.7151 | 3 | 25272.9637 | 2.5273 | 0 | 5506.2487 | 932144.3526 | 19 | 9500 | 2653.0253 | 199.6997 | 23875 | 150083.2046 | 33375 | 0 | 116708.2046 | 116708.2046 | 8102.0363 | 1397.9637 | 0 | 0 | 0 | 0 | 0
2022-08-03 18:00 | 0.07007 | 0.03227 | 35584 | 2418.5698 | 634 | 3420.7749 | 3 | 30000 | 3 | 0 | 26579.2251 | 926638.104 | 19 | 8543.5647 | 2653.0253 | 179.5945 | 23875 | 150083.2046 | 32418.5647 | 0 | 117664.64 | 117664.64 | 2418.5647 | 6125 | 0 | 0 | 0 | 0 | 0
2022-08-03 19:00 | 0 | 0 | 35584 | 0 | 634 | 0 | 3 | 30000 | 3 | 0 | 30000 | 900058.8789 | 19 | 6125 | 2653.0253 | 128.7538 | 23875 | 150083.2046 | 30000 | 0 | 120083.2046 | 120083.2046 | 0 | 6125 | 0 | 0 | 0 | 0 | 0
2022-08-03 20:00 | 0 | 0 | 35584 | 0 | 634 | 0 | 3 | 30000 | 3 | 0 | 30000 | 870058.8789 | 19 | 6125 | 2653.0253 | 128.7538 | 23875 | 150083.2046 | 30000 | 0 | 120083.2046 | 120083.2046 | 0 | 6125 | 0 | 0 | 0 | 0 | 0
2022-08-03 21:00 | 0 | 0 | 35584 | 0 | 634 | 0 | 3 | 30000 | 3 | 0 | 30000 | 840058.8789 | 19 | 6125 | 2653.0253 | 128.7538 | 23875 | 150083.2046 | 30000 | 0 | 120083.2046 | 120083.2046 | 0 | 6125 | 0 | 0 | 0 | 0 | 0
2022-08-03 22:00 | 0 | 0 | 35584 | 0 | 634 | 0 | 3 | 30000 | 3 | 0 | 30000 | 810058.8789 | 19 | 6125 | 2653.0253 | 128.7538 | 23875 | 150083.2046 | 30000 | 0 | 120083.2046 | 120083.2046 | 0 | 6125 | 0 | 0 | 0 | 0 | 0
2022-08-03 23:00 | 0 | 0 | 35584 | 0 | 634 | 0 | 3 | 30000 | 3 | 0 | 30000 | 780058.8789 | 19 | 6125 | 2653.0253 | 128.7538 | 23875 | 150083.2046 | 30000 | 0 | 120083.2046 | 120083.2046 | 0 | 6125 | 0 | 0 | 0 | 0 | 0
2022-08-04 | 0 | 0 | 35584 | 0 | 634 | 0 | 3 | 30000 | 3 | 0 | 30000 | 750058.8789 | 19 | 5625 | 2653.0253 | 118.2432 | 24375 | 150583.2046 | 30000 | 0 | 120583.2046 | 120583.2046 | 0 | 5625 | 0 | 0 | 0 | 0 | 0
2022-08-04 01:00 | 0 | 0 | 35584 | 0 | 634 | 0 | 3 | 30000 | 3 | 0 | 30000 | 720058.8789 | 19 | 5625 | 2653.0253 | 118.2432 | 24375 | 150583.2046 | 30000 | 0 | 120583.2046 | 120583.2046 | 0 | 5625 | 0 | 0 | 0 | 0 | 0
2022-08-04 02:00 | 0 | 0 | 35584 | 0 | 634 | 0 | 3 | 30000 | 3 | 0 | 30000 | 690058.8789 | 19 | 5625 | 2653.0253 | 118.2432 | 24375 | 150583.2046 | 30000 | 0 | 120583.2046 | 120583.2046 | 0 | 5625 | 0 | 0 | 0 | 0 | 0
2022-08-04 03:00 | 0 | 0 | 35584 | 0 | 634 | 0 | 3 | 30000 | 3 | 0 | 30000 | 660058.8789 | 19 | 5625 | 2653.0253 | 118.2432 | 24375 | 150583.2046 | 30000 | 0 | 120583.2046 | 120583.2046 | 0 | 5625 | 0 | 0 | 0 | 0 | 0
2022-08-04 04:00 | 0 | 0 | 35584 | 0 | 634 | 0 | 3 | 30000 | 3 | 0 | 30000 | 630058.8789 | 19 | 5625 | 2653.0253 | 118.2432 | 24375 | 150583.2046 | 30000 | 0 | 120583.2046 | 120583.2046 | 0 | 5625 | 0 | 0 | 0 | 0 | 0
2022-08-04 05:00 | 0 | 0 | 35584 | 0 | 634 | 0 | 3 | 30000 | 3 | 0 | 30000 | 600058.8789 | 19 | 5625 | 2653.0253 | 118.2432 | 24375 | 150583.2046 | 30000 | 0 | 120583.2046 | 120583.2046 | 0 | 5625 | 0 | 0 | 0 | 0 | 0
2022-08-04 06:00 | 0.07247 | 0.02165 | 35584 | 2501.4093 | 634 | 2295.0039 | 3 | 30000 | 3 | 0 | 27704.9961 | 570058.8789 | 19 | 8126.404 | 2653.0253 | 170.8253 | 24375 | 150583.2046 | 32501.404 | 0 | 118081.8006 | 118081.8006 | 2501.404 | 5625 | 0 | 0 | 0 | 0 | 0
2022-08-04 07:00 | 0.22012 | 0.1287 | 35584 | 7597.7676 | 634 | 13642.8178 | 3 | 26277.2484 | 2.6277 | 0 | 12634.4307 | 542353.8828 | 19 | 9500 | 2653.0253 | 199.6997 | 24375 | 150583.2046 | 33875 | 0 | 116708.2046 | 116708.2046 | 7597.7516 | 1902.2484 | 0 | 0 | 0 | 0 | 0
2022-08-04 08:00 | 0.41392 | 0.2551 | 35584 | 14287.0614 | 634 | 27041.8245 | 3 | 19587.9687 | 1.9588 | 7453.8558 | 0 | 529719.4521 | 19 | 9500 | 2653.0253 | 199.6997 | 24375 | 150583.2046 | 33875 | 0 | 116708.2046 | 116708.2046 | 9500 | 0 | 0 | 0 | 0 | 0 | 0
2022-08-04 09:00 | 0.60128 | 0.33884 | 35584 | 20754.0691 | 634 | 35918.6664 | 3 | 13120.9746 | 1.3121 | 22797.6918 | 0 | 537173.3079 | 19 | 9500 | 2653.0253 | 199.6997 | 24375 | 150583.2046 | 33875 | 0 | 116708.2046 | 116708.2046 | 0 | 9500 | 0 | 0 | 0 | 0 | 0
2022-08-04 10:00 | 0.75167 | 0.40881 | 35584 | 25945.0025 | 634 | 43335.8223 | 3 | 7930.0521 | 0.79301 | 35405.7702 | 0 | 559970.9998 | 19 | 9500 | 2653.0253 | 199.6997 | 24375 | 150583.2046 | 33875 | 0 | 116708.2046 | 116708.2046 | 9500 | 0 | 0 | 0 | 0 | 0 | 0
2022-08-04 11:00 | 0.84517 | 0.4337 | 35584 | 29172.2934 | 634 | 45974.2818 | 3 | 4702.768 | 0.47028 | 41271.5137 | 0 | 595376.7699 | 19 | 9500 | 2653.0253 | 199.6997 | 24375 | 150583.2046 | 33875 | 0 | 116708.2046 | 116708.2046 | 9500 | 0 | 0 | 0 | 0 | 0 | 0
2022-08-04 12:00 | 0.8988 | 0.50535 | 35584 | 31023.4122 | 634 | 53569.5257 | 3 | 2851.6531 | 0.28517 | 50717.8726 | 0 | 636648.2837 | 19 | 9500 | 2653.0253 | 199.6997 | 24375 | 150583.2046 | 33875 | 0 | 116708.2046 | 116708.2046 | 9500 | 0 | 0 | 0 | 0 | 0 | 0
2022-08-04 13:00 | 0.85605 | 0.47526 | 35584 | 29547.8327 | 634 | 50379.8412 | 3 | 4327.2295 | 0.43272 | 46052.6117 | 0 | 687366.1563 | 19 | 9500 | 2653.0253 | 199.6997 | 24375 | 150583.2046 | 33875 | 0 | 116708.2046 | 116708.2046 | 9500 | 0 | 0 | 0 | 0 | 0 | 0
2022-08-04 14:00 | 0.76808 | 0.42908 | 35584 | 26511.418 | 634 | 45484.5396 | 3 | 7363.6379 | 0.73636 | 38120.9017 | 0 | 733418.768 | 19 | 9500 | 2653.0253 | 199.6997 | 24375 | 150583.2046 | 33875 | 0 | 116708.2046 | 116708.2046 | 9500 | 0 | 0 | 0 | 0 | 0 | 0
2022-08-04 15:00 | 0.5996 | 0.35181 | 35584 | 20696.0814 | 634 | 37293.5487 | 3 | 13178.9622 | 1.3179 | 24114.5865 | 0 | 771539.6697 | 19 | 9500 | 2653.0253 | 199.6997 | 24375 | 150583.2046 | 33875 | 0 | 116708.2046 | 116708.2046 | 9500 | 0 | 0 | 0 | 0 | 0 | 0
2022-08-04 16:00 | 0.40233 | 0.24301 | 35584 | 13887.0154 | 634 | 25760.2264 | 3 | 19988.0138 | 1.9988 | 5772.2126 | 0 | 795654.2563 | 19 | 9500 | 2653.0253 | 199.6997 | 24375 | 150583.2046 | 33875 | 0 | 116708.2046 | 116708.2046 | 9500 | 0 | 0 | 0 | 0 | 0 | 0
2022-08-04 17:00 | 0.20482 | 0.12201 | 35584 | 7069.6654 | 634 | 12933.6456 | 3 | 26805.3495 | 2.6805 | 0 | 13871.7038 | 801426.4689 | 19 | 9500 | 2653.0253 | 199.6997 | 24375 | 150583.2046 | 33875 | 0 | 116708.2046 | 116708.2046 | 0 | 9500 | 0 | 0 | 0 | 0 | 0
2022-08-04 18:00 | 0.0603 | 0.01342 | 35584 | 2081.3437 | 634 | 1422.5844 | 3 | 30000 | 3 | 0 | 28577.4156 | 787554.7651 | 19 | 7706.3394 | 2653.0253 | 161.9951 | 24375 | 150583.2046 | 32081.3394 | 0 | 118501.8653 | 118501.8653 | 2081.3394 | 5625 | 0 | 0 | 0 | 0 | 0
2022-08-04 19:00 | 0 | 0 | 35584 | 0 | 634 | 0 | 3 | 30000 | 3 | 0 | 30000 | 758977.3495 | 19 | 5625 | 2653.0253 | 118.2432 | 24375 | 150583.2046 | 30000 | 0 | 120583.2046 | 120583.2046 | 0 | 5625 | 0 | 0 | 0 | 0 | 0
2022-08-04 20:00 | 0 | 0 | 35584 | 0 | 634 | 0 | 3 | 30000 | 3 | 0 | 30000 | 728977.3495 | 19 | 5625 | 2653.0253 | 118.2432 | 24375 | 150583.2046 | 30000 | 0 | 120583.2046 | 120583.2046 | 0 | 5625 | 0 | 0 | 0 | 0 | 0
2022-08-04 21:00 | 0 | 0 | 35584 | 0 | 634 | 0 | 3 | 30000 | 3 | 0 | 30000 | 698977.3495 | 19 | 5625 | 2653.0253 | 118.2432 | 24375 | 150583.2046 | 30000 | 0 | 120583.2046 | 120583.2046 | 0 | 5625 | 0 | 0 | 0 | 0 | 0
2022-08-04 22:00 | 0 | 0 | 35584 | 0 | 634 | 0 | 3 | 30000 | 3 | 0 | 30000 | 668977.3495 | 19 | 5625 | 2653.0253 | 118.2432 | 24375 | 150583.2046 | 30000 | 0 | 120583.2046 | 120583.2046 | 0 | 5625 | 0 | 0 | 0 | 0 | 0
2022-08-04 23:00 | 0 | 0 | 35584 | 0 | 634 | 0 | 3 | 30000 | 3 | 0 | 30000 | 638977.3495 | 19 | 5625 | 2653.0253 | 118.2432 | 24375 | 150583.2046 | 30000 | 0 | 120583.2046 | 120583.2046 | 0 | 5625 | 0 | 0 | 0 | 0 | 0
2022-08-05 | 0 | 0 | 35584 | 0 | 634 | 0 | 3 | 30000 | 3 | 0 | 30000 | 608977.3495 | 19 | 6916.6667 | 2653.0253 | 145.3954 | 23083.3333 | 149291.538 | 30000 | 0 | 119291.538 | 119291.538 | 0 | 6916.6667 | 0 | 0 | 0 | 0 | 0
2022-08-05 01:00 | 0 | 0 | 35584 | 0 | 634 | 0 | 3 | 30000 | 3 | 0 | 30000 | 578977.3495 | 19 | 6916.6667 | 2653.0253 | 145.3954 | 23083.3333 | 149291.538 | 30000 | 0 | 119291.538 | 119291.538 | 0 | 6916.6667 | 0 | 0 | 0 | 0 | 0
2022-08-05 02:00 | 0 | 0 | 35584 | 0 | 634 | 0 | 3 | 30000 | 3 | 0 | 30000 | 548977.3495 | 19 | 6916.6667 | 2653.0253 | 145.3954 | 23083.3333 | 149291.538 | 30000 | 0 | 119291.538 | 119291.538 | 0 | 6916.6667 | 0 | 0 | 0 | 0 | 0
2022-08-05 03:00 | 0 | 0 | 35584 | 0 | 634 | 0 | 3 | 30000 | 3 | 0 | 30000 | 518977.3495 | 19 | 6916.6667 | 2653.0253 | 145.3954 | 23083.3333 | 149291.538 | 30000 | 0 | 119291.538 | 119291.538 | 0 | 6916.6667 | 0 | 0 | 0 | 0 | 0
2022-08-05 04:00 | 0 | 0 | 35584 | 0 | 634 | 0 | 3 | 30000 | 3 | 0 | 30000 | 488977.3495 | 19 | 6916.6667 | 2653.0253 | 145.3954 | 23083.3333 | 149291.538 | 30000 | 0 | 119291.538 | 119291.538 | 0 | 6916.6667 | 0 | 0 | 0 | 0 | 0
2022-08-05 05:00 | 0 | 0 | 35584 | 0 | 634 | 0 | 3 | 30000 | 3 | 0 | 30000 | 458977.3495 | 19 | 6916.6667 | 2653.0253 | 145.3954 | 23083.3333 | 149291.538 | 30000 | 0 | 119291.538 | 119291.538 | 0 | 6916.6667 | 0 | 0 | 0 | 0 | 0
2022-08-05 06:00 | 0.0718 | 0.02734 | 35584 | 2478.2833 | 634 | 2898.1712 | 3 | 30000 | 3 | 0 | 27101.8288 | 428977.3495 | 19 | 9394.9447 | 2653.0253 | 197.4913 | 23083.3333 | 149291.538 | 32478.278 | 0 | 116813.2599 | 116813.2599 | 2478.278 | 6916.6667 | 0 | 0 | 0 | 0 | 0
2022-08-05 07:00 | 0.2135 | 0.1178 | 35584 | 7369.2685 | 634 | 12487.3654 | 3 | 25214.0804 | 2.5214 | 0 | 12726.7149 | 401875.5207 | 19 | 9500 | 2653.0253 | 199.6997 | 23083.3333 | 149291.538 | 32583.3333 | 0 | 116708.2046 | 116708.2046 | 7369.253 | 2130.747 | 0 | 0 | 0 | 0 | 0
2022-08-05 08:00 | 0.40555 | 0.23318 | 35584 | 13998.1585 | 634 | 24718.1993 | 3 | 18585.2043 | 1.8585 | 6132.9949 | 0 | 389148.8058 | 19 | 9500 | 2653.0253 | 199.6997 | 23083.3333 | 149291.538 | 32583.3333 | 0 | 116708.2046 | 116708.2046 | 0 | 9500 | 0 | 0 | 0 | 0 | 0
2022-08-05 09:00 | 0.5969 | 0.32674 | 35584 | 20602.8869 | 634 | 34636.0084 | 3 | 11980.4898 | 1.198 | 22655.5186 | 0 | 395281.8007 | 19 | 9500 | 2653.0253 | 199.6997 | 23083.3333 | 149291.538 | 32583.3333 | 0 | 116708.2046 | 116708.2046 | 9500 | 0 | 0 | 0 | 0 | 0 | 0
2022-08-05 10:00 | 0.75295 | 0.39635 | 35584 | 25989.1836 | 634 | 42015.0025 | 3 | 6594.2044 | 0.65942 | 42015.0025 | 6594.2044 | 417937.3193 | 19 | 9500 | 2653.0253 | 199.6997 | 23083.3333 | 149291.538 | 32583.3333 | 0 | 116708.2046 | 116708.2046 | 2905.7956 | 6594.2044 | 0 | 0 | 0 | 0 | 0
2022-08-05 11:00 | 0.85245 | 0.43607 | 35584 | 29423.5734 | 634 | 46225.5131 | 3 | 3159.8219 | 0.31598 | 43065.6912 | 0 | 453358.1173 | 19 | 9500 | 2653.0253 | 199.6997 | 23083.3333 | 149291.538 | 32583.3333 | 0 | 116708.2046 | 116708.2046 | 6340.1781 | 3159.8219 | 0 | 0 | 0 | 0 | 0
2022-08-05 12:00 | 0.91783 | 0.54774 | 35584 | 31680.2608 | 634 | 58063.0692 | 3 | 903.1392 | 0.090314 | 57159.93 | 0 | 496423.8085 | 19 | 9500 | 2653.0253 | 199.6997 | 23083.3333 | 149291.538 | 32583.3333 | 0 | 116708.2046 | 116708.2046 | 8596.8608 | 903.1392 | 0 | 0 | 0 | 0 | 0
2022-08-05 13:00 | 0.83992 | 0.45883 | 35584 | 28991.0819 | 634 | 48638.1824 | 3 | 3592.3125 | 0.35923 | 45045.8699 | 0 | 553583.7385 | 19 | 9500 | 2653.0253 | 199.6997 | 23083.3333 | 149291.538 | 32583.3333 | 0 | 116708.2046 | 116708.2046 | 5907.6875 | 3592.3125 | 0 | 0 | 0 | 0 | 0
2022-08-05 14:00 | 0.68167 | 0.28091 | 35584 | 23528.8489 | 634 | 29777.8084 | 3 | 9054.5339 | 0.90545 | 20723.2744 | 0 | 598629.6084 | 19 | 9500 | 2653.0253 | 199.6997 | 23083.3333 | 149291.538 | 32583.3333 | 0 | 116708.2046 | 116708.2046 | 9500 | 0 | 0 | 0 | 0 | 0 | 0
2022-08-05 15:00 | 0.4393 | 0.19922 | 35584 | 15163.0897 | 634 | 21118.2763 | 3 | 17420.2756 | 1.742 | 3698.0007 | 0 | 619352.8828 | 19 | 9500 | 2653.0253 | 199.6997 | 23083.3333 | 149291.538 | 32583.3333 | 0 | 116708.2046 | 116708.2046 | 0 | 9500 | 0 | 0 | 0 | 0 | 0
2022-08-05 16:00 | 0.10922 | 0.03295 | 35584 | 3769.8899 | 634 | 3492.8582 | 3 | 28813.4513 | 2.8813 | 0 | 25320.5932 | 623050.8835 | 19 | 9500 | 2653.0253 | 199.6997 | 23083.3333 | 149291.538 | 32583.3333 | 0 | 116708.2046 | 116708.2046 | 3769.882 | 5730.118 | 0 | 0 | 0 | 0 | 0
2022-08-05 17:00 | 0.0475 | 0.00421 | 35584 | 1639.5328 | 634 | 446.2802 | 3 | 30000 | 3 | 0 | 29553.7198 | 597730.2903 | 19 | 8556.196 | 2653.0253 | 179.86 | 23083.3333 | 149291.538 | 31639.5293 | 0 | 117652.0086 | 117652.0086 | 1639.5293 | 6916.6667 | 0 | 0 | 0 | 0 | 0
2022-08-05 18:00 | 0.01432 | 0.00063 | 35584 | 494.276 | 634 | 66.783 | 3 | 30000 | 3 | 0 | 29933.217 | 568176.5705 | 19 | 7410.9416 | 2653.0253 | 155.7856 | 23083.3333 | 149291.538 | 30494.275 | 0 | 118797.263 | 118797.263 | 494.275 | 6916.6667 | 0 | 0 | 0 | 0 | 0
2022-08-05 19:00 | 0 | 0 | 35584 | 0 | 634 | 0 | 3 | 30000 | 3 | 0 | 30000 | 538243.3535 | 19 | 6916.6667 | 2653.0253 | 145.3954 | 23083.3333 | 149291.538 | 30000 | 0 | 119291.538 | 119291.538 | 0 | 6916.6667 | 0 | 0 | 0 | 0 | 0
2022-08-05 20:00 | 0 | 0 | 35584 | 0 | 634 | 0 | 3 | 30000 | 3 | 0 | 30000 | 508243.3535 | 19 | 6916.6667 | 2653.0253 | 145.3954 | 23083.3333 | 149291.538 | 30000 | 0 | 119291.538 | 119291.538 | 0 | 6916.6667 | 0 | 0 | 0 | 0 | 0
2022-08-05 21:00 | 0 | 0 | 35584 | 0 | 634 | 0 | 3 | 30000 | 3 | 0 | 30000 | 478243.3535 | 19 | 6916.6667 | 2653.0253 | 145.3954 | 23083.3333 | 149291.538 | 30000 | 0 | 119291.538 | 119291.538 | 0 | 6916.6667 | 0 | 0 | 0 | 0 | 0
2022-08-05 22:00 | 0 | 0 | 35584 | 0 | 634 | 0 | 3 | 30000 | 3 | 0 | 30000 | 448243.3535 | 19 | 6916.6667 | 2653.0253 | 145.3954 | 23083.3333 | 149291.538 | 30000 | 0 | 119291.538 | 119291.538 | 0 | 6916.6667 | 0 | 0 | 0 | 0 | 0
2022-08-05 23:00 | 0 | 0 | 35584 | 0 | 634 | 0 | 3 | 30000 | 3 | 0 | 30000 | 418243.3535 | 19 | 6916.6667 | 2653.0253 | 145.3954 | 23083.3333 | 149291.538 | 30000 | 0 | 119291.538 | 119291.538 | 0 | 6916.6667 | 0 | 0 | 0 | 0 | 0
2022-08-06 | 0 | 0 | 35584 | 0 | 634 | 0 | 3 | 30000 | 3 | 0 | 30000 | 388243.3535 | 19 | 6791.6667 | 2653.0253 | 142.7678 | 23208.3333 | 149416.538 | 30000 | 0 | 119416.538 | 119416.538 | 0 | 6791.6667 | 0 | 0 | 0 | 0 | 0
2022-08-06 01:00 | 0 | 0 | 35584 | 0 | 634 | 0 | 3 | 30000 | 3 | 0 | 30000 | 358243.3535 | 19 | 6791.6667 | 2653.0253 | 142.7678 | 23208.3333 | 149416.538 | 30000 | 0 | 119416.538 | 119416.538 | 0 | 6791.6667 | 0 | 0 | 0 | 0 | 0
2022-08-06 02:00 | 0 | 0 | 35584 | 0 | 634 | 0 | 3 | 30000 | 3 | 0 | 30000 | 328243.3535 | 19 | 6791.6667 | 2653.0253 | 142.7678 | 23208.3333 | 149416.538 | 30000 | 0 | 119416.538 | 119416.538 | 0 | 6791.6667 | 0 | 0 | 0 | 0 | 0
2022-08-06 03:00 | 0 | 0 | 35584 | 0 | 634 | 0 | 3 | 30000 | 3 | 0 | 30000 | 298243.3535 | 19 | 6791.6667 | 2653.0253 | 142.7678 | 23208.3333 | 149416.538 | 30000 | 0 | 119416.538 | 119416.538 | 0 | 6791.6667 | 0 | 0 | 0 | 0 | 0
2022-08-06 04:00 | 0 | 0 | 35584 | 0 | 634 | 0 | 3 | 30000 | 3 | 0 | 30000 | 268243.3535 | 19 | 6791.6667 | 2653.0253 | 142.7678 | 23208.3333 | 149416.538 | 30000 | 0 | 119416.538 | 119416.538 | 0 | 6791.6667 | 0 | 0 | 0 | 0 | 0
2022-08-06 05:00 | 0 | 0 | 35584 | 0 | 634 | 0 | 3 | 30000 | 3 | 0 | 30000 | 238243.3535 | 19 | 6791.6667 | 2653.0253 | 142.7678 | 23208.3333 | 149416.538 | 30000 | 0 | 119416.538 | 119416.538 | 0 | 6791.6667 | 0 | 0 | 0 | 0 | 0
2022-08-06 06:00 | 0.0677 | 0.02198 | 35584 | 2336.7657 | 634 | 2329.9855 | 3 | 30000 | 3 | 2329.9855 | 30000 | 208243.3535 | 19 | 9128.4274 | 2653.0253 | 191.8889 | 23208.3333 | 149416.538 | 32336.7608 | 0 | 117079.7772 | 117079.7772 | 2336.7608 | 6791.6667 | 0 | 0 | 0 | 0 | 0
2022-08-06 07:00 | 0.2078 | 0.11658 | 35584 | 7172.5245 | 634 | 12358.0396 | 3 | 25535.8239 | 2.5536 | 0 | 13177.7843 | 180573.339 | 19 | 9500 | 2653.0253 | 199.6997 | 23208.3333 | 149416.538 | 32708.3333 | 0 | 116708.2046 | 116708.2046 | 0 | 9500 | 0 | 0 | 0 | 0 | 0
2022-08-06 08:00 | 0.39817 | 0.21405 | 35584 | 13743.4268 | 634 | 22690.3274 | 3 | 18964.9354 | 1.8965 | 3725.392 | 0 | 167395.5547 | 19 | 9500 | 2653.0253 | 199.6997 | 23208.3333 | 149416.538 | 32708.3333 | 0 | 116708.2046 | 116708.2046 | 0 | 9500 | 0 | 0 | 0 | 0 | 0
2022-08-06 09:00 | 0.62135 | 0.39324 | 35584 | 21446.8148 | 634 | 41685.3276 | 3 | 11261.5636 | 1.1262 | 30423.7639 | 0 | 171120.9467 | 19 | 9500 | 2653.0253 | 199.6997 | 23208.3333 | 149416.538 | 32708.3333 | 0 | 116708.2046 | 116708.2046 | 0 | 9500 | 0 | 0 | 0 | 0 | 0
2022-08-06 10:00 | 0.80142 | 0.51869 | 35584 | 27662.1974 | 634 | 54983.6297 | 3 | 5046.1942 | 0.50462 | 49937.4355 | 0 | 201544.7107 | 19 | 9500 | 2653.0253 | 199.6997 | 23208.3333 | 149416.538 | 32708.3333 | 0 | 116708.2046 | 116708.2046 | 9500 | 0 | 0 | 0 | 0 | 0 | 0
2022-08-06 11:00 | 0.9103 | 0.592 | 35584 | 31420.3517 | 634 | 62754.8416 | 3 | 1288.0477 | 0.1288 | 61466.7939 | 0 | 251482.1462 | 19 | 9500 | 2653.0253 | 199.6997 | 23208.3333 | 149416.538 | 32708.3333 | 0 | 116708.2046 | 116708.2046 | 8211.9523 | 1288.0477 | 0 | 0 | 0 | 0 | 0
2022-08-06 12:00 | 0.91528 | 0.54178 | 35584 | 31592.2438 | 634 | 57431.2805 | 3 | 1116.156 | 0.11162 | 56315.1245 | 0 | 312948.9401 | 19 | 9500 | 2653.0253 | 199.6997 | 23208.3333 | 149416.538 | 32708.3333 | 0 | 116708.2046 | 116708.2046 | 8383.844 | 1116.156 | 0 | 0 | 0 | 0 | 0
2022-08-06 13:00 | 0.89097 | 0.54179 | 35584 | 30753.1482 | 634 | 57432.3406 | 3 | 1955.2499 | 0.19552 | 55477.0907 | 0 | 369264.0646 | 19 | 9500 | 2653.0253 | 199.6997 | 23208.3333 | 149416.538 | 32708.3333 | 0 | 116708.2046 | 116708.2046 | 9500 | 0 | 0 | 0 | 0 | 0 | 0
2022-08-06 14:00 | 0.7533 | 0.44497 | 35584 | 26001.2644 | 634 | 47168.9559 | 3 | 6707.1237 | 0.67071 | 40461.8322 | 0 | 424741.1553 | 19 | 9500 | 2653.0253 | 199.6997 | 23208.3333 | 149416.538 | 32708.3333 | 0 | 116708.2046 | 116708.2046 | 2792.8763 | 6707.1237 | 0 | 0 | 0 | 0 | 0
2022-08-06 15:00 | 0.5945 | 0.41348 | 35584 | 20520.0474 | 634 | 43830.8647 | 3 | 12188.3292 | 1.2188 | 31642.5355 | 0 | 465202.9874 | 19 | 9500 | 2653.0253 | 199.6997 | 23208.3333 | 149416.538 | 32708.3333 | 0 | 116708.2046 | 116708.2046 | 0 | 9500 | 0 | 0 | 0 | 0 | 0
2022-08-06 16:00 | 0.41535 | 0.30861 | 35584 | 14336.42 | 634 | 32714.1413 | 3 | 18371.9435 | 1.8372 | 14342.1978 | 0 | 496845.523 | 19 | 9500 | 2653.0253 | 199.6997 | 23208.3333 | 149416.538 | 32708.3333 | 0 | 116708.2046 | 116708.2046 | 9500 | 0 | 0 | 0 | 0 | 0 | 0
2022-08-06 17:00 | 0.22515 | 0.18602 | 35584 | 7771.3855 | 634 | 19719.0129 | 3 | 24936.9642 | 2.4937 | 0 | 5217.9513 | 511187.7207 | 19 | 9500 | 2653.0253 | 199.6997 | 23208.3333 | 149416.538 | 32708.3333 | 0 | 116708.2046 | 116708.2046 | 0 | 9500 | 0 | 0 | 0 | 0 | 0
2022-08-06 18:00 | 0.06532 | 0.03198 | 35584 | 2254.6165 | 634 | 3390.0335 | 3 | 30000 | 3 | 0 | 26609.9665 | 505969.7694 | 19 | 9046.2784 | 2653.0253 | 190.162 | 23208.3333 | 149416.538 | 32254.6117 | 0 | 117161.9262 | 117161.9262 | 2254.6117 | 6791.6667 | 0 | 0 | 0 | 0 | 0
2022-08-06 19:00 | 0 | 0 | 35584 | 0 | 634 | 0 | 3 | 30000 | 3 | 0 | 30000 | 479359.8029 | 19 | 6791.6667 | 2653.0253 | 142.7678 | 23208.3333 | 149416.538 | 30000 | 0 | 119416.538 | 119416.538 | 0 | 6791.6667 | 0 | 0 | 0 | 0 | 0
2022-08-06 20:00 | 0 | 0 | 35584 | 0 | 634 | 0 | 3 | 30000 | 3 | 0 | 30000 | 449359.8029 | 19 | 6791.6667 | 2653.0253 | 142.7678 | 23208.3333 | 149416.538 | 30000 | 0 | 119416.538 | 119416.538 | 0 | 6791.6667 | 0 | 0 | 0 | 0 | 0
2022-08-06 21:00 | 0 | 0 | 35584 | 0 | 634 | 0 | 3 | 30000 | 3 | 0 | 30000 | 419359.8029 | 19 | 6791.6667 | 2653.0253 | 142.7678 | 23208.3333 | 149416.538 | 30000 | 0 | 119416.538 | 119416.538 | 0 | 6791.6667 | 0 | 0 | 0 | 0 | 0
2022-08-06 22:00 | 0 | 0 | 35584 | 0 | 634 | 0 | 3 | 30000 | 3 | 0 | 30000 | 389359.8029 | 19 | 6791.6667 | 2653.0253 | 142.7678 | 23208.3333 | 149416.538 | 30000 | 0 | 119416.538 | 119416.538 | 0 | 6791.6667 | 0 | 0 | 0 | 0 | 0
2022-08-06 23:00 | 0 | 0 | 35584 | 0 | 634 | 0 | 3 | 30000 | 3 | 0 | 30000 | 359359.8029 | 19 | 6791.6667 | 2653.0253 | 142.7678 | 23208.3333 | 149416.538 | 30000 | 0 | 119416.538 | 119416.538 | 0 | 6791.6667 | 0 | 0 | 0 | 0 | 0
2022-08-07 | 0 | 0 | 35584 | 0 | 634 | 0 | 3 | 30000 | 3 | 0 | 30000 | 329359.8029 | 19 | 7404.1667 | 2653.0253 | 155.6431 | 22595.8333 | 148804.038 | 30000 | 0 | 118804.038 | 118804.038 | 0 | 7404.1667 | 0 | 0 | 0 | 0 | 0
2022-08-07 01:00 | 0 | 0 | 35584 | 0 | 634 | 0 | 3 | 30000 | 3 | 0 | 30000 | 299359.8029 | 19 | 7404.1667 | 2653.0253 | 155.6431 | 22595.8333 | 148804.038 | 30000 | 0 | 118804.038 | 118804.038 | 0 | 7404.1667 | 0 | 0 | 0 | 0 | 0
2022-08-07 02:00 | 0 | 0 | 35584 | 0 | 634 | 0 | 3 | 30000 | 3 | 0 | 30000 | 269359.8029 | 19 | 7404.1667 | 2653.0253 | 155.6431 | 22595.8333 | 148804.038 | 30000 | 0 | 118804.038 | 118804.038 | 0 | 7404.1667 | 0 | 0 | 0 | 0 | 0
2022-08-07 03:00 | 0 | 0 | 35584 | 0 | 634 | 0 | 3 | 30000 | 3 | 0 | 30000 | 239359.8029 | 19 | 7404.1667 | 2653.0253 | 155.6431 | 22595.8333 | 148804.038 | 30000 | 0 | 118804.038 | 118804.038 | 0 | 7404.1667 | 0 | 0 | 0 | 0 | 0
2022-08-07 04:00 | 0 | 0 | 35584 | 0 | 634 | 0 | 3 | 30000 | 3 | 0 | 30000 | 209359.8029 | 19 | 7404.1667 | 2653.0253 | 155.6431 | 22595.8333 | 148804.038 | 30000 | 0 | 118804.038 | 118804.038 | 0 | 7404.1667 | 0 | 0 | 0 | 0 | 0
2022-08-07 05:00 | 0 | 0 | 35584 | 0 | 634 | 0 | 3 | 30000 | 3 | 0 | 30000 | 179359.8029 | 19 | 7404.1667 | 2653.0253 | 155.6431 | 22595.8333 | 148804.038 | 30000 | 0 | 118804.038 | 118804.038 | 0 | 7404.1667 | 0 | 0 | 0 | 0 | 0
2022-08-07 06:00 | 0.06972 | 0.02855 | 35584 | 2406.489 | 634 | 3026.437 | 3 | 29689.3494 | 2.9689 | 0 | 26662.9124 | 149359.8029 | 19 | 9500 | 2653.0253 | 199.6997 | 22595.8333 | 148804.038 | 32095.8333 | 0 | 116708.2046 | 116708.2046 | 2406.4839 | 7093.5161 | 0 | 0 | 0 | 0 | 0
2022-08-07 07:00 | 0.19645 | 0.07587 | 35584 | 6780.7625 | 634 | 8042.5842 | 3 | 25315.0851 | 2.5315 | 0 | 17272.5009 | 122696.8905 | 19 | 9500 | 2653.0253 | 199.6997 | 22595.8333 | 148804.038 | 32095.8333 | 0 | 116708.2046 | 116708.2046 | 0 | 9500 | 0 | 0 | 0 | 0 | 0
2022-08-07 08:00 | 0.3725 | 0.04472 | 35584 | 12857.3888 | 634 | 4740.5347 | 3 | 19238.4716 | 1.9238 | 0 | 14497.9369 | 105424.3896 | 19 | 9500 | 2653.0253 | 199.6997 | 22595.8333 | 148804.038 | 32095.8333 | 0 | 116708.2046 | 116708.2046 | 9500 | 0 | 0 | 0 | 0 | 0 | 0
2022-08-07 09:00 | 0.52185 | 0.19209 | 35584 | 18012.4251 | 634 | 20362.462 | 3 | 14083.4462 | 1.4083 | 6279.0159 | 0 | 90926.4526 | 19 | 9500 | 2653.0253 | 199.6997 | 22595.8333 | 148804.038 | 32095.8333 | 0 | 116708.2046 | 116708.2046 | 0 | 9500 | 0 | 0 | 0 | 0 | 0
2022-08-07 10:00 | 0.70222 | 0.43796 | 35584 | 24238.1626 | 634 | 46425.8622 | 3 | 7857.7218 | 0.78577 | 38568.1404 | 0 | 97205.4685 | 19 | 9500 | 2653.0253 | 199.6997 | 22595.8333 | 148804.038 | 32095.8333 | 0 | 116708.2046 | 116708.2046 | 9500 | 0 | 0 | 0 | 0 | 0 | 0
2022-08-07 11:00 | 0.88128 | 0.55414 | 35584 | 30418.6835 | 634 | 58741.4999 | 3 | 1677.2139 | 0.16772 | 58741.4999 | 1677.2139 | 135773.6089 | 19 | 9500 | 2653.0253 | 199.6997 | 22595.8333 | 148804.038 | 32095.8333 | 0 | 116708.2046 | 116708.2046 | 7822.7861 | 1677.2139 | 0 | 0 | 0 | 0 | 0
2022-08-07 12:00 | 0.87822 | 0.4876 | 35584 | 30313.0631 | 634 | 51687.9405 | 3 | 1782.8341 | 0.17828 | 49905.1064 | 0 | 192837.8949 | 19 | 9500 | 2653.0253 | 199.6997 | 22595.8333 | 148804.038 | 32095.8333 | 0 | 116708.2046 | 116708.2046 | 9500 | 0 | 0 | 0 | 0 | 0 | 0
2022-08-07 13:00 | 0.8522 | 0.52751 | 35584 | 29414.9443 | 634 | 55918.592 | 3 | 2680.951 | 0.2681 | 53237.641 | 0 | 242743.0013 | 19 | 9500 | 2653.0253 | 199.6997 | 22595.8333 | 148804.038 | 32095.8333 | 0 | 116708.2046 | 116708.2046 | 6819.049 | 2680.951 | 0 | 0 | 0 | 0 | 0
2022-08-07 14:00 | 0.73908 | 0.40804 | 35584 | 25510.44 | 634 | 43254.1986 | 3 | 6585.447 | 0.65854 | 36668.7516 | 0 | 295980.6424 | 19 | 9500 | 2653.0253 | 199.6997 | 22595.8333 | 148804.038 | 32095.8333 | 0 | 116708.2046 | 116708.2046 | 2914.553 | 6585.447 | 0 | 0 | 0 | 0 | 0
2022-08-07 15:00 | 0.6119 | 0.4418 | 35584 | 21120.6341 | 634 | 46832.9206 | 3 | 10975.2437 | 1.0975 | 35857.677 | 0 | 332649.3939 | 19 | 9500 | 2653.0253 | 199.6997 | 22595.8333 | 148804.038 | 32095.8333 | 0 | 116708.2046 | 116708.2046 | 0 | 9500 | 0 | 0 | 0 | 0 | 0
2022-08-07 16:00 | 0.41252 | 0.32 | 35584 | 14238.7383 | 634 | 33921.536 | 3 | 17857.125 | 1.7857 | 16064.411 | 0 | 368507.0709 | 19 | 9500 | 2653.0253 | 199.6997 | 22595.8333 | 148804.038 | 32095.8333 | 0 | 116708.2046 | 116708.2046 | 0 | 9500 | 0 | 0 | 0 | 0 | 0
2022-08-07 17:00 | 0.21532 | 0.19483 | 35584 | 7432.0885 | 634 | 20652.9152 | 3 | 24663.7605 | 2.4664 | 0 | 4010.8453 | 384571.4819 | 19 | 9500 | 2653.0253 | 199.6997 | 22595.8333 | 148804.038 | 32095.8333 | 0 | 116708.2046 | 116708.2046 | 7432.0728 | 2067.9272 | 0 | 0 | 0 | 0 | 0
2022-08-07 18:00 | 0.0616 | 0.02987 | 35584 | 2126.2152 | 634 | 3166.3634 | 3 | 29969.6226 | 2.997 | 0 | 26803.2593 | 380560.6366 | 19 | 9500 | 2653.0253 | 199.6997 | 22595.8333 | 148804.038 | 32095.8333 | 0 | 116708.2046 | 116708.2046 | 0 | 9500 | 0 | 0 | 0 | 0 | 0
2022-08-07 19:00 | 0 | 0 | 35584 | 0 | 634 | 0 | 3 | 30000 | 3 | 0 | 30000 | 353757.3773 | 19 | 7404.1667 | 2653.0253 | 155.6431 | 22595.8333 | 148804.038 | 30000 | 0 | 118804.038 | 118804.038 | 0 | 7404.1667 | 0 | 0 | 0 | 0 | 0
2022-08-07 20:00 | 0 | 0 | 35584 | 0 | 634 | 0 | 3 | 30000 | 3 | 0 | 30000 | 323757.3773 | 19 | 7404.1667 | 2653.0253 | 155.6431 | 22595.8333 | 148804.038 | 30000 | 0 | 118804.038 | 118804.038 | 0 | 7404.1667 | 0 | 0 | 0 | 0 | 0
2022-08-07 21:00 | 0 | 0 | 35584 | 0 | 634 | 0 | 3 | 30000 | 3 | 0 | 30000 | 293757.3773 | 19 | 7404.1667 | 2653.0253 | 155.6431 | 22595.8333 | 148804.038 | 30000 | 0 | 118804.038 | 118804.038 | 0 | 7404.1667 | 0 | 0 | 0 | 0 | 0
2022-08-07 22:00 | 0 | 0 | 35584 | 0 | 634 | 0 | 3 | 30000 | 3 | 0 | 30000 | 263757.3773 | 19 | 7404.1667 | 2653.0253 | 155.6431 | 22595.8333 | 148804.038 | 30000 | 0 | 118804.038 | 118804.038 | 0 | 7404.1667 | 0 | 0 | 0 | 0 | 0
2022-08-07 23:00 | 0 | 0 | 35584 | 0 | 634 | 0 | 3 | 30000 | 3 | 0 | 30000 | 233757.3773 | 19 | 7404.1667 | 2653.0253 | 155.6431 | 22595.8333 | 148804.038 | 30000 | 0 | 118804.038 | 118804.038 | 0 | 7404.1667 | 0 | 0 | 0 | 0 | 0
2022-08-08 | 0 | 0 | 35584 | 0 | 634 | 0 | 3 | 30000 | 3 | 0 | 30000 | 203757.3773 | 19 | 6837.5 | 2653.0253 | 143.7312 | 23162.5 | 149370.7046 | 30000 | 0 | 119370.7046 | 119370.7046 | 0 | 6837.5 | 0 | 0 | 0 | 0 | 0
2022-08-08 01:00 | 0 | 0 | 35584 | 0 | 634 | 0 | 3 | 30000 | 3 | 0 | 30000 | 173757.3773 | 19 | 6837.5 | 2653.0253 | 143.7312 | 23162.5 | 149370.7046 | 30000 | 0 | 119370.7046 | 119370.7046 | 0 | 6837.5 | 0 | 0 | 0 | 0 | 0
2022-08-08 02:00 | 0 | 0 | 35584 | 0 | 634 | 0 | 3 | 30000 | 3 | 0 | 30000 | 143757.3773 | 19 | 6837.5 | 2653.0253 | 143.7312 | 23162.5 | 149370.7046 | 30000 | 0 | 119370.7046 | 119370.7046 | 0 | 6837.5 | 0 | 0 | 0 | 0 | 0
2022-08-08 03:00 | 0 | 0 | 35584 | 0 | 634 | 0 | 3 | 30000 | 3 | 0 | 30000 | 113757.3773 | 19 | 6837.5 | 2653.0253 | 143.7312 | 23162.5 | 149370.7046 | 30000 | 0 | 119370.7046 | 119370.7046 | 0 | 6837.5 | 0 | 0 | 0 | 0 | 0
2022-08-08 04:00 | 0 | 0 | 35584 | 0 | 634 | 0 | 3 | 30000 | 3 | 0 | 30000 | 83757.3773 | 19 | 6837.5 | 2653.0253 | 143.7312 | 23162.5 | 149370.7046 | 30000 | 0 | 119370.7046 | 119370.7046 | 0 | 6837.5 | 0 | 0 | 0 | 0 | 0
2022-08-08 05:00 | 0 | 0 | 35584 | 0 | 634 | 0 | 3 | 30000 | 3 | 0 | 30000 | 53757.3773 | 19 | 6837.5 | 2653.0253 | 143.7312 | 23162.5 | 149370.7046 | 30000 | 0 | 119370.7046 | 119370.7046 | 0 | 6837.5 | 0 | 0 | 0 | 0 | 0
2022-08-08 06:00 | 0.07625 | 0.05889 | 35584 | 2631.8816 | 634 | 6242.6227 | 3 | 30000 | 3 | 0 | 23757.3773 | 23757.3773 | 19 | 9469.3761 | 2653.0253 | 199.056 | 23162.5 | 149370.7046 | 32631.8761 | 0 | 116738.8286 | 116738.8286 | 2631.8761 | 6837.5 | 0 | 0 | 0 | 0 | 0
2022-08-08 07:00 | 0.2488 | 0.25816 | 35584 | 8587.7002 | 634 | 27366.1992 | 3 | 24074.8179 | 2.4075 | 0 | 0 | 0 | 19 | 9500 | 2653.0253 | 199.6997 | 23162.5 | 149370.7046 | 32662.5 | 0 | 116708.2046 | 116708.2046 | 0 | 9500 | 0 | 0 | 0 | 0 | 0
2022-08-08 08:00 | 0.458 | 0.42282 | 35584 | 15808.5478 | 634 | 44820.9495 | 3 | 16853.9854 | 1.6854 | 0 | 0 | 0 | 19 | 9500 | 2653.0253 | 199.6997 | 23162.5 | 149370.7046 | 32662.5 | 0 | 116708.2046 | 116708.2046 | 9500 | 0 | 0 | 0 | 0 | 0 | 0
2022-08-08 09:00 | 0.65378 | 0.51364 | 35584 | 22566.1843 | 634 | 54448.3055 | 3 | 10096.3632 | 1.0096 | 10094.1733 | 0 | 0 | 19 | 9500 | 2653.0253 | 199.6997 | 23162.5 | 149370.7046 | 32662.5 | 0 | 116708.2046 | 116708.2046 | 0 | 9500 | 0 | 0 | 0 | 0 | 0
2022-08-08 10:00 | 0.80815 | 0.57833 | 35584 | 27894.4933 | 634 | 61305.756 | 3 | 4768.0654 | 0.47681 | 56537.6906 | 0 | 10094.1733 | 19 | 9500 | 2653.0253 | 199.6997 | 23162.5 | 149370.7046 | 32662.5 | 0 | 116708.2046 | 116708.2046 | 9500 | 0 | 0 | 0 | 0 | 0 | 0
2022-08-08 11:00 | 0.9051 | 0.61079 | 35584 | 31240.866 | 634 | 64746.6718 | 3 | 1421.6997 | 0.14217 | 63324.9721 | 0 | 66631.8639 | 19 | 9500 | 2653.0253 | 199.6997 | 23162.5 | 149370.7046 | 32662.5 | 0 | 116708.2046 | 116708.2046 | 8078.3003 | 1421.6997 | 0 | 0 | 0 | 0 | 0
2022-08-08 12:00 | 0.94038 | 0.66372 | 35584 | 32458.6075 | 634 | 70357.5059 | 3 | 203.9609 | 0.020396 | 70153.545 | 0 | 129956.8359 | 19 | 9500 | 2653.0253 | 199.6997 | 23162.5 | 149370.7046 | 32662.5 | 0 | 116708.2046 | 116708.2046 | 9500 | 0 | 0 | 0 | 0 | 0 | 0
2022-08-08 13:00 | 0.90158 | 0.62428 | 35584 | 31119.368 | 634 | 66176.6765 | 3 | 1543.1975 | 0.15432 | 64633.4791 | 0 | 200110.3809 | 19 | 9500 | 2653.0253 | 199.6997 | 23162.5 | 149370.7046 | 32662.5 | 0 | 116708.2046 | 116708.2046 | 7956.8025 | 1543.1975 | 0 | 0 | 0 | 0 | 0
2022-08-08 14:00 | 0.79742 | 0.56105 | 35584 | 27524.1315 | 634 | 59473.993 | 3 | 5138.4265 | 0.51384 | 54335.5666 | 0 | 264743.86 | 19 | 9500 | 2653.0253 | 199.6997 | 23162.5 | 149370.7046 | 32662.5 | 0 | 116708.2046 | 116708.2046 | 9500 | 0 | 0 | 0 | 0 | 0 | 0
2022-08-08 15:00 | 0.63022 | 0.49028 | 35584 | 21752.976 | 634 | 51972.0333 | 3 | 10909.5698 | 1.091 | 41062.4636 | 0 | 319079.4266 | 19 | 9500 | 2653.0253 | 199.6997 | 23162.5 | 149370.7046 | 32662.5 | 0 | 116708.2046 | 116708.2046 | 0 | 9500 | 0 | 0 | 0 | 0 | 0
2022-08-08 16:00 | 0.43175 | 0.3771 | 35584 | 14902.4902 | 634 | 39974.4101 | 3 | 17760.0411 | 1.776 | 22214.3689 | 0 | 360141.8901 | 19 | 9500 | 2653.0253 | 199.6997 | 23162.5 | 149370.7046 | 32662.5 | 0 | 116708.2046 | 116708.2046 | 0 | 9500 | 0 | 0 | 0 | 0 | 0
2022-08-08 17:00 | 0.22573 | 0.22161 | 35584 | 7791.405 | 634 | 23491.7237 | 3 | 24871.1114 | 2.4871 | 0 | 1379.3876 | 382356.2591 | 19 | 9500 | 2653.0253 | 199.6997 | 23162.5 | 149370.7046 | 32662.5 | 0 | 116708.2046 | 116708.2046 | 7791.3886 | 1708.6114 | 0 | 0 | 0 | 0 | 0
2022-08-08 18:00 | 0.0616 | 0.03088 | 35584 | 2126.2152 | 634 | 3273.4282 | 3 | 30000 | 3 | 0 | 26726.5718 | 380976.8714 | 19 | 8963.7107 | 2653.0253 | 188.4264 | 23162.5 | 149370.7046 | 32126.2107 | 0 | 117244.4939 | 117244.4939 | 2126.2107 | 6837.5 | 0 | 0 | 0 | 0 | 0
2022-08-08 19:00 | 0 | 0 | 35584 | 0 | 634 | 0 | 3 | 30000 | 3 | 0 | 30000 | 354250.2996 | 19 | 6837.5 | 2653.0253 | 143.7312 | 23162.5 | 149370.7046 | 30000 | 0 | 119370.7046 | 119370.7046 | 0 | 6837.5 | 0 | 0 | 0 | 0 | 0
2022-08-08 20:00 | 0 | 0 | 35584 | 0 | 634 | 0 | 3 | 30000 | 3 | 0 | 30000 | 324250.2996 | 19 | 6837.5 | 2653.0253 | 143.7312 | 23162.5 | 149370.7046 | 30000 | 0 | 119370.7046 | 119370.7046 | 0 | 6837.5 | 0 | 0 | 0 | 0 | 0
2022-08-08 21:00 | 0 | 0 | 35584 | 0 | 634 | 0 | 3 | 30000 | 3 | 0 | 30000 | 294250.2996 | 19 | 6837.5 | 2653.0253 | 143.7312 | 23162.5 | 149370.7046 | 30000 | 0 | 119370.7046 | 119370.7046 | 0 | 6837.5 | 0 | 0 | 0 | 0 | 0
2022-08-08 22:00 | 0 | 0 | 35584 | 0 | 634 | 0 | 3 | 30000 | 3 | 0 | 30000 | 264250.2996 | 19 | 6837.5 | 2653.0253 | 143.7312 | 23162.5 | 149370.7046 | 30000 | 0 | 119370.7046 | 119370.7046 | 0 | 6837.5 | 0 | 0 | 0 | 0 | 0
2022-08-08 23:00 | 0 | 0 | 35584 | 0 | 634 | 0 | 3 | 30000 | 3 | 0 | 30000 | 234250.2996 | 19 | 6837.5 | 2653.0253 | 143.7312 | 23162.5 | 149370.7046 | 30000 | 0 | 119370.7046 | 119370.7046 | 0 | 6837.5 | 0 | 0 | 0 | 0 | 0
2022-08-09 | 0 | 0 | 35584 | 0 | 634 | 0 | 3 | 30000 | 3 | 0 | 30000 | 204250.2996 | 19 | 5625 | 2653.0253 | 118.2432 | 24375 | 150583.2046 | 30000 | 0 | 120583.2046 | 120583.2046 | 0 | 5625 | 0 | 0 | 0 | 0 | 0
2022-08-09 01:00 | 0 | 0 | 35584 | 0 | 634 | 0 | 3 | 30000 | 3 | 0 | 30000 | 174250.2996 | 19 | 5625 | 2653.0253 | 118.2432 | 24375 | 150583.2046 | 30000 | 0 | 120583.2046 | 120583.2046 | 0 | 5625 | 0 | 0 | 0 | 0 | 0
2022-08-09 02:00 | 0 | 0 | 35584 | 0 | 634 | 0 | 3 | 30000 | 3 | 0 | 30000 | 144250.2996 | 19 | 5625 | 2653.0253 | 118.2432 | 24375 | 150583.2046 | 30000 | 0 | 120583.2046 | 120583.2046 | 0 | 5625 | 0 | 0 | 0 | 0 | 0
2022-08-09 03:00 | 0 | 0 | 35584 | 0 | 634 | 0 | 3 | 30000 | 3 | 0 | 30000 | 114250.2996 | 19 | 5625 | 2653.0253 | 118.2432 | 24375 | 150583.2046 | 30000 | 0 | 120583.2046 | 120583.2046 | 0 | 5625 | 0 | 0 | 0 | 0 | 0
2022-08-09 04:00 | 0 | 0 | 35584 | 0 | 634 | 0 | 3 | 30000 | 3 | 0 | 30000 | 84250.2996 | 19 | 5625 | 2653.0253 | 118.2432 | 24375 | 150583.2046 | 30000 | 0 | 120583.2046 | 120583.2046 | 0 | 5625 | 0 | 0 | 0 | 0 | 0
2022-08-09 05:00 | 0 | 0 | 35584 | 0 | 634 | 0 | 3 | 30000 | 3 | 0 | 30000 | 54250.2996 | 19 | 5625 | 2653.0253 | 118.2432 | 24375 | 150583.2046 | 30000 | 0 | 120583.2046 | 120583.2046 | 0 | 5625 | 0 | 0 | 0 | 0 | 0
2022-08-09 06:00 | 0.07488 | 0.05424 | 35584 | 2584.594 | 634 | 5749.7004 | 3 | 30000 | 3 | 0 | 24250.2996 | 24250.2996 | 19 | 8209.5886 | 2653.0253 | 172.5739 | 24375 | 150583.2046 | 32584.5886 | 0 | 117998.6161 | 117998.6161 | 0 | 8209.5886 | 0 | 0 | 0 | 0 | 0
2022-08-09 07:00 | 0.24607 | 0.24989 | 35584 | 8493.4702 | 634 | 26489.5395 | 3 | 25381.5476 | 2.5382 | 0 | 0 | 0 | 19 | 9500 | 2653.0253 | 199.6997 | 24375 | 150583.2046 | 33875 | 0 | 116708.2046 | 116708.2046 | 0 | 9500 | 0 | 0 | 0 | 0 | 0
2022-08-09 08:00 | 0.4533 | 0.39302 | 35584 | 15646.3204 | 634 | 41662.0065 | 3 | 18228.7126 | 1.8229 | 0 | 0 | 0 | 19 | 9500 | 2653.0253 | 199.6997 | 24375 | 150583.2046 | 33875 | 0 | 116708.2046 | 116708.2046 | 9500 | 0 | 0 | 0 | 0 | 0 | 0
2022-08-09 09:00 | 0.64915 | 0.50632 | 35584 | 22406.373 | 634 | 53672.3503 | 3 | 11468.6742 | 1.1469 | 17599.8411 | 0 | 0 | 19 | 9500 | 2653.0253 | 199.6997 | 24375 | 150583.2046 | 33875 | 0 | 116708.2046 | 116708.2046 | 0 | 9500 | 0 | 0 | 0 | 0 | 0
2022-08-09 10:00 | 0.80435 | 0.55468 | 35584 | 27763.3307 | 634 | 58798.7425 | 3 | 6111.7278 | 0.61117 | 52687.0147 | 0 | 17599.8411 | 19 | 9500 | 2653.0253 | 199.6997 | 24375 | 150583.2046 | 33875 | 0 | 116708.2046 | 116708.2046 | 9500 | 0 | 0 | 0 | 0 | 0 | 0
2022-08-09 11:00 | 0.90225 | 0.61073 | 35584 | 31142.4941 | 634 | 64740.3115 | 3 | 2732.5715 | 0.27326 | 62007.74 | 0 | 70286.8558 | 19 | 9500 | 2653.0253 | 199.6997 | 24375 | 150583.2046 | 33875 | 0 | 116708.2046 | 116708.2046 | 6767.4285 | 2732.5715 | 0 | 0 | 0 | 0 | 0
2022-08-09 12:00 | 0.9233 | 0.61286 | 35584 | 31869.066 | 634 | 64966.1017 | 3 | 2006.0011 | 0.2006 | 62960.1006 | 0 | 132294.5958 | 19 | 9500 | 2653.0253 | 199.6997 | 24375 | 150583.2046 | 33875 | 0 | 116708.2046 | 116708.2046 | 9500 | 0 | 0 | 0 | 0 | 0 | 0
2022-08-09 13:00 | 0.89008 | 0.59446 | 35584 | 30722.4285 | 634 | 63015.6134 | 3 | 3152.6362 | 0.31526 | 59862.9772 | 0 | 195254.6964 | 19 | 9500 | 2653.0253 | 199.6997 | 24375 | 150583.2046 | 33875 | 0 | 116708.2046 | 116708.2046 | 9500 | 0 | 0 | 0 | 0 | 0 | 0
2022-08-09 14:00 | 0.79028 | 0.55748 | 35584 | 27277.6838 | 634 | 59095.5559 | 3 | 6597.3736 | 0.65974 | 52498.1823 | 0 | 255117.6736 | 19 | 9500 | 2653.0253 | 199.6997 | 24375 | 150583.2046 | 33875 | 0 | 116708.2046 | 116708.2046 | 2902.6264 | 6597.3736 | 0 | 0 | 0 | 0 | 0
2022-08-09 15:00 | 0.63362 | 0.49972 | 35584 | 21870.3321 | 634 | 52972.7187 | 3 | 12004.714 | 1.2005 | 40968.0047 | 0 | 307615.8559 | 19 | 9500 | 2653.0253 | 199.6997 | 24375 | 150583.2046 | 33875 | 0 | 116708.2046 | 116708.2046 | 0 | 9500 | 0 | 0 | 0 | 0 | 0
2022-08-09 16:00 | 0.43775 | 0.39817 | 35584 | 15109.5891 | 634 | 42207.9312 | 3 | 18765.4427 | 1.8765 | 23442.4885 | 0 | 348583.8606 | 19 | 9500 | 2653.0253 | 199.6997 | 24375 | 150583.2046 | 33875 | 0 | 116708.2046 | 116708.2046 | 0 | 9500 | 0 | 0 | 0 | 0 | 0
2022-08-09 17:00 | 0.2306 | 0.25057 | 35584 | 7959.5003 | 634 | 26561.6227 | 3 | 25915.5165 | 2.5916 | 646.1063 | 0 | 372026.3491 | 19 | 9500 | 2653.0253 | 199.6997 | 24375 | 150583.2046 | 33875 | 0 | 116708.2046 | 116708.2046 | 7959.4835 | 1540.5165 | 0 | 0 | 0 | 0 | 0
2022-08-09 18:00 | 0.06222 | 0.04788 | 35584 | 2147.6154 | 634 | 5075.5098 | 3 | 30000 | 3 | 0 | 24924.4902 | 372672.4554 | 19 | 7772.6109 | 2653.0253 | 163.3882 | 24375 | 150583.2046 | 32147.6109 | 0 | 118435.5938 | 118435.5938 | 2147.6109 | 5625 | 0 | 0 | 0 | 0 | 0
2022-08-09 19:00 | 0 | 0 | 35584 | 0 | 634 | 0 | 3 | 30000 | 3 | 0 | 30000 | 347747.9652 | 19 | 5625 | 2653.0253 | 118.2432 | 24375 | 150583.2046 | 30000 | 0 | 120583.2046 | 120583.2046 | 0 | 5625 | 0 | 0 | 0 | 0 | 0
2022-08-09 20:00 | 0 | 0 | 35584 | 0 | 634 | 0 | 3 | 30000 | 3 | 0 | 30000 | 317747.9652 | 19 | 5625 | 2653.0253 | 118.2432 | 24375 | 150583.2046 | 30000 | 0 | 120583.2046 | 120583.2046 | 0 | 5625 | 0 | 0 | 0 | 0 | 0
2022-08-09 21:00 | 0 | 0 | 35584 | 0 | 634 | 0 | 3 | 30000 | 3 | 0 | 30000 | 287747.9652 | 19 | 5625 | 2653.0253 | 118.2432 | 24375 | 150583.2046 | 30000 | 0 | 120583.2046 | 120583.2046 | 0 | 5625 | 0 | 0 | 0 | 0 | 0
2022-08-09 22:00 | 0 | 0 | 35584 | 0 | 634 | 0 | 3 | 30000 | 3 | 0 | 30000 | 257747.9652 | 19 | 5625 | 2653.0253 | 118.2432 | 24375 | 150583.2046 | 30000 | 0 | 120583.2046 | 120583.2046 | 0 | 5625 | 0 | 0 | 0 | 0 | 0
2022-08-09 23:00 | 0 | 0 | 35584 | 0 | 634 | 0 | 3 | 30000 | 3 | 0 | 30000 | 227747.9652 | 19 | 5625 | 2653.0253 | 118.2432 | 24375 | 150583.2046 | 30000 | 0 | 120583.2046 | 120583.2046 | 0 | 5625 | 0 | 0 | 0 | 0 | 0
2022-08-10 | 0 | 0 | 35584 | 0 | 634 | 0 | 3 | 30000 | 3 | 0 | 30000 | 197747.9652 | 19 | 6266.6667 | 2653.0253 | 131.7317 | 23733.3333 | 149941.538 | 30000 | 0 | 119941.538 | 119941.538 | 0 | 6266.6667 | 0 | 0 | 0 | 0 | 0
2022-08-10 01:00 | 0 | 0 | 35584 | 0 | 634 | 0 | 3 | 30000 | 3 | 0 | 30000 | 167747.9652 | 19 | 6266.6667 | 2653.0253 | 131.7317 | 23733.3333 | 149941.538 | 30000 | 0 | 119941.538 | 119941.538 | 0 | 6266.6667 | 0 | 0 | 0 | 0 | 0
2022-08-10 02:00 | 0 | 0 | 35584 | 0 | 634 | 0 | 3 | 30000 | 3 | 0 | 30000 | 137747.9652 | 19 | 6266.6667 | 2653.0253 | 131.7317 | 23733.3333 | 149941.538 | 30000 | 0 | 119941.538 | 119941.538 | 0 | 6266.6667 | 0 | 0 | 0 | 0 | 0
2022-08-10 03:00 | 0 | 0 | 35584 | 0 | 634 | 0 | 3 | 30000 | 3 | 0 | 30000 | 107747.9652 | 19 | 6266.6667 | 2653.0253 | 131.7317 | 23733.3333 | 149941.538 | 30000 | 0 | 119941.538 | 119941.538 | 0 | 6266.6667 | 0 | 0 | 0 | 0 | 0
2022-08-10 04:00 | 0 | 0 | 35584 | 0 | 634 | 0 | 3 | 30000 | 3 | 0 | 30000 | 77747.9652 | 19 | 6266.6667 | 2653.0253 | 131.7317 | 23733.3333 | 149941.538 | 30000 | 0 | 119941.538 | 119941.538 | 0 | 6266.6667 | 0 | 0 | 0 | 0 | 0
2022-08-10 05:00 | 0 | 0 | 35584 | 0 | 634 | 0 | 3 | 30000 | 3 | 0 | 30000 | 47747.9652 | 19 | 6266.6667 | 2653.0253 | 131.7317 | 23733.3333 | 149941.538 | 30000 | 0 | 119941.538 | 119941.538 | 0 | 6266.6667 | 0 | 0 | 0 | 0 | 0
2022-08-10 06:00 | 0.08093 | 0.11558 | 35584 | 2793.4187 | 634 | 12252.0348 | 3 | 30000 | 3 | 0 | 17747.9652 | 17747.9652 | 19 | 9060.0795 | 2653.0253 | 190.4521 | 23733.3333 | 149941.538 | 32793.4128 | 0 | 117148.1251 | 117148.1251 | 2793.4128 | 6266.6667 | 0 | 0 | 0 | 0 | 0
2022-08-10 07:00 | 0.2601 | 0.32202 | 35584 | 8977.7364 | 634 | 34135.6657 | 3 | 24255.6158 | 2.4256 | 0 | 0 | 0 | 19 | 9500 | 2653.0253 | 199.6997 | 23733.3333 | 149941.538 | 33233.3333 | 0 | 116708.2046 | 116708.2046 | 0 | 9500 | 0 | 0 | 0 | 0 | 0
2022-08-10 08:00 | 0.47473 | 0.48523 | 35584 | 16386.0086 | 634 | 51436.7091 | 3 | 16847.3593 | 1.6847 | 0 | 0 | 0 | 19 | 9500 | 2653.0253 | 199.6997 | 23733.3333 | 149941.538 | 33233.3333 | 0 | 116708.2046 | 116708.2046 | 9500 | 0 | 0 | 0 | 0 | 0 | 0
2022-08-10 09:00 | 0.67228 | 0.59673 | 35584 | 23204.7392 | 634 | 63256.2443 | 3 | 10028.643 | 1.0029 | 0 | 0 | 0 | 19 | 9500 | 2653.0253 | 199.6997 | 23733.3333 | 149941.538 | 33233.3333 | 0 | 116708.2046 | 116708.2046 | 9500 | 0 | 0 | 0 | 0 | 0 | 0
2022-08-10 10:00 | 0.82835 | 0.66577 | 35584 | 28591.7262 | 634 | 70574.8157 | 3 | 4641.6673 | 0.46417 | 26411.0961 | 0 | 0 | 19 | 9500 | 2653.0253 | 199.6997 | 23733.3333 | 149941.538 | 33233.3333 | 0 | 116708.2046 | 116708.2046 | 9500 | 0 | 0 | 0 | 0 | 0 | 0
2022-08-10 11:00 | 0.92675 | 0.70746 | 35584 | 31988.1478 | 634 | 74994.1558 | 3 | 1245.2528 | 0.12453 | 73748.903 | 0 | 26411.0961 | 19 | 9500 | 2653.0253 | 199.6997 | 23733.3333 | 149941.538 | 33233.3333 | 0 | 116708.2046 | 116708.2046 | 9500 | 0 | 0 | 0 | 0 | 0 | 0
2022-08-10 12:00 | 0.93783 | 0.65608 | 35584 | 32370.5904 | 634 | 69547.6292 | 3 | 862.811 | 0.086281 | 68684.8181 | 0 | 100159.9991 | 19 | 9500 | 2653.0253 | 199.6997 | 23733.3333 | 149941.538 | 33233.3333 | 0 | 116708.2046 | 116708.2046 | 8637.189 | 862.811 | 0 | 0 | 0 | 0 | 0
2022-08-10 13:00 | 0.90295 | 0.62449 | 35584 | 31166.6556 | 634 | 66198.9376 | 3 | 2066.7433 | 0.20667 | 64132.1942 | 0 | 168844.8172 | 19 | 9500 | 2653.0253 | 199.6997 | 23733.3333 | 149941.538 | 33233.3333 | 0 | 116708.2046 | 116708.2046 | 9500 | 0 | 0 | 0 | 0 | 0 | 0
2022-08-10 14:00 | 0.80297 | 0.59569 | 35584 | 27715.6979 | 634 | 63145.9993 | 3 | 5517.6937 | 0.55177 | 57628.3056 | 0 | 232977.0114 | 19 | 9500 | 2653.0253 | 199.6997 | 23733.3333 | 149941.538 | 33233.3333 | 0 | 116708.2046 | 116708.2046 | 3982.3063 | 5517.6937 | 0 | 0 | 0 | 0 | 0
2022-08-10 15:00 | 0.64597 | 0.54257 | 35584 | 22296.6106 | 634 | 57515.0243 | 3 | 10936.7697 | 1.0937 | 46578.2546 | 0 | 290605.317 | 19 | 9500 | 2653.0253 | 199.6997 | 23733.3333 | 149941.538 | 33233.3333 | 0 | 116708.2046 | 116708.2046 | 9500 | 0 | 0 | 0 | 0 | 0 | 0
2022-08-10 16:00 | 0.44838 | 0.44269 | 35584 | 15476.4993 | 634 | 46927.2649 | 3 | 17756.8666 | 1.7757 | 29170.3983 | 0 | 337183.5717 | 19 | 9500 | 2653.0253 | 199.6997 | 23733.3333 | 149941.538 | 33233.3333 | 0 | 116708.2046 | 116708.2046 | 0 | 9500 | 0 | 0 | 0 | 0 | 0
2022-08-10 17:00 | 0.23698 | 0.28778 | 35584 | 8179.7154 | 634 | 30506.0613 | 3 | 25053.6351 | 2.5054 | 5452.4262 | 0 | 366353.97 | 19 | 9500 | 2653.0253 | 199.6997 | 23733.3333 | 149941.538 | 33233.3333 | 0 | 116708.2046 | 116708.2046 | 0 | 9500 | 0 | 0 | 0 | 0 | 0
2022-08-10 18:00 | 0.06203 | 0.05633 | 35584 | 2141.0573 | 634 | 5971.2504 | 3 | 30000 | 3 | 0 | 24028.7496 | 371806.3962 | 19 | 8407.7194 | 2653.0253 | 176.7388 | 23733.3333 | 149941.538 | 32141.0527 | 0 | 117800.4852 | 117800.4852 | 2141.0527 | 6266.6667 | 0 | 0 | 0 | 0 | 0
2022-08-10 19:00 | 0 | 0 | 35584 | 0 | 634 | 0 | 3 | 30000 | 3 | 0 | 30000 | 347777.6466 | 19 | 6266.6667 | 2653.0253 | 131.7317 | 23733.3333 | 149941.538 | 30000 | 0 | 119941.538 | 119941.538 | 0 | 6266.6667 | 0 | 0 | 0 | 0 | 0
2022-08-10 20:00 | 0 | 0 | 35584 | 0 | 634 | 0 | 3 | 30000 | 3 | 0 | 30000 | 317777.6466 | 19 | 6266.6667 | 2653.0253 | 131.7317 | 23733.3333 | 149941.538 | 30000 | 0 | 119941.538 | 119941.538 | 0 | 6266.6667 | 0 | 0 | 0 | 0 | 0
2022-08-10 21:00 | 0 | 0 | 35584 | 0 | 634 | 0 | 3 | 30000 | 3 | 0 | 30000 | 287777.6466 | 19 | 6266.6667 | 2653.0253 | 131.7317 | 23733.3333 | 149941.538 | 30000 | 0 | 119941.538 | 119941.538 | 0 | 6266.6667 | 0 | 0 | 0 | 0 | 0
2022-08-10 22:00 | 0 | 0 | 35584 | 0 | 634 | 0 | 3 | 30000 | 3 | 0 | 30000 | 257777.6466 | 19 | 6266.6667 | 2653.0253 | 131.7317 | 23733.3333 | 149941.538 | 30000 | 0 | 119941.538 | 119941.538 | 0 | 6266.6667 | 0 | 0 | 0 | 0 | 0
2022-08-10 23:00 | 0 | 0 | 35584 | 0 | 634 | 0 | 3 | 30000 | 3 | 0 | 30000 | 227777.6466 | 19 | 6266.6667 | 2653.0253 | 131.7317 | 23733.3333 | 149941.538 | 30000 | 0 | 119941.538 | 119941.538 | 0 | 6266.6667 | 0 | 0 | 0 | 0 | 0
2022-08-11 | 0 | 0 | 35584 | 0 | 634 | 0 | 3 | 30000 | 3 | 0 | 30000 | 197777.6466 | 19 | 6020.8333 | 2653.0253 | 126.5641 | 23979.1667 | 150187.3713 | 30000 | 0 | 120187.3713 | 120187.3713 | 0 | 6020.8333 | 0 | 0 | 0 | 0 | 0
2022-08-11 01:00 | 0 | 0 | 35584 | 0 | 634 | 0 | 3 | 30000 | 3 | 0 | 30000 | 167777.6466 | 19 | 6020.8333 | 2653.0253 | 126.5641 | 23979.1667 | 150187.3713 | 30000 | 0 | 120187.3713 | 120187.3713 | 0 | 6020.8333 | 0 | 0 | 0 | 0 | 0
2022-08-11 02:00 | 0 | 0 | 35584 | 0 | 634 | 0 | 3 | 30000 | 3 | 0 | 30000 | 137777.6466 | 19 | 6020.8333 | 2653.0253 | 126.5641 | 23979.1667 | 150187.3713 | 30000 | 0 | 120187.3713 | 120187.3713 | 0 | 6020.8333 | 0 | 0 | 0 | 0 | 0
2022-08-11 03:00 | 0 | 0 | 35584 | 0 | 634 | 0 | 3 | 30000 | 3 | 0 | 30000 | 107777.6466 | 19 | 6020.8333 | 2653.0253 | 126.5641 | 23979.1667 | 150187.3713 | 30000 | 0 | 120187.3713 | 120187.3713 | 0 | 6020.8333 | 0 | 0 | 0 | 0 | 0
2022-08-11 04:00 | 0 | 0 | 35584 | 0 | 634 | 0 | 3 | 30000 | 3 | 0 | 30000 | 77777.6466 | 19 | 6020.8333 | 2653.0253 | 126.5641 | 23979.1667 | 150187.3713 | 30000 | 0 | 120187.3713 | 120187.3713 | 0 | 6020.8333 | 0 | 0 | 0 | 0 | 0
2022-08-11 05:00 | 0 | 0 | 35584 | 0 | 634 | 0 | 3 | 30000 | 3 | 0 | 30000 | 47777.6466 | 19 | 6020.8333 | 2653.0253 | 126.5641 | 23979.1667 | 150187.3713 | 30000 | 0 | 120187.3713 | 120187.3713 | 0 | 6020.8333 | 0 | 0 | 0 | 0 | 0
2022-08-11 06:00 | 0.07975 | 0.1153 | 35584 | 2752.6893 | 634 | 12222.3534 | 3 | 30000 | 3 | 0 | 17777.6466 | 17777.6466 | 19 | 8773.5168 | 2653.0253 | 184.4283 | 23979.1667 | 150187.3713 | 32752.6835 | 0 | 117434.6878 | 117434.6878 | 0 | 8773.5168 | 0 | 0 | 0 | 0 | 0
2022-08-11 07:00 | 0.26415 | 0.34969 | 35584 | 9117.5282 | 634 | 37068.8185 | 3 | 24361.6577 | 2.4362 | 0 | 0 | 0 | 19 | 9500 | 2653.0253 | 199.6997 | 23979.1667 | 150187.3713 | 33479.1667 | 0 | 116708.2046 | 116708.2046 | 0 | 9500 | 0 | 0 | 0 | 0 | 0
2022-08-11 08:00 | 0.48242 | 0.51791 | 35584 | 16651.4403 | 634 | 54900.946 | 3 | 16827.7614 | 1.6828 | 0 | 0 | 0 | 19 | 9500 | 2653.0253 | 199.6997 | 23979.1667 | 150187.3713 | 33479.1667 | 0 | 116708.2046 | 116708.2046 | 9500 | 0 | 0 | 0 | 0 | 0 | 0
2022-08-11 09:00 | 0.6822 | 0.63515 | 35584 | 23547.1427 | 634 | 67328.9487 | 3 | 9932.0736 | 0.99321 | 0 | 0 | 0 | 19 | 9500 | 2653.0253 | 199.6997 | 23979.1667 | 150187.3713 | 33479.1667 | 0 | 116708.2046 | 116708.2046 | 0 | 9500 | 0 | 0 | 0 | 0 | 0
2022-08-11 10:00 | 0.83935 | 0.70719 | 35584 | 28971.4075 | 634 | 74965.5345 | 3 | 4507.8202 | 0.45078 | 0 | 0 | 0 | 19 | 9500 | 2653.0253 | 199.6997 | 23979.1667 | 150187.3713 | 33479.1667 | 0 | 116708.2046 | 116708.2046 | 9500 | 0 | 0 | 0 | 0 | 0 | 0
2022-08-11 11:00 | 0.93772 | 0.74963 | 35584 | 32366.7936 | 634 | 79464.3782 | 3 | 1112.4412 | 0.11124 | 70427.4558 | 0 | 0 | 19 | 9500 | 2653.0253 | 199.6997 | 23979.1667 | 150187.3713 | 33479.1667 | 0 | 116708.2046 | 116708.2046 | 8387.5588 | 1112.4412 | 0 | 0 | 0 | 0 | 0
2022-08-11 12:00 | 0.95478 | 0.72082 | 35584 | 32955.6448 | 634 | 76410.3799 | 3 | 523.5913 | 0.052359 | 76410.3799 | 523.5913 | 70427.4558 | 19 | 9500 | 2653.0253 | 199.6997 | 23979.1667 | 150187.3713 | 33479.1667 | 0 | 116708.2046 | 116708.2046 | 8976.4087 | 523.5913 | 0 | 0 | 0 | 0 | 0
2022-08-11 13:00 | 0.918 | 0.68226 | 35584 | 31686.1286 | 634 | 72322.8348 | 3 | 1793.1047 | 0.17931 | 70529.7301 | 0 | 146314.2444 | 19 | 9500 | 2653.0253 | 199.6997 | 23979.1667 | 150187.3713 | 33479.1667 | 0 | 116708.2046 | 116708.2046 | 9500 | 0 | 0 | 0 | 0 | 0 | 0
2022-08-11 14:00 | 0.81622 | 0.64847 | 35584 | 28173.0413 | 634 | 68740.9327 | 3 | 5306.1847 | 0.53062 | 63434.748 | 0 | 216843.9746 | 19 | 9500 | 2653.0253 | 199.6997 | 23979.1667 | 150187.3713 | 33479.1667 | 0 | 116708.2046 | 116708.2046 | 9500 | 0 | 0 | 0 | 0 | 0 | 0
2022-08-11 15:00 | 0.65695 | 0.58863 | 35584 | 22675.6015 | 634 | 62397.6054 | 3 | 10803.6129 | 1.0804 | 51593.9926 | 0 | 280278.7225 | 19 | 9500 | 2653.0253 | 199.6997 | 23979.1667 | 150187.3713 | 33479.1667 | 0 | 116708.2046 | 116708.2046 | 9500 | 0 | 0 | 0 | 0 | 0 | 0
2022-08-11 16:00 | 0.4568 | 0.48539 | 35584 | 15767.1281 | 634 | 51453.6699 | 3 | 17712.0718 | 1.7712 | 33741.5981 | 0 | 331872.7151 | 19 | 9500 | 2653.0253 | 199.6997 | 23979.1667 | 150187.3713 | 33479.1667 | 0 | 116708.2046 | 116708.2046 | 0 | 9500 | 0 | 0 | 0 | 0 | 0
2022-08-11 17:00 | 0.24173 | 0.3197 | 35584 | 8343.6687 | 634 | 33889.7346 | 3 | 25135.5155 | 2.5136 | 8754.219 | 0 | 365614.3132 | 19 | 9500 | 2653.0253 | 199.6997 | 23979.1667 | 150187.3713 | 33479.1667 | 0 | 116708.2046 | 116708.2046 | 8343.6511 | 1156.3489 | 0 | 0 | 0 | 0 | 0
2022-08-11 18:00 | 0.06128 | 0.06382 | 35584 | 2115.1699 | 634 | 6765.2263 | 3 | 30000 | 3 | 0 | 23234.7737 | 374368.5322 | 19 | 8135.9988 | 2653.0253 | 171.027 | 23979.1667 | 150187.3713 | 32115.1654 | 0 | 118072.2059 | 118072.2059 | 2115.1654 | 6020.8333 | 0 | 0 | 0 | 0 | 0
2022-08-11 19:00 | 0 | 0 | 35584 | 0 | 634 | 0 | 3 | 30000 | 3 | 0 | 30000 | 351133.7585 | 19 | 6020.8333 | 2653.0253 | 126.5641 | 23979.1667 | 150187.3713 | 30000 | 0 | 120187.3713 | 120187.3713 | 0 | 6020.8333 | 0 | 0 | 0 | 0 | 0
2022-08-11 20:00 | 0 | 0 | 35584 | 0 | 634 | 0 | 3 | 30000 | 3 | 0 | 30000 | 321133.7585 | 19 | 6020.8333 | 2653.0253 | 126.5641 | 23979.1667 | 150187.3713 | 30000 | 0 | 120187.3713 | 120187.3713 | 0 | 6020.8333 | 0 | 0 | 0 | 0 | 0
2022-08-11 21:00 | 0 | 0 | 35584 | 0 | 634 | 0 | 3 | 30000 | 3 | 0 | 30000 | 291133.7585 | 19 | 6020.8333 | 2653.0253 | 126.5641 | 23979.1667 | 150187.3713 | 30000 | 0 | 120187.3713 | 120187.3713 | 0 | 6020.8333 | 0 | 0 | 0 | 0 | 0
2022-08-11 22:00 | 0 | 0 | 35584 | 0 | 634 | 0 | 3 | 30000 | 3 | 0 | 30000 | 261133.7585 | 19 | 6020.8333 | 2653.0253 | 126.5641 | 23979.1667 | 150187.3713 | 30000 | 0 | 120187.3713 | 120187.3713 | 0 | 6020.8333 | 0 | 0 | 0 | 0 | 0
2022-08-11 23:00 | 0 | 0 | 35584 | 0 | 634 | 0 | 3 | 30000 | 3 | 0 | 30000 | 231133.7585 | 19 | 6020.8333 | 2653.0253 | 126.5641 | 23979.1667 | 150187.3713 | 30000 | 0 | 120187.3713 | 120187.3713 | 0 | 6020.8333 | 0 | 0 | 0 | 0 | 0
2022-08-12 | 0 | 0 | 35584 | 0 | 634 | 0 | 3 | 30000 | 3 | 0 | 30000 | 201133.7585 | 19 | 6020.8333 | 2653.0253 | 126.5641 | 23979.1667 | 150187.3713 | 30000 | 0 | 120187.3713 | 120187.3713 | 0 | 6020.8333 | 0 | 0 | 0 | 0 | 0
2022-08-12 01:00 | 0 | 0 | 35584 | 0 | 634 | 0 | 3 | 30000 | 3 | 0 | 30000 | 171133.7585 | 19 | 6020.8333 | 2653.0253 | 126.5641 | 23979.1667 | 150187.3713 | 30000 | 0 | 120187.3713 | 120187.3713 | 0 | 6020.8333 | 0 | 0 | 0 | 0 | 0
2022-08-12 02:00 | 0 | 0 | 35584 | 0 | 634 | 0 | 3 | 30000 | 3 | 0 | 30000 | 141133.7585 | 19 | 6020.8333 | 2653.0253 | 126.5641 | 23979.1667 | 150187.3713 | 30000 | 0 | 120187.3713 | 120187.3713 | 0 | 6020.8333 | 0 | 0 | 0 | 0 | 0
2022-08-12 03:00 | 0 | 0 | 35584 | 0 | 634 | 0 | 3 | 30000 | 3 | 0 | 30000 | 111133.7585 | 19 | 6020.8333 | 2653.0253 | 126.5641 | 23979.1667 | 150187.3713 | 30000 | 0 | 120187.3713 | 120187.3713 | 0 | 6020.8333 | 0 | 0 | 0 | 0 | 0
2022-08-12 04:00 | 0 | 0 | 35584 | 0 | 634 | 0 | 3 | 30000 | 3 | 0 | 30000 | 81133.7585 | 19 | 6020.8333 | 2653.0253 | 126.5641 | 23979.1667 | 150187.3713 | 30000 | 0 | 120187.3713 | 120187.3713 | 0 | 6020.8333 | 0 | 0 | 0 | 0 | 0
2022-08-12 05:00 | 0 | 0 | 35584 | 0 | 634 | 0 | 3 | 30000 | 3 | 0 | 30000 | 51133.7585 | 19 | 6020.8333 | 2653.0253 | 126.5641 | 23979.1667 | 150187.3713 | 30000 | 0 | 120187.3713 | 120187.3713 | 0 | 6020.8333 | 0 | 0 | 0 | 0 | 0
2022-08-12 06:00 | 0.07432 | 0.08364 | 35584 | 2565.2648 | 634 | 8866.2415 | 3 | 30000 | 3 | 0 | 21133.7585 | 21133.7585 | 19 | 8586.0927 | 2653.0253 | 180.4884 | 23979.1667 | 150187.3713 | 32565.2594 | 0 | 117622.1119 | 117622.1119 | 2565.2594 | 6020.8333 | 0 | 0 | 0 | 0 | 0
2022-08-12 07:00 | 0.25575 | 0.3296 | 35584 | 8827.5898 | 634 | 34939.1821 | 3 | 24651.5955 | 2.4652 | 0 | 0 | 0 | 19 | 9500 | 2653.0253 | 199.6997 | 23979.1667 | 150187.3713 | 33479.1667 | 0 | 116708.2046 | 116708.2046 | 8827.5712 | 672.4288 | 0 | 0 | 0 | 0 | 0
2022-08-12 08:00 | 0.46825 | 0.48903 | 35584 | 16162.3418 | 634 | 51839.5273 | 3 | 17316.8589 | 1.7317 | 0 | 0 | 0 | 19 | 9500 | 2653.0253 | 199.6997 | 23979.1667 | 150187.3713 | 33479.1667 | 0 | 116708.2046 | 116708.2046 | 9500 | 0 | 0 | 0 | 0 | 0 | 0
2022-08-12 09:00 | 0.66592 | 0.6054 | 35584 | 22985.2144 | 634 | 64175.3059 | 3 | 10494.0007 | 1.0494 | 0 | 0 | 0 | 19 | 9500 | 2653.0253 | 199.6997 | 23979.1667 | 150187.3713 | 33479.1667 | 0 | 116708.2046 | 116708.2046 | 9500 | 0 | 0 | 0 | 0 | 0 | 0
2022-08-12 10:00 | 0.8249 | 0.65824 | 35584 | 28472.6444 | 634 | 69776.5996 | 3 | 5006.5823 | 0.50066 | 0 | 0 | 0 | 19 | 9500 | 2653.0253 | 199.6997 | 23979.1667 | 150187.3713 | 33479.1667 | 0 | 116708.2046 | 116708.2046 | 4493.4177 | 5006.5823 | 0 | 0 | 0 | 0 | 0
2022-08-12 11:00 | 0.92683 | 0.69767 | 35584 | 31990.9092 | 634 | 73956.3688 | 3 | 1488.3249 | 0.14883 | 24250.3716 | 0 | 0 | 19 | 9500 | 2653.0253 | 199.6997 | 23979.1667 | 150187.3713 | 33479.1667 | 0 | 116708.2046 | 116708.2046 | 8011.6751 | 1488.3249 | 0 | 0 | 0 | 0 | 0
2022-08-12 12:00 | 0.97042 | 0.78222 | 35584 | 33495.4825 | 634 | 82919.0747 | 3 | 0 | 0 | 82919.0747 | 0 | 24250.3716 | 19 | 9500 | 2653.0253 | 199.6997 | 23979.1667 | 150187.3713 | 33479.1667 | 0 | 116708.2046 | 116708.2046 | 9500 | 0 | 0 | 0 | 0 | 0 | 0
2022-08-12 13:00 | 0.93408 | 0.73844 | 35584 | 32241.1536 | 634 | 78278.1845 | 3 | 1238.0809 | 0.12381 | 77040.1036 | 0 | 107169.4463 | 19 | 9500 | 2653.0253 | 199.6997 | 23979.1667 | 150187.3713 | 33479.1667 | 0 | 116708.2046 | 116708.2046 | 9500 | 0 | 0 | 0 | 0 | 0 | 0
2022-08-12 14:00 | 0.83225 | 0.70306 | 35584 | 28726.3405 | 634 | 74527.7347 | 3 | 4752.8867 | 0.47529 | 69774.848 | 0 | 184209.5499 | 19 | 9500 | 2653.0253 | 199.6997 | 23979.1667 | 150187.3713 | 33479.1667 | 0 | 116708.2046 | 116708.2046 | 9500 | 0 | 0 | 0 | 0 | 0 | 0
2022-08-12 15:00 | 0.67255 | 0.6431 | 35584 | 23214.0586 | 634 | 68171.6869 | 3 | 10265.1569 | 1.0265 | 57906.53 | 0 | 253984.3979 | 19 | 9500 | 2653.0253 | 199.6997 | 23979.1667 | 150187.3713 | 33479.1667 | 0 | 116708.2046 | 116708.2046 | 0 | 9500 | 0 | 0 | 0 | 0 | 0
2022-08-12 16:00 | 0.4711 | 0.54101 | 35584 | 16260.7137 | 634 | 57349.6568 | 3 | 17218.4872 | 1.7218 | 57349.6568 | 17218.4872 | 311890.9279 | 19 | 9500 | 2653.0253 | 199.6997 | 23979.1667 | 150187.3713 | 33479.1667 | 0 | 116708.2046 | 116708.2046 | 9500 | 0 | 0 | 0 | 0 | 0 | 0
2022-08-12 17:00 | 0.25218 | 0.37413 | 35584 | 8704.3659 | 634 | 39659.5758 | 3 | 24774.8191 | 2.4775 | 14884.7568 | 0 | 352022.0976 | 19 | 9500 | 2653.0253 | 199.6997 | 23979.1667 | 150187.3713 | 33479.1667 | 0 | 116708.2046 | 116708.2046 | 0 | 9500 | 0 | 0 | 0 | 0 | 0
2022-08-12 18:00 | 0.06342 | 0.08479 | 35584 | 2189.0352 | 634 | 8988.147 | 3 | 30000 | 3 | 0 | 21011.853 | 366906.8543 | 19 | 8209.8639 | 2653.0253 | 172.5797 | 23979.1667 | 150187.3713 | 32189.0306 | 0 | 117998.3407 | 117998.3407 | 2189.0306 | 6020.8333 | 0 | 0 | 0 | 0 | 0
2022-08-12 19:00 | 0 | 0 | 35584 | 0 | 634 | 0 | 3 | 30000 | 3 | 0 | 30000 | 345895.0013 | 19 | 6020.8333 | 2653.0253 | 126.5641 | 23979.1667 | 150187.3713 | 30000 | 0 | 120187.3713 | 120187.3713 | 0 | 6020.8333 | 0 | 0 | 0 | 0 | 0
2022-08-12 20:00 | 0 | 0 | 35584 | 0 | 634 | 0 | 3 | 30000 | 3 | 0 | 30000 | 315895.0013 | 19 | 6020.8333 | 2653.0253 | 126.5641 | 23979.1667 | 150187.3713 | 30000 | 0 | 120187.3713 | 120187.3713 | 0 | 6020.8333 | 0 | 0 | 0 | 0 | 0
2022-08-12 21:00 | 0 | 0 | 35584 | 0 | 634 | 0 | 3 | 30000 | 3 | 0 | 30000 | 285895.0013 | 19 | 6020.8333 | 2653.0253 | 126.5641 | 23979.1667 | 150187.3713 | 30000 | 0 | 120187.3713 | 120187.3713 | 0 | 6020.8333 | 0 | 0 | 0 | 0 | 0
2022-08-12 22:00 | 0 | 0 | 35584 | 0 | 634 | 0 | 3 | 30000 | 3 | 0 | 30000 | 255895.0013 | 19 | 6020.8333 | 2653.0253 | 126.5641 | 23979.1667 | 150187.3713 | 30000 | 0 | 120187.3713 | 120187.3713 | 0 | 6020.8333 | 0 | 0 | 0 | 0 | 0
2022-08-12 23:00 | 0 | 0 | 35584 | 0 | 634 | 0 | 3 | 30000 | 3 | 0 | 30000 | 225895.0013 | 19 | 6020.8333 | 2653.0253 | 126.5641 | 23979.1667 | 150187.3713 | 30000 | 0 | 120187.3713 | 120187.3713 | 0 | 6020.8333 | 0 | 0 | 0 | 0 | 0
2022-08-13 | 0 | 0 | 35584 | 0 | 634 | 0 | 3 | 30000 | 3 | 0 | 30000 | 195895.0013 | 19 | 6083.3333 | 2653.0253 | 127.8779 | 23916.6667 | 150124.8713 | 30000 | 0 | 120124.8713 | 120124.8713 | 0 | 6083.3333 | 0 | 0 | 0 | 0 | 0
2022-08-13 01:00 | 0 | 0 | 35584 | 0 | 634 | 0 | 3 | 30000 | 3 | 0 | 30000 | 165895.0013 | 19 | 6083.3333 | 2653.0253 | 127.8779 | 23916.6667 | 150124.8713 | 30000 | 0 | 120124.8713 | 120124.8713 | 0 | 6083.3333 | 0 | 0 | 0 | 0 | 0
2022-08-13 02:00 | 0 | 0 | 35584 | 0 | 634 | 0 | 3 | 30000 | 3 | 0 | 30000 | 135895.0013 | 19 | 6083.3333 | 2653.0253 | 127.8779 | 23916.6667 | 150124.8713 | 30000 | 0 | 120124.8713 | 120124.8713 | 0 | 6083.3333 | 0 | 0 | 0 | 0 | 0
2022-08-13 03:00 | 0 | 0 | 35584 | 0 | 634 | 0 | 3 | 30000 | 3 | 0 | 30000 | 105895.0013 | 19 | 6083.3333 | 2653.0253 | 127.8779 | 23916.6667 | 150124.8713 | 30000 | 0 | 120124.8713 | 120124.8713 | 0 | 6083.3333 | 0 | 0 | 0 | 0 | 0
2022-08-13 04:00 | 0 | 0 | 35584 | 0 | 634 | 0 | 3 | 30000 | 3 | 0 | 30000 | 75895.0013 | 19 | 6083.3333 | 2653.0253 | 127.8779 | 23916.6667 | 150124.8713 | 30000 | 0 | 120124.8713 | 120124.8713 | 0 | 6083.3333 | 0 | 0 | 0 | 0 | 0
2022-08-13 05:00 | 0 | 0 | 35584 | 0 | 634 | 0 | 3 | 30000 | 3 | 0 | 30000 | 45895.0013 | 19 | 6083.3333 | 2653.0253 | 127.8779 | 23916.6667 | 150124.8713 | 30000 | 0 | 120124.8713 | 120124.8713 | 0 | 6083.3333 | 0 | 0 | 0 | 0 | 0
2022-08-13 06:00 | 0.08115 | 0.13306 | 35584 | 2801.0124 | 634 | 14104.9987 | 3 | 30000 | 3 | 0 | 15895.0013 | 15895.0013 | 19 | 8884.3398 | 2653.0253 | 186.7579 | 23916.6667 | 150124.8713 | 32801.0065 | 0 | 117323.8648 | 117323.8648 | 2801.0065 | 6083.3333 | 0 | 0 | 0 | 0 | 0
2022-08-13 07:00 | 0.27655 | 0.42364 | 35584 | 9545.5325 | 634 | 44907.8735 | 3 | 23871.1542 | 2.3871 | 0 | 0 | 0 | 19 | 9500 | 2653.0253 | 199.6997 | 23916.6667 | 150124.8713 | 33416.6667 | 0 | 116708.2046 | 116708.2046 | 0 | 9500 | 0 | 0 | 0 | 0 | 0
2022-08-13 08:00 | 0.4964 | 0.57943 | 35584 | 17133.9807 | 634 | 61422.3613 | 3 | 16282.7221 | 1.6283 | 0 | 0 | 0 | 19 | 9500 | 2653.0253 | 199.6997 | 23916.6667 | 150124.8713 | 33416.6667 | 0 | 116708.2046 | 116708.2046 | 9500 | 0 | 0 | 0 | 0 | 0 | 0
2022-08-13 09:00 | 0.69608 | 0.6823 | 35584 | 24026.2314 | 634 | 72327.075 | 3 | 9390.4859 | 0.93905 | 0 | 0 | 0 | 19 | 9500 | 2653.0253 | 199.6997 | 23916.6667 | 150124.8713 | 33416.6667 | 0 | 116708.2046 | 116708.2046 | 9500 | 0 | 0 | 0 | 0 | 0 | 0
2022-08-13 10:00 | 0.85145 | 0.73391 | 35584 | 29389.0569 | 634 | 77797.9828 | 3 | 4027.6716 | 0.40277 | 0 | 0 | 0 | 19 | 9500 | 2653.0253 | 199.6997 | 23916.6667 | 150124.8713 | 33416.6667 | 0 | 116708.2046 | 116708.2046 | 5472.3284 | 4027.6716 | 0 | 0 | 0 | 0 | 0
2022-08-13 11:00 | 0.9479 | 0.76328 | 35584 | 32718.1714 | 634 | 80911.3437 | 3 | 698.5642 | 0.069856 | 15287.1728 | 0 | 0 | 19 | 9500 | 2653.0253 | 199.6997 | 23916.6667 | 150124.8713 | 33416.6667 | 0 | 116708.2046 | 116708.2046 | 8801.4358 | 698.5642 | 0 | 0 | 0 | 0 | 0
2022-08-13 12:00 | 0.97825 | 0.80343 | 35584 | 33765.7466 | 634 | 85167.4365 | 3 | 0 | 0 | 85167.4365 | 0 | 15287.1728 | 19 | 9500 | 2653.0253 | 199.6997 | 23916.6667 | 150124.8713 | 33416.6667 | 0 | 116708.2046 | 116708.2046 | 9500 | 0 | 0 | 0 | 0 | 0 | 0
2022-08-13 13:00 | 0.93905 | 0.75348 | 35584 | 32412.7005 | 634 | 79872.4967 | 3 | 1004.0344 | 0.1004 | 78868.4623 | 0 | 100454.6093 | 19 | 9500 | 2653.0253 | 199.6997 | 23916.6667 | 150124.8713 | 33416.6667 | 0 | 116708.2046 | 116708.2046 | 8495.9656 | 1004.0344 | 0 | 0 | 0 | 0 | 0
2022-08-13 14:00 | 0.8341 | 0.71566 | 35584 | 28790.196 | 634 | 75863.3952 | 3 | 4626.5313 | 0.46265 | 71236.8639 | 0 | 179323.0716 | 19 | 9500 | 2653.0253 | 199.6997 | 23916.6667 | 150124.8713 | 33416.6667 | 0 | 116708.2046 | 116708.2046 | 9500 | 0 | 0 | 0 | 0 | 0 | 0
2022-08-13 15:00 | 0.67245 | 0.6488 | 35584 | 23210.607 | 634 | 68775.9142 | 3 | 10206.1086 | 1.0206 | 58569.8057 | 0 | 250559.9355 | 19 | 9500 | 2653.0253 | 199.6997 | 23916.6667 | 150124.8713 | 33416.6667 | 0 | 116708.2046 | 116708.2046 | 9500 | 0 | 0 | 0 | 0 | 0 | 0
2022-08-13 16:00 | 0.4699 | 0.54528 | 35584 | 16219.294 | 634 | 57802.2973 | 3 | 17197.4069 | 1.7197 | 40604.8905 | 0 | 309129.7412 | 19 | 9500 | 2653.0253 | 199.6997 | 23916.6667 | 150124.8713 | 33416.6667 | 0 | 116708.2046 | 116708.2046 | 9500 | 0 | 0 | 0 | 0 | 0 | 0
2022-08-13 17:00 | 0.24968 | 0.37374 | 35584 | 8618.0747 | 634 | 39618.234 | 3 | 24798.6101 | 2.4799 | 14819.6239 | 0 | 349734.6317 | 19 | 9500 | 2653.0253 | 199.6997 | 23916.6667 | 150124.8713 | 33416.6667 | 0 | 116708.2046 | 116708.2046 | 0 | 9500 | 0 | 0 | 0 | 0 | 0
2022-08-13 18:00 | 0.0608 | 0.07961 | 35584 | 2098.602 | 634 | 8439.0421 | 3 | 30000 | 3 | 0 | 21560.9579 | 364554.2555 | 19 | 8181.9309 | 2653.0253 | 171.9925 | 23916.6667 | 150124.8713 | 32098.5976 | 0 | 118026.2737 | 118026.2737 | 2098.5976 | 6083.3333 | 0 | 0 | 0 | 0 | 0
2022-08-13 19:00 | 0 | 0 | 35584 | 0 | 634 | 0 | 3 | 30000 | 3 | 0 | 30000 | 342993.2977 | 19 | 6083.3333 | 2653.0253 | 127.8779 | 23916.6667 | 150124.8713 | 30000 | 0 | 120124.8713 | 120124.8713 | 0 | 6083.3333 | 0 | 0 | 0 | 0 | 0
2022-08-13 20:00 | 0 | 0 | 35584 | 0 | 634 | 0 | 3 | 30000 | 3 | 0 | 30000 | 312993.2977 | 19 | 6083.3333 | 2653.0253 | 127.8779 | 23916.6667 | 150124.8713 | 30000 | 0 | 120124.8713 | 120124.8713 | 0 | 6083.3333 | 0 | 0 | 0 | 0 | 0
2022-08-13 21:00 | 0 | 0 | 35584 | 0 | 634 | 0 | 3 | 30000 | 3 | 0 | 30000 | 282993.2977 | 19 | 6083.3333 | 2653.0253 | 127.8779 | 23916.6667 | 150124.8713 | 30000 | 0 | 120124.8713 | 120124.8713 | 0 | 6083.3333 | 0 | 0 | 0 | 0 | 0
2022-08-13 22:00 | 0 | 0 | 35584 | 0 | 634 | 0 | 3 | 30000 | 3 | 0 | 30000 | 252993.2977 | 19 | 6083.3333 | 2653.0253 | 127.8779 | 23916.6667 | 150124.8713 | 30000 | 0 | 120124.8713 | 120124.8713 | 0 | 6083.3333 | 0 | 0 | 0 | 0 | 0
2022-08-13 23:00 | 0 | 0 | 35584 | 0 | 634 | 0 | 3 | 30000 | 3 | 0 | 30000 | 222993.2977 | 19 | 6083.3333 | 2653.0253 | 127.8779 | 23916.6667 | 150124.8713 | 30000 | 0 | 120124.8713 | 120124.8713 | 0 | 6083.3333 | 0 | 0 | 0 | 0 | 0
2022-08-14 | 0 | 0 | 35584 | 0 | 634 | 0 | 3 | 30000 | 3 | 0 | 30000 | 192993.2977 | 19 | 8745.8333 | 2653.0253 | 183.8463 | 21254.1667 | 147462.3713 | 30000 | 0 | 117462.3713 | 117462.3713 | 0 | 8745.8333 | 0 | 0 | 0 | 0 | 0
2022-08-14 01:00 | 0 | 0 | 35584 | 0 | 634 | 0 | 3 | 30000 | 3 | 0 | 30000 | 162993.2977 | 19 | 8745.8333 | 2653.0253 | 183.8463 | 21254.1667 | 147462.3713 | 30000 | 0 | 117462.3713 | 117462.3713 | 0 | 8745.8333 | 0 | 0 | 0 | 0 | 0
2022-08-14 02:00 | 0 | 0 | 35584 | 0 | 634 | 0 | 3 | 30000 | 3 | 0 | 30000 | 132993.2977 | 19 | 8745.8333 | 2653.0253 | 183.8463 | 21254.1667 | 147462.3713 | 30000 | 0 | 117462.3713 | 117462.3713 | 0 | 8745.8333 | 0 | 0 | 0 | 0 | 0
2022-08-14 03:00 | 0 | 0 | 35584 | 0 | 634 | 0 | 3 | 30000 | 3 | 0 | 30000 | 102993.2977 | 19 | 8745.8333 | 2653.0253 | 183.8463 | 21254.1667 | 147462.3713 | 30000 | 0 | 117462.3713 | 117462.3713 | 0 | 8745.8333 | 0 | 0 | 0 | 0 | 0
2022-08-14 04:00 | 0 | 0 | 35584 | 0 | 634 | 0 | 3 | 30000 | 3 | 0 | 30000 | 72993.2977 | 19 | 8745.8333 | 2653.0253 | 183.8463 | 21254.1667 | 147462.3713 | 30000 | 0 | 117462.3713 | 117462.3713 | 0 | 8745.8333 | 0 | 0 | 0 | 0 | 0
2022-08-14 05:00 | 0 | 0 | 35584 | 0 | 634 | 0 | 3 | 30000 | 3 | 0 | 30000 | 42993.2977 | 19 | 8745.8333 | 2653.0253 | 183.8463 | 21254.1667 | 147462.3713 | 30000 | 0 | 117462.3713 | 117462.3713 | 0 | 8745.8333 | 0 | 0 | 0 | 0 | 0
2022-08-14 06:00 | 0.08015 | 0.14145 | 35584 | 2766.4959 | 634 | 14994.379 | 3 | 27987.6766 | 2.7988 | 0 | 12993.2977 | 12993.2977 | 19 | 9500 | 2653.0253 | 199.6997 | 21254.1667 | 147462.3713 | 30754.1667 | 0 | 116708.2046 | 116708.2046 | 2766.49 | 6733.51 | 0 | 0 | 0 | 0 | 0
2022-08-14 07:00 | 0.27667 | 0.44235 | 35584 | 9549.6745 | 634 | 46891.2233 | 3 | 21204.5123 | 2.1205 | 0 | 0 | 0 | 19 | 9500 | 2653.0253 | 199.6997 | 21254.1667 | 147462.3713 | 30754.1667 | 0 | 116708.2046 | 116708.2046 | 0 | 9500 | 0 | 0 | 0 | 0 | 0
2022-08-14 08:00 | 0.49815 | 0.60391 | 35584 | 17194.3845 | 634 | 64017.3588 | 3 | 13559.8184 | 1.356 | 0 | 0 | 0 | 19 | 9500 | 2653.0253 | 199.6997 | 21254.1667 | 147462.3713 | 30754.1667 | 0 | 116708.2046 | 116708.2046 | 9500 | 0 | 0 | 0 | 0 | 0 | 0
2022-08-14 09:00 | 0.69815 | 0.71175 | 35584 | 24097.6805 | 634 | 75448.9164 | 3 | 6656.5369 | 0.66565 | 0 | 0 | 0 | 19 | 9500 | 2653.0253 | 199.6997 | 21254.1667 | 147462.3713 | 30754.1667 | 0 | 116708.2046 | 116708.2046 | 2843.4631 | 6656.5369 | 0 | 0 | 0 | 0 | 0
2022-08-14 10:00 | 0.8553 | 0.77006 | 35584 | 29521.9453 | 634 | 81630.0563 | 3 | 1232.2835 | 0.12323 | 45133.6785 | 0 | 0 | 19 | 9500 | 2653.0253 | 199.6997 | 21254.1667 | 147462.3713 | 30754.1667 | 0 | 116708.2046 | 116708.2046 | 8267.7165 | 1232.2835 | 0 | 0 | 0 | 0 | 0
2022-08-14 11:00 | 0.95412 | 0.80876 | 35584 | 32932.8639 | 634 | 85732.442 | 3 | 0 | 0 | 0 | 0 | 45133.6785 | 19 | 9500 | 2653.0253 | 199.6997 | 21254.1667 | 147462.3713 | 30754.1667 | 0 | 116708.2046 | 116708.2046 | 9500 | 0 | 0 | 0 | 0 | 0 | 0
2022-08-14 12:00 | 0.95522 | 0.72205 | 35584 | 32970.832 | 634 | 76540.7658 | 3 | 0 | 0 | 76540.7658 | 0 | 45133.6785 | 19 | 9500 | 2653.0253 | 199.6997 | 21254.1667 | 147462.3713 | 30754.1667 | 0 | 116708.2046 | 116708.2046 | 9500 | 0 | 0 | 0 | 0 | 0 | 0
2022-08-14 13:00 | 0.91742 | 0.68409 | 35584 | 31666.1091 | 634 | 72516.8236 | 3 | 0 | 0 | 72516.8236 | 0 | 121674.4444 | 19 | 9500 | 2653.0253 | 199.6997 | 21254.1667 | 147462.3713 | 30754.1667 | 0 | 116708.2046 | 116708.2046 | 9500 | 0 | 0 | 0 | 0 | 0 | 0
2022-08-14 14:00 | 0.81317 | 0.6543 | 35584 | 28067.766 | 634 | 69358.9406 | 3 | 2686.4597 | 0.26865 | 66672.4809 | 0 | 194191.268 | 19 | 9500 | 2653.0253 | 199.6997 | 21254.1667 | 147462.3713 | 30754.1667 | 0 | 116708.2046 | 116708.2046 | 6813.5403 | 2686.4597 | 0 | 0 | 0 | 0 | 0
2022-08-14 15:00 | 0.6519 | 0.59248 | 35584 | 22501.2933 | 634 | 62805.7239 | 3 | 8252.9207 | 0.82529 | 54552.8032 | 0 | 260863.7489 | 19 | 9500 | 2653.0253 | 199.6997 | 21254.1667 | 147462.3713 | 30754.1667 | 0 | 116708.2046 | 116708.2046 | 9500 | 0 | 0 | 0 | 0 | 0 | 0
2022-08-14 16:00 | 0.45077 | 0.49143 | 35584 | 15558.9937 | 634 | 52093.9389 | 3 | 15195.2057 | 1.5195 | 36898.7331 | 0 | 315416.5521 | 19 | 9500 | 2653.0253 | 199.6997 | 21254.1667 | 147462.3713 | 30754.1667 | 0 | 116708.2046 | 116708.2046 | 9500 | 0 | 0 | 0 | 0 | 0 | 0
2022-08-14 17:00 | 0.23552 | 0.32727 | 35584 | 8129.3214 | 634 | 34692.1909 | 3 | 22624.8624 | 2.2625 | 12067.3285 | 0 | 352315.2852 | 19 | 9500 | 2653.0253 | 199.6997 | 21254.1667 | 147462.3713 | 30754.1667 | 0 | 116708.2046 | 116708.2046 | 8129.3043 | 1370.6957 | 0 | 0 | 0 | 0 | 0
2022-08-14 18:00 | 0.05615 | 0.06931 | 35584 | 1938.1004 | 634 | 7347.1927 | 3 | 28816.0704 | 2.8816 | 0 | 21468.8777 | 364382.6137 | 19 | 9500 | 2653.0253 | 199.6997 | 21254.1667 | 147462.3713 | 30754.1667 | 0 | 116708.2046 | 116708.2046 | 1938.0963 | 7561.9037 | 0 | 0 | 0 | 0 | 0
2022-08-14 19:00 | 0 | 0 | 35584 | 0 | 634 | 0 | 3 | 30000 | 3 | 0 | 30000 | 342913.736 | 19 | 8745.8333 | 2653.0253 | 183.8463 | 21254.1667 | 147462.3713 | 30000 | 0 | 117462.3713 | 117462.3713 | 0 | 8745.8333 | 0 | 0 | 0 | 0 | 0
2022-08-14 20:00 | 0 | 0 | 35584 | 0 | 634 | 0 | 3 | 30000 | 3 | 0 | 30000 | 312913.736 | 19 | 8745.8333 | 2653.0253 | 183.8463 | 21254.1667 | 147462.3713 | 30000 | 0 | 117462.3713 | 117462.3713 | 0 | 8745.8333 | 0 | 0 | 0 | 0 | 0
2022-08-14 21:00 | 0 | 0 | 35584 | 0 | 634 | 0 | 3 | 30000 | 3 | 0 | 30000 | 282913.736 | 19 | 8745.8333 | 2653.0253 | 183.8463 | 21254.1667 | 147462.3713 | 30000 | 0 | 117462.3713 | 117462.3713 | 0 | 8745.8333 | 0 | 0 | 0 | 0 | 0
2022-08-14 22:00 | 0 | 0 | 35584 | 0 | 634 | 0 | 3 | 30000 | 3 | 0 | 30000 | 252913.736 | 19 | 8745.8333 | 2653.0253 | 183.8463 | 21254.1667 | 147462.3713 | 30000 | 0 | 117462.3713 | 117462.3713 | 0 | 8745.8333 | 0 | 0 | 0 | 0 | 0
2022-08-14 23:00 | 0 | 0 | 35584 | 0 | 634 | 0 | 3 | 30000 | 3 | 0 | 30000 | 222913.736 | 19 | 8745.8333 | 2653.0253 | 183.8463 | 21254.1667 | 147462.3713 | 30000 | 0 | 117462.3713 | 117462.3713 | 0 | 8745.8333 | 0 | 0 | 0 | 0 | 0
2022-08-15 | 0 | 0 | 35584 | 0 | 634 | 0 | 3 | 30000 | 3 | 0 | 30000 | 192913.736 | 19 | 6937.5 | 2653.0253 | 145.8333 | 23062.5 | 149270.7046 | 30000 | 0 | 119270.7046 | 119270.7046 | 0 | 6937.5 | 0 | 0 | 0 | 0 | 0
2022-08-15 01:00 | 0 | 0 | 35584 | 0 | 634 | 0 | 3 | 30000 | 3 | 0 | 30000 | 162913.736 | 19 | 6937.5 | 2653.0253 | 145.8333 | 23062.5 | 149270.7046 | 30000 | 0 | 119270.7046 | 119270.7046 | 0 | 6937.5 | 0 | 0 | 0 | 0 | 0
2022-08-15 02:00 | 0 | 0 | 35584 | 0 | 634 | 0 | 3 | 30000 | 3 | 0 | 30000 | 132913.736 | 19 | 6937.5 | 2653.0253 | 145.8333 | 23062.5 | 149270.7046 | 30000 | 0 | 119270.7046 | 119270.7046 | 0 | 6937.5 | 0 | 0 | 0 | 0 | 0
2022-08-15 03:00 | 0 | 0 | 35584 | 0 | 634 | 0 | 3 | 30000 | 3 | 0 | 30000 | 102913.736 | 19 | 6937.5 | 2653.0253 | 145.8333 | 23062.5 | 149270.7046 | 30000 | 0 | 119270.7046 | 119270.7046 | 0 | 6937.5 | 0 | 0 | 0 | 0 | 0
2022-08-15 04:00 | 0 | 0 | 35584 | 0 | 634 | 0 | 3 | 30000 | 3 | 0 | 30000 | 72913.736 | 19 | 6937.5 | 2653.0253 | 145.8333 | 23062.5 | 149270.7046 | 30000 | 0 | 119270.7046 | 119270.7046 | 0 | 6937.5 | 0 | 0 | 0 | 0 | 0
2022-08-15 05:00 | 0 | 0 | 35584 | 0 | 634 | 0 | 3 | 30000 | 3 | 0 | 30000 | 42913.736 | 19 | 6937.5 | 2653.0253 | 145.8333 | 23062.5 | 149270.7046 | 30000 | 0 | 119270.7046 | 119270.7046 | 0 | 6937.5 | 0 | 0 | 0 | 0 | 0
2022-08-15 06:00 | 0.07978 | 0.15938 | 35584 | 2753.7248 | 634 | 16895.045 | 3 | 29808.781 | 2.9809 | 0 | 12913.736 | 12913.736 | 19 | 9500 | 2653.0253 | 199.6997 | 23062.5 | 149270.7046 | 32562.5 | 0 | 116708.2046 | 116708.2046 | 2753.719 | 6746.281 | 0 | 0 | 0 | 0 | 0
2022-08-15 07:00 | 0.27333 | 0.43652 | 35584 | 9434.3895 | 634 | 46273.2153 | 3 | 23128.1304 | 2.3128 | 0 | 0 | 0 | 19 | 9500 | 2653.0253 | 199.6997 | 23062.5 | 149270.7046 | 32562.5 | 0 | 116708.2046 | 116708.2046 | 0 | 9500 | 0 | 0 | 0 | 0 | 0
2022-08-15 08:00 | 0.49342 | 0.60104 | 35584 | 17031.1216 | 634 | 63713.125 | 3 | 15531.4143 | 1.5531 | 0 | 0 | 0 | 19 | 9500 | 2653.0253 | 199.6997 | 23062.5 | 149270.7046 | 32562.5 | 0 | 116708.2046 | 116708.2046 | 9500 | 0 | 0 | 0 | 0 | 0 | 0
2022-08-15 09:00 | 0.69265 | 0.70158 | 35584 | 23907.8399 | 634 | 74370.8476 | 3 | 8654.7105 | 0.86547 | 0 | 0 | 0 | 19 | 9500 | 2653.0253 | 199.6997 | 23062.5 | 149270.7046 | 32562.5 | 0 | 116708.2046 | 116708.2046 | 845.2895 | 8654.7105 | 0 | 0 | 0 | 0 | 0
2022-08-15 10:00 | 0.84655 | 0.75441 | 35584 | 29219.9261 | 634 | 79971.0812 | 3 | 3342.6354 | 0.33426 | 0 | 0 | 0 | 19 | 9500 | 2653.0253 | 199.6997 | 23062.5 | 149270.7046 | 32562.5 | 0 | 116708.2046 | 116708.2046 | 9500 | 0 | 0 | 0 | 0 | 0 | 0
2022-08-15 11:00 | 0.94147 | 0.78495 | 35584 | 32496.2304 | 634 | 83208.4678 | 3 | 66.338 | 0.0066338 | 72024.8983 | 0 | 0 | 19 | 9500 | 2653.0253 | 199.6997 | 23062.5 | 149270.7046 | 32562.5 | 0 | 116708.2046 | 116708.2046 | 9500 | 0 | 0 | 0 | 0 | 0 | 0
2022-08-15 12:00 | 0.94125 | 0.70072 | 35584 | 32488.6368 | 634 | 74279.6835 | 3 | 73.9316 | 0.0073932 | 74205.7519 | 0 | 72024.8983 | 19 | 9500 | 2653.0253 | 199.6997 | 23062.5 | 149270.7046 | 32562.5 | 0 | 116708.2046 | 116708.2046 | 9426.0684 | 73.9316 | 0 | 0 | 0 | 0 | 0
2022-08-15 13:00 | 0.90388 | 0.66635 | 35584 | 31198.7559 | 634 | 70636.2985 | 3 | 1363.8097 | 0.13638 | 69272.4887 | 0 | 146230.6502 | 19 | 9500 | 2653.0253 | 199.6997 | 23062.5 | 149270.7046 | 32562.5 | 0 | 116708.2046 | 116708.2046 | 8136.1903 | 1363.8097 | 0 | 0 | 0 | 0 | 0
2022-08-15 14:00 | 0.801 | 0.63816 | 35584 | 27647.7005 | 634 | 67648.0232 | 3 | 4914.8577 | 0.49149 | 62733.1654 | 0 | 215503.1389 | 19 | 9500 | 2653.0253 | 199.6997 | 23062.5 | 149270.7046 | 32562.5 | 0 | 116708.2046 | 116708.2046 | 9500 | 0 | 0 | 0 | 0 | 0 | 0
2022-08-15 15:00 | 0.64142 | 0.57725 | 35584 | 22139.5606 | 634 | 61191.2708 | 3 | 10422.986 | 1.0423 | 50768.2848 | 0 | 278236.3044 | 19 | 9500 | 2653.0253 | 199.6997 | 23062.5 | 149270.7046 | 32562.5 | 0 | 116708.2046 | 116708.2046 | 0 | 9500 | 0 | 0 | 0 | 0 | 0
2022-08-15 16:00 | 0.4422 | 0.47493 | 35584 | 15263.1875 | 634 | 50344.8597 | 3 | 17299.3447 | 1.7299 | 33045.515 | 0 | 329004.5892 | 19 | 9500 | 2653.0253 | 199.6997 | 23062.5 | 149270.7046 | 32562.5 | 0 | 116708.2046 | 116708.2046 | 9500 | 0 | 0 | 0 | 0 | 0 | 0
2022-08-15 17:00 | 0.22977 | 0.31037 | 35584 | 7930.8516 | 634 | 32900.7098 | 3 | 24631.6651 | 2.4632 | 8269.0447 | 0 | 362050.1041 | 19 | 9500 | 2653.0253 | 199.6997 | 23062.5 | 149270.7046 | 32562.5 | 0 | 116708.2046 | 116708.2046 | 7930.8349 | 1569.1651 | 0 | 0 | 0 | 0 | 0
2022-08-15 18:00 | 0.05312 | 0.06077 | 35584 | 1833.5154 | 634 | 6441.9117 | 3 | 30000 | 3 | 0 | 23558.0883 | 370319.1488 | 19 | 8771.0116 | 2653.0253 | 184.3756 | 23062.5 | 149270.7046 | 31833.5116 | 0 | 117437.1931 | 117437.1931 | 1833.5116 | 6937.5 | 0 | 0 | 0 | 0 | 0
2022-08-15 19:00 | 0 | 0 | 35584 | 0 | 634 | 0 | 3 | 30000 | 3 | 0 | 30000 | 346761.0605 | 19 | 6937.5 | 2653.0253 | 145.8333 | 23062.5 | 149270.7046 | 30000 | 0 | 119270.7046 | 119270.7046 | 0 | 6937.5 | 0 | 0 | 0 | 0 | 0
2022-08-15 20:00 | 0 | 0 | 35584 | 0 | 634 | 0 | 3 | 30000 | 3 | 0 | 30000 | 316761.0605 | 19 | 6937.5 | 2653.0253 | 145.8333 | 23062.5 | 149270.7046 | 30000 | 0 | 119270.7046 | 119270.7046 | 0 | 6937.5 | 0 | 0 | 0 | 0 | 0
2022-08-15 21:00 | 0 | 0 | 35584 | 0 | 634 | 0 | 3 | 30000 | 3 | 0 | 30000 | 286761.0605 | 19 | 6937.5 | 2653.0253 | 145.8333 | 23062.5 | 149270.7046 | 30000 | 0 | 119270.7046 | 119270.7046 | 0 | 6937.5 | 0 | 0 | 0 | 0 | 0
2022-08-15 22:00 | 0 | 0 | 35584 | 0 | 634 | 0 | 3 | 30000 | 3 | 0 | 30000 | 256761.0605 | 19 | 6937.5 | 2653.0253 | 145.8333 | 23062.5 | 149270.7046 | 30000 | 0 | 119270.7046 | 119270.7046 | 0 | 6937.5 | 0 | 0 | 0 | 0 | 0
2022-08-15 23:00 | 0 | 0 | 35584 | 0 | 634 | 0 | 3 | 30000 | 3 | 0 | 30000 | 226761.0605 | 19 | 6937.5 | 2653.0253 | 145.8333 | 23062.5 | 149270.7046 | 30000 | 0 | 119270.7046 | 119270.7046 | 0 | 6937.5 | 0 | 0 | 0 | 0 | 0
2022-08-16 | 0 | 0 | 35584 | 0 | 634 | 0 | 3 | 30000 | 3 | 0 | 30000 | 196761.0605 | 19 | 6525 | 2653.0253 | 137.1622 | 23475 | 149683.2046 | 30000 | 0 | 119683.2046 | 119683.2046 | 0 | 6525 | 0 | 0 | 0 | 0 | 0
2022-08-16 01:00 | 0 | 0 | 35584 | 0 | 634 | 0 | 3 | 30000 | 3 | 0 | 30000 | 166761.0605 | 19 | 6525 | 2653.0253 | 137.1622 | 23475 | 149683.2046 | 30000 | 0 | 119683.2046 | 119683.2046 | 0 | 6525 | 0 | 0 | 0 | 0 | 0
2022-08-16 02:00 | 0 | 0 | 35584 | 0 | 634 | 0 | 3 | 30000 | 3 | 0 | 30000 | 136761.0605 | 19 | 6525 | 2653.0253 | 137.1622 | 23475 | 149683.2046 | 30000 | 0 | 119683.2046 | 119683.2046 | 0 | 6525 | 0 | 0 | 0 | 0 | 0
2022-08-16 03:00 | 0 | 0 | 35584 | 0 | 634 | 0 | 3 | 30000 | 3 | 0 | 30000 | 106761.0605 | 19 | 6525 | 2653.0253 | 137.1622 | 23475 | 149683.2046 | 30000 | 0 | 119683.2046 | 119683.2046 | 0 | 6525 | 0 | 0 | 0 | 0 | 0
2022-08-16 04:00 | 0 | 0 | 35584 | 0 | 634 | 0 | 3 | 30000 | 3 | 0 | 30000 | 76761.0605 | 19 | 6525 | 2653.0253 | 137.1622 | 23475 | 149683.2046 | 30000 | 0 | 119683.2046 | 119683.2046 | 0 | 6525 | 0 | 0 | 0 | 0 | 0
2022-08-16 05:00 | 0 | 0 | 35584 | 0 | 634 | 0 | 3 | 30000 | 3 | 0 | 30000 | 46761.0605 | 19 | 6525 | 2653.0253 | 137.1622 | 23475 | 149683.2046 | 30000 | 0 | 119683.2046 | 119683.2046 | 0 | 6525 | 0 | 0 | 0 | 0 | 0
2022-08-16 06:00 | 0.075 | 0.12489 | 35584 | 2588.736 | 634 | 13238.9395 | 3 | 30000 | 3 | 0 | 16761.0605 | 16761.0605 | 19 | 9113.7305 | 2653.0253 | 191.5799 | 23475 | 149683.2046 | 32588.7305 | 0 | 117094.4741 | 117094.4741 | 2588.7305 | 6525 | 0 | 0 | 0 | 0 | 0
2022-08-16 07:00 | 0.26258 | 0.38329 | 35584 | 9063.3373 | 634 | 40630.5798 | 3 | 23911.6818 | 2.3912 | 0 | 0 | 0 | 19 | 9500 | 2653.0253 | 199.6997 | 23475 | 149683.2046 | 32975 | 0 | 116708.2046 | 116708.2046 | 0 | 9500 | 0 | 0 | 0 | 0 | 0
2022-08-16 08:00 | 0.4801 | 0.55497 | 35584 | 16571.362 | 634 | 58829.4839 | 3 | 16403.6728 | 1.6404 | 0 | 0 | 0 | 19 | 9500 | 2653.0253 | 199.6997 | 23475 | 149683.2046 | 32975 | 0 | 116708.2046 | 116708.2046 | 9500 | 0 | 0 | 0 | 0 | 0 | 0
2022-08-16 09:00 | 0.67885 | 0.65088 | 35584 | 23431.5124 | 634 | 68996.4042 | 3 | 9543.5369 | 0.95435 | 0 | 0 | 0 | 19 | 9500 | 2653.0253 | 199.6997 | 23475 | 149683.2046 | 32975 | 0 | 116708.2046 | 116708.2046 | 0 | 9500 | 0 | 0 | 0 | 0 | 0
2022-08-16 10:00 | 0.83367 | 0.70966 | 35584 | 28775.3539 | 634 | 75227.3664 | 3 | 4199.7067 | 0.41997 | 0 | 0 | 0 | 19 | 9500 | 2653.0253 | 199.6997 | 23475 | 149683.2046 | 32975 | 0 | 116708.2046 | 116708.2046 | 5300.2933 | 4199.7067 | 0 | 0 | 0 | 0 | 0
2022-08-16 11:00 | 0.92992 | 0.75331 | 35584 | 32097.5651 | 634 | 79854.4759 | 3 | 877.5025 | 0.08775 | 56331.3151 | 0 | 0 | 19 | 9500 | 2653.0253 | 199.6997 | 23475 | 149683.2046 | 32975 | 0 | 116708.2046 | 116708.2046 | 9500 | 0 | 0 | 0 | 0 | 0 | 0
2022-08-16 12:00 | 0.95485 | 0.74692 | 35584 | 32958.0609 | 634 | 79177.1052 | 3 | 17.0085 | 0.0017008 | 79177.1052 | 17.0085 | 56331.3151 | 19 | 9500 | 2653.0253 | 199.6997 | 23475 | 149683.2046 | 32975 | 0 | 116708.2046 | 116708.2046 | 9500 | 0 | 0 | 0 | 0 | 0 | 0
2022-08-16 13:00 | 0.91647 | 0.73145 | 35584 | 31633.3184 | 634 | 77537.211 | 3 | 1341.7482 | 0.13417 | 76195.4628 | 0 | 135491.4119 | 19 | 9500 | 2653.0253 | 199.6997 | 23475 | 149683.2046 | 32975 | 0 | 116708.2046 | 116708.2046 | 8158.2518 | 1341.7482 | 0 | 0 | 0 | 0 | 0
2022-08-16 14:00 | 0.8114 | 0.68586 | 35584 | 28006.6719 | 634 | 72704.4521 | 3 | 4968.3871 | 0.49684 | 67736.065 | 0 | 211686.8747 | 19 | 9500 | 2653.0253 | 199.6997 | 23475 | 149683.2046 | 32975 | 0 | 116708.2046 | 116708.2046 | 9500 | 0 | 0 | 0 | 0 | 0 | 0
2022-08-16 15:00 | 0.6503 | 0.62114 | 35584 | 22446.0669 | 634 | 65843.8215 | 3 | 10528.9803 | 1.0529 | 55314.8412 | 0 | 279422.9397 | 19 | 9500 | 2653.0253 | 199.6997 | 23475 | 149683.2046 | 32975 | 0 | 116708.2046 | 116708.2046 | 9500 | 0 | 0 | 0 | 0 | 0 | 0
2022-08-16 16:00 | 0.4205 | 0.47146 | 35584 | 14514.1798 | 634 | 49977.023 | 3 | 18460.8507 | 1.8461 | 31516.1723 | 0 | 334737.7808 | 19 | 9500 | 2653.0253 | 199.6997 | 23475 | 149683.2046 | 32975 | 0 | 116708.2046 | 116708.2046 | 9500 | 0 | 0 | 0 | 0 | 0 | 0
2022-08-16 17:00 | 0.21412 | 0.30634 | 35584 | 7390.6687 | 634 | 32473.5104 | 3 | 25584.3469 | 2.5584 | 6889.1636 | 0 | 366253.9531 | 19 | 9500 | 2653.0253 | 199.6997 | 23475 | 149683.2046 | 32975 | 0 | 116708.2046 | 116708.2046 | 7390.6531 | 2109.3469 | 0 | 0 | 0 | 0 | 0
2022-08-16 18:00 | 0.0479 | 0.04749 | 35584 | 1653.3394 | 634 | 5034.168 | 3 | 30000 | 3 | 0 | 24965.832 | 373143.1167 | 19 | 8178.3359 | 2653.0253 | 171.917 | 23475 | 149683.2046 | 31653.3359 | 0 | 118029.8687 | 118029.8687 | 0 | 8178.3359 | 0 | 0 | 0 | 0 | 0
2022-08-16 19:00 | 0 | 0 | 35584 | 0 | 634 | 0 | 3 | 30000 | 3 | 0 | 30000 | 348177.2847 | 19 | 6525 | 2653.0253 | 137.1622 | 23475 | 149683.2046 | 30000 | 0 | 119683.2046 | 119683.2046 | 0 | 6525 | 0 | 0 | 0 | 0 | 0
2022-08-16 20:00 | 0 | 0 | 35584 | 0 | 634 | 0 | 3 | 30000 | 3 | 0 | 30000 | 318177.2847 | 19 | 6525 | 2653.0253 | 137.1622 | 23475 | 149683.2046 | 30000 | 0 | 119683.2046 | 119683.2046 | 0 | 6525 | 0 | 0 | 0 | 0 | 0
2022-08-16 21:00 | 0 | 0 | 35584 | 0 | 634 | 0 | 3 | 30000 | 3 | 0 | 30000 | 288177.2847 | 19 | 6525 | 2653.0253 | 137.1622 | 23475 | 149683.2046 | 30000 | 0 | 119683.2046 | 119683.2046 | 0 | 6525 | 0 | 0 | 0 | 0 | 0
2022-08-16 22:00 | 0 | 0 | 35584 | 0 | 634 | 0 | 3 | 30000 | 3 | 0 | 30000 | 258177.2847 | 19 | 6525 | 2653.0253 | 137.1622 | 23475 | 149683.2046 | 30000 | 0 | 119683.2046 | 119683.2046 | 0 | 6525 | 0 | 0 | 0 | 0 | 0
2022-08-16 23:00 | 0 | 0 | 35584 | 0 | 634 | 0 | 3 | 30000 | 3 | 0 | 30000 | 228177.2847 | 19 | 6525 | 2653.0253 | 137.1622 | 23475 | 149683.2046 | 30000 | 0 | 119683.2046 | 119683.2046 | 0 | 6525 | 0 | 0 | 0 | 0 | 0
2022-08-17 | 0 | 0 | 35584 | 0 | 634 | 0 | 3 | 30000 | 3 | 0 | 30000 | 198177.2847 | 19 | 5970.8333 | 2653.0253 | 125.513 | 24029.1667 | 150237.3713 | 30000 | 0 | 120237.3713 | 120237.3713 | 0 | 5970.8333 | 0 | 0 | 0 | 0 | 0
2022-08-17 01:00 | 0 | 0 | 35584 | 0 | 634 | 0 | 3 | 30000 | 3 | 0 | 30000 | 168177.2847 | 19 | 5970.8333 | 2653.0253 | 125.513 | 24029.1667 | 150237.3713 | 30000 | 0 | 120237.3713 | 120237.3713 | 0 | 5970.8333 | 0 | 0 | 0 | 0 | 0
2022-08-17 02:00 | 0 | 0 | 35584 | 0 | 634 | 0 | 3 | 30000 | 3 | 0 | 30000 | 138177.2847 | 19 | 5970.8333 | 2653.0253 | 125.513 | 24029.1667 | 150237.3713 | 30000 | 0 | 120237.3713 | 120237.3713 | 0 | 5970.8333 | 0 | 0 | 0 | 0 | 0
2022-08-17 03:00 | 0 | 0 | 35584 | 0 | 634 | 0 | 3 | 30000 | 3 | 0 | 30000 | 108177.2847 | 19 | 5970.8333 | 2653.0253 | 125.513 | 24029.1667 | 150237.3713 | 30000 | 0 | 120237.3713 | 120237.3713 | 0 | 5970.8333 | 0 | 0 | 0 | 0 | 0
2022-08-17 04:00 | 0 | 0 | 35584 | 0 | 634 | 0 | 3 | 30000 | 3 | 0 | 30000 | 78177.2847 | 19 | 5970.8333 | 2653.0253 | 125.513 | 24029.1667 | 150237.3713 | 30000 | 0 | 120237.3713 | 120237.3713 | 0 | 5970.8333 | 0 | 0 | 0 | 0 | 0
2022-08-17 05:00 | 0 | 0 | 35584 | 0 | 634 | 0 | 3 | 30000 | 3 | 0 | 30000 | 48177.2847 | 19 | 5970.8333 | 2653.0253 | 125.513 | 24029.1667 | 150237.3713 | 30000 | 0 | 120237.3713 | 120237.3713 | 0 | 5970.8333 | 0 | 0 | 0 | 0 | 0
2022-08-17 06:00 | 0.07162 | 0.11153 | 35584 | 2472.0703 | 634 | 11822.7153 | 3 | 30000 | 3 | 0 | 18177.2847 | 18177.2847 | 19 | 8442.8984 | 2653.0253 | 177.4783 | 24029.1667 | 150237.3713 | 32472.0651 | 0 | 117765.3062 | 117765.3062 | 2472.0651 | 5970.8333 | 0 | 0 | 0 | 0 | 0
2022-08-17 07:00 | 0.26412 | 0.40181 | 35584 | 9116.4927 | 634 | 42593.7887 | 3 | 24412.6932 | 2.4413 | 0 | 0 | 0 | 19 | 9500 | 2653.0253 | 199.6997 | 24029.1667 | 150237.3713 | 33529.1667 | 0 | 116708.2046 | 116708.2046 | 0 | 9500 | 0 | 0 | 0 | 0 | 0
2022-08-17 08:00 | 0.48455 | 0.5784 | 35584 | 16724.9604 | 634 | 61313.1763 | 3 | 16804.2415 | 1.6804 | 16804.2415 | 16804.2415 | 0 | 19 | 9500 | 2653.0253 | 199.6997 | 24029.1667 | 150237.3713 | 33529.1667 | 0 | 116708.2046 | 116708.2046 | 0 | 9500 | 0 | 0 | 0 | 0 | 0
2022-08-17 09:00 | 0.68383 | 0.6822 | 35584 | 23603.4045 | 634 | 72316.4746 | 3 | 9925.8118 | 0.99258 | 0 | 0 | 0 | 19 | 9500 | 2653.0253 | 199.6997 | 24029.1667 | 150237.3713 | 33529.1667 | 0 | 116708.2046 | 116708.2046 | 9500 | 0 | 0 | 0 | 0 | 0 | 0
2022-08-17 10:00 | 0.838 | 0.73699 | 35584 | 28924.8102 | 634 | 78124.4776 | 3 | 4604.4173 | 0.46044 | 0 | 0 | 0 | 19 | 9500 | 2653.0253 | 199.6997 | 24029.1667 | 150237.3713 | 33529.1667 | 0 | 116708.2046 | 116708.2046 | 4895.5827 | 4604.4173 | 0 | 0 | 0 | 0 | 0
2022-08-17 11:00 | 0.93333 | 0.77116 | 35584 | 32215.2663 | 634 | 81746.6616 | 3 | 1313.9682 | 0.1314 | 74501.1895 | 0 | 0 | 19 | 9500 | 2653.0253 | 199.6997 | 24029.1667 | 150237.3713 | 33529.1667 | 0 | 116708.2046 | 116708.2046 | 8186.0318 | 1313.9682 | 0 | 0 | 0 | 0 | 0
2022-08-17 12:00 | 0.96455 | 0.77849 | 35584 | 33292.8708 | 634 | 82523.6768 | 3 | 236.366 | 0.023637 | 82287.3108 | 0 | 74501.1895 | 19 | 9500 | 2653.0253 | 199.6997 | 24029.1667 | 150237.3713 | 33529.1667 | 0 | 116708.2046 | 116708.2046 | 9500 | 0 | 0 | 0 | 0 | 0 | 0
2022-08-17 13:00 | 0.92758 | 0.79157 | 35584 | 32016.7965 | 634 | 83910.2195 | 3 | 1512.4376 | 0.15124 | 82397.782 | 0 | 156788.5003 | 19 | 9500 | 2653.0253 | 199.6997 | 24029.1667 | 150237.3713 | 33529.1667 | 0 | 116708.2046 | 116708.2046 | 7987.5624 | 1512.4376 | 0 | 0 | 0 | 0 | 0
2022-08-17 14:00 | 0.80258 | 0.68035 | 35584 | 27702.2365 | 634 | 72120.3657 | 3 | 5826.9885 | 0.5827 | 66293.3772 | 0 | 239186.2823 | 19 | 9500 | 2653.0253 | 199.6997 | 24029.1667 | 150237.3713 | 33529.1667 | 0 | 116708.2046 | 116708.2046 | 9500 | 0 | 0 | 0 | 0 | 0 | 0
2022-08-17 15:00 | 0.58878 | 0.55385 | 35584 | 20322.6131 | 634 | 58710.7585 | 3 | 13206.5964 | 1.3207 | 45504.1621 | 0 | 305479.6595 | 19 | 9500 | 2653.0253 | 199.6997 | 24029.1667 | 150237.3713 | 33529.1667 | 0 | 116708.2046 | 116708.2046 | 9500 | 0 | 0 | 0 | 0 | 0 | 0
2022-08-17 16:00 | 0.36738 | 0.41579 | 35584 | 12680.6644 | 634 | 44075.7358 | 3 | 20848.5289 | 2.0849 | 23227.2068 | 0 | 350983.8216 | 19 | 9500 | 2653.0253 | 199.6997 | 24029.1667 | 150237.3713 | 33529.1667 | 0 | 116708.2046 | 116708.2046 | 0 | 9500 | 0 | 0 | 0 | 0 | 0
2022-08-17 17:00 | 0.1829 | 0.25019 | 35584 | 6313.0642 | 634 | 26521.3409 | 3 | 27216.1158 | 2.7216 | 0 | 694.7749 | 374211.0285 | 19 | 9500 | 2653.0253 | 199.6997 | 24029.1667 | 150237.3713 | 33529.1667 | 0 | 116708.2046 | 116708.2046 | 6313.0509 | 3186.9491 | 0 | 0 | 0 | 0 | 0
2022-08-17 18:00 | 0.0414 | 0.04673 | 35584 | 1428.9823 | 634 | 4953.6043 | 3 | 30000 | 3 | 0 | 25046.3957 | 373516.2536 | 19 | 7399.8126 | 2653.0253 | 155.5516 | 24029.1667 | 150237.3713 | 31428.9793 | 0 | 118808.392 | 118808.392 | 1428.9793 | 5970.8333 | 0 | 0 | 0 | 0 | 0
2022-08-17 19:00 | 0 | 0 | 35584 | 0 | 634 | 0 | 3 | 30000 | 3 | 0 | 30000 | 348469.8579 | 19 | 5970.8333 | 2653.0253 | 125.513 | 24029.1667 | 150237.3713 | 30000 | 0 | 120237.3713 | 120237.3713 | 0 | 5970.8333 | 0 | 0 | 0 | 0 | 0
2022-08-17 20:00 | 0 | 0 | 35584 | 0 | 634 | 0 | 3 | 30000 | 3 | 0 | 30000 | 318469.8579 | 19 | 5970.8333 | 2653.0253 | 125.513 | 24029.1667 | 150237.3713 | 30000 | 0 | 120237.3713 | 120237.3713 | 0 | 5970.8333 | 0 | 0 | 0 | 0 | 0
2022-08-17 21:00 | 0 | 0 | 35584 | 0 | 634 | 0 | 3 | 30000 | 3 | 0 | 30000 | 288469.8579 | 19 | 5970.8333 | 2653.0253 | 125.513 | 24029.1667 | 150237.3713 | 30000 | 0 | 120237.3713 | 120237.3713 | 0 | 5970.8333 | 0 | 0 | 0 | 0 | 0
2022-08-17 22:00 | 0 | 0 | 35584 | 0 | 634 | 0 | 3 | 30000 | 3 | 0 | 30000 | 258469.8579 | 19 | 5970.8333 | 2653.0253 | 125.513 | 24029.1667 | 150237.3713 | 30000 | 0 | 120237.3713 | 120237.3713 | 0 | 5970.8333 | 0 | 0 | 0 | 0 | 0
2022-08-17 23:00 | 0 | 0 | 35584 | 0 | 634 | 0 | 3 | 30000 | 3 | 0 | 30000 | 228469.8579 | 19 | 5970.8333 | 2653.0253 | 125.513 | 24029.1667 | 150237.3713 | 30000 | 0 | 120237.3713 | 120237.3713 | 0 | 5970.8333 | 0 | 0 | 0 | 0 | 0
2022-08-18 | 0 | 0 | 35584 | 0 | 634 | 0 | 3 | 30000 | 3 | 0 | 30000 | 198469.8579 | 19 | 6087.5 | 2653.0253 | 127.9655 | 23912.5 | 150120.7046 | 30000 | 0 | 120120.7046 | 120120.7046 | 0 | 6087.5 | 0 | 0 | 0 | 0 | 0
2022-08-18 01:00 | 0 | 0 | 35584 | 0 | 634 | 0 | 3 | 30000 | 3 | 0 | 30000 | 168469.8579 | 19 | 6087.5 | 2653.0253 | 127.9655 | 23912.5 | 150120.7046 | 30000 | 0 | 120120.7046 | 120120.7046 | 0 | 6087.5 | 0 | 0 | 0 | 0 | 0
2022-08-18 02:00 | 0 | 0 | 35584 | 0 | 634 | 0 | 3 | 30000 | 3 | 0 | 30000 | 138469.8579 | 19 | 6087.5 | 2653.0253 | 127.9655 | 23912.5 | 150120.7046 | 30000 | 0 | 120120.7046 | 120120.7046 | 0 | 6087.5 | 0 | 0 | 0 | 0 | 0
2022-08-18 03:00 | 0 | 0 | 35584 | 0 | 634 | 0 | 3 | 30000 | 3 | 0 | 30000 | 108469.8579 | 19 | 6087.5 | 2653.0253 | 127.9655 | 23912.5 | 150120.7046 | 30000 | 0 | 120120.7046 | 120120.7046 | 0 | 6087.5 | 0 | 0 | 0 | 0 | 0
2022-08-18 04:00 | 0 | 0 | 35584 | 0 | 634 | 0 | 3 | 30000 | 3 | 0 | 30000 | 78469.8579 | 19 | 6087.5 | 2653.0253 | 127.9655 | 23912.5 | 150120.7046 | 30000 | 0 | 120120.7046 | 120120.7046 | 0 | 6087.5 | 0 | 0 | 0 | 0 | 0
2022-08-18 05:00 | 0 | 0 | 35584 | 0 | 634 | 0 | 3 | 30000 | 3 | 0 | 30000 | 48469.8579 | 19 | 6087.5 | 2653.0253 | 127.9655 | 23912.5 | 150120.7046 | 30000 | 0 | 120120.7046 | 120120.7046 | 0 | 6087.5 | 0 | 0 | 0 | 0 | 0
2022-08-18 06:00 | 0.0712 | 0.10877 | 35584 | 2457.5734 | 634 | 11530.1421 | 3 | 30000 | 3 | 0 | 18469.8579 | 18469.8579 | 19 | 8545.0682 | 2653.0253 | 179.6261 | 23912.5 | 150120.7046 | 32457.5682 | 0 | 117663.1364 | 117663.1364 | 0 | 8545.0682 | 0 | 0 | 0 | 0 | 0
2022-08-18 07:00 | 0.25902 | 0.3474 | 35584 | 8940.4586 | 634 | 36826.0675 | 3 | 24472.0602 | 2.4472 | 0 | 0 | 0 | 19 | 9500 | 2653.0253 | 199.6997 | 23912.5 | 150120.7046 | 33412.5 | 0 | 116708.2046 | 116708.2046 | 0 | 9500 | 0 | 0 | 0 | 0 | 0
2022-08-18 08:00 | 0.46675 | 0.45882 | 35584 | 16110.567 | 634 | 48637.1223 | 3 | 17301.9669 | 1.7302 | 0 | 0 | 0 | 19 | 9500 | 2653.0253 | 199.6997 | 23912.5 | 150120.7046 | 33412.5 | 0 | 116708.2046 | 116708.2046 | 9500 | 0 | 0 | 0 | 0 | 0 | 0
2022-08-18 09:00 | 0.67622 | 0.6607 | 35584 | 23340.7341 | 634 | 70037.3714 | 3 | 10071.815 | 1.0072 | 2153.0803 | 0 | 0 | 19 | 9500 | 2653.0253 | 199.6997 | 23912.5 | 150120.7046 | 33412.5 | 0 | 116708.2046 | 116708.2046 | 9500 | 0 | 0 | 0 | 0 | 0 | 0
2022-08-18 10:00 | 0.82697 | 0.66868 | 35584 | 28544.0935 | 634 | 70883.2897 | 3 | 4868.4666 | 0.48685 | 66014.823 | 0 | 2153.0803 | 19 | 9500 | 2653.0253 | 199.6997 | 23912.5 | 150120.7046 | 33412.5 | 0 | 116708.2046 | 116708.2046 | 9500 | 0 | 0 | 0 | 0 | 0 | 0
2022-08-18 11:00 | 0.93345 | 0.73596 | 35584 | 32219.4083 | 634 | 78015.2926 | 3 | 1193.1596 | 0.11932 | 76822.133 | 0 | 68167.9033 | 19 | 9500 | 2653.0253 | 199.6997 | 23912.5 | 150120.7046 | 33412.5 | 0 | 116708.2046 | 116708.2046 | 8306.8404 | 1193.1596 | 0 | 0 | 0 | 0 | 0
2022-08-18 12:00 | 0.95858 | 0.76582 | 35584 | 33086.8074 | 634 | 81180.5959 | 3 | 325.7623 | 0.032576 | 80854.8337 | 0 | 144990.0364 | 19 | 9500 | 2653.0253 | 199.6997 | 23912.5 | 150120.7046 | 33412.5 | 0 | 116708.2046 | 116708.2046 | 9500 | 0 | 0 | 0 | 0 | 0 | 0
2022-08-18 13:00 | 0.91662 | 0.68708 | 35584 | 31638.4959 | 634 | 72833.778 | 3 | 1774.0707 | 0.17741 | 71059.7073 | 0 | 225844.87 | 19 | 9500 | 2653.0253 | 199.6997 | 23912.5 | 150120.7046 | 33412.5 | 0 | 116708.2046 | 116708.2046 | 7725.9293 | 1774.0707 | 0 | 0 | 0 | 0 | 0
2022-08-18 14:00 | 0.69092 | 0.60361 | 35584 | 23848.1264 | 634 | 63985.5573 | 3 | 9564.4238 | 0.95644 | 54421.1335 | 0 | 296904.5773 | 19 | 9500 | 2653.0253 | 199.6997 | 23912.5 | 150120.7046 | 33412.5 | 0 | 116708.2046 | 116708.2046 | 9500 | 0 | 0 | 0 | 0 | 0 | 0
2022-08-18 15:00 | 0.50988 | 0.41662 | 35584 | 17599.2628 | 634 | 44163.7198 | 3 | 15813.2742 | 1.5813 | 28350.4455 | 0 | 351325.7108 | 19 | 9500 | 2653.0253 | 199.6997 | 23912.5 | 150120.7046 | 33412.5 | 0 | 116708.2046 | 116708.2046 | 9500 | 0 | 0 | 0 | 0 | 0 | 0
2022-08-18 16:00 | 0.30158 | 0.3102 | 35584 | 10409.48 | 634 | 32882.689 | 3 | 23003.0419 | 2.3003 | 9879.6471 | 0 | 379676.1563 | 19 | 9500 | 2653.0253 | 199.6997 | 23912.5 | 150120.7046 | 33412.5 | 0 | 116708.2046 | 116708.2046 | 9500 | 0 | 0 | 0 | 0 | 0 | 0
2022-08-18 17:00 | 0.1444 | 0.16444 | 35584 | 4984.1797 | 634 | 17431.4293 | 3 | 28428.3308 | 2.8428 | 0 | 10996.9015 | 389555.8034 | 19 | 9500 | 2653.0253 | 199.6997 | 23912.5 | 150120.7046 | 33412.5 | 0 | 116708.2046 | 116708.2046 | 4984.1692 | 4515.8308 | 0 | 0 | 0 | 0 | 0
2022-08-18 18:00 | 0.0331 | 0.03 | 35584 | 1142.4955 | 634 | 3180.144 | 3 | 30000 | 3 | 0 | 26819.856 | 378558.9019 | 19 | 7229.9931 | 2653.0253 | 151.9818 | 23912.5 | 150120.7046 | 31142.4931 | 0 | 118978.2115 | 118978.2115 | 1142.4931 | 6087.5 | 0 | 0 | 0 | 0 | 0
2022-08-18 19:00 | 0 | 0 | 35584 | 0 | 634 | 0 | 3 | 30000 | 3 | 0 | 30000 | 351739.0459 | 19 | 6087.5 | 2653.0253 | 127.9655 | 23912.5 | 150120.7046 | 30000 | 0 | 120120.7046 | 120120.7046 | 0 | 6087.5 | 0 | 0 | 0 | 0 | 0
2022-08-18 20:00 | 0 | 0 | 35584 | 0 | 634 | 0 | 3 | 30000 | 3 | 0 | 30000 | 321739.0459 | 19 | 6087.5 | 2653.0253 | 127.9655 | 23912.5 | 150120.7046 | 30000 | 0 | 120120.7046 | 120120.7046 | 0 | 6087.5 | 0 | 0 | 0 | 0 | 0
2022-08-18 21:00 | 0 | 0 | 35584 | 0 | 634 | 0 | 3 | 30000 | 3 | 0 | 30000 | 291739.0459 | 19 | 6087.5 | 2653.0253 | 127.9655 | 23912.5 | 150120.7046 | 30000 | 0 | 120120.7046 | 120120.7046 | 0 | 6087.5 | 0 | 0 | 0 | 0 | 0
2022-08-18 22:00 | 0 | 0 | 35584 | 0 | 634 | 0 | 3 | 30000 | 3 | 0 | 30000 | 261739.0459 | 19 | 6087.5 | 2653.0253 | 127.9655 | 23912.5 | 150120.7046 | 30000 | 0 | 120120.7046 | 120120.7046 | 0 | 6087.5 | 0 | 0 | 0 | 0 | 0
2022-08-18 23:00 | 0 | 0 | 35584 | 0 | 634 | 0 | 3 | 30000 | 3 | 0 | 30000 | 231739.0459 | 19 | 6087.5 | 2653.0253 | 127.9655 | 23912.5 | 150120.7046 | 30000 | 0 | 120120.7046 | 120120.7046 | 0 | 6087.5 | 0 | 0 | 0 | 0 | 0
2022-08-19 | 0 | 0 | 35584 | 0 | 634 | 0 | 3 | 30000 | 3 | 0 | 30000 | 201739.0459 | 19 | 6225 | 2653.0253 | 130.8559 | 23775 | 149983.2046 | 30000 | 0 | 119983.2046 | 119983.2046 | 0 | 6225 | 0 | 0 | 0 | 0 | 0
2022-08-19 01:00 | 0 | 0 | 35584 | 0 | 634 | 0 | 3 | 30000 | 3 | 0 | 30000 | 171739.0459 | 19 | 6225 | 2653.0253 | 130.8559 | 23775 | 149983.2046 | 30000 | 0 | 119983.2046 | 119983.2046 | 0 | 6225 | 0 | 0 | 0 | 0 | 0
2022-08-19 02:00 | 0 | 0 | 35584 | 0 | 634 | 0 | 3 | 30000 | 3 | 0 | 30000 | 141739.0459 | 19 | 6225 | 2653.0253 | 130.8559 | 23775 | 149983.2046 | 30000 | 0 | 119983.2046 | 119983.2046 | 0 | 6225 | 0 | 0 | 0 | 0 | 0
2022-08-19 03:00 | 0 | 0 | 35584 | 0 | 634 | 0 | 3 | 30000 | 3 | 0 | 30000 | 111739.0459 | 19 | 6225 | 2653.0253 | 130.8559 | 23775 | 149983.2046 | 30000 | 0 | 119983.2046 | 119983.2046 | 0 | 6225 | 0 | 0 | 0 | 0 | 0
2022-08-19 04:00 | 0 | 0 | 35584 | 0 | 634 | 0 | 3 | 30000 | 3 | 0 | 30000 | 81739.0459 | 19 | 6225 | 2653.0253 | 130.8559 | 23775 | 149983.2046 | 30000 | 0 | 119983.2046 | 119983.2046 | 0 | 6225 | 0 | 0 | 0 | 0 | 0
2022-08-19 05:00 | 0 | 0 | 35584 | 0 | 634 | 0 | 3 | 30000 | 3 | 0 | 30000 | 51739.0459 | 19 | 6225 | 2653.0253 | 130.8559 | 23775 | 149983.2046 | 30000 | 0 | 119983.2046 | 119983.2046 | 0 | 6225 | 0 | 0 | 0 | 0 | 0
2022-08-19 06:00 | 0.06603 | 0.07793 | 35584 | 2279.1232 | 634 | 8260.9541 | 3 | 30000 | 3 | 0 | 21739.0459 | 21739.0459 | 19 | 8504.1184 | 2653.0253 | 178.7653 | 23775 | 149983.2046 | 32279.1184 | 0 | 117704.0863 | 117704.0863 | 2279.1184 | 6225 | 0 | 0 | 0 | 0 | 0
2022-08-19 07:00 | 0.24643 | 0.32707 | 35584 | 8505.8962 | 634 | 34670.9899 | 3 | 24769.1217 | 2.4769 | 24769.1217 | 24769.1217 | 0 | 19 | 9500 | 2653.0253 | 199.6997 | 23775 | 149983.2046 | 33275 | 0 | 116708.2046 | 116708.2046 | 0 | 9500 | 0 | 0 | 0 | 0 | 0
2022-08-19 08:00 | 0.44752 | 0.47807 | 35584 | 15446.8151 | 634 | 50677.7147 | 3 | 17828.2174 | 1.7828 | 0 | 0 | 0 | 19 | 9500 | 2653.0253 | 199.6997 | 23775 | 149983.2046 | 33275 | 0 | 116708.2046 | 116708.2046 | 0 | 9500 | 0 | 0 | 0 | 0 | 0
2022-08-19 09:00 | 0.6031 | 0.45609 | 35584 | 20816.8891 | 634 | 48347.7292 | 3 | 12458.1547 | 1.2458 | 35889.5745 | 0 | 0 | 19 | 9500 | 2653.0253 | 199.6997 | 23775 | 149983.2046 | 33275 | 0 | 116708.2046 | 116708.2046 | 9500 | 0 | 0 | 0 | 0 | 0 | 0
2022-08-19 10:00 | 0.79742 | 0.57692 | 35584 | 27524.1315 | 634 | 61156.2892 | 3 | 5750.9265 | 0.57509 | 19277.1015 | 0 | 35889.5745 | 19 | 9500 | 2653.0253 | 199.6997 | 23775 | 149983.2046 | 33275 | 0 | 116708.2046 | 116708.2046 | 9500 | 0 | 0 | 0 | 0 | 0 | 0
2022-08-19 11:00 | 0.89145 | 0.61711 | 35584 | 30769.7161 | 634 | 65416.6221 | 3 | 2505.3487 | 0.25053 | 62911.2734 | 0 | 55166.676 | 19 | 9500 | 2653.0253 | 199.6997 | 23775 | 149983.2046 | 33275 | 0 | 116708.2046 | 116708.2046 | 9500 | 0 | 0 | 0 | 0 | 0 | 0
2022-08-19 12:00 | 0.93035 | 0.59768 | 35584 | 32112.4072 | 634 | 63356.9489 | 3 | 1162.6604 | 0.11627 | 62194.2884 | 0 | 118077.9494 | 19 | 9500 | 2653.0253 | 199.6997 | 23775 | 149983.2046 | 33275 | 0 | 116708.2046 | 116708.2046 | 9500 | 0 | 0 | 0 | 0 | 0 | 0
2022-08-19 13:00 | 0.8959 | 0.64148 | 35584 | 30923.3144 | 634 | 67999.9591 | 3 | 2351.7507 | 0.23518 | 65648.2084 | 0 | 180272.2379 | 19 | 9500 | 2653.0253 | 199.6997 | 23775 | 149983.2046 | 33275 | 0 | 116708.2046 | 116708.2046 | 7148.2493 | 2351.7507 | 0 | 0 | 0 | 0 | 0
2022-08-19 14:00 | 0.799 | 0.61959 | 35584 | 27578.6675 | 634 | 65679.514 | 3 | 5696.3905 | 0.56964 | 59983.1235 | 0 | 245920.4463 | 19 | 9500 | 2653.0253 | 199.6997 | 23775 | 149983.2046 | 33275 | 0 | 116708.2046 | 116708.2046 | 3803.6095 | 5696.3905 | 0 | 0 | 0 | 0 | 0
2022-08-19 15:00 | 0.63442 | 0.54448 | 35584 | 21897.9452 | 634 | 57717.4935 | 3 | 11377.1009 | 1.1377 | 46340.3926 | 0 | 305903.5698 | 19 | 9500 | 2653.0253 | 199.6997 | 23775 | 149983.2046 | 33275 | 0 | 116708.2046 | 116708.2046 | 0 | 9500 | 0 | 0 | 0 | 0 | 0
2022-08-19 16:00 | 0.4275 | 0.41562 | 35584 | 14755.7952 | 634 | 44057.715 | 3 | 18519.2359 | 1.8519 | 25538.4791 | 0 | 352243.9624 | 19 | 9500 | 2653.0253 | 199.6997 | 23775 | 149983.2046 | 33275 | 0 | 116708.2046 | 116708.2046 | 0 | 9500 | 0 | 0 | 0 | 0 | 0
2022-08-19 17:00 | 0.20907 | 0.22776 | 35584 | 7216.3605 | 634 | 24143.6532 | 3 | 26058.6547 | 2.6059 | 0 | 1915.0015 | 377782.4415 | 19 | 9500 | 2653.0253 | 199.6997 | 23775 | 149983.2046 | 33275 | 0 | 116708.2046 | 116708.2046 | 0 | 9500 | 0 | 0 | 0 | 0 | 0
2022-08-19 18:00 | 0.04258 | 0.02583 | 35584 | 1469.7117 | 634 | 2738.104 | 3 | 30000 | 3 | 0 | 27261.896 | 375867.4401 | 19 | 7694.7086 | 2653.0253 | 161.7506 | 23775 | 149983.2046 | 31469.7086 | 0 | 118513.496 | 118513.496 | 1469.7086 | 6225 | 0 | 0 | 0 | 0 | 0
2022-08-19 19:00 | 0 | 0 | 35584 | 0 | 634 | 0 | 3 | 30000 | 3 | 0 | 30000 | 348605.544 | 19 | 6225 | 2653.0253 | 130.8559 | 23775 | 149983.2046 | 30000 | 0 | 119983.2046 | 119983.2046 | 0 | 6225 | 0 | 0 | 0 | 0 | 0
2022-08-19 20:00 | 0 | 0 | 35584 | 0 | 634 | 0 | 3 | 30000 | 3 | 0 | 30000 | 318605.544 | 19 | 6225 | 2653.0253 | 130.8559 | 23775 | 149983.2046 | 30000 | 0 | 119983.2046 | 119983.2046 | 0 | 6225 | 0 | 0 | 0 | 0 | 0
2022-08-19 21:00 | 0 | 0 | 35584 | 0 | 634 | 0 | 3 | 30000 | 3 | 0 | 30000 | 288605.544 | 19 | 6225 | 2653.0253 | 130.8559 | 23775 | 149983.2046 | 30000 | 0 | 119983.2046 | 119983.2046 | 0 | 6225 | 0 | 0 | 0 | 0 | 0
2022-08-19 22:00 | 0 | 0 | 35584 | 0 | 634 | 0 | 3 | 30000 | 3 | 0 | 30000 | 258605.544 | 19 | 6225 | 2653.0253 | 130.8559 | 23775 | 149983.2046 | 30000 | 0 | 119983.2046 | 119983.2046 | 0 | 6225 | 0 | 0 | 0 | 0 | 0
2022-08-19 23:00 | 0 | 0 | 35584 | 0 | 634 | 0 | 3 | 30000 | 3 | 0 | 30000 | 228605.544 | 19 | 6225 | 2653.0253 | 130.8559 | 23775 | 149983.2046 | 30000 | 0 | 119983.2046 | 119983.2046 | 0 | 6225 | 0 | 0 | 0 | 0 | 0
2022-08-20 | 0 | 0 | 35584 | 0 | 634 | 0 | 3 | 30000 | 3 | 0 | 30000 | 198605.544 | 19 | 6750 | 2653.0253 | 141.8919 | 23250 | 149458.2046 | 30000 | 0 | 119458.2046 | 119458.2046 | 0 | 6750 | 0 | 0 | 0 | 0 | 0
2022-08-20 01:00 | 0 | 0 | 35584 | 0 | 634 | 0 | 3 | 30000 | 3 | 0 | 30000 | 168605.544 | 19 | 6750 | 2653.0253 | 141.8919 | 23250 | 149458.2046 | 30000 | 0 | 119458.2046 | 119458.2046 | 0 | 6750 | 0 | 0 | 0 | 0 | 0
2022-08-20 02:00 | 0 | 0 | 35584 | 0 | 634 | 0 | 3 | 30000 | 3 | 0 | 30000 | 138605.544 | 19 | 6750 | 2653.0253 | 141.8919 | 23250 | 149458.2046 | 30000 | 0 | 119458.2046 | 119458.2046 | 0 | 6750 | 0 | 0 | 0 | 0 | 0
2022-08-20 03:00 | 0 | 0 | 35584 | 0 | 634 | 0 | 3 | 30000 | 3 | 0 | 30000 | 108605.544 | 19 | 6750 | 2653.0253 | 141.8919 | 23250 | 149458.2046 | 30000 | 0 | 119458.2046 | 119458.2046 | 0 | 6750 | 0 | 0 | 0 | 0 | 0
2022-08-20 04:00 | 0 | 0 | 35584 | 0 | 634 | 0 | 3 | 30000 | 3 | 0 | 30000 | 78605.544 | 19 | 6750 | 2653.0253 | 141.8919 | 23250 | 149458.2046 | 30000 | 0 | 119458.2046 | 119458.2046 | 0 | 6750 | 0 | 0 | 0 | 0 | 0
2022-08-20 05:00 | 0 | 0 | 35584 | 0 | 634 | 0 | 3 | 30000 | 3 | 0 | 30000 | 48605.544 | 19 | 6750 | 2653.0253 | 141.8919 | 23250 | 149458.2046 | 30000 | 0 | 119458.2046 | 119458.2046 | 0 | 6750 | 0 | 0 | 0 | 0 | 0
2022-08-20 06:00 | 0.06868 | 0.10749 | 35584 | 2370.5918 | 634 | 11394.456 | 3 | 30000 | 3 | 0 | 18605.544 | 18605.544 | 19 | 9120.5869 | 2653.0253 | 191.724 | 23250 | 149458.2046 | 32370.5869 | 0 | 117087.6178 | 117087.6178 | 0 | 9120.5869 | 0 | 0 | 0 | 0 | 0
2022-08-20 07:00 | 0.26058 | 0.38229 | 35584 | 8994.3044 | 634 | 40524.575 | 3 | 23755.7146 | 2.3756 | 0 | 0 | 0 | 19 | 9500 | 2653.0253 | 199.6997 | 23250 | 149458.2046 | 32750 | 0 | 116708.2046 | 116708.2046 | 8994.2854 | 505.7146 | 0 | 0 | 0 | 0 | 0
2022-08-20 08:00 | 0.48398 | 0.56936 | 35584 | 16705.286 | 634 | 60354.8929 | 3 | 16044.7492 | 1.6045 | 0 | 0 | 0 | 19 | 9500 | 2653.0253 | 199.6997 | 23250 | 149458.2046 | 32750 | 0 | 116708.2046 | 116708.2046 | 9500 | 0 | 0 | 0 | 0 | 0 | 0
2022-08-20 09:00 | 0.6887 | 0.6824 | 35584 | 23771.4998 | 634 | 72337.6755 | 3 | 8978.5503 | 0.89786 | 0 | 0 | 0 | 19 | 9500 | 2653.0253 | 199.6997 | 23250 | 149458.2046 | 32750 | 0 | 116708.2046 | 116708.2046 | 9500 | 0 | 0 | 0 | 0 | 0 | 0
2022-08-20 10:00 | 0.84955 | 0.74657 | 35584 | 29323.4756 | 634 | 79140.0035 | 3 | 3426.5862 | 0.34266 | 0 | 0 | 0 | 19 | 9500 | 2653.0253 | 199.6997 | 23250 | 149458.2046 | 32750 | 0 | 116708.2046 | 116708.2046 | 9500 | 0 | 0 | 0 | 0 | 0 | 0
2022-08-20 11:00 | 0.94983 | 0.79319 | 35584 | 32784.7882 | 634 | 84081.9473 | 3 | 0 | 0 | 0 | 0 | 0 | 19 | 9500 | 2653.0253 | 199.6997 | 23250 | 149458.2046 | 32750 | 0 | 116708.2046 | 116708.2046 | 9500 | 0 | 0 | 0 | 0 | 0 | 0
2022-08-20 12:00 | 0.96705 | 0.75184 | 35584 | 33379.162 | 634 | 79698.6488 | 3 | 0 | 0 | 67905.7909 | 0 | 0 | 19 | 9500 | 2653.0253 | 199.6997 | 23250 | 149458.2046 | 32750 | 0 | 116708.2046 | 116708.2046 | 9500 | 0 | 0 | 0 | 0 | 0 | 0
2022-08-20 13:00 | 0.9339 | 0.76723 | 35584 | 32234.9407 | 634 | 81330.0627 | 3 | 515.1272 | 0.051513 | 80814.9355 | 0 | 67905.7909 | 19 | 9500 | 2653.0253 | 199.6997 | 23250 | 149458.2046 | 32750 | 0 | 116708.2046 | 116708.2046 | 8984.8728 | 515.1272 | 0 | 0 | 0 | 0 | 0
2022-08-20 14:00 | 0.83208 | 0.75037 | 35584 | 28720.4727 | 634 | 79542.8218 | 3 | 4029.5878 | 0.40296 | 75513.234 | 0 | 148720.7264 | 19 | 9500 | 2653.0253 | 199.6997 | 23250 | 149458.2046 | 32750 | 0 | 116708.2046 | 116708.2046 | 5470.4122 | 4029.5878 | 0 | 0 | 0 | 0 | 0
2022-08-20 15:00 | 0.6712 | 0.71567 | 35584 | 23167.4614 | 634 | 75864.4552 | 3 | 9582.5874 | 0.95826 | 66281.8678 | 0 | 224233.9604 | 19 | 9500 | 2653.0253 | 199.6997 | 23250 | 149458.2046 | 32750 | 0 | 116708.2046 | 116708.2046 | 9500 | 0 | 0 | 0 | 0 | 0 | 0
2022-08-20 16:00 | 0.4653 | 0.6182 | 35584 | 16060.5181 | 634 | 65532.1674 | 3 | 16689.5157 | 1.669 | 48842.6517 | 0 | 290515.8282 | 19 | 9500 | 2653.0253 | 199.6997 | 23250 | 149458.2046 | 32750 | 0 | 116708.2046 | 116708.2046 | 9500 | 0 | 0 | 0 | 0 | 0 | 0
2022-08-20 17:00 | 0.24043 | 0.44754 | 35584 | 8298.7973 | 634 | 47441.3882 | 3 | 24451.2202 | 2.4451 | 22990.168 | 0 | 339358.4799 | 19 | 9500 | 2653.0253 | 199.6997 | 23250 | 149458.2046 | 32750 | 0 | 116708.2046 | 116708.2046 | 8298.7798 | 1201.2202 | 0 | 0 | 0 | 0 | 0
2022-08-20 18:00 | 0.0474 | 0.10398 | 35584 | 1636.0812 | 634 | 11022.3791 | 3 | 30000 | 3 | 0 | 18977.6209 | 362348.6479 | 19 | 8386.0777 | 2653.0253 | 176.2839 | 23250 | 149458.2046 | 31636.0777 | 0 | 117822.1269 | 117822.1269 | 1636.0777 | 6750 | 0 | 0 | 0 | 0 | 0
2022-08-20 19:00 | 0 | 0 | 35584 | 0 | 634 | 0 | 3 | 30000 | 3 | 0 | 30000 | 343371.027 | 19 | 6750 | 2653.0253 | 141.8919 | 23250 | 149458.2046 | 30000 | 0 | 119458.2046 | 119458.2046 | 0 | 6750 | 0 | 0 | 0 | 0 | 0
2022-08-20 20:00 | 0 | 0 | 35584 | 0 | 634 | 0 | 3 | 30000 | 3 | 0 | 30000 | 313371.027 | 19 | 6750 | 2653.0253 | 141.8919 | 23250 | 149458.2046 | 30000 | 0 | 119458.2046 | 119458.2046 | 0 | 6750 | 0 | 0 | 0 | 0 | 0
2022-08-20 21:00 | 0 | 0 | 35584 | 0 | 634 | 0 | 3 | 30000 | 3 | 0 | 30000 | 283371.027 | 19 | 6750 | 2653.0253 | 141.8919 | 23250 | 149458.2046 | 30000 | 0 | 119458.2046 | 119458.2046 | 0 | 6750 | 0 | 0 | 0 | 0 | 0
2022-08-20 22:00 | 0 | 0 | 35584 | 0 | 634 | 0 | 3 | 30000 | 3 | 0 | 30000 | 253371.027 | 19 | 6750 | 2653.0253 | 141.8919 | 23250 | 149458.2046 | 30000 | 0 | 119458.2046 | 119458.2046 | 0 | 6750 | 0 | 0 | 0 | 0 | 0
2022-08-20 23:00 | 0 | 0 | 35584 | 0 | 634 | 0 | 3 | 30000 | 3 | 0 | 30000 | 223371.027 | 19 | 6750 | 2653.0253 | 141.8919 | 23250 | 149458.2046 | 30000 | 0 | 119458.2046 | 119458.2046 | 0 | 6750 | 0 | 0 | 0 | 0 | 0
2022-08-21 | 0 | 0 | 35584 | 0 | 634 | 0 | 3 | 30000 | 3 | 0 | 30000 | 193371.027 | 19 | 6208.3333 | 2653.0253 | 130.5055 | 23791.6667 | 149999.8713 | 30000 | 0 | 119999.8713 | 119999.8713 | 0 | 6208.3333 | 0 | 0 | 0 | 0 | 0
2022-08-21 01:00 | 0 | 0 | 35584 | 0 | 634 | 0 | 3 | 30000 | 3 | 0 | 30000 | 163371.027 | 19 | 6208.3333 | 2653.0253 | 130.5055 | 23791.6667 | 149999.8713 | 30000 | 0 | 119999.8713 | 119999.8713 | 0 | 6208.3333 | 0 | 0 | 0 | 0 | 0
2022-08-21 02:00 | 0 | 0 | 35584 | 0 | 634 | 0 | 3 | 30000 | 3 | 0 | 30000 | 133371.027 | 19 | 6208.3333 | 2653.0253 | 130.5055 | 23791.6667 | 149999.8713 | 30000 | 0 | 119999.8713 | 119999.8713 | 0 | 6208.3333 | 0 | 0 | 0 | 0 | 0
2022-08-21 03:00 | 0 | 0 | 35584 | 0 | 634 | 0 | 3 | 30000 | 3 | 0 | 30000 | 103371.027 | 19 | 6208.3333 | 2653.0253 | 130.5055 | 23791.6667 | 149999.8713 | 30000 | 0 | 119999.8713 | 119999.8713 | 0 | 6208.3333 | 0 | 0 | 0 | 0 | 0
2022-08-21 04:00 | 0 | 0 | 35584 | 0 | 634 | 0 | 3 | 30000 | 3 | 0 | 30000 | 73371.027 | 19 | 6208.3333 | 2653.0253 | 130.5055 | 23791.6667 | 149999.8713 | 30000 | 0 | 119999.8713 | 119999.8713 | 0 | 6208.3333 | 0 | 0 | 0 | 0 | 0
2022-08-21 05:00 | 0 | 0 | 35584 | 0 | 634 | 0 | 3 | 30000 | 3 | 0 | 30000 | 43371.027 | 19 | 6208.3333 | 2653.0253 | 130.5055 | 23791.6667 | 149999.8713 | 30000 | 0 | 119999.8713 | 119999.8713 | 0 | 6208.3333 | 0 | 0 | 0 | 0 | 0
2022-08-21 06:00 | 0.0696 | 0.15687 | 35584 | 2402.347 | 634 | 16628.973 | 3 | 30000 | 3 | 0 | 13371.027 | 13371.027 | 19 | 8610.6753 | 2653.0253 | 181.0052 | 23791.6667 | 149999.8713 | 32402.342 | 0 | 117597.5293 | 117597.5293 | 2402.342 | 6208.3333 | 0 | 0 | 0 | 0 | 0
2022-08-21 07:00 | 0.2682 | 0.48641 | 35584 | 9257.3199 | 634 | 51561.7948 | 3 | 24034.3662 | 2.4034 | 0 | 0 | 0 | 19 | 9500 | 2653.0253 | 199.6997 | 23791.6667 | 149999.8713 | 33291.6667 | 0 | 116708.2046 | 116708.2046 | 9257.3004 | 242.6996 | 0 | 0 | 0 | 0 | 0
2022-08-21 08:00 | 0.49177 | 0.64611 | 35584 | 16974.1694 | 634 | 68490.7613 | 3 | 16317.533 | 1.6318 | 0 | 0 | 0 | 19 | 9500 | 2653.0253 | 199.6997 | 23791.6667 | 149999.8713 | 33291.6667 | 0 | 116708.2046 | 116708.2046 | 0 | 9500 | 0 | 0 | 0 | 0 | 0
2022-08-21 09:00 | 0.69428 | 0.74595 | 35584 | 23964.1017 | 634 | 79074.2806 | 3 | 9327.6154 | 0.93276 | 0 | 0 | 0 | 19 | 9500 | 2653.0253 | 199.6997 | 23791.6667 | 149999.8713 | 33291.6667 | 0 | 116708.2046 | 116708.2046 | 172.3846 | 9327.6154 | 0 | 0 | 0 | 0 | 0
2022-08-21 10:00 | 0.85083 | 0.80705 | 35584 | 29367.6567 | 634 | 85551.1738 | 3 | 3924.0718 | 0.39241 | 0 | 0 | 0 | 19 | 9500 | 2653.0253 | 199.6997 | 23791.6667 | 149999.8713 | 33291.6667 | 0 | 116708.2046 | 116708.2046 | 9500 | 0 | 0 | 0 | 0 | 0 | 0
2022-08-21 11:00 | 0.94785 | 0.83736 | 35584 | 32716.4456 | 634 | 88764.1793 | 3 | 575.29 | 0.057529 | 0 | 0 | 0 | 19 | 9500 | 2653.0253 | 199.6997 | 23791.6667 | 149999.8713 | 33291.6667 | 0 | 116708.2046 | 116708.2046 | 9500 | 0 | 0 | 0 | 0 | 0 | 0
2022-08-21 12:00 | 0.966 | 0.80923 | 35584 | 33342.9197 | 634 | 85782.2643 | 3 | 0 | 0 | 71229.4238 | 0 | 0 | 19 | 9500 | 2653.0253 | 199.6997 | 23791.6667 | 149999.8713 | 33291.6667 | 0 | 116708.2046 | 116708.2046 | 9500 | 0 | 0 | 0 | 0 | 0 | 0
2022-08-21 13:00 | 0.92808 | 0.80736 | 35584 | 32034.0548 | 634 | 85584.0353 | 3 | 1257.6794 | 0.12577 | 84326.356 | 0 | 71229.4238 | 19 | 9500 | 2653.0253 | 199.6997 | 23791.6667 | 149999.8713 | 33291.6667 | 0 | 116708.2046 | 116708.2046 | 9500 | 0 | 0 | 0 | 0 | 0 | 0
2022-08-21 14:00 | 0.8224 | 0.7707 | 35584 | 28386.3532 | 634 | 81697.8994 | 3 | 4905.3733 | 0.49054 | 76792.5261 | 0 | 155555.7798 | 19 | 9500 | 2653.0253 | 199.6997 | 23791.6667 | 149999.8713 | 33291.6667 | 0 | 116708.2046 | 116708.2046 | 4594.6267 | 4905.3733 | 0 | 0 | 0 | 0 | 0
2022-08-21 15:00 | 0.65817 | 0.71778 | 35584 | 22717.7116 | 634 | 76088.1253 | 3 | 10574.0029 | 1.0574 | 65514.1225 | 0 | 232348.3059 | 19 | 9500 | 2653.0253 | 199.6997 | 23791.6667 | 149999.8713 | 33291.6667 | 0 | 116708.2046 | 116708.2046 | 9500 | 0 | 0 | 0 | 0 | 0 | 0
2022-08-21 16:00 | 0.45138 | 0.60798 | 35584 | 15580.0487 | 634 | 64448.7983 | 3 | 17711.6507 | 1.7712 | 46737.1476 | 0 | 297862.4283 | 19 | 9500 | 2653.0253 | 199.6997 | 23791.6667 | 149999.8713 | 33291.6667 | 0 | 116708.2046 | 116708.2046 | 9500 | 0 | 0 | 0 | 0 | 0 | 0
2022-08-21 17:00 | 0.2282 | 0.42149 | 35584 | 7876.6607 | 634 | 44679.9632 | 3 | 25415.0225 | 2.5415 | 19264.9406 | 0 | 344599.5759 | 19 | 9500 | 2653.0253 | 199.6997 | 23791.6667 | 149999.8713 | 33291.6667 | 0 | 116708.2046 | 116708.2046 | 7876.6442 | 1623.3558 | 0 | 0 | 0 | 0 | 0
2022-08-21 18:00 | 0.04285 | 0.0948 | 35584 | 1479.0312 | 634 | 10049.255 | 3 | 30000 | 3 | 0 | 19950.745 | 363864.5166 | 19 | 7687.3614 | 2653.0253 | 161.5962 | 23791.6667 | 149999.8713 | 31479.0281 | 0 | 118520.8432 | 118520.8432 | 1479.0281 | 6208.3333 | 0 | 0 | 0 | 0 | 0
2022-08-21 19:00 | 0 | 0 | 35584 | 0 | 634 | 0 | 3 | 30000 | 3 | 0 | 30000 | 343913.7716 | 19 | 6208.3333 | 2653.0253 | 130.5055 | 23791.6667 | 149999.8713 | 30000 | 0 | 119999.8713 | 119999.8713 | 0 | 6208.3333 | 0 | 0 | 0 | 0 | 0
2022-08-21 20:00 | 0 | 0 | 35584 | 0 | 634 | 0 | 3 | 30000 | 3 | 0 | 30000 | 313913.7716 | 19 | 6208.3333 | 2653.0253 | 130.5055 | 23791.6667 | 149999.8713 | 30000 | 0 | 119999.8713 | 119999.8713 | 0 | 6208.3333 | 0 | 0 | 0 | 0 | 0
2022-08-21 21:00 | 0 | 0 | 35584 | 0 | 634 | 0 | 3 | 30000 | 3 | 0 | 30000 | 283913.7716 | 19 | 6208.3333 | 2653.0253 | 130.5055 | 23791.6667 | 149999.8713 | 30000 | 0 | 119999.8713 | 119999.8713 | 0 | 6208.3333 | 0 | 0 | 0 | 0 | 0
2022-08-21 22:00 | 0 | 0 | 35584 | 0 | 634 | 0 | 3 | 30000 | 3 | 0 | 30000 | 253913.7716 | 19 | 6208.3333 | 2653.0253 | 130.5055 | 23791.6667 | 149999.8713 | 30000 | 0 | 119999.8713 | 119999.8713 | 0 | 6208.3333 | 0 | 0 | 0 | 0 | 0
2022-08-21 23:00 | 0 | 0 | 35584 | 0 | 634 | 0 | 3 | 30000 | 3 | 0 | 30000 | 223913.7716 | 19 | 6208.3333 | 2653.0253 | 130.5055 | 23791.6667 | 149999.8713 | 30000 | 0 | 119999.8713 | 119999.8713 | 0 | 6208.3333 | 0 | 0 | 0 | 0 | 0
2022-08-22 | 0 | 0 | 35584 | 0 | 634 | 0 | 3 | 30000 | 3 | 0 | 30000 | 193913.7716 | 19 | 6750 | 2653.0253 | 141.8919 | 23250 | 149458.2046 | 30000 | 0 | 119458.2046 | 119458.2046 | 0 | 6750 | 0 | 0 | 0 | 0 | 0
2022-08-22 01:00 | 0 | 0 | 35584 | 0 | 634 | 0 | 3 | 30000 | 3 | 0 | 30000 | 163913.7716 | 19 | 6750 | 2653.0253 | 141.8919 | 23250 | 149458.2046 | 30000 | 0 | 119458.2046 | 119458.2046 | 0 | 6750 | 0 | 0 | 0 | 0 | 0
2022-08-22 02:00 | 0 | 0 | 35584 | 0 | 634 | 0 | 3 | 30000 | 3 | 0 | 30000 | 133913.7716 | 19 | 6750 | 2653.0253 | 141.8919 | 23250 | 149458.2046 | 30000 | 0 | 119458.2046 | 119458.2046 | 0 | 6750 | 0 | 0 | 0 | 0 | 0
2022-08-22 03:00 | 0 | 0 | 35584 | 0 | 634 | 0 | 3 | 30000 | 3 | 0 | 30000 | 103913.7716 | 19 | 6750 | 2653.0253 | 141.8919 | 23250 | 149458.2046 | 30000 | 0 | 119458.2046 | 119458.2046 | 0 | 6750 | 0 | 0 | 0 | 0 | 0
2022-08-22 04:00 | 0 | 0 | 35584 | 0 | 634 | 0 | 3 | 30000 | 3 | 0 | 30000 | 73913.7716 | 19 | 6750 | 2653.0253 | 141.8919 | 23250 | 149458.2046 | 30000 | 0 | 119458.2046 | 119458.2046 | 0 | 6750 | 0 | 0 | 0 | 0 | 0
2022-08-22 05:00 | 0 | 0 | 35584 | 0 | 634 | 0 | 3 | 30000 | 3 | 0 | 30000 | 43913.7716 | 19 | 6750 | 2653.0253 | 141.8919 | 23250 | 149458.2046 | 30000 | 0 | 119458.2046 | 119458.2046 | 0 | 6750 | 0 | 0 | 0 | 0 | 0
2022-08-22 06:00 | 0.0674 | 0.15175 | 35584 | 2326.4108 | 634 | 16086.2284 | 3 | 30000 | 3 | 0 | 13913.7716 | 13913.7716 | 19 | 9076.4059 | 2653.0253 | 190.7953 | 23250 | 149458.2046 | 32326.4059 | 0 | 117131.7988 | 117131.7988 | 0 | 9076.4059 | 0 | 0 | 0 | 0 | 0
2022-08-22 07:00 | 0.26325 | 0.46962 | 35584 | 9086.4634 | 634 | 49781.9742 | 3 | 23663.5558 | 2.3664 | 0 | 0 | 0 | 19 | 9500 | 2653.0253 | 199.6997 | 23250 | 149458.2046 | 32750 | 0 | 116708.2046 | 116708.2046 | 9086.4442 | 413.5558 | 0 | 0 | 0 | 0 | 0
2022-08-22 08:00 | 0.48652 | 0.63688 | 35584 | 16792.9578 | 634 | 67512.337 | 3 | 15957.0775 | 1.5957 | 0 | 0 | 0 | 19 | 9500 | 2653.0253 | 199.6997 | 23250 | 149458.2046 | 32750 | 0 | 116708.2046 | 116708.2046 | 0 | 9500 | 0 | 0 | 0 | 0 | 0
2022-08-22 09:00 | 0.6897 | 0.73966 | 35584 | 23806.0163 | 634 | 78407.5104 | 3 | 8944.0339 | 0.8944 | 0 | 0 | 0 | 19 | 9500 | 2653.0253 | 199.6997 | 23250 | 149458.2046 | 32750 | 0 | 116708.2046 | 116708.2046 | 9500 | 0 | 0 | 0 | 0 | 0 | 0
2022-08-22 10:00 | 0.8476 | 0.80422 | 35584 | 29256.1684 | 634 | 85251.1803 | 3 | 3493.8931 | 0.34939 | 0 | 0 | 0 | 19 | 9500 | 2653.0253 | 199.6997 | 23250 | 149458.2046 | 32750 | 0 | 116708.2046 | 116708.2046 | 6006.1069 | 3493.8931 | 0 | 0 | 0 | 0 | 0
2022-08-22 11:00 | 0.94553 | 0.8369 | 35584 | 32636.3673 | 634 | 88715.4171 | 3 | 113.7014 | 0.01137 | 0 | 0 | 0 | 19 | 9500 | 2653.0253 | 199.6997 | 23250 | 149458.2046 | 32750 | 0 | 116708.2046 | 116708.2046 | 9500 | 0 | 0 | 0 | 0 | 0 | 0
2022-08-22 12:00 | 0.9797 | 0.86881 | 35584 | 33815.7955 | 634 | 92098.0303 | 3 | 0 | 0 | 26795.2501 | 0 | 0 | 19 | 9500 | 2653.0253 | 199.6997 | 23250 | 149458.2046 | 32750 | 0 | 116708.2046 | 116708.2046 | 9500 | 0 | 0 | 0 | 0 | 0 | 0
2022-08-22 13:00 | 0.94142 | 0.86337 | 35584 | 32494.5046 | 634 | 91521.3642 | 3 | 255.5638 | 0.025556 | 91265.8004 | 0 | 26795.2501 | 19 | 9500 | 2653.0253 | 199.6997 | 23250 | 149458.2046 | 32750 | 0 | 116708.2046 | 116708.2046 | 9500 | 0 | 0 | 0 | 0 | 0 | 0
2022-08-22 14:00 | 0.83667 | 0.83221 | 35584 | 28878.9033 | 634 | 88218.2546 | 3 | 3871.1575 | 0.38712 | 84347.0971 | 0 | 118061.0505 | 19 | 9500 | 2653.0253 | 199.6997 | 23250 | 149458.2046 | 32750 | 0 | 116708.2046 | 116708.2046 | 5628.8425 | 3871.1575 | 0 | 0 | 0 | 0 | 0
2022-08-22 15:00 | 0.67375 | 0.78211 | 35584 | 23255.4784 | 634 | 82907.4141 | 3 | 9494.5706 | 0.94946 | 73412.8436 | 0 | 202408.1476 | 19 | 9500 | 2653.0253 | 199.6997 | 23250 | 149458.2046 | 32750 | 0 | 116708.2046 | 116708.2046 | 9500 | 0 | 0 | 0 | 0 | 0 | 0
2022-08-22 16:00 | 0.46738 | 0.67853 | 35584 | 16132.3124 | 634 | 71927.4369 | 3 | 16617.7215 | 1.6618 | 55309.7154 | 0 | 275820.9912 | 19 | 9500 | 2653.0253 | 199.6997 | 23250 | 149458.2046 | 32750 | 0 | 116708.2046 | 116708.2046 | 0 | 9500 | 0 | 0 | 0 | 0 | 0
2022-08-22 17:00 | 0.24082 | 0.49324 | 35584 | 8312.2587 | 634 | 52285.8076 | 3 | 24437.7588 | 2.4438 | 27848.0488 | 0 | 331130.7066 | 19 | 9500 | 2653.0253 | 199.6997 | 23250 | 149458.2046 | 32750 | 0 | 116708.2046 | 116708.2046 | 8312.2412 | 1187.7588 | 0 | 0 | 0 | 0 | 0
2022-08-22 18:00 | 0.04492 | 0.11677 | 35584 | 1550.4803 | 634 | 12378.1805 | 3 | 30000 | 3 | 0 | 17621.8195 | 358978.7553 | 19 | 8300.477 | 2653.0253 | 174.4845 | 23250 | 149458.2046 | 31550.477 | 0 | 117907.7276 | 117907.7276 | 1550.477 | 6750 | 0 | 0 | 0 | 0 | 0
2022-08-22 19:00 | 0 | 0 | 35584 | 0 | 634 | 0 | 3 | 30000 | 3 | 0 | 30000 | 341356.9358 | 19 | 6750 | 2653.0253 | 141.8919 | 23250 | 149458.2046 | 30000 | 0 | 119458.2046 | 119458.2046 | 0 | 6750 | 0 | 0 | 0 | 0 | 0
2022-08-22 20:00 | 0 | 0 | 35584 | 0 | 634 | 0 | 3 | 30000 | 3 | 0 | 30000 | 311356.9358 | 19 | 6750 | 2653.0253 | 141.8919 | 23250 | 149458.2046 | 30000 | 0 | 119458.2046 | 119458.2046 | 0 | 6750 | 0 | 0 | 0 | 0 | 0
2022-08-22 21:00 | 0 | 0 | 35584 | 0 | 634 | 0 | 3 | 30000 | 3 | 0 | 30000 | 281356.9358 | 19 | 6750 | 2653.0253 | 141.8919 | 23250 | 149458.2046 | 30000 | 0 | 119458.2046 | 119458.2046 | 0 | 6750 | 0 | 0 | 0 | 0 | 0
2022-08-22 22:00 | 0 | 0 | 35584 | 0 | 634 | 0 | 3 | 30000 | 3 | 0 | 30000 | 251356.9358 | 19 | 6750 | 2653.0253 | 141.8919 | 23250 | 149458.2046 | 30000 | 0 | 119458.2046 | 119458.2046 | 0 | 6750 | 0 | 0 | 0 | 0 | 0
2022-08-22 23:00 | 0 | 0 | 35584 | 0 | 634 | 0 | 3 | 30000 | 3 | 0 | 30000 | 221356.9358 | 19 | 6750 | 2653.0253 | 141.8919 | 23250 | 149458.2046 | 30000 | 0 | 119458.2046 | 119458.2046 | 0 | 6750 | 0 | 0 | 0 | 0 | 0
2022-08-23 | 0 | 0 | 35584 | 0 | 634 | 0 | 3 | 30000 | 3 | 0 | 30000 | 191356.9358 | 19 | 5958.3333 | 2653.0253 | 125.2503 | 24041.6667 | 150249.8713 | 30000 | 0 | 120249.8713 | 120249.8713 | 0 | 5958.3333 | 0 | 0 | 0 | 0 | 0
2022-08-23 01:00 | 0 | 0 | 35584 | 0 | 634 | 0 | 3 | 30000 | 3 | 0 | 30000 | 161356.9358 | 19 | 5958.3333 | 2653.0253 | 125.2503 | 24041.6667 | 150249.8713 | 30000 | 0 | 120249.8713 | 120249.8713 | 0 | 5958.3333 | 0 | 0 | 0 | 0 | 0
2022-08-23 02:00 | 0 | 0 | 35584 | 0 | 634 | 0 | 3 | 30000 | 3 | 0 | 30000 | 131356.9358 | 19 | 5958.3333 | 2653.0253 | 125.2503 | 24041.6667 | 150249.8713 | 30000 | 0 | 120249.8713 | 120249.8713 | 0 | 5958.3333 | 0 | 0 | 0 | 0 | 0
2022-08-23 03:00 | 0 | 0 | 35584 | 0 | 634 | 0 | 3 | 30000 | 3 | 0 | 30000 | 101356.9358 | 19 | 5958.3333 | 2653.0253 | 125.2503 | 24041.6667 | 150249.8713 | 30000 | 0 | 120249.8713 | 120249.8713 | 0 | 5958.3333 | 0 | 0 | 0 | 0 | 0
2022-08-23 04:00 | 0 | 0 | 35584 | 0 | 634 | 0 | 3 | 30000 | 3 | 0 | 30000 | 71356.9358 | 19 | 5958.3333 | 2653.0253 | 125.2503 | 24041.6667 | 150249.8713 | 30000 | 0 | 120249.8713 | 120249.8713 | 0 | 5958.3333 | 0 | 0 | 0 | 0 | 0
2022-08-23 05:00 | 0 | 0 | 35584 | 0 | 634 | 0 | 3 | 30000 | 3 | 0 | 30000 | 41356.9358 | 19 | 5958.3333 | 2653.0253 | 125.2503 | 24041.6667 | 150249.8713 | 30000 | 0 | 120249.8713 | 120249.8713 | 0 | 5958.3333 | 0 | 0 | 0 | 0 | 0
2022-08-23 06:00 | 0.07003 | 0.17587 | 35584 | 2417.1891 | 634 | 18643.0642 | 3 | 30000 | 3 | 0 | 11356.9358 | 11356.9358 | 19 | 8375.5173 | 2653.0253 | 176.0619 | 24041.6667 | 150249.8713 | 32417.184 | 0 | 117832.6873 | 117832.6873 | 2417.184 | 5958.3333 | 0 | 0 | 0 | 0 | 0
2022-08-23 07:00 | 0.277 | 0.51903 | 35584 | 9561.065 | 634 | 55019.6713 | 3 | 23980.6218 | 2.3981 | 0 | 0 | 0 | 19 | 9500 | 2653.0253 | 199.6997 | 24041.6667 | 150249.8713 | 33541.6667 | 0 | 116708.2046 | 116708.2046 | 0 | 9500 | 0 | 0 | 0 | 0 | 0
2022-08-23 08:00 | 0.50635 | 0.696 | 35584 | 17477.4196 | 634 | 73779.3408 | 3 | 16064.2838 | 1.6064 | 0 | 0 | 0 | 19 | 9500 | 2653.0253 | 199.6997 | 24041.6667 | 150249.8713 | 33541.6667 | 0 | 116708.2046 | 116708.2046 | 9500 | 0 | 0 | 0 | 0 | 0 | 0
2022-08-23 09:00 | 0.71435 | 0.81352 | 35584 | 24656.8475 | 634 | 86237.0249 | 3 | 8884.8711 | 0.88849 | 0 | 0 | 0 | 19 | 9500 | 2653.0253 | 199.6997 | 24041.6667 | 150249.8713 | 33541.6667 | 0 | 116708.2046 | 116708.2046 | 615.1289 | 8884.8711 | 0 | 0 | 0 | 0 | 0
2022-08-23 10:00 | 0.87597 | 0.86778 | 35584 | 30235.401 | 634 | 91988.8453 | 3 | 3306.3293 | 0.33063 | 3306.3293 | 3306.3293 | 0 | 19 | 9500 | 2653.0253 | 199.6997 | 24041.6667 | 150249.8713 | 33541.6667 | 0 | 116708.2046 | 116708.2046 | 9500 | 0 | 0 | 0 | 0 | 0 | 0
2022-08-23 11:00 | 0.97658 | 0.91444 | 35584 | 33708.104 | 634 | 96935.0293 | 3 | 0 | 0 | 0 | 0 | 0 | 19 | 9500 | 2653.0253 | 199.6997 | 24041.6667 | 150249.8713 | 33541.6667 | 0 | 116708.2046 | 116708.2046 | 9500 | 0 | 0 | 0 | 0 | 0 | 0
2022-08-23 12:00 | 0.99958 | 0.8957 | 35584 | 34501.9831 | 634 | 94948.4994 | 3 | 0 | 0 | 26669.8535 | 0 | 0 | 19 | 9500 | 2653.0253 | 199.6997 | 24041.6667 | 150249.8713 | 33541.6667 | 0 | 116708.2046 | 116708.2046 | 9500 | 0 | 0 | 0 | 0 | 0 | 0
2022-08-23 13:00 | 0.95875 | 0.88583 | 35584 | 33092.6752 | 634 | 93902.232 | 3 | 449.0611 | 0.044906 | 93453.1708 | 0 | 26669.8535 | 19 | 9500 | 2653.0253 | 199.6997 | 24041.6667 | 150249.8713 | 33541.6667 | 0 | 116708.2046 | 116708.2046 | 9050.9389 | 449.0611 | 0 | 0 | 0 | 0 | 0
2022-08-23 14:00 | 0.85085 | 0.85007 | 35584 | 29368.347 | 634 | 90111.5003 | 3 | 4173.3815 | 0.41734 | 85938.1188 | 0 | 120123.0244 | 19 | 9500 | 2653.0253 | 199.6997 | 24041.6667 | 150249.8713 | 33541.6667 | 0 | 116708.2046 | 116708.2046 | 5326.6185 | 4173.3815 | 0 | 0 | 0 | 0 | 0
2022-08-23 15:00 | 0.68367 | 0.79875 | 35584 | 23597.8819 | 634 | 84671.334 | 3 | 9943.8345 | 0.99438 | 74727.4995 | 0 | 206061.1432 | 19 | 9500 | 2653.0253 | 199.6997 | 24041.6667 | 150249.8713 | 33541.6667 | 0 | 116708.2046 | 116708.2046 | 0 | 9500 | 0 | 0 | 0 | 0 | 0
2022-08-23 16:00 | 0.47185 | 0.68032 | 35584 | 16286.6011 | 634 | 72117.1855 | 3 | 17255.0999 | 1.7255 | 54862.0857 | 0 | 280788.6427 | 19 | 9500 | 2653.0253 | 199.6997 | 24041.6667 | 150249.8713 | 33541.6667 | 0 | 116708.2046 | 116708.2046 | 9500 | 0 | 0 | 0 | 0 | 0 | 0
2022-08-23 17:00 | 0.24275 | 0.4899 | 35584 | 8378.8755 | 634 | 51931.7515 | 3 | 25162.8088 | 2.5163 | 26768.9427 | 0 | 335650.7284 | 19 | 9500 | 2653.0253 | 199.6997 | 24041.6667 | 150249.8713 | 33541.6667 | 0 | 116708.2046 | 116708.2046 | 8378.8579 | 1121.1421 | 0 | 0 | 0 | 0 | 0
2022-08-23 18:00 | 0.04265 | 0.09884 | 35584 | 1472.1279 | 634 | 10477.5144 | 3 | 30000 | 3 | 0 | 19522.4856 | 362419.6711 | 19 | 7430.4581 | 2653.0253 | 156.1958 | 24041.6667 | 150249.8713 | 31472.1248 | 0 | 118777.7465 | 118777.7465 | 1472.1248 | 5958.3333 | 0 | 0 | 0 | 0 | 0
2022-08-23 19:00 | 0 | 0 | 35584 | 0 | 634 | 0 | 3 | 30000 | 3 | 0 | 30000 | 342897.1856 | 19 | 5958.3333 | 2653.0253 | 125.2503 | 24041.6667 | 150249.8713 | 30000 | 0 | 120249.8713 | 120249.8713 | 0 | 5958.3333 | 0 | 0 | 0 | 0 | 0
2022-08-23 20:00 | 0 | 0 | 35584 | 0 | 634 | 0 | 3 | 30000 | 3 | 0 | 30000 | 312897.1856 | 19 | 5958.3333 | 2653.0253 | 125.2503 | 24041.6667 | 150249.8713 | 30000 | 0 | 120249.8713 | 120249.8713 | 0 | 5958.3333 | 0 | 0 | 0 | 0 | 0
2022-08-23 21:00 | 0 | 0 | 35584 | 0 | 634 | 0 | 3 | 30000 | 3 | 0 | 30000 | 282897.1856 | 19 | 5958.3333 | 2653.0253 | 125.2503 | 24041.6667 | 150249.8713 | 30000 | 0 | 120249.8713 | 120249.8713 | 0 | 5958.3333 | 0 | 0 | 0 | 0 | 0
2022-08-23 22:00 | 0 | 0 | 35584 | 0 | 634 | 0 | 3 | 30000 | 3 | 0 | 30000 | 252897.1856 | 19 | 5958.3333 | 2653.0253 | 125.2503 | 24041.6667 | 150249.8713 | 30000 | 0 | 120249.8713 | 120249.8713 | 0 | 5958.3333 | 0 | 0 | 0 | 0 | 0
2022-08-23 23:00 | 0 | 0 | 35584 | 0 | 634 | 0 | 3 | 30000 | 3 | 0 | 30000 | 222897.1856 | 19 | 5958.3333 | 2653.0253 | 125.2503 | 24041.6667 | 150249.8713 | 30000 | 0 | 120249.8713 | 120249.8713 | 0 | 5958.3333 | 0 | 0 | 0 | 0 | 0
2022-08-24 | 0 | 0 | 35584 | 0 | 634 | 0 | 3 | 30000 | 3 | 0 | 30000 | 192897.1856 | 19 | 6258.3333 | 2653.0253 | 131.5566 | 23741.6667 | 149949.8713 | 30000 | 0 | 119949.8713 | 119949.8713 | 0 | 6258.3333 | 0 | 0 | 0 | 0 | 0
2022-08-24 01:00 | 0 | 0 | 35584 | 0 | 634 | 0 | 3 | 30000 | 3 | 0 | 30000 | 162897.1856 | 19 | 6258.3333 | 2653.0253 | 131.5566 | 23741.6667 | 149949.8713 | 30000 | 0 | 119949.8713 | 119949.8713 | 0 | 6258.3333 | 0 | 0 | 0 | 0 | 0
2022-08-24 02:00 | 0 | 0 | 35584 | 0 | 634 | 0 | 3 | 30000 | 3 | 0 | 30000 | 132897.1856 | 19 | 6258.3333 | 2653.0253 | 131.5566 | 23741.6667 | 149949.8713 | 30000 | 0 | 119949.8713 | 119949.8713 | 0 | 6258.3333 | 0 | 0 | 0 | 0 | 0
2022-08-24 03:00 | 0 | 0 | 35584 | 0 | 634 | 0 | 3 | 30000 | 3 | 0 | 30000 | 102897.1856 | 19 | 6258.3333 | 2653.0253 | 131.5566 | 23741.6667 | 149949.8713 | 30000 | 0 | 119949.8713 | 119949.8713 | 0 | 6258.3333 | 0 | 0 | 0 | 0 | 0
2022-08-24 04:00 | 0 | 0 | 35584 | 0 | 634 | 0 | 3 | 30000 | 3 | 0 | 30000 | 72897.1856 | 19 | 6258.3333 | 2653.0253 | 131.5566 | 23741.6667 | 149949.8713 | 30000 | 0 | 119949.8713 | 119949.8713 | 0 | 6258.3333 | 0 | 0 | 0 | 0 | 0
2022-08-24 05:00 | 0 | 0 | 35584 | 0 | 634 | 0 | 3 | 30000 | 3 | 0 | 30000 | 42897.1856 | 19 | 6258.3333 | 2653.0253 | 131.5566 | 23741.6667 | 149949.8713 | 30000 | 0 | 119949.8713 | 119949.8713 | 0 | 6258.3333 | 0 | 0 | 0 | 0 | 0
2022-08-24 06:00 | 0.06882 | 0.16134 | 35584 | 2375.4242 | 634 | 17102.8144 | 3 | 30000 | 3 | 0 | 12897.1856 | 12897.1856 | 19 | 8633.7525 | 2653.0253 | 181.4903 | 23741.6667 | 149949.8713 | 32375.4192 | 0 | 117574.4521 | 117574.4521 | 2375.4192 | 6258.3333 | 0 | 0 | 0 | 0 | 0
2022-08-24 07:00 | 0.2755 | 0.52018 | 35584 | 9509.2902 | 634 | 55141.5769 | 3 | 23732.3964 | 2.3732 | 0 | 0 | 0 | 19 | 9500 | 2653.0253 | 199.6997 | 23741.6667 | 149949.8713 | 33241.6667 | 0 | 116708.2046 | 116708.2046 | 0 | 9500 | 0 | 0 | 0 | 0 | 0
2022-08-24 08:00 | 0.50242 | 0.68261 | 35584 | 17341.7699 | 634 | 72359.9365 | 3 | 15899.9333 | 1.59 | 0 | 0 | 0 | 19 | 9500 | 2653.0253 | 199.6997 | 23741.6667 | 149949.8713 | 33241.6667 | 0 | 116708.2046 | 116708.2046 | 9500 | 0 | 0 | 0 | 0 | 0 | 0
2022-08-24 09:00 | 0.70578 | 0.77742 | 35584 | 24361.0413 | 634 | 82410.2516 | 3 | 8880.6767 | 0.88807 | 0 | 0 | 0 | 19 | 9500 | 2653.0253 | 199.6997 | 23741.6667 | 149949.8713 | 33241.6667 | 0 | 116708.2046 | 116708.2046 | 9500 | 0 | 0 | 0 | 0 | 0 | 0
2022-08-24 10:00 | 0.86353 | 0.83633 | 35584 | 29806.016 | 634 | 88654.9944 | 3 | 3435.7134 | 0.34357 | 0 | 0 | 0 | 19 | 9500 | 2653.0253 | 199.6997 | 23741.6667 | 149949.8713 | 33241.6667 | 0 | 116708.2046 | 116708.2046 | 6064.2866 | 3435.7134 | 0 | 0 | 0 | 0 | 0
2022-08-24 11:00 | 0.95962 | 0.86722 | 35584 | 33122.7045 | 634 | 91929.4827 | 3 | 119.0319 | 0.011903 | 0 | 0 | 0 | 19 | 9500 | 2653.0253 | 199.6997 | 23741.6667 | 149949.8713 | 33241.6667 | 0 | 116708.2046 | 116708.2046 | 9380.9681 | 119.0319 | 0 | 0 | 0 | 0 | 0
2022-08-24 12:00 | 0.97633 | 0.82699 | 35584 | 33699.4749 | 634 | 87664.9096 | 3 | 0 | 0 | 65304.8193 | 0 | 0 | 19 | 9500 | 2653.0253 | 199.6997 | 23741.6667 | 149949.8713 | 33241.6667 | 0 | 116708.2046 | 116708.2046 | 9500 | 0 | 0 | 0 | 0 | 0 | 0
2022-08-24 13:00 | 0.93545 | 0.81768 | 35584 | 32288.4412 | 634 | 86678.0049 | 3 | 953.2934 | 0.095329 | 85724.7114 | 0 | 65304.8193 | 19 | 9500 | 2653.0253 | 199.6997 | 23741.6667 | 149949.8713 | 33241.6667 | 0 | 116708.2046 | 116708.2046 | 8546.7066 | 953.2934 | 0 | 0 | 0 | 0 | 0
2022-08-24 14:00 | 0.82717 | 0.78117 | 35584 | 28550.9968 | 634 | 82807.7696 | 3 | 4690.73 | 0.46907 | 78117.0396 | 0 | 151029.5307 | 19 | 9500 | 2653.0253 | 199.6997 | 23741.6667 | 149949.8713 | 33241.6667 | 0 | 116708.2046 | 116708.2046 | 4809.27 | 4690.73 | 0 | 0 | 0 | 0 | 0
2022-08-24 15:00 | 0.66003 | 0.72644 | 35584 | 22781.9123 | 634 | 77006.1269 | 3 | 10459.8023 | 1.046 | 66546.3246 | 0 | 229146.5703 | 19 | 9500 | 2653.0253 | 199.6997 | 23741.6667 | 149949.8713 | 33241.6667 | 0 | 116708.2046 | 116708.2046 | 0 | 9500 | 0 | 0 | 0 | 0 | 0
2022-08-24 16:00 | 0.45073 | 0.61023 | 35584 | 15557.613 | 634 | 64687.3091 | 3 | 17684.0864 | 1.7684 | 47003.2227 | 0 | 295692.8949 | 19 | 9500 | 2653.0253 | 199.6997 | 23741.6667 | 149949.8713 | 33241.6667 | 0 | 116708.2046 | 116708.2046 | 0 | 9500 | 0 | 0 | 0 | 0 | 0
2022-08-24 17:00 | 0.22673 | 0.41849 | 35584 | 7825.9215 | 634 | 44361.9488 | 3 | 25415.7616 | 2.5416 | 18946.1871 | 0 | 342696.1176 | 19 | 9500 | 2653.0253 | 199.6997 | 23741.6667 | 149949.8713 | 33241.6667 | 0 | 116708.2046 | 116708.2046 | 7825.905 | 1674.095 | 0 | 0 | 0 | 0 | 0
2022-08-24 18:00 | 0.0377 | 0.06606 | 35584 | 1301.2713 | 634 | 7002.6771 | 3 | 30000 | 3 | 0 | 22997.3229 | 361642.3047 | 19 | 7559.6019 | 2653.0253 | 158.9106 | 23741.6667 | 149949.8713 | 31301.2686 | 0 | 118648.6027 | 118648.6027 | 0 | 7559.6019 | 0 | 0 | 0 | 0 | 0
2022-08-24 19:00 | 0 | 0 | 35584 | 0 | 634 | 0 | 3 | 30000 | 3 | 0 | 30000 | 338644.9818 | 19 | 6258.3333 | 2653.0253 | 131.5566 | 23741.6667 | 149949.8713 | 30000 | 0 | 119949.8713 | 119949.8713 | 0 | 6258.3333 | 0 | 0 | 0 | 0 | 0
2022-08-24 20:00 | 0 | 0 | 35584 | 0 | 634 | 0 | 3 | 30000 | 3 | 0 | 30000 | 308644.9818 | 19 | 6258.3333 | 2653.0253 | 131.5566 | 23741.6667 | 149949.8713 | 30000 | 0 | 119949.8713 | 119949.8713 | 0 | 6258.3333 | 0 | 0 | 0 | 0 | 0
2022-08-24 21:00 | 0 | 0 | 35584 | 0 | 634 | 0 | 3 | 30000 | 3 | 0 | 30000 | 278644.9818 | 19 | 6258.3333 | 2653.0253 | 131.5566 | 23741.6667 | 149949.8713 | 30000 | 0 | 119949.8713 | 119949.8713 | 0 | 6258.3333 | 0 | 0 | 0 | 0 | 0
2022-08-24 22:00 | 0 | 0 | 35584 | 0 | 634 | 0 | 3 | 30000 | 3 | 0 | 30000 | 248644.9818 | 19 | 6258.3333 | 2653.0253 | 131.5566 | 23741.6667 | 149949.8713 | 30000 | 0 | 119949.8713 | 119949.8713 | 0 | 6258.3333 | 0 | 0 | 0 | 0 | 0
2022-08-24 23:00 | 0 | 0 | 35584 | 0 | 634 | 0 | 3 | 30000 | 3 | 0 | 30000 | 218644.9818 | 19 | 6258.3333 | 2653.0253 | 131.5566 | 23741.6667 | 149949.8713 | 30000 | 0 | 119949.8713 | 119949.8713 | 0 | 6258.3333 | 0 | 0 | 0 | 0 | 0
2022-08-25 | 0 | 0 | 35584 | 0 | 634 | 0 | 3 | 30000 | 3 | 0 | 30000 | 188644.9818 | 19 | 9120.8333 | 2653.0253 | 191.7292 | 20879.1667 | 147087.3713 | 30000 | 0 | 117087.3713 | 117087.3713 | 0 | 9120.8333 | 0 | 0 | 0 | 0 | 0
2022-08-25 01:00 | 0 | 0 | 35584 | 0 | 634 | 0 | 3 | 30000 | 3 | 0 | 30000 | 158644.9818 | 19 | 9120.8333 | 2653.0253 | 191.7292 | 20879.1667 | 147087.3713 | 30000 | 0 | 117087.3713 | 117087.3713 | 0 | 9120.8333 | 0 | 0 | 0 | 0 | 0
2022-08-25 02:00 | 0 | 0 | 35584 | 0 | 634 | 0 | 3 | 30000 | 3 | 0 | 30000 | 128644.9818 | 19 | 9120.8333 | 2653.0253 | 191.7292 | 20879.1667 | 147087.3713 | 30000 | 0 | 117087.3713 | 117087.3713 | 0 | 9120.8333 | 0 | 0 | 0 | 0 | 0
2022-08-25 03:00 | 0 | 0 | 35584 | 0 | 634 | 0 | 3 | 30000 | 3 | 0 | 30000 | 98644.9818 | 19 | 9120.8333 | 2653.0253 | 191.7292 | 20879.1667 | 147087.3713 | 30000 | 0 | 117087.3713 | 117087.3713 | 0 | 9120.8333 | 0 | 0 | 0 | 0 | 0
2022-08-25 04:00 | 0 | 0 | 35584 | 0 | 634 | 0 | 3 | 30000 | 3 | 0 | 30000 | 68644.9818 | 19 | 9120.8333 | 2653.0253 | 191.7292 | 20879.1667 | 147087.3713 | 30000 | 0 | 117087.3713 | 117087.3713 | 0 | 9120.8333 | 0 | 0 | 0 | 0 | 0
2022-08-25 05:00 | 0 | 0 | 35584 | 0 | 634 | 0 | 3 | 30000 | 3 | 0 | 30000 | 38644.9818 | 19 | 9120.8333 | 2653.0253 | 191.7292 | 20879.1667 | 147087.3713 | 30000 | 0 | 117087.3713 | 117087.3713 | 0 | 9120.8333 | 0 | 0 | 0 | 0 | 0
2022-08-25 06:00 | 0.06775 | 0.18297 | 35584 | 2338.4915 | 634 | 19395.6983 | 3 | 28040.6801 | 2.8041 | 0 | 8644.9818 | 8644.9818 | 19 | 9500 | 2653.0253 | 199.6997 | 20879.1667 | 147087.3713 | 30379.1667 | 0 | 116708.2046 | 116708.2046 | 2338.4866 | 7161.5134 | 0 | 0 | 0 | 0 | 0
2022-08-25 07:00 | 0.27608 | 0.54657 | 35584 | 9529.3098 | 634 | 57939.0435 | 3 | 20849.8769 | 2.085 | 0 | 0 | 0 | 19 | 9500 | 2653.0253 | 199.6997 | 20879.1667 | 147087.3713 | 30379.1667 | 0 | 116708.2046 | 116708.2046 | 0 | 9500 | 0 | 0 | 0 | 0 | 0
2022-08-25 08:00 | 0.50388 | 0.71431 | 35584 | 17392.1639 | 634 | 75720.2887 | 3 | 12987.0393 | 1.2987 | 0 | 0 | 0 | 19 | 9500 | 2653.0253 | 199.6997 | 20879.1667 | 147087.3713 | 30379.1667 | 0 | 116708.2046 | 116708.2046 | 9500 | 0 | 0 | 0 | 0 | 0 | 0
2022-08-25 09:00 | 0.70642 | 0.80894 | 35584 | 24383.1318 | 634 | 85751.5229 | 3 | 5996.0862 | 0.59961 | 0 | 0 | 0 | 19 | 9500 | 2653.0253 | 199.6997 | 20879.1667 | 147087.3713 | 30379.1667 | 0 | 116708.2046 | 116708.2046 | 9500 | 0 | 0 | 0 | 0 | 0 | 0
2022-08-25 10:00 | 0.8643 | 0.86925 | 35584 | 29832.5937 | 634 | 92144.6724 | 3 | 546.6358 | 0.054664 | 0 | 0 | 0 | 19 | 9500 | 2653.0253 | 199.6997 | 20879.1667 | 147087.3713 | 30379.1667 | 0 | 116708.2046 | 116708.2046 | 9500 | 0 | 0 | 0 | 0 | 0 | 0
2022-08-25 11:00 | 0.96205 | 0.90528 | 35584 | 33206.5796 | 634 | 95964.0253 | 3 | 0 | 0 | 26191.7893 | 0 | 0 | 19 | 9500 | 2653.0253 | 199.6997 | 20879.1667 | 147087.3713 | 30379.1667 | 0 | 116708.2046 | 116708.2046 | 9500 | 0 | 0 | 0 | 0 | 0 | 0
2022-08-25 12:00 | 0.96442 | 0.77308 | 35584 | 33288.3836 | 634 | 81950.1908 | 3 | 0 | 0 | 81950.1908 | 0 | 26191.7893 | 19 | 9500 | 2653.0253 | 199.6997 | 20879.1667 | 147087.3713 | 30379.1667 | 0 | 116708.2046 | 116708.2046 | 9500 | 0 | 0 | 0 | 0 | 0 | 0
2022-08-25 13:00 | 0.92475 | 0.75328 | 35584 | 31919.1149 | 634 | 79851.2957 | 3 | 0 | 0 | 79851.2957 | 0 | 108141.9801 | 19 | 9500 | 2653.0253 | 199.6997 | 20879.1667 | 147087.3713 | 30379.1667 | 0 | 116708.2046 | 116708.2046 | 9500 | 0 | 0 | 0 | 0 | 0 | 0
2022-08-25 14:00 | 0.81625 | 0.71467 | 35584 | 28174.0768 | 634 | 75758.4504 | 3 | 2205.1492 | 0.22051 | 73553.3012 | 0 | 187993.2758 | 19 | 9500 | 2653.0253 | 199.6997 | 20879.1667 | 147087.3713 | 30379.1667 | 0 | 116708.2046 | 116708.2046 | 7294.8508 | 2205.1492 | 0 | 0 | 0 | 0 | 0
2022-08-25 15:00 | 0.64745 | 0.65291 | 35584 | 22347.695 | 634 | 69211.594 | 3 | 8031.5187 | 0.80315 | 61180.0752 | 0 | 261546.577 | 19 | 9500 | 2653.0253 | 199.6997 | 20879.1667 | 147087.3713 | 30379.1667 | 0 | 116708.2046 | 116708.2046 | 1468.4813 | 8031.5187 | 0 | 0 | 0 | 0 | 0
2022-08-25 16:00 | 0.43617 | 0.52154 | 35584 | 15055.0531 | 634 | 55285.7434 | 3 | 15324.1453 | 1.5324 | 39961.5981 | 0 | 322726.6523 | 19 | 9500 | 2653.0253 | 199.6997 | 20879.1667 | 147087.3713 | 30379.1667 | 0 | 116708.2046 | 116708.2046 | 9500 | 0 | 0 | 0 | 0 | 0 | 0
2022-08-25 17:00 | 0.21525 | 0.33115 | 35584 | 7429.6723 | 634 | 35103.4895 | 3 | 22949.51 | 2.295 | 12153.9795 | 0 | 362688.2504 | 19 | 9500 | 2653.0253 | 199.6997 | 20879.1667 | 147087.3713 | 30379.1667 | 0 | 116708.2046 | 116708.2046 | 0 | 9500 | 0 | 0 | 0 | 0 | 0
2022-08-25 18:00 | 0.0339 | 0.03055 | 35584 | 1170.1087 | 634 | 3238.4466 | 3 | 29209.0605 | 2.9209 | 0 | 25970.6138 | 374842.2299 | 19 | 9500 | 2653.0253 | 199.6997 | 20879.1667 | 147087.3713 | 30379.1667 | 0 | 116708.2046 | 116708.2046 | 1170.1062 | 8329.8938 | 0 | 0 | 0 | 0 | 0
2022-08-25 19:00 | 0 | 0 | 35584 | 0 | 634 | 0 | 3 | 30000 | 3 | 0 | 30000 | 348871.6161 | 19 | 9120.8333 | 2653.0253 | 191.7292 | 20879.1667 | 147087.3713 | 30000 | 0 | 117087.3713 | 117087.3713 | 0 | 9120.8333 | 0 | 0 | 0 | 0 | 0
2022-08-25 20:00 | 0 | 0 | 35584 | 0 | 634 | 0 | 3 | 30000 | 3 | 0 | 30000 | 318871.6161 | 19 | 9120.8333 | 2653.0253 | 191.7292 | 20879.1667 | 147087.3713 | 30000 | 0 | 117087.3713 | 117087.3713 | 0 | 9120.8333 | 0 | 0 | 0 | 0 | 0
2022-08-25 21:00 | 0 | 0 | 35584 | 0 | 634 | 0 | 3 | 30000 | 3 | 0 | 30000 | 288871.6161 | 19 | 9120.8333 | 2653.0253 | 191.7292 | 20879.1667 | 147087.3713 | 30000 | 0 | 117087.3713 | 117087.3713 | 0 | 9120.8333 | 0 | 0 | 0 | 0 | 0
2022-08-25 22:00 | 0 | 0 | 35584 | 0 | 634 | 0 | 3 | 30000 | 3 | 0 | 30000 | 258871.6161 | 19 | 9120.8333 | 2653.0253 | 191.7292 | 20879.1667 | 147087.3713 | 30000 | 0 | 117087.3713 | 117087.3713 | 0 | 9120.8333 | 0 | 0 | 0 | 0 | 0
2022-08-25 23:00 | 0 | 0 | 35584 | 0 | 634 | 0 | 3 | 30000 | 3 | 0 | 30000 | 228871.6161 | 19 | 9120.8333 | 2653.0253 | 191.7292 | 20879.1667 | 147087.3713 | 30000 | 0 | 117087.3713 | 117087.3713 | 0 | 9120.8333 | 0 | 0 | 0 | 0 | 0
2022-08-26 | 0 | 0 | 35584 | 0 | 634 | 0 | 3 | 30000 | 3 | 0 | 30000 | 198871.6161 | 19 | 6750 | 2653.0253 | 141.8919 | 23250 | 149458.2046 | 30000 | 0 | 119458.2046 | 119458.2046 | 0 | 6750 | 0 | 0 | 0 | 0 | 0
2022-08-26 01:00 | 0 | 0 | 35584 | 0 | 634 | 0 | 3 | 30000 | 3 | 0 | 30000 | 168871.6161 | 19 | 6750 | 2653.0253 | 141.8919 | 23250 | 149458.2046 | 30000 | 0 | 119458.2046 | 119458.2046 | 0 | 6750 | 0 | 0 | 0 | 0 | 0
2022-08-26 02:00 | 0 | 0 | 35584 | 0 | 634 | 0 | 3 | 30000 | 3 | 0 | 30000 | 138871.6161 | 19 | 6750 | 2653.0253 | 141.8919 | 23250 | 149458.2046 | 30000 | 0 | 119458.2046 | 119458.2046 | 0 | 6750 | 0 | 0 | 0 | 0 | 0
2022-08-26 03:00 | 0 | 0 | 35584 | 0 | 634 | 0 | 3 | 30000 | 3 | 0 | 30000 | 108871.6161 | 19 | 6750 | 2653.0253 | 141.8919 | 23250 | 149458.2046 | 30000 | 0 | 119458.2046 | 119458.2046 | 0 | 6750 | 0 | 0 | 0 | 0 | 0
2022-08-26 04:00 | 0 | 0 | 35584 | 0 | 634 | 0 | 3 | 30000 | 3 | 0 | 30000 | 78871.6161 | 19 | 6750 | 2653.0253 | 141.8919 | 23250 | 149458.2046 | 30000 | 0 | 119458.2046 | 119458.2046 | 0 | 6750 | 0 | 0 | 0 | 0 | 0
2022-08-26 05:00 | 0 | 0 | 35584 | 0 | 634 | 0 | 3 | 30000 | 3 | 0 | 30000 | 48871.6161 | 19 | 6750 | 2653.0253 | 141.8919 | 23250 | 149458.2046 | 30000 | 0 | 119458.2046 | 119458.2046 | 0 | 6750 | 0 | 0 | 0 | 0 | 0
2022-08-26 06:00 | 0.0618 | 0.10498 | 35584 | 2133.1185 | 634 | 11128.3839 | 3 | 30000 | 3 | 0 | 18871.6161 | 18871.6161 | 19 | 8883.114 | 2653.0253 | 186.7321 | 23250 | 149458.2046 | 32133.114 | 0 | 117325.0907 | 117325.0907 | 2133.114 | 6750 | 0 | 0 | 0 | 0 | 0
2022-08-26 07:00 | 0.2586 | 0.41164 | 35584 | 8925.9617 | 634 | 43635.8159 | 3 | 23824.0571 | 2.3824 | 0 | 0 | 0 | 19 | 9500 | 2653.0253 | 199.6997 | 23250 | 149458.2046 | 32750 | 0 | 116708.2046 | 116708.2046 | 0 | 9500 | 0 | 0 | 0 | 0 | 0
2022-08-26 08:00 | 0.4843 | 0.58993 | 35584 | 16716.3313 | 634 | 62535.4117 | 3 | 16033.7039 | 1.6034 | 16033.7039 | 16033.7039 | 0 | 19 | 9500 | 2653.0253 | 199.6997 | 23250 | 149458.2046 | 32750 | 0 | 116708.2046 | 116708.2046 | 9500 | 0 | 0 | 0 | 0 | 0 | 0
2022-08-26 09:00 | 0.6884 | 0.69542 | 35584 | 23761.1448 | 634 | 73717.858 | 3 | 8988.9052 | 0.89889 | 0 | 0 | 0 | 19 | 9500 | 2653.0253 | 199.6997 | 23250 | 149458.2046 | 32750 | 0 | 116708.2046 | 116708.2046 | 511.0948 | 8988.9052 | 0 | 0 | 0 | 0 | 0
2022-08-26 10:00 | 0.84655 | 0.75762 | 35584 | 29219.9261 | 634 | 80311.3566 | 3 | 3530.1354 | 0.35301 | 0 | 0 | 0 | 19 | 9500 | 2653.0253 | 199.6997 | 23250 | 149458.2046 | 32750 | 0 | 116708.2046 | 116708.2046 | 5969.8646 | 3530.1354 | 0 | 0 | 0 | 0 | 0
2022-08-26 11:00 | 0.94325 | 0.79686 | 35584 | 32557.6698 | 634 | 84470.9849 | 3 | 192.3988 | 0.01924 | 68607.3219 | 0 | 0 | 19 | 9500 | 2653.0253 | 199.6997 | 23250 | 149458.2046 | 32750 | 0 | 116708.2046 | 116708.2046 | 9307.6012 | 192.3988 | 0 | 0 | 0 | 0 | 0
2022-08-26 12:00 | 0.95905 | 0.74019 | 35584 | 33103.0301 | 634 | 78463.6929 | 3 | 0 | 0 | 78463.6929 | 0 | 68607.3219 | 19 | 9500 | 2653.0253 | 199.6997 | 23250 | 149458.2046 | 32750 | 0 | 116708.2046 | 116708.2046 | 9500 | 0 | 0 | 0 | 0 | 0 | 0
2022-08-26 13:00 | 0.91595 | 0.72434 | 35584 | 31615.3699 | 634 | 76783.5168 | 3 | 1134.6967 | 0.11347 | 75648.8201 | 0 | 147071.0148 | 19 | 9500 | 2653.0253 | 199.6997 | 23250 | 149458.2046 | 32750 | 0 | 116708.2046 | 116708.2046 | 8365.3033 | 1134.6967 | 0 | 0 | 0 | 0 | 0
2022-08-26 14:00 | 0.80475 | 0.6833 | 35584 | 27777.1373 | 634 | 72433.0798 | 3 | 4972.9212 | 0.49729 | 67460.1586 | 0 | 222719.835 | 19 | 9500 | 2653.0253 | 199.6997 | 23250 | 149458.2046 | 32750 | 0 | 116708.2046 | 116708.2046 | 9500 | 0 | 0 | 0 | 0 | 0 | 0
2022-08-26 15:00 | 0.63412 | 0.6129 | 35584 | 21887.5903 | 634 | 64970.3419 | 3 | 10862.4558 | 1.0862 | 54107.8861 | 0 | 290179.9936 | 19 | 9500 | 2653.0253 | 199.6997 | 23250 | 149458.2046 | 32750 | 0 | 116708.2046 | 116708.2046 | 9500 | 0 | 0 | 0 | 0 | 0 | 0
2022-08-26 16:00 | 0.42242 | 0.48327 | 35584 | 14580.4515 | 634 | 51228.9397 | 3 | 18169.5792 | 1.817 | 33059.3605 | 0 | 344287.8797 | 19 | 9500 | 2653.0253 | 199.6997 | 23250 | 149458.2046 | 32750 | 0 | 116708.2046 | 116708.2046 | 0 | 9500 | 0 | 0 | 0 | 0 | 0
2022-08-26 17:00 | 0.20438 | 0.29238 | 35584 | 7054.4782 | 634 | 30993.6834 | 3 | 25695.5367 | 2.5696 | 5298.1468 | 0 | 377347.2402 | 19 | 9500 | 2653.0253 | 199.6997 | 23250 | 149458.2046 | 32750 | 0 | 116708.2046 | 116708.2046 | 0 | 9500 | 0 | 0 | 0 | 0 | 0
2022-08-26 18:00 | 0.0306 | 0.02038 | 35584 | 1056.2043 | 634 | 2160.3778 | 3 | 30000 | 3 | 0 | 27839.6222 | 382645.387 | 19 | 7806.2021 | 2653.0253 | 164.0943 | 23250 | 149458.2046 | 31056.2021 | 0 | 118402.0026 | 118402.0026 | 1056.2021 | 6750 | 0 | 0 | 0 | 0 | 0
2022-08-26 19:00 | 0 | 0 | 35584 | 0 | 634 | 0 | 3 | 30000 | 3 | 0 | 30000 | 354805.7648 | 19 | 6750 | 2653.0253 | 141.8919 | 23250 | 149458.2046 | 30000 | 0 | 119458.2046 | 119458.2046 | 0 | 6750 | 0 | 0 | 0 | 0 | 0
2022-08-26 20:00 | 0 | 0 | 35584 | 0 | 634 | 0 | 3 | 30000 | 3 | 0 | 30000 | 324805.7648 | 19 | 6750 | 2653.0253 | 141.8919 | 23250 | 149458.2046 | 30000 | 0 | 119458.2046 | 119458.2046 | 0 | 6750 | 0 | 0 | 0 | 0 | 0
2022-08-26 21:00 | 0 | 0 | 35584 | 0 | 634 | 0 | 3 | 30000 | 3 | 0 | 30000 | 294805.7648 | 19 | 6750 | 2653.0253 | 141.8919 | 23250 | 149458.2046 | 30000 | 0 | 119458.2046 | 119458.2046 | 0 | 6750 | 0 | 0 | 0 | 0 | 0
2022-08-26 22:00 | 0 | 0 | 35584 | 0 | 634 | 0 | 3 | 30000 | 3 | 0 | 30000 | 264805.7648 | 19 | 6750 | 2653.0253 | 141.8919 | 23250 | 149458.2046 | 30000 | 0 | 119458.2046 | 119458.2046 | 0 | 6750 | 0 | 0 | 0 | 0 | 0
2022-08-26 23:00 | 0 | 0 | 35584 | 0 | 634 | 0 | 3 | 30000 | 3 | 0 | 30000 | 234805.7648 | 19 | 6750 | 2653.0253 | 141.8919 | 23250 | 149458.2046 | 30000 | 0 | 119458.2046 | 119458.2046 | 0 | 6750 | 0 | 0 | 0 | 0 | 0
2022-08-27 | 0 | 0 | 35584 | 0 | 634 | 0 | 3 | 30000 | 3 | 0 | 30000 | 204805.7648 | 19 | 7079.1667 | 2653.0253 | 148.8113 | 22920.8333 | 149129.038 | 30000 | 0 | 119129.038 | 119129.038 | 0 | 7079.1667 | 0 | 0 | 0 | 0 | 0
2022-08-27 01:00 | 0 | 0 | 35584 | 0 | 634 | 0 | 3 | 30000 | 3 | 0 | 30000 | 174805.7648 | 19 | 7079.1667 | 2653.0253 | 148.8113 | 22920.8333 | 149129.038 | 30000 | 0 | 119129.038 | 119129.038 | 0 | 7079.1667 | 0 | 0 | 0 | 0 | 0
2022-08-27 02:00 | 0 | 0 | 35584 | 0 | 634 | 0 | 3 | 30000 | 3 | 0 | 30000 | 144805.7648 | 19 | 7079.1667 | 2653.0253 | 148.8113 | 22920.8333 | 149129.038 | 30000 | 0 | 119129.038 | 119129.038 | 0 | 7079.1667 | 0 | 0 | 0 | 0 | 0
2022-08-27 03:00 | 0 | 0 | 35584 | 0 | 634 | 0 | 3 | 30000 | 3 | 0 | 30000 | 114805.7648 | 19 | 7079.1667 | 2653.0253 | 148.8113 | 22920.8333 | 149129.038 | 30000 | 0 | 119129.038 | 119129.038 | 0 | 7079.1667 | 0 | 0 | 0 | 0 | 0
2022-08-27 04:00 | 0 | 0 | 35584 | 0 | 634 | 0 | 3 | 30000 | 3 | 0 | 30000 | 84805.7648 | 19 | 7079.1667 | 2653.0253 | 148.8113 | 22920.8333 | 149129.038 | 30000 | 0 | 119129.038 | 119129.038 | 0 | 7079.1667 | 0 | 0 | 0 | 0 | 0
2022-08-27 05:00 | 0 | 0 | 35584 | 0 | 634 | 0 | 3 | 30000 | 3 | 0 | 30000 | 54805.7648 | 19 | 7079.1667 | 2653.0253 | 148.8113 | 22920.8333 | 149129.038 | 30000 | 0 | 119129.038 | 119129.038 | 0 | 7079.1667 | 0 | 0 | 0 | 0 | 0
2022-08-27 06:00 | 0.05367 | 0.049 | 35584 | 1852.4995 | 634 | 5194.2352 | 3 | 30000 | 3 | 0 | 24805.7648 | 24805.7648 | 19 | 8931.6622 | 2653.0253 | 187.7527 | 22920.8333 | 149129.038 | 31852.4956 | 0 | 117276.5424 | 117276.5424 | 1852.4956 | 7079.1667 | 0 | 0 | 0 | 0 | 0
2022-08-27 07:00 | 0.23132 | 0.27299 | 35584 | 7984.3522 | 634 | 28938.2504 | 3 | 24436.498 | 2.4436 | 0 | 0 | 0 | 19 | 9500 | 2653.0253 | 199.6997 | 22920.8333 | 149129.038 | 32420.8333 | 0 | 116708.2046 | 116708.2046 | 7984.3353 | 1515.6647 | 0 | 0 | 0 | 0 | 0
2022-08-27 08:00 | 0.45058 | 0.44389 | 35584 | 15552.4356 | 634 | 47054.4707 | 3 | 16868.4305 | 1.6868 | 0 | 0 | 0 | 19 | 9500 | 2653.0253 | 199.6997 | 22920.8333 | 149129.038 | 32420.8333 | 0 | 116708.2046 | 116708.2046 | 0 | 9500 | 0 | 0 | 0 | 0 | 0
2022-08-27 09:00 | 0.65522 | 0.56194 | 35584 | 22615.888 | 634 | 59568.3373 | 3 | 9804.9929 | 0.9805 | 0 | 0 | 0 | 19 | 9500 | 2653.0253 | 199.6997 | 22920.8333 | 149129.038 | 32420.8333 | 0 | 116708.2046 | 116708.2046 | 0 | 9500 | 0 | 0 | 0 | 0 | 0
2022-08-27 10:00 | 0.81462 | 0.6244 | 35584 | 28117.8149 | 634 | 66189.3971 | 3 | 4303.0776 | 0.43031 | 0 | 0 | 0 | 19 | 9500 | 2653.0253 | 199.6997 | 22920.8333 | 149129.038 | 32420.8333 | 0 | 116708.2046 | 116708.2046 | 5196.9224 | 4303.0776 | 0 | 0 | 0 | 0 | 0
2022-08-27 11:00 | 0.91258 | 0.66629 | 35584 | 31499.0493 | 634 | 70629.9382 | 3 | 921.8503 | 0.092185 | 5127.3968 | 0 | 0 | 19 | 9500 | 2653.0253 | 199.6997 | 22920.8333 | 149129.038 | 32420.8333 | 0 | 116708.2046 | 116708.2046 | 8578.1497 | 921.8503 | 0 | 0 | 0 | 0 | 0
2022-08-27 12:00 | 0.98025 | 0.84433 | 35584 | 33834.7795 | 634 | 89503.0328 | 3 | 0 | 0 | 89503.0328 | 0 | 5127.3968 | 19 | 9500 | 2653.0253 | 199.6997 | 22920.8333 | 149129.038 | 32420.8333 | 0 | 116708.2046 | 116708.2046 | 9500 | 0 | 0 | 0 | 0 | 0 | 0
2022-08-27 13:00 | 0.93655 | 0.82646 | 35584 | 32326.4093 | 634 | 87608.727 | 3 | 94.492 | 0.0094492 | 87514.235 | 0 | 94630.4296 | 19 | 9500 | 2653.0253 | 199.6997 | 22920.8333 | 149129.038 | 32420.8333 | 0 | 116708.2046 | 116708.2046 | 9500 | 0 | 0 | 0 | 0 | 0 | 0
2022-08-27 14:00 | 0.82458 | 0.78256 | 35584 | 28461.5991 | 634 | 82955.1163 | 3 | 3959.2942 | 0.39593 | 82955.1163 | 3959.2942 | 182144.6645 | 19 | 9500 | 2653.0253 | 199.6997 | 22920.8333 | 149129.038 | 32420.8333 | 0 | 116708.2046 | 116708.2046 | 5540.7058 | 3959.2942 | 0 | 0 | 0 | 0 | 0
2022-08-27 15:00 | 0.65272 | 0.71163 | 35584 | 22529.5968 | 634 | 75436.1958 | 3 | 9891.2839 | 0.98913 | 65544.9119 | 0 | 261140.4866 | 19 | 9500 | 2653.0253 | 199.6997 | 22920.8333 | 149129.038 | 32420.8333 | 0 | 116708.2046 | 116708.2046 | 9500 | 0 | 0 | 0 | 0 | 0 | 0
2022-08-27 16:00 | 0.43788 | 0.57587 | 35584 | 15114.0763 | 634 | 61044.9842 | 3 | 17306.7889 | 1.7307 | 43738.1953 | 0 | 326685.3985 | 19 | 9500 | 2653.0253 | 199.6997 | 22920.8333 | 149129.038 | 32420.8333 | 0 | 116708.2046 | 116708.2046 | 9500 | 0 | 0 | 0 | 0 | 0 | 0
2022-08-27 17:00 | 0.21052 | 0.35549 | 35584 | 7266.4094 | 634 | 37683.6464 | 3 | 25154.4393 | 2.5154 | 12529.2071 | 0 | 370423.5938 | 19 | 9500 | 2653.0253 | 199.6997 | 22920.8333 | 149129.038 | 32420.8333 | 0 | 116708.2046 | 116708.2046 | 7266.3941 | 2233.6059 | 0 | 0 | 0 | 0 | 0
2022-08-27 18:00 | 0.03005 | 0.03121 | 35584 | 1037.2202 | 634 | 3308.4098 | 3 | 30000 | 3 | 0 | 26691.5902 | 382952.8009 | 19 | 8116.3847 | 2653.0253 | 170.6147 | 22920.8333 | 149129.038 | 31037.218 | 0 | 118091.8199 | 118091.8199 | 1037.218 | 7079.1667 | 0 | 0 | 0 | 0 | 0
2022-08-27 19:00 | 0 | 0 | 35584 | 0 | 634 | 0 | 3 | 30000 | 3 | 0 | 30000 | 356261.2107 | 19 | 7079.1667 | 2653.0253 | 148.8113 | 22920.8333 | 149129.038 | 30000 | 0 | 119129.038 | 119129.038 | 0 | 7079.1667 | 0 | 0 | 0 | 0 | 0
2022-08-27 20:00 | 0 | 0 | 35584 | 0 | 634 | 0 | 3 | 30000 | 3 | 0 | 30000 | 326261.2107 | 19 | 7079.1667 | 2653.0253 | 148.8113 | 22920.8333 | 149129.038 | 30000 | 0 | 119129.038 | 119129.038 | 0 | 7079.1667 | 0 | 0 | 0 | 0 | 0
2022-08-27 21:00 | 0 | 0 | 35584 | 0 | 634 | 0 | 3 | 30000 | 3 | 0 | 30000 | 296261.2107 | 19 | 7079.1667 | 2653.0253 | 148.8113 | 22920.8333 | 149129.038 | 30000 | 0 | 119129.038 | 119129.038 | 0 | 7079.1667 | 0 | 0 | 0 | 0 | 0
2022-08-27 22:00 | 0 | 0 | 35584 | 0 | 634 | 0 | 3 | 30000 | 3 | 0 | 30000 | 266261.2107 | 19 | 7079.1667 | 2653.0253 | 148.8113 | 22920.8333 | 149129.038 | 30000 | 0 | 119129.038 | 119129.038 | 0 | 7079.1667 | 0 | 0 | 0 | 0 | 0
2022-08-27 23:00 | 0 | 0 | 35584 | 0 | 634 | 0 | 3 | 30000 | 3 | 0 | 30000 | 236261.2107 | 19 | 7079.1667 | 2653.0253 | 148.8113 | 22920.8333 | 149129.038 | 30000 | 0 | 119129.038 | 119129.038 | 0 | 7079.1667 | 0 | 0 | 0 | 0 | 0
2022-08-28 | 0 | 0 | 35584 | 0 | 634 | 0 | 3 | 30000 | 3 | 0 | 30000 | 206261.2107 | 19 | 7375 | 2653.0253 | 155.03 | 22625 | 148833.2046 | 30000 | 0 | 118833.2046 | 118833.2046 | 0 | 7375 | 0 | 0 | 0 | 0 | 0
2022-08-28 01:00 | 0 | 0 | 35584 | 0 | 634 | 0 | 3 | 30000 | 3 | 0 | 30000 | 176261.2107 | 19 | 7375 | 2653.0253 | 155.03 | 22625 | 148833.2046 | 30000 | 0 | 118833.2046 | 118833.2046 | 0 | 7375 | 0 | 0 | 0 | 0 | 0
2022-08-28 02:00 | 0 | 0 | 35584 | 0 | 634 | 0 | 3 | 30000 | 3 | 0 | 30000 | 146261.2107 | 19 | 7375 | 2653.0253 | 155.03 | 22625 | 148833.2046 | 30000 | 0 | 118833.2046 | 118833.2046 | 0 | 7375 | 0 | 0 | 0 | 0 | 0
2022-08-28 03:00 | 0 | 0 | 35584 | 0 | 634 | 0 | 3 | 30000 | 3 | 0 | 30000 | 116261.2107 | 19 | 7375 | 2653.0253 | 155.03 | 22625 | 148833.2046 | 30000 | 0 | 118833.2046 | 118833.2046 | 0 | 7375 | 0 | 0 | 0 | 0 | 0
2022-08-28 04:00 | 0 | 0 | 35584 | 0 | 634 | 0 | 3 | 30000 | 3 | 0 | 30000 | 86261.2107 | 19 | 7375 | 2653.0253 | 155.03 | 22625 | 148833.2046 | 30000 | 0 | 118833.2046 | 118833.2046 | 0 | 7375 | 0 | 0 | 0 | 0 | 0
2022-08-28 05:00 | 0 | 0 | 35584 | 0 | 634 | 0 | 3 | 30000 | 3 | 0 | 30000 | 56261.2107 | 19 | 7375 | 2653.0253 | 155.03 | 22625 | 148833.2046 | 30000 | 0 | 118833.2046 | 118833.2046 | 0 | 7375 | 0 | 0 | 0 | 0 | 0
2022-08-28 06:00 | 0.05067 | 0.03527 | 35584 | 1748.95 | 634 | 3738.7893 | 3 | 30000 | 3 | 0 | 26261.2107 | 26261.2107 | 19 | 9123.9464 | 2653.0253 | 191.7947 | 22625 | 148833.2046 | 31748.9464 | 0 | 117084.2583 | 117084.2583 | 1748.9464 | 7375 | 0 | 0 | 0 | 0 | 0
2022-08-28 07:00 | 0.2299 | 0.27841 | 35584 | 7935.3388 | 634 | 29512.7964 | 3 | 24189.678 | 2.419 | 0 | 0 | 0 | 19 | 9500 | 2653.0253 | 199.6997 | 22625 | 148833.2046 | 32125 | 0 | 116708.2046 | 116708.2046 | 0 | 9500 | 0 | 0 | 0 | 0 | 0
2022-08-28 08:00 | 0.45052 | 0.45719 | 35584 | 15550.3646 | 634 | 48464.3345 | 3 | 16574.6682 | 1.6575 | 0 | 0 | 0 | 19 | 9500 | 2653.0253 | 199.6997 | 22625 | 148833.2046 | 32125 | 0 | 116708.2046 | 116708.2046 | 9500 | 0 | 0 | 0 | 0 | 0 | 0
2022-08-28 09:00 | 0.65597 | 0.59415 | 35584 | 22641.7754 | 634 | 62982.7519 | 3 | 9483.2723 | 0.94833 | 0 | 0 | 0 | 19 | 9500 | 2653.0253 | 199.6997 | 22625 | 148833.2046 | 32125 | 0 | 116708.2046 | 116708.2046 | 16.7277 | 9483.2723 | 0 | 0 | 0 | 0 | 0
2022-08-28 10:00 | 0.81708 | 0.65449 | 35584 | 28202.7255 | 634 | 69379.0816 | 3 | 3922.3339 | 0.39223 | 0 | 0 | 0 | 19 | 9500 | 2653.0253 | 199.6997 | 22625 | 148833.2046 | 32125 | 0 | 116708.2046 | 116708.2046 | 5577.6661 | 3922.3339 | 0 | 0 | 0 | 0 | 0
2022-08-28 11:00 | 0.91678 | 0.70998 | 35584 | 31644.0185 | 634 | 75261.2879 | 3 | 481.0481 | 0.048105 | 0 | 0 | 0 | 19 | 9500 | 2653.0253 | 199.6997 | 22625 | 148833.2046 | 32125 | 0 | 116708.2046 | 116708.2046 | 9018.9519 | 481.0481 | 0 | 0 | 0 | 0 | 0
2022-08-28 12:00 | 0.96865 | 0.83467 | 35584 | 33434.3884 | 634 | 88479.0264 | 3 | 0 | 0 | 78332.9951 | 0 | 0 | 19 | 9500 | 2653.0253 | 199.6997 | 22625 | 148833.2046 | 32125 | 0 | 116708.2046 | 116708.2046 | 9500 | 0 | 0 | 0 | 0 | 0 | 0
2022-08-28 13:00 | 0.9264 | 0.81361 | 35584 | 31976.0671 | 634 | 86246.5653 | 3 | 149.0003 | 0.0149 | 86097.5651 | 0 | 78332.9951 | 19 | 9500 | 2653.0253 | 199.6997 | 22625 | 148833.2046 | 32125 | 0 | 116708.2046 | 116708.2046 | 9350.9997 | 149.0003 | 0 | 0 | 0 | 0 | 0
2022-08-28 14:00 | 0.81695 | 0.77739 | 35584 | 28198.2383 | 634 | 82407.0715 | 3 | 3926.821 | 0.39268 | 78480.2504 | 0 | 164430.5601 | 19 | 9500 | 2653.0253 | 199.6997 | 22625 | 148833.2046 | 32125 | 0 | 116708.2046 | 116708.2046 | 5573.179 | 3926.821 | 0 | 0 | 0 | 0 | 0
2022-08-28 15:00 | 0.64892 | 0.72331 | 35584 | 22398.4342 | 634 | 76674.3319 | 3 | 9726.613 | 0.97266 | 66947.7189 | 0 | 242910.8106 | 19 | 9500 | 2653.0253 | 199.6997 | 22625 | 148833.2046 | 32125 | 0 | 116708.2046 | 116708.2046 | 9500 | 0 | 0 | 0 | 0 | 0 | 0
2022-08-28 16:00 | 0.43805 | 0.60069 | 35584 | 15119.9441 | 634 | 63676.0233 | 3 | 17005.0878 | 1.7005 | 46670.9355 | 0 | 309858.5295 | 19 | 9500 | 2653.0253 | 199.6997 | 22625 | 148833.2046 | 32125 | 0 | 116708.2046 | 116708.2046 | 9500 | 0 | 0 | 0 | 0 | 0 | 0
2022-08-28 17:00 | 0.2131 | 0.39919 | 35584 | 7355.4619 | 634 | 42316.0561 | 3 | 24769.5536 | 2.477 | 17546.5025 | 0 | 356529.465 | 19 | 9500 | 2653.0253 | 199.6997 | 22625 | 148833.2046 | 32125 | 0 | 116708.2046 | 116708.2046 | 7355.4464 | 2144.5536 | 0 | 0 | 0 | 0 | 0
2022-08-28 18:00 | 0.02988 | 0.03663 | 35584 | 1031.3524 | 634 | 3882.9558 | 3 | 30000 | 3 | 0 | 26117.0442 | 374075.9676 | 19 | 8406.3503 | 2653.0253 | 176.7101 | 22625 | 148833.2046 | 31031.3503 | 0 | 117801.8544 | 117801.8544 | 1031.3503 | 7375 | 0 | 0 | 0 | 0 | 0
2022-08-28 19:00 | 0 | 0 | 35584 | 0 | 634 | 0 | 3 | 30000 | 3 | 0 | 30000 | 347958.9234 | 19 | 7375 | 2653.0253 | 155.03 | 22625 | 148833.2046 | 30000 | 0 | 118833.2046 | 118833.2046 | 0 | 7375 | 0 | 0 | 0 | 0 | 0
2022-08-28 20:00 | 0 | 0 | 35584 | 0 | 634 | 0 | 3 | 30000 | 3 | 0 | 30000 | 317958.9234 | 19 | 7375 | 2653.0253 | 155.03 | 22625 | 148833.2046 | 30000 | 0 | 118833.2046 | 118833.2046 | 0 | 7375 | 0 | 0 | 0 | 0 | 0
2022-08-28 21:00 | 0 | 0 | 35584 | 0 | 634 | 0 | 3 | 30000 | 3 | 0 | 30000 | 287958.9234 | 19 | 7375 | 2653.0253 | 155.03 | 22625 | 148833.2046 | 30000 | 0 | 118833.2046 | 118833.2046 | 0 | 7375 | 0 | 0 | 0 | 0 | 0
2022-08-28 22:00 | 0 | 0 | 35584 | 0 | 634 | 0 | 3 | 30000 | 3 | 0 | 30000 | 257958.9234 | 19 | 7375 | 2653.0253 | 155.03 | 22625 | 148833.2046 | 30000 | 0 | 118833.2046 | 118833.2046 | 0 | 7375 | 0 | 0 | 0 | 0 | 0
2022-08-28 23:00 | 0 | 0 | 35584 | 0 | 634 | 0 | 3 | 30000 | 3 | 0 | 30000 | 227958.9234 | 19 | 7375 | 2653.0253 | 155.03 | 22625 | 148833.2046 | 30000 | 0 | 118833.2046 | 118833.2046 | 0 | 7375 | 0 | 0 | 0 | 0 | 0
2022-08-29 | 0 | 0 | 35584 | 0 | 634 | 0 | 3 | 30000 | 3 | 0 | 30000 | 197958.9234 | 19 | 7583.3333 | 2653.0253 | 159.4094 | 22416.6667 | 148624.8713 | 30000 | 0 | 118624.8713 | 118624.8713 | 0 | 7583.3333 | 0 | 0 | 0 | 0 | 0
2022-08-29 01:00 | 0 | 0 | 35584 | 0 | 634 | 0 | 3 | 30000 | 3 | 0 | 30000 | 167958.9234 | 19 | 7583.3333 | 2653.0253 | 159.4094 | 22416.6667 | 148624.8713 | 30000 | 0 | 118624.8713 | 118624.8713 | 0 | 7583.3333 | 0 | 0 | 0 | 0 | 0
2022-08-29 02:00 | 0 | 0 | 35584 | 0 | 634 | 0 | 3 | 30000 | 3 | 0 | 30000 | 137958.9234 | 19 | 7583.3333 | 2653.0253 | 159.4094 | 22416.6667 | 148624.8713 | 30000 | 0 | 118624.8713 | 118624.8713 | 0 | 7583.3333 | 0 | 0 | 0 | 0 | 0
2022-08-29 03:00 | 0 | 0 | 35584 | 0 | 634 | 0 | 3 | 30000 | 3 | 0 | 30000 | 107958.9234 | 19 | 7583.3333 | 2653.0253 | 159.4094 | 22416.6667 | 148624.8713 | 30000 | 0 | 118624.8713 | 118624.8713 | 0 | 7583.3333 | 0 | 0 | 0 | 0 | 0
2022-08-29 04:00 | 0 | 0 | 35584 | 0 | 634 | 0 | 3 | 30000 | 3 | 0 | 30000 | 77958.9234 | 19 | 7583.3333 | 2653.0253 | 159.4094 | 22416.6667 | 148624.8713 | 30000 | 0 | 118624.8713 | 118624.8713 | 0 | 7583.3333 | 0 | 0 | 0 | 0 | 0
2022-08-29 05:00 | 0 | 0 | 35584 | 0 | 634 | 0 | 3 | 30000 | 3 | 0 | 30000 | 47958.9234 | 19 | 7583.3333 | 2653.0253 | 159.4094 | 22416.6667 | 148624.8713 | 30000 | 0 | 118624.8713 | 118624.8713 | 0 | 7583.3333 | 0 | 0 | 0 | 0 | 0
2022-08-29 06:00 | 0.05903 | 0.11245 | 35584 | 2037.5078 | 634 | 11920.2398 | 3 | 29879.1631 | 2.9879 | 0 | 17958.9234 | 17958.9234 | 19 | 9500 | 2653.0253 | 199.6997 | 22416.6667 | 148624.8713 | 31916.6667 | 0 | 116708.2046 | 116708.2046 | 2037.5035 | 7462.4965 | 0 | 0 | 0 | 0 | 0
2022-08-29 07:00 | 0.26023 | 0.44236 | 35584 | 8982.2236 | 634 | 46892.2833 | 3 | 22934.462 | 2.2934 | 0 | 0 | 0 | 19 | 9500 | 2653.0253 | 199.6997 | 22416.6667 | 148624.8713 | 31916.6667 | 0 | 116708.2046 | 116708.2046 | 0 | 9500 | 0 | 0 | 0 | 0 | 0
2022-08-29 08:00 | 0.4883 | 0.62538 | 35584 | 16854.3972 | 634 | 66293.2818 | 3 | 15062.305 | 1.5062 | 0 | 0 | 0 | 19 | 9500 | 2653.0253 | 199.6997 | 22416.6667 | 148624.8713 | 31916.6667 | 0 | 116708.2046 | 116708.2046 | 9500 | 0 | 0 | 0 | 0 | 0 | 0
2022-08-29 09:00 | 0.69275 | 0.73694 | 35584 | 23911.2915 | 634 | 78119.1773 | 3 | 8005.4255 | 0.80054 | 0 | 0 | 0 | 19 | 9500 | 2653.0253 | 199.6997 | 22416.6667 | 148624.8713 | 31916.6667 | 0 | 116708.2046 | 116708.2046 | 1494.5745 | 8005.4255 | 0 | 0 | 0 | 0 | 0
2022-08-29 10:00 | 0.85067 | 0.79342 | 35584 | 29362.134 | 634 | 84106.3284 | 3 | 2554.5944 | 0.25546 | 0 | 0 | 0 | 19 | 9500 | 2653.0253 | 199.6997 | 22416.6667 | 148624.8713 | 31916.6667 | 0 | 116708.2046 | 116708.2046 | 6945.4056 | 2554.5944 | 0 | 0 | 0 | 0 | 0
2022-08-29 11:00 | 0.9456 | 0.83179 | 35584 | 32638.7835 | 634 | 88173.7326 | 3 | 0 | 0 | 0 | 0 | 0 | 19 | 9500 | 2653.0253 | 199.6997 | 22416.6667 | 148624.8713 | 31916.6667 | 0 | 116708.2046 | 116708.2046 | 9500 | 0 | 0 | 0 | 0 | 0 | 0
2022-08-29 12:00 | 0.9727 | 0.83264 | 35584 | 33574.1801 | 634 | 88263.8367 | 3 | 0 | 0 | 81005.9851 | 0 | 0 | 19 | 9500 | 2653.0253 | 199.6997 | 22416.6667 | 148624.8713 | 31916.6667 | 0 | 116708.2046 | 116708.2046 | 9500 | 0 | 0 | 0 | 0 | 0 | 0
2022-08-29 13:00 | 0.92967 | 0.81995 | 35584 | 32088.936 | 634 | 86918.6358 | 3 | 0 | 0 | 86918.6358 | 0 | 81005.9851 | 19 | 9500 | 2653.0253 | 199.6997 | 22416.6667 | 148624.8713 | 31916.6667 | 0 | 116708.2046 | 116708.2046 | 9500 | 0 | 0 | 0 | 0 | 0 | 0
2022-08-29 14:00 | 0.81945 | 0.78697 | 35584 | 28284.5295 | 634 | 83422.5975 | 3 | 3632.1967 | 0.36322 | 83422.5975 | 3632.1967 | 167924.6208 | 19 | 9500 | 2653.0253 | 199.6997 | 22416.6667 | 148624.8713 | 31916.6667 | 0 | 116708.2046 | 116708.2046 | 9500 | 0 | 0 | 0 | 0 | 0 | 0
2022-08-29 15:00 | 0.649 | 0.71865 | 35584 | 22401.1955 | 634 | 76180.3495 | 3 | 9515.5183 | 0.95155 | 66664.8312 | 0 | 247715.0216 | 19 | 9500 | 2653.0253 | 199.6997 | 22416.6667 | 148624.8713 | 31916.6667 | 0 | 116708.2046 | 116708.2046 | 0 | 9500 | 0 | 0 | 0 | 0 | 0
2022-08-29 16:00 | 0.43512 | 0.59051 | 35584 | 15018.8108 | 634 | 62596.8944 | 3 | 16897.8875 | 1.6898 | 45699.0069 | 0 | 314379.8528 | 19 | 9500 | 2653.0253 | 199.6997 | 22416.6667 | 148624.8713 | 31916.6667 | 0 | 116708.2046 | 116708.2046 | 0 | 9500 | 0 | 0 | 0 | 0 | 0
2022-08-29 17:00 | 0.20862 | 0.38756 | 35584 | 7200.8281 | 634 | 41083.2203 | 3 | 24715.8538 | 2.4716 | 16367.3665 | 0 | 360078.8598 | 19 | 9500 | 2653.0253 | 199.6997 | 22416.6667 | 148624.8713 | 31916.6667 | 0 | 116708.2046 | 116708.2046 | 7200.8129 | 2299.1871 | 0 | 0 | 0 | 0 | 0
2022-08-29 18:00 | 0.02795 | 0.03386 | 35584 | 964.7356 | 634 | 3589.3225 | 3 | 30000 | 3 | 0 | 26410.6775 | 376446.2263 | 19 | 8548.0669 | 2653.0253 | 179.6891 | 22416.6667 | 148624.8713 | 30964.7336 | 0 | 117660.1377 | 117660.1377 | 964.7336 | 7583.3333 | 0 | 0 | 0 | 0 | 0
2022-08-29 19:00 | 0 | 0 | 35584 | 0 | 634 | 0 | 3 | 30000 | 3 | 0 | 30000 | 350035.5488 | 19 | 7583.3333 | 2653.0253 | 159.4094 | 22416.6667 | 148624.8713 | 30000 | 0 | 118624.8713 | 118624.8713 | 0 | 7583.3333 | 0 | 0 | 0 | 0 | 0
2022-08-29 20:00 | 0 | 0 | 35584 | 0 | 634 | 0 | 3 | 30000 | 3 | 0 | 30000 | 320035.5488 | 19 | 7583.3333 | 2653.0253 | 159.4094 | 22416.6667 | 148624.8713 | 30000 | 0 | 118624.8713 | 118624.8713 | 0 | 7583.3333 | 0 | 0 | 0 | 0 | 0
2022-08-29 21:00 | 0 | 0 | 35584 | 0 | 634 | 0 | 3 | 30000 | 3 | 0 | 30000 | 290035.5488 | 19 | 7583.3333 | 2653.0253 | 159.4094 | 22416.6667 | 148624.8713 | 30000 | 0 | 118624.8713 | 118624.8713 | 0 | 7583.3333 | 0 | 0 | 0 | 0 | 0
2022-08-29 22:00 | 0 | 0 | 35584 | 0 | 634 | 0 | 3 | 30000 | 3 | 0 | 30000 | 260035.5488 | 19 | 7583.3333 | 2653.0253 | 159.4094 | 22416.6667 | 148624.8713 | 30000 | 0 | 118624.8713 | 118624.8713 | 0 | 7583.3333 | 0 | 0 | 0 | 0 | 0
2022-08-29 23:00 | 0 | 0 | 35584 | 0 | 634 | 0 | 3 | 30000 | 3 | 0 | 30000 | 230035.5488 | 19 | 7583.3333 | 2653.0253 | 159.4094 | 22416.6667 | 148624.8713 | 30000 | 0 | 118624.8713 | 118624.8713 | 0 | 7583.3333 | 0 | 0 | 0 | 0 | 0
2022-08-30 | 0 | 0 | 35584 | 0 | 634 | 0 | 3 | 30000 | 3 | 0 | 30000 | 200035.5488 | 19 | 6354.1667 | 2653.0253 | 133.5711 | 23645.8333 | 149854.038 | 30000 | 0 | 119854.038 | 119854.038 | 0 | 6354.1667 | 0 | 0 | 0 | 0 | 0
2022-08-30 01:00 | 0 | 0 | 35584 | 0 | 634 | 0 | 3 | 30000 | 3 | 0 | 30000 | 170035.5488 | 19 | 6354.1667 | 2653.0253 | 133.5711 | 23645.8333 | 149854.038 | 30000 | 0 | 119854.038 | 119854.038 | 0 | 6354.1667 | 0 | 0 | 0 | 0 | 0
2022-08-30 02:00 | 0 | 0 | 35584 | 0 | 634 | 0 | 3 | 30000 | 3 | 0 | 30000 | 140035.5488 | 19 | 6354.1667 | 2653.0253 | 133.5711 | 23645.8333 | 149854.038 | 30000 | 0 | 119854.038 | 119854.038 | 0 | 6354.1667 | 0 | 0 | 0 | 0 | 0
2022-08-30 03:00 | 0 | 0 | 35584 | 0 | 634 | 0 | 3 | 30000 | 3 | 0 | 30000 | 110035.5488 | 19 | 6354.1667 | 2653.0253 | 133.5711 | 23645.8333 | 149854.038 | 30000 | 0 | 119854.038 | 119854.038 | 0 | 6354.1667 | 0 | 0 | 0 | 0 | 0
2022-08-30 04:00 | 0 | 0 | 35584 | 0 | 634 | 0 | 3 | 30000 | 3 | 0 | 30000 | 80035.5488 | 19 | 6354.1667 | 2653.0253 | 133.5711 | 23645.8333 | 149854.038 | 30000 | 0 | 119854.038 | 119854.038 | 0 | 6354.1667 | 0 | 0 | 0 | 0 | 0
2022-08-30 05:00 | 0 | 0 | 35584 | 0 | 634 | 0 | 3 | 30000 | 3 | 0 | 30000 | 50035.5488 | 19 | 6354.1667 | 2653.0253 | 133.5711 | 23645.8333 | 149854.038 | 30000 | 0 | 119854.038 | 119854.038 | 0 | 6354.1667 | 0 | 0 | 0 | 0 | 0
2022-08-30 06:00 | 0.0552 | 0.094 | 35584 | 1905.3097 | 634 | 9964.4512 | 3 | 30000 | 3 | 0 | 20035.5488 | 20035.5488 | 19 | 8259.4724 | 2653.0253 | 173.6225 | 23645.8333 | 149854.038 | 31905.3057 | 0 | 117948.7323 | 117948.7323 | 1905.3057 | 6354.1667 | 0 | 0 | 0 | 0 | 0
2022-08-30 07:00 | 0.24995 | 0.4086 | 35584 | 8627.3942 | 634 | 43313.5613 | 3 | 24518.4573 | 2.4518 | 0 | 0 | 0 | 19 | 9500 | 2653.0253 | 199.6997 | 23645.8333 | 149854.038 | 33145.8333 | 0 | 116708.2046 | 116708.2046 | 0 | 9500 | 0 | 0 | 0 | 0 | 0
2022-08-30 08:00 | 0.47662 | 0.59269 | 35584 | 16451.2447 | 634 | 62827.9849 | 3 | 16694.6233 | 1.6695 | 0 | 0 | 0 | 19 | 9500 | 2653.0253 | 199.6997 | 23645.8333 | 149854.038 | 33145.8333 | 0 | 116708.2046 | 116708.2046 | 9500 | 0 | 0 | 0 | 0 | 0 | 0
2022-08-30 09:00 | 0.68135 | 0.70993 | 35584 | 23517.8036 | 634 | 75255.9877 | 3 | 9628.0792 | 0.96281 | 0 | 0 | 0 | 19 | 9500 | 2653.0253 | 199.6997 | 23645.8333 | 149854.038 | 33145.8333 | 0 | 116708.2046 | 116708.2046 | 0 | 9500 | 0 | 0 | 0 | 0 | 0
2022-08-30 10:00 | 0.83905 | 0.76918 | 35584 | 28961.0525 | 634 | 81536.7721 | 3 | 4184.8418 | 0.41848 | 12407.5275 | 0 | 0 | 19 | 9500 | 2653.0253 | 199.6997 | 23645.8333 | 149854.038 | 33145.8333 | 0 | 116708.2046 | 116708.2046 | 5315.1582 | 4184.8418 | 0 | 0 | 0 | 0 | 0
2022-08-30 11:00 | 0.9348 | 0.80199 | 35584 | 32266.0055 | 634 | 85014.7896 | 3 | 879.8958 | 0.08799 | 85014.7896 | 879.8958 | 12407.5275 | 19 | 9500 | 2653.0253 | 199.6997 | 23645.8333 | 149854.038 | 33145.8333 | 0 | 116708.2046 | 116708.2046 | 8620.1042 | 879.8958 | 0 | 0 | 0 | 0 | 0
2022-08-30 12:00 | 0.93738 | 0.70761 | 35584 | 32355.058 | 634 | 75010.0565 | 3 | 790.8434 | 0.079084 | 74219.2131 | 0 | 96542.4213 | 19 | 9500 | 2653.0253 | 199.6997 | 23645.8333 | 149854.038 | 33145.8333 | 0 | 116708.2046 | 116708.2046 | 9500 | 0 | 0 | 0 | 0 | 0 | 0
2022-08-30 13:00 | 0.89262 | 0.68979 | 35584 | 30810.1004 | 634 | 73121.051 | 3 | 2335.7978 | 0.23358 | 70785.2532 | 0 | 170761.6344 | 19 | 9500 | 2653.0253 | 199.6997 | 23645.8333 | 149854.038 | 33145.8333 | 0 | 116708.2046 | 116708.2046 | 9500 | 0 | 0 | 0 | 0 | 0 | 0
2022-08-30 14:00 | 0.77853 | 0.64679 | 35584 | 26872.1152 | 634 | 68562.8446 | 3 | 6273.7747 | 0.62738 | 68562.8446 | 6273.7747 | 241546.8876 | 19 | 9500 | 2653.0253 | 199.6997 | 23645.8333 | 149854.038 | 33145.8333 | 0 | 116708.2046 | 116708.2046 | 3226.2253 | 6273.7747 | 0 | 0 | 0 | 0 | 0
2022-08-30 15:00 | 0.6064 | 0.57096 | 35584 | 20930.7935 | 634 | 60524.5006 | 3 | 12215.0839 | 1.2215 | 48309.4167 | 0 | 303835.9574 | 19 | 9500 | 2653.0253 | 199.6997 | 23645.8333 | 149854.038 | 33145.8333 | 0 | 116708.2046 | 116708.2046 | 0 | 9500 | 0 | 0 | 0 | 0 | 0
2022-08-30 16:00 | 0.39495 | 0.43214 | 35584 | 13632.2838 | 634 | 45808.9143 | 3 | 19513.5783 | 1.9514 | 26295.336 | 0 | 352145.3741 | 19 | 9500 | 2653.0253 | 199.6997 | 23645.8333 | 149854.038 | 33145.8333 | 0 | 116708.2046 | 116708.2046 | 0 | 9500 | 0 | 0 | 0 | 0 | 0
2022-08-30 17:00 | 0.18268 | 0.25387 | 35584 | 6305.4706 | 634 | 26911.4386 | 3 | 26840.376 | 2.684 | 71.0625 | 0 | 378440.7101 | 19 | 9500 | 2653.0253 | 199.6997 | 23645.8333 | 149854.038 | 33145.8333 | 0 | 116708.2046 | 116708.2046 | 6305.4573 | 3194.5427 | 0 | 0 | 0 | 0 | 0
2022-08-30 18:00 | 0.02325 | 0.01001 | 35584 | 802.5082 | 634 | 1061.108 | 3 | 30000 | 3 | 0 | 28938.892 | 378511.7727 | 19 | 7156.6731 | 2653.0253 | 150.4406 | 23645.8333 | 149854.038 | 30802.5065 | 0 | 119051.5315 | 119051.5315 | 802.5065 | 6354.1667 | 0 | 0 | 0 | 0 | 0
2022-08-30 19:00 | 0 | 0 | 35584 | 0 | 634 | 0 | 3 | 30000 | 3 | 0 | 30000 | 349572.8807 | 19 | 6354.1667 | 2653.0253 | 133.5711 | 23645.8333 | 149854.038 | 30000 | 0 | 119854.038 | 119854.038 | 0 | 6354.1667 | 0 | 0 | 0 | 0 | 0
2022-08-30 20:00 | 0 | 0 | 35584 | 0 | 634 | 0 | 3 | 30000 | 3 | 0 | 30000 | 319572.8807 | 19 | 6354.1667 | 2653.0253 | 133.5711 | 23645.8333 | 149854.038 | 30000 | 0 | 119854.038 | 119854.038 | 0 | 6354.1667 | 0 | 0 | 0 | 0 | 0
2022-08-30 21:00 | 0 | 0 | 35584 | 0 | 634 | 0 | 3 | 30000 | 3 | 0 | 30000 | 289572.8807 | 19 | 6354.1667 | 2653.0253 | 133.5711 | 23645.8333 | 149854.038 | 30000 | 0 | 119854.038 | 119854.038 | 0 | 6354.1667 | 0 | 0 | 0 | 0 | 0
2022-08-30 22:00 | 0 | 0 | 35584 | 0 | 634 | 0 | 3 | 30000 | 3 | 0 | 30000 | 259572.8807 | 19 | 6354.1667 | 2653.0253 | 133.5711 | 23645.8333 | 149854.038 | 30000 | 0 | 119854.038 | 119854.038 | 0 | 6354.1667 | 0 | 0 | 0 | 0 | 0
2022-08-30 23:00 | 0 | 0 | 35584 | 0 | 634 | 0 | 3 | 30000 | 3 | 0 | 30000 | 229572.8807 | 19 | 6354.1667 | 2653.0253 | 133.5711 | 23645.8333 | 149854.038 | 30000 | 0 | 119854.038 | 119854.038 | 0 | 6354.1667 | 0 | 0 | 0 | 0 | 0
2022-08-31 | 0 | 0 | 35584 | 0 | 634 | 0 | 3 | 29758.3333 | 2.9758 | 0 | 29758.3333 | 199572.8807 | 19 | 9500 | 2653.0253 | 199.6997 | 20258.3333 | 146466.538 | 29758.3333 | 0 | 116708.2046 | 116708.2046 | 0 | 9500 | 0 | 0 | 0 | 0 | 0
2022-08-31 01:00 | 0 | 0 | 35584 | 0 | 634 | 0 | 3 | 29758.3333 | 2.9758 | 0 | 29758.3333 | 169814.5474 | 19 | 9500 | 2653.0253 | 199.6997 | 20258.3333 | 146466.538 | 29758.3333 | 0 | 116708.2046 | 116708.2046 | 0 | 9500 | 0 | 0 | 0 | 0 | 0
2022-08-31 02:00 | 0 | 0 | 35584 | 0 | 634 | 0 | 3 | 29758.3333 | 2.9758 | 0 | 29758.3333 | 140056.2141 | 19 | 9500 | 2653.0253 | 199.6997 | 20258.3333 | 146466.538 | 29758.3333 | 0 | 116708.2046 | 116708.2046 | 0 | 9500 | 0 | 0 | 0 | 0 | 0
2022-08-31 03:00 | 0 | 0 | 35584 | 0 | 634 | 0 | 3 | 29758.3333 | 2.9758 | 0 | 29758.3333 | 110297.8807 | 19 | 9500 | 2653.0253 | 199.6997 | 20258.3333 | 146466.538 | 29758.3333 | 0 | 116708.2046 | 116708.2046 | 0 | 9500 | 0 | 0 | 0 | 0 | 0
2022-08-31 04:00 | 0 | 0 | 35584 | 0 | 634 | 0 | 3 | 29758.3333 | 2.9758 | 0 | 29758.3333 | 80539.5474 | 19 | 9500 | 2653.0253 | 199.6997 | 20258.3333 | 146466.538 | 29758.3333 | 0 | 116708.2046 | 116708.2046 | 0 | 9500 | 0 | 0 | 0 | 0 | 0
2022-08-31 05:00 | 0 | 0 | 35584 | 0 | 634 | 0 | 3 | 29758.3333 | 2.9758 | 0 | 29758.3333 | 50781.2141 | 19 | 9500 | 2653.0253 | 199.6997 | 20258.3333 | 146466.538 | 29758.3333 | 0 | 116708.2046 | 116708.2046 | 0 | 9500 | 0 | 0 | 0 | 0 | 0
2022-08-31 06:00 | 0.051 | 0.0658 | 35584 | 1760.3405 | 634 | 6975.1158 | 3 | 27997.9966 | 2.7998 | 0 | 21022.8807 | 21022.8807 | 19 | 9500 | 2653.0253 | 199.6997 | 20258.3333 | 146466.538 | 29758.3333 | 0 | 116708.2046 | 116708.2046 | 1760.3368 | 7739.6632 | 0 | 0 | 0 | 0 | 0
2022-08-31 07:00 | 0.23745 | 0.34641 | 35584 | 8195.9382 | 634 | 36721.1228 | 3 | 21562.4124 | 2.1562 | 0 | 0 | 0 | 19 | 9500 | 2653.0253 | 199.6997 | 20258.3333 | 146466.538 | 29758.3333 | 0 | 116708.2046 | 116708.2046 | 8195.9209 | 1304.0791 | 0 | 0 | 0 | 0 | 0
2022-08-31 08:00 | 0.4606 | 0.52847 | 35584 | 15898.2907 | 634 | 56020.3567 | 3 | 13860.0761 | 1.386 | 0 | 0 | 0 | 19 | 9500 | 2653.0253 | 199.6997 | 20258.3333 | 146466.538 | 29758.3333 | 0 | 116708.2046 | 116708.2046 | 9500 | 0 | 0 | 0 | 0 | 0 | 0
2022-08-31 09:00 | 0.66475 | 0.64894 | 35584 | 22944.8301 | 634 | 68790.7549 | 3 | 6813.5516 | 0.68136 | 0 | 0 | 0 | 19 | 9500 | 2653.0253 | 199.6997 | 20258.3333 | 146466.538 | 29758.3333 | 0 | 116708.2046 | 116708.2046 | 2686.4484 | 6813.5516 | 0 | 0 | 0 | 0 | 0
2022-08-31 10:00 | 0.82297 | 0.71531 | 35584 | 28406.0275 | 634 | 75826.2935 | 3 | 1352.3656 | 0.13524 | 22436.8578 | 0 | 0 | 19 | 9500 | 2653.0253 | 199.6997 | 20258.3333 | 146466.538 | 29758.3333 | 0 | 116708.2046 | 116708.2046 | 9500 | 0 | 0 | 0 | 0 | 0 | 0
2022-08-31 11:00 | 0.91925 | 0.74912 | 35584 | 31729.2742 | 634 | 79410.3158 | 3 | 0 | 0 | 79410.3158 | 0 | 22436.8578 | 19 | 9500 | 2653.0253 | 199.6997 | 20258.3333 | 146466.538 | 29758.3333 | 0 | 116708.2046 | 116708.2046 | 9500 | 0 | 0 | 0 | 0 | 0 | 0
2022-08-31 12:00 | 0.93362 | 0.71156 | 35584 | 32225.2761 | 634 | 75428.7755 | 3 | 0 | 0 | 75428.7755 | 0 | 101847.1736 | 19 | 9500 | 2653.0253 | 199.6997 | 20258.3333 | 146466.538 | 29758.3333 | 0 | 116708.2046 | 116708.2046 | 9500 | 0 | 0 | 0 | 0 | 0 | 0
2022-08-31 13:00 | 0.88685 | 0.68859 | 35584 | 30610.9403 | 634 | 72993.8452 | 3 | 0 | 0 | 72993.8452 | 0 | 177275.9491 | 19 | 9500 | 2653.0253 | 199.6997 | 20258.3333 | 146466.538 | 29758.3333 | 0 | 116708.2046 | 116708.2046 | 9500 | 0 | 0 | 0 | 0 | 0 | 0
2022-08-31 14:00 | 0.77003 | 0.63093 | 35584 | 26578.7251 | 634 | 66881.6085 | 3 | 3179.6642 | 0.31797 | 63701.9443 | 0 | 250269.7943 | 19 | 9500 | 2653.0253 | 199.6997 | 20258.3333 | 146466.538 | 29758.3333 | 0 | 116708.2046 | 116708.2046 | 9500 | 0 | 0 | 0 | 0 | 0 | 0
2022-08-31 15:00 | 0.59478 | 0.53226 | 35584 | 20529.712 | 634 | 56422.1148 | 3 | 9228.6646 | 0.92287 | 47193.4503 | 0 | 313971.7386 | 19 | 9500 | 2653.0253 | 199.6997 | 20258.3333 | 146466.538 | 29758.3333 | 0 | 116708.2046 | 116708.2046 | 271.3354 | 9228.6646 | 0 | 0 | 0 | 0 | 0
2022-08-31 16:00 | 0.3821 | 0.39636 | 35584 | 13188.747 | 634 | 42016.0625 | 3 | 16569.6141 | 1.657 | 25446.4484 | 0 | 361165.1888 | 19 | 9500 | 2653.0253 | 199.6997 | 20258.3333 | 146466.538 | 29758.3333 | 0 | 116708.2046 | 116708.2046 | 0 | 9500 | 0 | 0 | 0 | 0 | 0
2022-08-31 17:00 | 0.17155 | 0.19426 | 35584 | 5921.3021 | 634 | 20592.4924 | 3 | 23837.0437 | 2.3837 | 0 | 3244.5512 | 386611.6373 | 19 | 9500 | 2653.0253 | 199.6997 | 20258.3333 | 146466.538 | 29758.3333 | 0 | 116708.2046 | 116708.2046 | 0 | 9500 | 0 | 0 | 0 | 0 | 0
2022-08-31 18:00 | 0.02117 | 0.00481 | 35584 | 730.7139 | 634 | 509.8831 | 3 | 29027.621 | 2.9028 | 509.8831 | 29027.621 | 383367.0861 | 19 | 9500 | 2653.0253 | 199.6997 | 20258.3333 | 146466.538 | 29758.3333 | 0 | 116708.2046 | 116708.2046 | 730.7123 | 8769.2877 | 0 | 0 | 0 | 0 | 0
2022-08-31 19:00 | 0 | 0 | 35584 | 0 | 634 | 0 | 3 | 29758.3333 | 2.9758 | 0 | 29758.3333 | 354849.3482 | 19 | 9500 | 2653.0253 | 199.6997 | 20258.3333 | 146466.538 | 29758.3333 | 0 | 116708.2046 | 116708.2046 | 0 | 9500 | 0 | 0 | 0 | 0 | 0
2022-08-31 20:00 | 0 | 0 | 35584 | 0 | 634 | 0 | 3 | 29758.3333 | 2.9758 | 0 | 29758.3333 | 325091.0148 | 19 | 9500 | 2653.0253 | 199.6997 | 20258.3333 | 146466.538 | 29758.3333 | 0 | 116708.2046 | 116708.2046 | 0 | 9500 | 0 | 0 | 0 | 0 | 0
2022-08-31 21:00 | 0 | 0 | 35584 | 0 | 634 | 0 | 3 | 29758.3333 | 2.9758 | 0 | 29758.3333 | 295332.6815 | 19 | 9500 | 2653.0253 | 199.6997 | 20258.3333 | 146466.538 | 29758.3333 | 0 | 116708.2046 | 116708.2046 | 0 | 9500 | 0 | 0 | 0 | 0 | 0
2022-08-31 22:00 | 0 | 0 | 35584 | 0 | 634 | 0 | 3 | 29758.3333 | 2.9758 | 0 | 29758.3333 | 265574.3482 | 19 | 9500 | 2653.0253 | 199.6997 | 20258.3333 | 146466.538 | 29758.3333 | 0 | 116708.2046 | 116708.2046 | 0 | 9500 | 0 | 0 | 0 | 0 | 0
2022-08-31 23:00 | 0 | 0 | 35584 | 0 | 634 | 0 | 3 | 29758.3333 | 2.9758 | 0 | 29758.3333 | 235816.0148 | 19 | 9500 | 2653.0253 | 199.6997 | 20258.3333 | 146466.538 | 29758.3333 | 0 | 116708.2046 | 116708.2046 | 0 | 9500 | 0 | 0 | 0 | 0 | 0
2022-09-01 | 0 | 0 | 35584 | 0 | 634 | 0 | 3 | 30000 | 3 | 0 | 30000 | 206057.6815 | 19 | 7020.8333 | 2672.4221 | 147.5851 | 22979.1667 | 150110.1049 | 30000 | 0 | 120110.1049 | 120110.1049 | 0 | 7020.8333 | 0 | 0 | 0 | 0 | 0
2022-09-01 01:00 | 0 | 0 | 35584 | 0 | 634 | 0 | 3 | 30000 | 3 | 0 | 30000 | 176057.6815 | 19 | 7020.8333 | 2672.4221 | 147.5851 | 22979.1667 | 150110.1049 | 30000 | 0 | 120110.1049 | 120110.1049 | 0 | 7020.8333 | 0 | 0 | 0 | 0 | 0
2022-09-01 02:00 | 0 | 0 | 35584 | 0 | 634 | 0 | 3 | 30000 | 3 | 0 | 30000 | 146057.6815 | 19 | 7020.8333 | 2672.4221 | 147.5851 | 22979.1667 | 150110.1049 | 30000 | 0 | 120110.1049 | 120110.1049 | 0 | 7020.8333 | 0 | 0 | 0 | 0 | 0
2022-09-01 03:00 | 0 | 0 | 35584 | 0 | 634 | 0 | 3 | 30000 | 3 | 0 | 30000 | 116057.6815 | 19 | 7020.8333 | 2672.4221 | 147.5851 | 22979.1667 | 150110.1049 | 30000 | 0 | 120110.1049 | 120110.1049 | 0 | 7020.8333 | 0 | 0 | 0 | 0 | 0
2022-09-01 04:00 | 0 | 0 | 35584 | 0 | 634 | 0 | 3 | 30000 | 3 | 0 | 30000 | 86057.6815 | 19 | 7020.8333 | 2672.4221 | 147.5851 | 22979.1667 | 150110.1049 | 30000 | 0 | 120110.1049 | 120110.1049 | 0 | 7020.8333 | 0 | 0 | 0 | 0 | 0
2022-09-01 05:00 | 0 | 0 | 35584 | 0 | 634 | 0 | 3 | 30000 | 3 | 0 | 30000 | 56057.6815 | 19 | 7020.8333 | 2672.4221 | 147.5851 | 22979.1667 | 150110.1049 | 30000 | 0 | 120110.1049 | 120110.1049 | 0 | 7020.8333 | 0 | 0 | 0 | 0 | 0
2022-09-01 06:00 | 0.04595 | 0.03719 | 35584 | 1586.0323 | 634 | 3942.3185 | 3 | 30000 | 3 | 0 | 26057.6815 | 26057.6815 | 19 | 8606.8623 | 2672.4221 | 180.925 | 22979.1667 | 150110.1049 | 31586.0289 | 0 | 118524.076 | 118524.076 | 1586.0289 | 7020.8333 | 0 | 0 | 0 | 0 | 0
2022-09-01 07:00 | 0.22043 | 0.27042 | 35584 | 7608.4677 | 634 | 28665.818 | 3 | 24870.715 | 2.4871 | 0 | 0 | 0 | 19 | 9500 | 2672.4221 | 199.6997 | 22979.1667 | 150110.1049 | 32479.1667 | 0 | 117630.9382 | 117630.9382 | 7608.4517 | 1891.5483 | 0 | 0 | 0 | 0 | 0
2022-09-01 08:00 | 0.4383 | 0.44436 | 35584 | 15128.5732 | 634 | 47104.2929 | 3 | 17350.6253 | 1.7351 | 0 | 0 | 0 | 19 | 9500 | 2672.4221 | 199.6997 | 22979.1667 | 150110.1049 | 32479.1667 | 0 | 117630.9382 | 117630.9382 | 9500 | 0 | 0 | 0 | 0 | 0 | 0
2022-09-01 09:00 | 0.64142 | 0.56634 | 35584 | 22139.5606 | 634 | 60034.7584 | 3 | 10339.6527 | 1.034 | 36467.2105 | 0 | 0 | 19 | 9500 | 2672.4221 | 199.6997 | 22979.1667 | 150110.1049 | 32479.1667 | 0 | 117630.9382 | 117630.9382 | 0 | 9500 | 0 | 0 | 0 | 0 | 0
2022-09-01 10:00 | 0.79953 | 0.63073 | 35584 | 27596.9613 | 634 | 66860.4075 | 3 | 4882.2635 | 0.48823 | 0 | 0 | 36467.2105 | 19 | 9500 | 2672.4221 | 199.6997 | 22979.1667 | 150110.1049 | 32479.1667 | 0 | 117630.9382 | 117630.9382 | 4617.7365 | 4882.2635 | 0 | 0 | 0 | 0 | 0
2022-09-01 11:00 | 0.89585 | 0.6661 | 35584 | 30921.5886 | 634 | 70609.7973 | 3 | 1557.6432 | 0.15576 | 69052.1541 | 0 | 36467.2105 | 19 | 9500 | 2672.4221 | 199.6997 | 22979.1667 | 150110.1049 | 32479.1667 | 0 | 117630.9382 | 117630.9382 | 9500 | 0 | 0 | 0 | 0 | 0 | 0
2022-09-01 12:00 | 0.94178 | 0.75402 | 35584 | 32506.9305 | 634 | 79929.7393 | 3 | 0 | 0 | 79929.7393 | 0 | 105519.3646 | 19 | 9500 | 2672.4221 | 199.6997 | 22979.1667 | 150110.1049 | 32479.1667 | 0 | 117630.9382 | 117630.9382 | 9500 | 0 | 0 | 0 | 0 | 0 | 0
2022-09-01 13:00 | 0.89022 | 0.70821 | 35584 | 30727.2608 | 634 | 75073.6594 | 3 | 1751.9705 | 0.1752 | 73321.6889 | 0 | 185449.1039 | 19 | 9500 | 2672.4221 | 199.6997 | 22979.1667 | 150110.1049 | 32479.1667 | 0 | 117630.9382 | 117630.9382 | 9500 | 0 | 0 | 0 | 0 | 0 | 0
2022-09-01 14:00 | 0.77925 | 0.68136 | 35584 | 26896.967 | 634 | 72227.4305 | 3 | 5582.2563 | 0.55823 | 66645.1743 | 0 | 258770.7928 | 19 | 9500 | 2672.4221 | 199.6997 | 22979.1667 | 150110.1049 | 32479.1667 | 0 | 117630.9382 | 117630.9382 | 3917.7437 | 5582.2563 | 0 | 0 | 0 | 0 | 0
2022-09-01 15:00 | 0.5933 | 0.54706 | 35584 | 20478.6276 | 634 | 57990.9859 | 3 | 12000.5822 | 1.2001 | 45990.4037 | 0 | 325415.967 | 19 | 9500 | 2672.4221 | 199.6997 | 22979.1667 | 150110.1049 | 32479.1667 | 0 | 117630.9382 | 117630.9382 | 0 | 9500 | 0 | 0 | 0 | 0 | 0
2022-09-01 16:00 | 0.37577 | 0.39646 | 35584 | 12970.2577 | 634 | 42026.663 | 3 | 19508.9363 | 1.9509 | 22517.7267 | 0 | 371406.3707 | 19 | 9500 | 2672.4221 | 199.6997 | 22979.1667 | 150110.1049 | 32479.1667 | 0 | 117630.9382 | 117630.9382 | 9500 | 0 | 0 | 0 | 0 | 0 | 0
2022-09-01 17:00 | 0.16727 | 0.19328 | 35584 | 5773.5716 | 634 | 20488.6077 | 3 | 26705.6072 | 2.6706 | 0 | 6216.9995 | 393924.0975 | 19 | 9500 | 2672.4221 | 199.6997 | 22979.1667 | 150110.1049 | 32479.1667 | 0 | 117630.9382 | 117630.9382 | 5773.5595 | 3726.4405 | 0 | 0 | 0 | 0 | 0
2022-09-01 18:00 | 0.02033 | 0.00563 | 35584 | 701.72 | 634 | 596.807 | 3 | 30000 | 3 | 0 | 29403.193 | 387707.098 | 19 | 7722.5519 | 2672.4221 | 162.3359 | 22979.1667 | 150110.1049 | 30701.7186 | 0 | 119408.3863 | 119408.3863 | 701.7186 | 7020.8333 | 0 | 0 | 0 | 0 | 0
2022-09-01 19:00 | 0 | 0 | 35584 | 0 | 634 | 0 | 3 | 30000 | 3 | 0 | 30000 | 358303.905 | 19 | 7020.8333 | 2672.4221 | 147.5851 | 22979.1667 | 150110.1049 | 30000 | 0 | 120110.1049 | 120110.1049 | 0 | 7020.8333 | 0 | 0 | 0 | 0 | 0
2022-09-01 20:00 | 0 | 0 | 35584 | 0 | 634 | 0 | 3 | 30000 | 3 | 0 | 30000 | 328303.905 | 19 | 7020.8333 | 2672.4221 | 147.5851 | 22979.1667 | 150110.1049 | 30000 | 0 | 120110.1049 | 120110.1049 | 0 | 7020.8333 | 0 | 0 | 0 | 0 | 0
2022-09-01 21:00 | 0 | 0 | 35584 | 0 | 634 | 0 | 3 | 30000 | 3 | 0 | 30000 | 298303.905 | 19 | 7020.8333 | 2672.4221 | 147.5851 | 22979.1667 | 150110.1049 | 30000 | 0 | 120110.1049 | 120110.1049 | 0 | 7020.8333 | 0 | 0 | 0 | 0 | 0
2022-09-01 22:00 | 0 | 0 | 35584 | 0 | 634 | 0 | 3 | 30000 | 3 | 0 | 30000 | 268303.905 | 19 | 7020.8333 | 2672.4221 | 147.5851 | 22979.1667 | 150110.1049 | 30000 | 0 | 120110.1049 | 120110.1049 | 0 | 7020.8333 | 0 | 0 | 0 | 0 | 0
2022-09-01 23:00 | 0 | 0 | 35584 | 0 | 634 | 0 | 3 | 30000 | 3 | 0 | 30000 | 238303.905 | 19 | 7020.8333 | 2672.4221 | 147.5851 | 22979.1667 | 150110.1049 | 30000 | 0 | 120110.1049 | 120110.1049 | 0 | 7020.8333 | 0 | 0 | 0 | 0 | 0
2022-09-02 | 0 | 0 | 35584 | 0 | 634 | 0 | 3 | 30000 | 3 | 0 | 30000 | 208303.905 | 19 | 6729.1667 | 2672.4221 | 141.454 | 23270.8333 | 150401.7716 | 30000 | 0 | 120401.7716 | 120401.7716 | 0 | 6729.1667 | 0 | 0 | 0 | 0 | 0
2022-09-02 01:00 | 0 | 0 | 35584 | 0 | 634 | 0 | 3 | 30000 | 3 | 0 | 30000 | 178303.905 | 19 | 6729.1667 | 2672.4221 | 141.454 | 23270.8333 | 150401.7716 | 30000 | 0 | 120401.7716 | 120401.7716 | 0 | 6729.1667 | 0 | 0 | 0 | 0 | 0
2022-09-02 02:00 | 0 | 0 | 35584 | 0 | 634 | 0 | 3 | 30000 | 3 | 0 | 30000 | 148303.905 | 19 | 6729.1667 | 2672.4221 | 141.454 | 23270.8333 | 150401.7716 | 30000 | 0 | 120401.7716 | 120401.7716 | 0 | 6729.1667 | 0 | 0 | 0 | 0 | 0
2022-09-02 03:00 | 0 | 0 | 35584 | 0 | 634 | 0 | 3 | 30000 | 3 | 0 | 30000 | 118303.905 | 19 | 6729.1667 | 2672.4221 | 141.454 | 23270.8333 | 150401.7716 | 30000 | 0 | 120401.7716 | 120401.7716 | 0 | 6729.1667 | 0 | 0 | 0 | 0 | 0
2022-09-02 04:00 | 0 | 0 | 35584 | 0 | 634 | 0 | 3 | 30000 | 3 | 0 | 30000 | 88303.905 | 19 | 6729.1667 | 2672.4221 | 141.454 | 23270.8333 | 150401.7716 | 30000 | 0 | 120401.7716 | 120401.7716 | 0 | 6729.1667 | 0 | 0 | 0 | 0 | 0
2022-09-02 05:00 | 0 | 0 | 35584 | 0 | 634 | 0 | 3 | 30000 | 3 | 0 | 30000 | 58303.905 | 19 | 6729.1667 | 2672.4221 | 141.454 | 23270.8333 | 150401.7716 | 30000 | 0 | 120401.7716 | 120401.7716 | 0 | 6729.1667 | 0 | 0 | 0 | 0 | 0
2022-09-02 06:00 | 0.04342 | 0.02694 | 35584 | 1498.7056 | 634 | 2855.7693 | 3 | 30000 | 3 | 0 | 27144.2307 | 28303.905 | 19 | 8227.8691 | 2672.4221 | 172.9582 | 23270.8333 | 150401.7716 | 31498.7024 | 0 | 118903.0692 | 118903.0692 | 1498.7024 | 6729.1667 | 0 | 0 | 0 | 0 | 0
2022-09-02 07:00 | 0.21002 | 0.22982 | 35584 | 7249.1511 | 634 | 24362.0231 | 3 | 25521.6975 | 2.5522 | 0 | 1159.6743 | 1159.6743 | 19 | 9500 | 2672.4221 | 199.6997 | 23270.8333 | 150401.7716 | 32770.8333 | 0 | 117630.9382 | 117630.9382 | 7249.1359 | 2250.8641 | 0 | 0 | 0 | 0 | 0
2022-09-02 08:00 | 0.42585 | 0.41053 | 35584 | 14698.843 | 634 | 43518.1505 | 3 | 18072.0213 | 1.8072 | 18072.0213 | 18072.0213 | 0 | 19 | 9500 | 2672.4221 | 199.6997 | 23270.8333 | 150401.7716 | 32770.8333 | 0 | 117630.9382 | 117630.9382 | 0 | 9500 | 0 | 0 | 0 | 0 | 0
2022-09-02 09:00 | 0.62915 | 0.53101 | 35584 | 21716.0434 | 634 | 56289.6088 | 3 | 11054.8357 | 1.1055 | 0 | 0 | 0 | 19 | 9500 | 2672.4221 | 199.6997 | 23270.8333 | 150401.7716 | 32770.8333 | 0 | 117630.9382 | 117630.9382 | 0 | 9500 | 0 | 0 | 0 | 0 | 0
2022-09-02 10:00 | 0.78962 | 0.59815 | 35584 | 27254.9029 | 634 | 63406.7711 | 3 | 5515.9878 | 0.5516 | 0 | 0 | 0 | 19 | 9500 | 2672.4221 | 199.6997 | 23270.8333 | 150401.7716 | 32770.8333 | 0 | 117630.9382 | 117630.9382 | 9500 | 0 | 0 | 0 | 0 | 0 | 0
2022-09-02 11:00 | 0.8883 | 0.63844 | 35584 | 30660.9892 | 634 | 67677.7045 | 3 | 2109.9087 | 0.21099 | 45988.6444 | 0 | 0 | 19 | 9500 | 2672.4221 | 199.6997 | 23270.8333 | 150401.7716 | 32770.8333 | 0 | 117630.9382 | 117630.9382 | 7390.0913 | 2109.9087 | 0 | 0 | 0 | 0 | 0
2022-09-02 12:00 | 0.9526 | 0.79419 | 35584 | 32880.3988 | 634 | 84187.9521 | 3 | 0 | 0 | 84187.9521 | 0 | 45988.6444 | 19 | 9500 | 2672.4221 | 199.6997 | 23270.8333 | 150401.7716 | 32770.8333 | 0 | 117630.9382 | 117630.9382 | 9500 | 0 | 0 | 0 | 0 | 0 | 0
2022-09-02 13:00 | 0.90605 | 0.77405 | 35584 | 31273.6567 | 634 | 82053.0154 | 3 | 1497.2425 | 0.14972 | 80555.773 | 0 | 130176.5965 | 19 | 9500 | 2672.4221 | 199.6997 | 23270.8333 | 150401.7716 | 32770.8333 | 0 | 117630.9382 | 117630.9382 | 8002.7575 | 1497.2425 | 0 | 0 | 0 | 0 | 0
2022-09-02 14:00 | 0.79088 | 0.73138 | 35584 | 27298.3937 | 634 | 77529.7906 | 3 | 5472.4971 | 0.54725 | 72057.2935 | 0 | 210732.3695 | 19 | 9500 | 2672.4221 | 199.6997 | 23270.8333 | 150401.7716 | 32770.8333 | 0 | 117630.9382 | 117630.9382 | 9500 | 0 | 0 | 0 | 0 | 0 | 0
2022-09-02 15:00 | 0.61672 | 0.6616 | 35584 | 21287.0035 | 634 | 70132.7757 | 3 | 11483.8746 | 1.1484 | 58648.9011 | 0 | 282789.663 | 19 | 9500 | 2672.4221 | 199.6997 | 23270.8333 | 150401.7716 | 32770.8333 | 0 | 117630.9382 | 117630.9382 | 0 | 9500 | 0 | 0 | 0 | 0 | 0
2022-09-02 16:00 | 0.40173 | 0.52216 | 35584 | 13866.3055 | 634 | 55351.4664 | 3 | 18904.557 | 1.8905 | 36446.9094 | 0 | 341438.5641 | 19 | 9500 | 2672.4221 | 199.6997 | 23270.8333 | 150401.7716 | 32770.8333 | 0 | 117630.9382 | 117630.9382 | 9500 | 0 | 0 | 0 | 0 | 0 | 0
2022-09-02 17:00 | 0.18205 | 0.31316 | 35584 | 6283.7252 | 634 | 33196.4632 | 3 | 26487.1214 | 2.6487 | 6709.3418 | 0 | 377885.4735 | 19 | 9500 | 2672.4221 | 199.6997 | 23270.8333 | 150401.7716 | 32770.8333 | 0 | 117630.9382 | 117630.9382 | 6283.712 | 3216.288 | 0 | 0 | 0 | 0 | 0
2022-09-02 18:00 | 0.01992 | 0.01363 | 35584 | 687.5683 | 634 | 1444.8454 | 3 | 30000 | 3 | 0 | 28555.1546 | 384594.8152 | 19 | 7416.7335 | 2672.4221 | 155.9073 | 23270.8333 | 150401.7716 | 30687.5668 | 0 | 119714.2047 | 119714.2047 | 0 | 7416.7335 | 0 | 0 | 0 | 0 | 0
2022-09-02 19:00 | 0 | 0 | 35584 | 0 | 634 | 0 | 3 | 30000 | 3 | 0 | 30000 | 356039.6607 | 19 | 6729.1667 | 2672.4221 | 141.454 | 23270.8333 | 150401.7716 | 30000 | 0 | 120401.7716 | 120401.7716 | 0 | 6729.1667 | 0 | 0 | 0 | 0 | 0
2022-09-02 20:00 | 0 | 0 | 35584 | 0 | 634 | 0 | 3 | 30000 | 3 | 0 | 30000 | 326039.6607 | 19 | 6729.1667 | 2672.4221 | 141.454 | 23270.8333 | 150401.7716 | 30000 | 0 | 120401.7716 | 120401.7716 | 0 | 6729.1667 | 0 | 0 | 0 | 0 | 0
2022-09-02 21:00 | 0 | 0 | 35584 | 0 | 634 | 0 | 3 | 30000 | 3 | 0 | 30000 | 296039.6607 | 19 | 6729.1667 | 2672.4221 | 141.454 | 23270.8333 | 150401.7716 | 30000 | 0 | 120401.7716 | 120401.7716 | 0 | 6729.1667 | 0 | 0 | 0 | 0 | 0
2022-09-02 22:00 | 0 | 0 | 35584 | 0 | 634 | 0 | 3 | 30000 | 3 | 0 | 30000 | 266039.6607 | 19 | 6729.1667 | 2672.4221 | 141.454 | 23270.8333 | 150401.7716 | 30000 | 0 | 120401.7716 | 120401.7716 | 0 | 6729.1667 | 0 | 0 | 0 | 0 | 0
2022-09-02 23:00 | 0 | 0 | 35584 | 0 | 634 | 0 | 3 | 30000 | 3 | 0 | 30000 | 236039.6607 | 19 | 6729.1667 | 2672.4221 | 141.454 | 23270.8333 | 150401.7716 | 30000 | 0 | 120401.7716 | 120401.7716 | 0 | 6729.1667 | 0 | 0 | 0 | 0 | 0
2022-09-03 | 0 | 0 | 35584 | 0 | 634 | 0 | 3 | 30000 | 3 | 0 | 30000 | 206039.6607 | 19 | 6929.1667 | 2672.4221 | 145.6582 | 23070.8333 | 150201.7716 | 30000 | 0 | 120201.7716 | 120201.7716 | 0 | 6929.1667 | 0 | 0 | 0 | 0 | 0
2022-09-03 01:00 | 0 | 0 | 35584 | 0 | 634 | 0 | 3 | 30000 | 3 | 0 | 30000 | 176039.6607 | 19 | 6929.1667 | 2672.4221 | 145.6582 | 23070.8333 | 150201.7716 | 30000 | 0 | 120201.7716 | 120201.7716 | 0 | 6929.1667 | 0 | 0 | 0 | 0 | 0
2022-09-03 02:00 | 0 | 0 | 35584 | 0 | 634 | 0 | 3 | 30000 | 3 | 0 | 30000 | 146039.6607 | 19 | 6929.1667 | 2672.4221 | 145.6582 | 23070.8333 | 150201.7716 | 30000 | 0 | 120201.7716 | 120201.7716 | 0 | 6929.1667 | 0 | 0 | 0 | 0 | 0
2022-09-03 03:00 | 0 | 0 | 35584 | 0 | 634 | 0 | 3 | 30000 | 3 | 0 | 30000 | 116039.6607 | 19 | 6929.1667 | 2672.4221 | 145.6582 | 23070.8333 | 150201.7716 | 30000 | 0 | 120201.7716 | 120201.7716 | 0 | 6929.1667 | 0 | 0 | 0 | 0 | 0
2022-09-03 04:00 | 0 | 0 | 35584 | 0 | 634 | 0 | 3 | 30000 | 3 | 0 | 30000 | 86039.6607 | 19 | 6929.1667 | 2672.4221 | 145.6582 | 23070.8333 | 150201.7716 | 30000 | 0 | 120201.7716 | 120201.7716 | 0 | 6929.1667 | 0 | 0 | 0 | 0 | 0
2022-09-03 05:00 | 0 | 0 | 35584 | 0 | 634 | 0 | 3 | 30000 | 3 | 0 | 30000 | 56039.6607 | 19 | 6929.1667 | 2672.4221 | 145.6582 | 23070.8333 | 150201.7716 | 30000 | 0 | 120201.7716 | 120201.7716 | 0 | 6929.1667 | 0 | 0 | 0 | 0 | 0
2022-09-03 06:00 | 0.04435 | 0.03736 | 35584 | 1530.8059 | 634 | 3960.3393 | 3 | 30000 | 3 | 0 | 26039.6607 | 26039.6607 | 19 | 8459.9693 | 2672.4221 | 177.8372 | 23070.8333 | 150201.7716 | 31530.8027 | 0 | 118670.9689 | 118670.9689 | 1530.8027 | 6929.1667 | 0 | 0 | 0 | 0 | 0
2022-09-03 07:00 | 0.21477 | 0.25375 | 35584 | 7413.1044 | 634 | 26898.718 | 3 | 25157.7445 | 2.5158 | 0 | 0 | 0 | 19 | 9500 | 2672.4221 | 199.6997 | 23070.8333 | 150201.7716 | 32570.8333 | 0 | 117630.9382 | 117630.9382 | 7413.0888 | 2086.9112 | 0 | 0 | 0 | 0 | 0
2022-09-03 08:00 | 0.4348 | 0.442 | 35584 | 15007.7655 | 634 | 46854.1216 | 3 | 17563.0994 | 1.7563 | 0 | 0 | 0 | 19 | 9500 | 2672.4221 | 199.6997 | 23070.8333 | 150201.7716 | 32570.8333 | 0 | 117630.9382 | 117630.9382 | 9500 | 0 | 0 | 0 | 0 | 0 | 0
2022-09-03 09:00 | 0.6406 | 0.5599 | 35584 | 22111.2571 | 634 | 59352.0875 | 3 | 10459.6228 | 1.046 | 0 | 0 | 0 | 19 | 9500 | 2672.4221 | 199.6997 | 23070.8333 | 150201.7716 | 32570.8333 | 0 | 117630.9382 | 117630.9382 | 0 | 9500 | 0 | 0 | 0 | 0 | 0
2022-09-03 10:00 | 0.80247 | 0.63311 | 35584 | 27698.4397 | 634 | 67112.6989 | 3 | 4872.4519 | 0.48725 | 0 | 0 | 0 | 19 | 9500 | 2672.4221 | 199.6997 | 23070.8333 | 150201.7716 | 32570.8333 | 0 | 117630.9382 | 117630.9382 | 4627.5481 | 4872.4519 | 0 | 0 | 0 | 0 | 0
2022-09-03 11:00 | 0.9018 | 0.67537 | 35584 | 31126.9617 | 634 | 71592.4618 | 3 | 1443.9372 | 0.14439 | 45263.5894 | 0 | 0 | 19 | 9500 | 2672.4221 | 199.6997 | 23070.8333 | 150201.7716 | 32570.8333 | 0 | 117630.9382 | 117630.9382 | 9500 | 0 | 0 | 0 | 0 | 0 | 0
2022-09-03 12:00 | 0.95425 | 0.78869 | 35584 | 32937.351 | 634 | 83604.9257 | 3 | 0 | 0 | 83604.9257 | 0 | 45263.5894 | 19 | 9500 | 2672.4221 | 199.6997 | 23070.8333 | 150201.7716 | 32570.8333 | 0 | 117630.9382 | 117630.9382 | 9500 | 0 | 0 | 0 | 0 | 0 | 0
2022-09-03 13:00 | 0.90833 | 0.77223 | 35584 | 31352.3543 | 634 | 81860.0867 | 3 | 1218.5451 | 0.12185 | 80641.5416 | 0 | 128868.5151 | 19 | 9500 | 2672.4221 | 199.6997 | 23070.8333 | 150201.7716 | 32570.8333 | 0 | 117630.9382 | 117630.9382 | 8281.4549 | 1218.5451 | 0 | 0 | 0 | 0 | 0
2022-09-03 14:00 | 0.79367 | 0.73381 | 35584 | 27394.6947 | 634 | 77787.3823 | 3 | 5176.1963 | 0.51762 | 72611.186 | 0 | 209510.0568 | 19 | 9500 | 2672.4221 | 199.6997 | 23070.8333 | 150201.7716 | 32570.8333 | 0 | 117630.9382 | 117630.9382 | 4323.8037 | 5176.1963 | 0 | 0 | 0 | 0 | 0
2022-09-03 15:00 | 0.61917 | 0.65464 | 35584 | 21371.5689 | 634 | 69394.9823 | 3 | 11199.3094 | 1.1199 | 58195.6729 | 0 | 282121.2427 | 19 | 9500 | 2672.4221 | 199.6997 | 23070.8333 | 150201.7716 | 32570.8333 | 0 | 117630.9382 | 117630.9382 | 9500 | 0 | 0 | 0 | 0 | 0 | 0
2022-09-03 16:00 | 0.40283 | 0.52525 | 35584 | 13904.2736 | 634 | 55679.0212 | 3 | 18666.589 | 1.8667 | 37012.4322 | 0 | 340316.9156 | 19 | 9500 | 2672.4221 | 199.6997 | 23070.8333 | 150201.7716 | 32570.8333 | 0 | 117630.9382 | 117630.9382 | 0 | 9500 | 0 | 0 | 0 | 0 | 0
2022-09-03 17:00 | 0.18168 | 0.30642 | 35584 | 6270.9541 | 634 | 32481.9908 | 3 | 26299.8924 | 2.63 | 6182.0984 | 0 | 377329.3478 | 19 | 9500 | 2672.4221 | 199.6997 | 23070.8333 | 150201.7716 | 32570.8333 | 0 | 117630.9382 | 117630.9382 | 0 | 9500 | 0 | 0 | 0 | 0 | 0
2022-09-03 18:00 | 0.01888 | 0.012 | 35584 | 651.6711 | 634 | 1272.0576 | 3 | 30000 | 3 | 0 | 28727.9424 | 383511.4462 | 19 | 7580.8364 | 2672.4221 | 159.3569 | 23070.8333 | 150201.7716 | 30651.6698 | 0 | 119550.1018 | 119550.1018 | 0 | 7580.8364 | 0 | 0 | 0 | 0 | 0
2022-09-03 19:00 | 0 | 0 | 35584 | 0 | 634 | 0 | 3 | 30000 | 3 | 0 | 30000 | 354783.5038 | 19 | 6929.1667 | 2672.4221 | 145.6582 | 23070.8333 | 150201.7716 | 30000 | 0 | 120201.7716 | 120201.7716 | 0 | 6929.1667 | 0 | 0 | 0 | 0 | 0
2022-09-03 20:00 | 0 | 0 | 35584 | 0 | 634 | 0 | 3 | 30000 | 3 | 0 | 30000 | 324783.5038 | 19 | 6929.1667 | 2672.4221 | 145.6582 | 23070.8333 | 150201.7716 | 30000 | 0 | 120201.7716 | 120201.7716 | 0 | 6929.1667 | 0 | 0 | 0 | 0 | 0
2022-09-03 21:00 | 0 | 0 | 35584 | 0 | 634 | 0 | 3 | 30000 | 3 | 0 | 30000 | 294783.5038 | 19 | 6929.1667 | 2672.4221 | 145.6582 | 23070.8333 | 150201.7716 | 30000 | 0 | 120201.7716 | 120201.7716 | 0 | 6929.1667 | 0 | 0 | 0 | 0 | 0
2022-09-03 22:00 | 0 | 0 | 35584 | 0 | 634 | 0 | 3 | 30000 | 3 | 0 | 30000 | 264783.5038 | 19 | 6929.1667 | 2672.4221 | 145.6582 | 23070.8333 | 150201.7716 | 30000 | 0 | 120201.7716 | 120201.7716 | 0 | 6929.1667 | 0 | 0 | 0 | 0 | 0
2022-09-03 23:00 | 0 | 0 | 35584 | 0 | 634 | 0 | 3 | 30000 | 3 | 0 | 30000 | 234783.5038 | 19 | 6929.1667 | 2672.4221 | 145.6582 | 23070.8333 | 150201.7716 | 30000 | 0 | 120201.7716 | 120201.7716 | 0 | 6929.1667 | 0 | 0 | 0 | 0 | 0
2022-09-04 | 0 | 0 | 35584 | 0 | 634 | 0 | 3 | 30000 | 3 | 0 | 30000 | 204783.5038 | 19 | 7058.3333 | 2672.4221 | 148.3734 | 22941.6667 | 150072.6049 | 30000 | 0 | 120072.6049 | 120072.6049 | 0 | 7058.3333 | 0 | 0 | 0 | 0 | 0
2022-09-04 01:00 | 0 | 0 | 35584 | 0 | 634 | 0 | 3 | 30000 | 3 | 0 | 30000 | 174783.5038 | 19 | 7058.3333 | 2672.4221 | 148.3734 | 22941.6667 | 150072.6049 | 30000 | 0 | 120072.6049 | 120072.6049 | 0 | 7058.3333 | 0 | 0 | 0 | 0 | 0
2022-09-04 02:00 | 0 | 0 | 35584 | 0 | 634 | 0 | 3 | 30000 | 3 | 0 | 30000 | 144783.5038 | 19 | 7058.3333 | 2672.4221 | 148.3734 | 22941.6667 | 150072.6049 | 30000 | 0 | 120072.6049 | 120072.6049 | 0 | 7058.3333 | 0 | 0 | 0 | 0 | 0
2022-09-04 03:00 | 0 | 0 | 35584 | 0 | 634 | 0 | 3 | 30000 | 3 | 0 | 30000 | 114783.5038 | 19 | 7058.3333 | 2672.4221 | 148.3734 | 22941.6667 | 150072.6049 | 30000 | 0 | 120072.6049 | 120072.6049 | 0 | 7058.3333 | 0 | 0 | 0 | 0 | 0
2022-09-04 04:00 | 0 | 0 | 35584 | 0 | 634 | 0 | 3 | 30000 | 3 | 0 | 30000 | 84783.5038 | 19 | 7058.3333 | 2672.4221 | 148.3734 | 22941.6667 | 150072.6049 | 30000 | 0 | 120072.6049 | 120072.6049 | 0 | 7058.3333 | 0 | 0 | 0 | 0 | 0
2022-09-04 05:00 | 0 | 0 | 35584 | 0 | 634 | 0 | 3 | 30000 | 3 | 0 | 30000 | 54783.5038 | 19 | 7058.3333 | 2672.4221 | 148.3734 | 22941.6667 | 150072.6049 | 30000 | 0 | 120072.6049 | 120072.6049 | 0 | 7058.3333 | 0 | 0 | 0 | 0 | 0
2022-09-04 06:00 | 0.0449 | 0.04921 | 35584 | 1549.79 | 634 | 5216.4962 | 3 | 30000 | 3 | 0 | 24783.5038 | 24783.5038 | 19 | 8608.12 | 2672.4221 | 180.9515 | 22941.6667 | 150072.6049 | 31549.7867 | 0 | 118522.8182 | 118522.8182 | 1549.7867 | 7058.3333 | 0 | 0 | 0 | 0 | 0
2022-09-04 07:00 | 0.2249 | 0.30632 | 35584 | 7762.7564 | 634 | 32471.3903 | 3 | 24678.9267 | 2.4679 | 0 | 0 | 0 | 19 | 9500 | 2672.4221 | 199.6997 | 22941.6667 | 150072.6049 | 32441.6667 | 0 | 117630.9382 | 117630.9382 | 0 | 9500 | 0 | 0 | 0 | 0 | 0
2022-09-04 08:00 | 0.44623 | 0.49961 | 35584 | 15402.2889 | 634 | 52961.0581 | 3 | 17039.4102 | 1.7039 | 0 | 0 | 0 | 19 | 9500 | 2672.4221 | 199.6997 | 22941.6667 | 150072.6049 | 32441.6667 | 0 | 117630.9382 | 117630.9382 | 9500 | 0 | 0 | 0 | 0 | 0 | 0
2022-09-04 09:00 | 0.6501 | 0.61939 | 35584 | 22439.1636 | 634 | 65658.3131 | 3 | 10002.5503 | 1.0003 | 0 | 0 | 0 | 19 | 9500 | 2672.4221 | 199.6997 | 22941.6667 | 150072.6049 | 32441.6667 | 0 | 117630.9382 | 117630.9382 | 0 | 9500 | 0 | 0 | 0 | 0 | 0
2022-09-04 10:00 | 0.80847 | 0.68018 | 35584 | 27905.5386 | 634 | 72102.3449 | 3 | 4536.1868 | 0.45362 | 7434.3491 | 0 | 0 | 19 | 9500 | 2672.4221 | 199.6997 | 22941.6667 | 150072.6049 | 32441.6667 | 0 | 117630.9382 | 117630.9382 | 9500 | 0 | 0 | 0 | 0 | 0 | 0
2022-09-04 11:00 | 0.90462 | 0.71614 | 35584 | 31224.2981 | 634 | 75914.2775 | 3 | 1217.4343 | 0.12174 | 74696.8432 | 0 | 7434.3491 | 19 | 9500 | 2672.4221 | 199.6997 | 22941.6667 | 150072.6049 | 32441.6667 | 0 | 117630.9382 | 117630.9382 | 9500 | 0 | 0 | 0 | 0 | 0 | 0
2022-09-04 12:00 | 0.93133 | 0.73855 | 35584 | 32146.2333 | 634 | 78289.845 | 3 | 295.501 | 0.02955 | 77994.344 | 0 | 82131.1923 | 19 | 9500 | 2672.4221 | 199.6997 | 22941.6667 | 150072.6049 | 32441.6667 | 0 | 117630.9382 | 117630.9382 | 9500 | 0 | 0 | 0 | 0 | 0 | 0
2022-09-04 13:00 | 0.88522 | 0.71904 | 35584 | 30554.6784 | 634 | 76221.6914 | 3 | 1887.0526 | 0.18871 | 74334.6388 | 0 | 160125.5363 | 19 | 9500 | 2672.4221 | 199.6997 | 22941.6667 | 150072.6049 | 32441.6667 | 0 | 117630.9382 | 117630.9382 | 7612.9474 | 1887.0526 | 0 | 0 | 0 | 0 | 0
2022-09-04 14:00 | 0.7695 | 0.67471 | 35584 | 26560.4314 | 634 | 71522.4986 | 3 | 5881.2912 | 0.58813 | 65641.2074 | 0 | 234460.1752 | 19 | 9500 | 2672.4221 | 199.6997 | 22941.6667 | 150072.6049 | 32441.6667 | 0 | 117630.9382 | 117630.9382 | 3618.7088 | 5881.2912 | 0 | 0 | 0 | 0 | 0
2022-09-04 15:00 | 0.59565 | 0.59762 | 35584 | 20559.7413 | 634 | 63350.5886 | 3 | 11881.9686 | 1.1882 | 51468.6199 | 0 | 300101.3825 | 19 | 9500 | 2672.4221 | 199.6997 | 22941.6667 | 150072.6049 | 32441.6667 | 0 | 117630.9382 | 117630.9382 | 9500 | 0 | 0 | 0 | 0 | 0 | 0
2022-09-04 16:00 | 0.38212 | 0.47204 | 35584 | 13189.4373 | 634 | 50038.5058 | 3 | 19252.2571 | 1.9252 | 30786.2487 | 0 | 351570.0025 | 19 | 9500 | 2672.4221 | 199.6997 | 22941.6667 | 150072.6049 | 32441.6667 | 0 | 117630.9382 | 117630.9382 | 9500 | 0 | 0 | 0 | 0 | 0 | 0
2022-09-04 17:00 | 0.16743 | 0.26616 | 35584 | 5779.0942 | 634 | 28214.2376 | 3 | 26662.5846 | 2.6663 | 1551.653 | 0 | 382356.2512 | 19 | 9500 | 2672.4221 | 199.6997 | 22941.6667 | 150072.6049 | 32441.6667 | 0 | 117630.9382 | 117630.9382 | 5779.0821 | 3720.9179 | 0 | 0 | 0 | 0 | 0
2022-09-04 18:00 | 0.01648 | 0.00797 | 35584 | 568.8316 | 634 | 844.8583 | 3 | 30000 | 3 | 0 | 29155.1417 | 383907.9041 | 19 | 7627.1637 | 2672.4221 | 160.3308 | 22941.6667 | 150072.6049 | 30568.8304 | 0 | 119503.7745 | 119503.7745 | 0 | 7627.1637 | 0 | 0 | 0 | 0 | 0
2022-09-04 19:00 | 0 | 0 | 35584 | 0 | 634 | 0 | 3 | 30000 | 3 | 0 | 30000 | 354752.7624 | 19 | 7058.3333 | 2672.4221 | 148.3734 | 22941.6667 | 150072.6049 | 30000 | 0 | 120072.6049 | 120072.6049 | 0 | 7058.3333 | 0 | 0 | 0 | 0 | 0
2022-09-04 20:00 | 0 | 0 | 35584 | 0 | 634 | 0 | 3 | 30000 | 3 | 0 | 30000 | 324752.7624 | 19 | 7058.3333 | 2672.4221 | 148.3734 | 22941.6667 | 150072.6049 | 30000 | 0 | 120072.6049 | 120072.6049 | 0 | 7058.3333 | 0 | 0 | 0 | 0 | 0
2022-09-04 21:00 | 0 | 0 | 35584 | 0 | 634 | 0 | 3 | 30000 | 3 | 0 | 30000 | 294752.7624 | 19 | 7058.3333 | 2672.4221 | 148.3734 | 22941.6667 | 150072.6049 | 30000 | 0 | 120072.6049 | 120072.6049 | 0 | 7058.3333 | 0 | 0 | 0 | 0 | 0
2022-09-04 22:00 | 0 | 0 | 35584 | 0 | 634 | 0 | 3 | 30000 | 3 | 0 | 30000 | 264752.7624 | 19 | 7058.3333 | 2672.4221 | 148.3734 | 22941.6667 | 150072.6049 | 30000 | 0 | 120072.6049 | 120072.6049 | 0 | 7058.3333 | 0 | 0 | 0 | 0 | 0
2022-09-04 23:00 | 0 | 0 | 35584 | 0 | 634 | 0 | 3 | 30000 | 3 | 0 | 30000 | 234752.7624 | 19 | 7058.3333 | 2672.4221 | 148.3734 | 22941.6667 | 150072.6049 | 30000 | 0 | 120072.6049 | 120072.6049 | 0 | 7058.3333 | 0 | 0 | 0 | 0 | 0
2022-09-05 | 0 | 0 | 35584 | 0 | 634 | 0 | 3 | 30000 | 3 | 0 | 30000 | 204752.7624 | 19 | 7133.3333 | 2672.4221 | 149.9499 | 22866.6667 | 149997.6049 | 30000 | 0 | 119997.6049 | 119997.6049 | 0 | 7133.3333 | 0 | 0 | 0 | 0 | 0
2022-09-05 01:00 | 0 | 0 | 35584 | 0 | 634 | 0 | 3 | 30000 | 3 | 0 | 30000 | 174752.7624 | 19 | 7133.3333 | 2672.4221 | 149.9499 | 22866.6667 | 149997.6049 | 30000 | 0 | 119997.6049 | 119997.6049 | 0 | 7133.3333 | 0 | 0 | 0 | 0 | 0
2022-09-05 02:00 | 0 | 0 | 35584 | 0 | 634 | 0 | 3 | 30000 | 3 | 0 | 30000 | 144752.7624 | 19 | 7133.3333 | 2672.4221 | 149.9499 | 22866.6667 | 149997.6049 | 30000 | 0 | 119997.6049 | 119997.6049 | 0 | 7133.3333 | 0 | 0 | 0 | 0 | 0
2022-09-05 03:00 | 0 | 0 | 35584 | 0 | 634 | 0 | 3 | 30000 | 3 | 0 | 30000 | 114752.7624 | 19 | 7133.3333 | 2672.4221 | 149.9499 | 22866.6667 | 149997.6049 | 30000 | 0 | 119997.6049 | 119997.6049 | 0 | 7133.3333 | 0 | 0 | 0 | 0 | 0
2022-09-05 04:00 | 0 | 0 | 35584 | 0 | 634 | 0 | 3 | 30000 | 3 | 0 | 30000 | 84752.7624 | 19 | 7133.3333 | 2672.4221 | 149.9499 | 22866.6667 | 149997.6049 | 30000 | 0 | 119997.6049 | 119997.6049 | 0 | 7133.3333 | 0 | 0 | 0 | 0 | 0
2022-09-05 05:00 | 0 | 0 | 35584 | 0 | 634 | 0 | 3 | 30000 | 3 | 0 | 30000 | 54752.7624 | 19 | 7133.3333 | 2672.4221 | 149.9499 | 22866.6667 | 149997.6049 | 30000 | 0 | 119997.6049 | 119997.6049 | 0 | 7133.3333 | 0 | 0 | 0 | 0 | 0
2022-09-05 06:00 | 0.04392 | 0.0495 | 35584 | 1515.9638 | 634 | 5247.2376 | 3 | 30000 | 3 | 0 | 24752.7624 | 24752.7624 | 19 | 8649.2939 | 2672.4221 | 181.817 | 22866.6667 | 149997.6049 | 31515.9606 | 0 | 118481.6443 | 118481.6443 | 1515.9606 | 7133.3333 | 0 | 0 | 0 | 0 | 0
2022-09-05 07:00 | 0.22623 | 0.33298 | 35584 | 7808.6633 | 634 | 35297.4783 | 3 | 24558.0198 | 2.4558 | 0 | 0 | 0 | 19 | 9500 | 2672.4221 | 199.6997 | 22866.6667 | 149997.6049 | 32366.6667 | 0 | 117630.9382 | 117630.9382 | 7808.6468 | 1691.3532 | 0 | 0 | 0 | 0 | 0
2022-09-05 08:00 | 0.44773 | 0.52069 | 35584 | 15454.0636 | 634 | 55195.6393 | 3 | 16912.6356 | 1.6913 | 0 | 0 | 0 | 19 | 9500 | 2672.4221 | 199.6997 | 22866.6667 | 149997.6049 | 32366.6667 | 0 | 117630.9382 | 117630.9382 | 0 | 9500 | 0 | 0 | 0 | 0 | 0
2022-09-05 09:00 | 0.65045 | 0.64132 | 35584 | 22451.2444 | 634 | 67982.9983 | 3 | 9915.4695 | 0.99155 | 0 | 0 | 0 | 19 | 9500 | 2672.4221 | 199.6997 | 22866.6667 | 149997.6049 | 32366.6667 | 0 | 117630.9382 | 117630.9382 | 9500 | 0 | 0 | 0 | 0 | 0 | 0
2022-09-05 10:00 | 0.80855 | 0.70405 | 35584 | 27908.2999 | 634 | 74632.6794 | 3 | 4458.4255 | 0.44584 | 0 | 0 | 0 | 19 | 9500 | 2672.4221 | 199.6997 | 22866.6667 | 149997.6049 | 32366.6667 | 0 | 117630.9382 | 117630.9382 | 9500 | 0 | 0 | 0 | 0 | 0 | 0
2022-09-05 11:00 | 0.90388 | 0.73835 | 35584 | 31198.7559 | 634 | 78268.6441 | 3 | 1167.9764 | 0.1168 | 36027.5622 | 0 | 0 | 19 | 9500 | 2672.4221 | 199.6997 | 22866.6667 | 149997.6049 | 32366.6667 | 0 | 117630.9382 | 117630.9382 | 9500 | 0 | 0 | 0 | 0 | 0 | 0
2022-09-05 12:00 | 0.921 | 0.7232 | 35584 | 31789.6781 | 634 | 76662.6714 | 3 | 577.0555 | 0.057706 | 76085.6158 | 0 | 36027.5622 | 19 | 9500 | 2672.4221 | 199.6997 | 22866.6667 | 149997.6049 | 32366.6667 | 0 | 117630.9382 | 117630.9382 | 9500 | 0 | 0 | 0 | 0 | 0 | 0
2022-09-05 13:00 | 0.87485 | 0.7074 | 35584 | 30196.7425 | 634 | 74987.7955 | 3 | 2169.9877 | 0.217 | 72817.8078 | 0 | 112113.178 | 19 | 9500 | 2672.4221 | 199.6997 | 22866.6667 | 149997.6049 | 32366.6667 | 0 | 117630.9382 | 117630.9382 | 7330.0123 | 2169.9877 | 0 | 0 | 0 | 0 | 0
2022-09-05 14:00 | 0.7598 | 0.65667 | 35584 | 26225.6215 | 634 | 69610.172 | 3 | 6141.1004 | 0.61411 | 63469.0716 | 0 | 184930.9858 | 19 | 9500 | 2672.4221 | 199.6997 | 22866.6667 | 149997.6049 | 32366.6667 | 0 | 117630.9382 | 117630.9382 | 9500 | 0 | 0 | 0 | 0 | 0 | 0
2022-09-05 15:00 | 0.58617 | 0.57761 | 35584 | 20232.5251 | 634 | 61229.4325 | 3 | 12134.1842 | 1.2134 | 49095.2483 | 0 | 248400.0574 | 19 | 9500 | 2672.4221 | 199.6997 | 22866.6667 | 149997.6049 | 32366.6667 | 0 | 117630.9382 | 117630.9382 | 0 | 9500 | 0 | 0 | 0 | 0 | 0
2022-09-05 16:00 | 0.36895 | 0.42452 | 35584 | 12734.8553 | 634 | 45001.1577 | 3 | 19631.8382 | 1.9632 | 25369.3195 | 0 | 297495.3058 | 19 | 9500 | 2672.4221 | 199.6997 | 22866.6667 | 149997.6049 | 32366.6667 | 0 | 117630.9382 | 117630.9382 | 0 | 9500 | 0 | 0 | 0 | 0 | 0
2022-09-05 17:00 | 0.1611 | 0.24257 | 35584 | 5560.6049 | 634 | 25713.5843 | 3 | 26806.0734 | 2.6806 | 0 | 1092.4891 | 322864.6253 | 19 | 9500 | 2672.4221 | 199.6997 | 22866.6667 | 149997.6049 | 32366.6667 | 0 | 117630.9382 | 117630.9382 | 0 | 9500 | 0 | 0 | 0 | 0 | 0
2022-09-05 18:00 | 0.01538 | 0.00717 | 35584 | 530.8635 | 634 | 760.0544 | 3 | 30000 | 3 | 0 | 29239.9456 | 321772.1362 | 19 | 7664.1957 | 2672.4221 | 161.1092 | 22866.6667 | 149997.6049 | 30530.8623 | 0 | 119466.7426 | 119466.7426 | 530.8623 | 7133.3333 | 0 | 0 | 0 | 0 | 0
2022-09-05 19:00 | 0 | 0 | 35584 | 0 | 634 | 0 | 3 | 30000 | 3 | 0 | 30000 | 292532.1906 | 19 | 7133.3333 | 2672.4221 | 149.9499 | 22866.6667 | 149997.6049 | 30000 | 0 | 119997.6049 | 119997.6049 | 0 | 7133.3333 | 0 | 0 | 0 | 0 | 0
2022-09-05 20:00 | 0 | 0 | 35584 | 0 | 634 | 0 | 3 | 30000 | 3 | 0 | 30000 | 262532.1906 | 19 | 7133.3333 | 2672.4221 | 149.9499 | 22866.6667 | 149997.6049 | 30000 | 0 | 119997.6049 | 119997.6049 | 0 | 7133.3333 | 0 | 0 | 0 | 0 | 0
2022-09-05 21:00 | 0 | 0 | 35584 | 0 | 634 | 0 | 3 | 30000 | 3 | 0 | 30000 | 232532.1906 | 19 | 7133.3333 | 2672.4221 | 149.9499 | 22866.6667 | 149997.6049 | 30000 | 0 | 119997.6049 | 119997.6049 | 0 | 7133.3333 | 0 | 0 | 0 | 0 | 0
2022-09-05 22:00 | 0 | 0 | 35584 | 0 | 634 | 0 | 3 | 30000 | 3 | 0 | 30000 | 202532.1906 | 19 | 7133.3333 | 2672.4221 | 149.9499 | 22866.6667 | 149997.6049 | 30000 | 0 | 119997.6049 | 119997.6049 | 0 | 7133.3333 | 0 | 0 | 0 | 0 | 0
2022-09-05 23:00 | 0 | 0 | 35584 | 0 | 634 | 0 | 3 | 30000 | 3 | 0 | 30000 | 172532.1906 | 19 | 7133.3333 | 2672.4221 | 149.9499 | 22866.6667 | 149997.6049 | 30000 | 0 | 119997.6049 | 119997.6049 | 0 | 7133.3333 | 0 | 0 | 0 | 0 | 0
2022-09-06 | 0 | 0 | 35584 | 0 | 634 | 0 | 3 | 21495.8333 | 2.1496 | 0 | 21495.8333 | 142532.1906 | 19 | 9500 | 2672.4221 | 199.6997 | 11995.8333 | 139126.7716 | 21495.8333 | 0 | 117630.9382 | 117630.9382 | 0 | 9500 | 0 | 0 | 0 | 0 | 0
2022-09-06 01:00 | 0 | 0 | 35584 | 0 | 634 | 0 | 3 | 21495.8333 | 2.1496 | 0 | 21495.8333 | 121036.3573 | 19 | 9500 | 2672.4221 | 199.6997 | 11995.8333 | 139126.7716 | 21495.8333 | 0 | 117630.9382 | 117630.9382 | 0 | 9500 | 0 | 0 | 0 | 0 | 0
2022-09-06 02:00 | 0 | 0 | 35584 | 0 | 634 | 0 | 3 | 21495.8333 | 2.1496 | 0 | 21495.8333 | 99540.5239 | 19 | 9500 | 2672.4221 | 199.6997 | 11995.8333 | 139126.7716 | 21495.8333 | 0 | 117630.9382 | 117630.9382 | 0 | 9500 | 0 | 0 | 0 | 0 | 0
2022-09-06 03:00 | 0 | 0 | 35584 | 0 | 634 | 0 | 3 | 21495.8333 | 2.1496 | 0 | 21495.8333 | 78044.6906 | 19 | 9500 | 2672.4221 | 199.6997 | 11995.8333 | 139126.7716 | 21495.8333 | 0 | 117630.9382 | 117630.9382 | 0 | 9500 | 0 | 0 | 0 | 0 | 0
2022-09-06 04:00 | 0 | 0 | 35584 | 0 | 634 | 0 | 3 | 21495.8333 | 2.1496 | 0 | 21495.8333 | 56548.8573 | 19 | 9500 | 2672.4221 | 199.6997 | 11995.8333 | 139126.7716 | 21495.8333 | 0 | 117630.9382 | 117630.9382 | 0 | 9500 | 0 | 0 | 0 | 0 | 0
2022-09-06 05:00 | 0 | 0 | 35584 | 0 | 634 | 0 | 3 | 21495.8333 | 2.1496 | 0 | 21495.8333 | 35053.0239 | 19 | 9500 | 2672.4221 | 199.6997 | 11995.8333 | 139126.7716 | 21495.8333 | 0 | 117630.9382 | 117630.9382 | 0 | 9500 | 0 | 0 | 0 | 0 | 0
2022-09-06 06:00 | 0.04367 | 0.06067 | 35584 | 1507.3347 | 634 | 6431.3112 | 3 | 19988.5018 | 1.9989 | 0 | 13557.1906 | 13557.1906 | 19 | 9500 | 2672.4221 | 199.6997 | 11995.8333 | 139126.7716 | 21495.8333 | 0 | 117630.9382 | 117630.9382 | 1507.3315 | 7992.6685 | 0 | 0 | 0 | 0 | 0
2022-09-06 07:00 | 0.22627 | 0.35132 | 35584 | 7810.0439 | 634 | 37241.6063 | 3 | 13685.8058 | 1.3686 | 0 | 0 | 0 | 19 | 9500 | 2672.4221 | 199.6997 | 11995.8333 | 139126.7716 | 21495.8333 | 0 | 117630.9382 | 117630.9382 | 0 | 9500 | 0 | 0 | 0 | 0 | 0
2022-09-06 08:00 | 0.44575 | 0.5341 | 35584 | 15385.721 | 634 | 56617.1637 | 3 | 6110.1448 | 0.61101 | 0 | 0 | 0 | 19 | 9500 | 2672.4221 | 199.6997 | 11995.8333 | 139126.7716 | 21495.8333 | 0 | 117630.9382 | 117630.9382 | 3389.8552 | 6110.1448 | 0 | 0 | 0 | 0 | 0
2022-09-06 09:00 | 0.6465 | 0.65096 | 35584 | 22314.9043 | 634 | 69004.8846 | 3 | 0 | 0 | 0 | 0 | 0 | 19 | 9500 | 2672.4221 | 199.6997 | 11995.8333 | 139126.7716 | 21495.8333 | 0 | 117630.9382 | 117630.9382 | 9500 | 0 | 0 | 0 | 0 | 0 | 0
2022-09-06 10:00 | 0.80145 | 0.70985 | 35584 | 27663.2329 | 634 | 75247.5073 | 3 | 0 | 0 | 0 | 0 | 0 | 19 | 9500 | 2672.4221 | 199.6997 | 11995.8333 | 139126.7716 | 21495.8333 | 0 | 117630.9382 | 117630.9382 | 9500 | 0 | 0 | 0 | 0 | 0 | 0
2022-09-06 11:00 | 0.89497 | 0.74243 | 35584 | 30891.2141 | 634 | 78701.1437 | 3 | 0 | 0 | 0 | 0 | 0 | 19 | 9500 | 2672.4221 | 199.6997 | 11995.8333 | 139126.7716 | 21495.8333 | 0 | 117630.9382 | 117630.9382 | 9500 | 0 | 0 | 0 | 0 | 0 | 0
2022-09-06 12:00 | 0.9079 | 0.71227 | 35584 | 31337.5122 | 634 | 75504.0389 | 3 | 0 | 0 | 38305.1778 | 0 | 0 | 19 | 9500 | 2672.4221 | 199.6997 | 11995.8333 | 139126.7716 | 21495.8333 | 0 | 117630.9382 | 117630.9382 | 9500 | 0 | 0 | 0 | 0 | 0 | 0
2022-09-06 13:00 | 0.86212 | 0.70064 | 35584 | 29757.3477 | 634 | 74271.2031 | 3 | 0 | 0 | 74271.2031 | 0 | 38305.1778 | 19 | 9500 | 2672.4221 | 199.6997 | 11995.8333 | 139126.7716 | 21495.8333 | 0 | 117630.9382 | 117630.9382 | 9500 | 0 | 0 | 0 | 0 | 0 | 0
2022-09-06 14:00 | 0.75022 | 0.66095 | 35584 | 25894.9536 | 634 | 70063.8726 | 3 | 0 | 0 | 70063.8726 | 0 | 112576.3809 | 19 | 9500 | 2672.4221 | 199.6997 | 11995.8333 | 139126.7716 | 21495.8333 | 0 | 117630.9382 | 117630.9382 | 9500 | 0 | 0 | 0 | 0 | 0 | 0
2022-09-06 15:00 | 0.5815 | 0.59739 | 35584 | 20071.3331 | 634 | 63326.2075 | 3 | 1424.5425 | 0.14245 | 61901.665 | 0 | 182640.2534 | 19 | 9500 | 2672.4221 | 199.6997 | 11995.8333 | 139126.7716 | 21495.8333 | 0 | 117630.9382 | 117630.9382 | 8075.4575 | 1424.5425 | 0 | 0 | 0 | 0 | 0
2022-09-06 16:00 | 0.374 | 0.47729 | 35584 | 12909.1635 | 634 | 50595.031 | 3 | 8586.697 | 0.85867 | 42008.334 | 0 | 244541.9184 | 19 | 9500 | 2672.4221 | 199.6997 | 11995.8333 | 139126.7716 | 21495.8333 | 0 | 117630.9382 | 117630.9382 | 9500 | 0 | 0 | 0 | 0 | 0 | 0
2022-09-06 17:00 | 0.16238 | 0.27715 | 35584 | 5604.786 | 634 | 29379.2303 | 3 | 15891.0591 | 1.5891 | 13488.1712 | 0 | 286550.2524 | 19 | 9500 | 2672.4221 | 199.6997 | 11995.8333 | 139126.7716 | 21495.8333 | 0 | 117630.9382 | 117630.9382 | 0 | 9500 | 0 | 0 | 0 | 0 | 0
2022-09-06 18:00 | 0.01477 | 0.00734 | 35584 | 509.8084 | 634 | 778.0752 | 3 | 20986.026 | 2.0986 | 0 | 20207.9508 | 300038.4236 | 19 | 9500 | 2672.4221 | 199.6997 | 11995.8333 | 139126.7716 | 21495.8333 | 0 | 117630.9382 | 117630.9382 | 509.8073 | 8990.1927 | 0 | 0 | 0 | 0 | 0
2022-09-06 19:00 | 0 | 0 | 35584 | 0 | 634 | 0 | 3 | 21495.8333 | 2.1496 | 0 | 21495.8333 | 279830.4729 | 19 | 9500 | 2672.4221 | 199.6997 | 11995.8333 | 139126.7716 | 21495.8333 | 0 | 117630.9382 | 117630.9382 | 0 | 9500 | 0 | 0 | 0 | 0 | 0
2022-09-06 20:00 | 0 | 0 | 35584 | 0 | 634 | 0 | 3 | 21495.8333 | 2.1496 | 0 | 21495.8333 | 258334.6395 | 19 | 9500 | 2672.4221 | 199.6997 | 11995.8333 | 139126.7716 | 21495.8333 | 0 | 117630.9382 | 117630.9382 | 0 | 9500 | 0 | 0 | 0 | 0 | 0
2022-09-06 21:00 | 0 | 0 | 35584 | 0 | 634 | 0 | 3 | 21495.8333 | 2.1496 | 0 | 21495.8333 | 236838.8062 | 19 | 9500 | 2672.4221 | 199.6997 | 11995.8333 | 139126.7716 | 21495.8333 | 0 | 117630.9382 | 117630.9382 | 0 | 9500 | 0 | 0 | 0 | 0 | 0
2022-09-06 22:00 | 0 | 0 | 35584 | 0 | 634 | 0 | 3 | 21495.8333 | 2.1496 | 0 | 21495.8333 | 215342.9729 | 19 | 9500 | 2672.4221 | 199.6997 | 11995.8333 | 139126.7716 | 21495.8333 | 0 | 117630.9382 | 117630.9382 | 0 | 9500 | 0 | 0 | 0 | 0 | 0
2022-09-06 23:00 | 0 | 0 | 35584 | 0 | 634 | 0 | 3 | 21495.8333 | 2.1496 | 0 | 21495.8333 | 193847.1395 | 19 | 9500 | 2672.4221 | 199.6997 | 11995.8333 | 139126.7716 | 21495.8333 | 0 | 117630.9382 | 117630.9382 | 0 | 9500 | 0 | 0 | 0 | 0 | 0
2022-09-07 | 0 | 0 | 35584 | 0 | 634 | 0 | 3 | 25800 | 2.58 | 0 | 25800 | 172351.3062 | 19 | 9500 | 2672.4221 | 199.6997 | 16300 | 143430.9382 | 25800 | 0 | 117630.9382 | 117630.9382 | 0 | 9500 | 0 | 0 | 0 | 0 | 0
2022-09-07 01:00 | 0 | 0 | 35584 | 0 | 634 | 0 | 3 | 25800 | 2.58 | 0 | 25800 | 146551.3062 | 19 | 9500 | 2672.4221 | 199.6997 | 16300 | 143430.9382 | 25800 | 0 | 117630.9382 | 117630.9382 | 0 | 9500 | 0 | 0 | 0 | 0 | 0
2022-09-07 02:00 | 0 | 0 | 35584 | 0 | 634 | 0 | 3 | 25800 | 2.58 | 0 | 25800 | 120751.3062 | 19 | 9500 | 2672.4221 | 199.6997 | 16300 | 143430.9382 | 25800 | 0 | 117630.9382 | 117630.9382 | 0 | 9500 | 0 | 0 | 0 | 0 | 0
2022-09-07 03:00 | 0 | 0 | 35584 | 0 | 634 | 0 | 3 | 25800 | 2.58 | 0 | 25800 | 94951.3062 | 19 | 9500 | 2672.4221 | 199.6997 | 16300 | 143430.9382 | 25800 | 0 | 117630.9382 | 117630.9382 | 0 | 9500 | 0 | 0 | 0 | 0 | 0
2022-09-07 04:00 | 0 | 0 | 35584 | 0 | 634 | 0 | 3 | 25800 | 2.58 | 0 | 25800 | 69151.3062 | 19 | 9500 | 2672.4221 | 199.6997 | 16300 | 143430.9382 | 25800 | 0 | 117630.9382 | 117630.9382 | 0 | 9500 | 0 | 0 | 0 | 0 | 0
2022-09-07 05:00 | 0 | 0 | 35584 | 0 | 634 | 0 | 3 | 25800 | 2.58 | 0 | 25800 | 43351.3062 | 19 | 9500 | 2672.4221 | 199.6997 | 16300 | 143430.9382 | 25800 | 0 | 117630.9382 | 117630.9382 | 0 | 9500 | 0 | 0 | 0 | 0 | 0
2022-09-07 06:00 | 0.04347 | 0.06366 | 35584 | 1500.4314 | 634 | 6748.2656 | 3 | 24299.5718 | 2.43 | 0 | 17551.3062 | 17551.3062 | 19 | 9500 | 2672.4221 | 199.6997 | 16300 | 143430.9382 | 25800 | 0 | 117630.9382 | 117630.9382 | 0 | 9500 | 0 | 0 | 0 | 0 | 0
2022-09-07 07:00 | 0.22952 | 0.37637 | 35584 | 7922.2225 | 634 | 39897.0266 | 3 | 17877.7942 | 1.7878 | 0 | 0 | 0 | 19 | 9500 | 2672.4221 | 199.6997 | 16300 | 143430.9382 | 25800 | 0 | 117630.9382 | 117630.9382 | 7922.2058 | 1577.7942 | 0 | 0 | 0 | 0 | 0
2022-09-07 08:00 | 0.45098 | 0.56974 | 35584 | 15566.2422 | 634 | 60395.1748 | 3 | 10233.7906 | 1.0234 | 0 | 0 | 0 | 19 | 9500 | 2672.4221 | 199.6997 | 16300 | 143430.9382 | 25800 | 0 | 117630.9382 | 117630.9382 | 9500 | 0 | 0 | 0 | 0 | 0 | 0
2022-09-07 09:00 | 0.65305 | 0.69279 | 35584 | 22540.9873 | 634 | 73439.0654 | 3 | 3259.0602 | 0.32591 | 0 | 0 | 0 | 19 | 9500 | 2672.4221 | 199.6997 | 16300 | 143430.9382 | 25800 | 0 | 117630.9382 | 117630.9382 | 9500 | 0 | 0 | 0 | 0 | 0 | 0
2022-09-07 10:00 | 0.80935 | 0.74918 | 35584 | 27935.9131 | 634 | 79416.6761 | 3 | 0 | 0 | 0 | 0 | 0 | 19 | 9500 | 2672.4221 | 199.6997 | 16300 | 143430.9382 | 25800 | 0 | 117630.9382 | 117630.9382 | 9500 | 0 | 0 | 0 | 0 | 0 | 0
2022-09-07 11:00 | 0.90358 | 0.78321 | 35584 | 31188.401 | 634 | 83024.0194 | 3 | 0 | 0 | 0 | 0 | 0 | 19 | 9500 | 2672.4221 | 199.6997 | 16300 | 143430.9382 | 25800 | 0 | 117630.9382 | 117630.9382 | 9500 | 0 | 0 | 0 | 0 | 0 | 0
2022-09-07 12:00 | 0.92735 | 0.7892 | 35584 | 32008.8577 | 634 | 83658.9882 | 3 | 0 | 0 | 48428.0814 | 0 | 0 | 19 | 9500 | 2672.4221 | 199.6997 | 16300 | 143430.9382 | 25800 | 0 | 117630.9382 | 117630.9382 | 9500 | 0 | 0 | 0 | 0 | 0 | 0
2022-09-07 13:00 | 0.88308 | 0.79321 | 35584 | 30480.8132 | 634 | 84084.0674 | 3 | 0 | 0 | 84084.0674 | 0 | 48428.0814 | 19 | 9500 | 2672.4221 | 199.6997 | 16300 | 143430.9382 | 25800 | 0 | 117630.9382 | 117630.9382 | 9500 | 0 | 0 | 0 | 0 | 0 | 0
2022-09-07 14:00 | 0.77167 | 0.75525 | 35584 | 26635.3321 | 634 | 80060.1252 | 3 | 0 | 0 | 80060.1252 | 0 | 132512.1488 | 19 | 9500 | 2672.4221 | 199.6997 | 16300 | 143430.9382 | 25800 | 0 | 117630.9382 | 117630.9382 | 9500 | 0 | 0 | 0 | 0 | 0 | 0
2022-09-07 15:00 | 0.60283 | 0.70199 | 35584 | 20807.5696 | 634 | 74414.3096 | 3 | 4992.4742 | 0.49925 | 74414.3096 | 4992.4742 | 212572.274 | 19 | 9500 | 2672.4221 | 199.6997 | 16300 | 143430.9382 | 25800 | 0 | 117630.9382 | 117630.9382 | 9500 | 0 | 0 | 0 | 0 | 0 | 0
2022-09-07 16:00 | 0.3924 | 0.58693 | 35584 | 13544.2668 | 634 | 62217.3973 | 3 | 12255.7618 | 1.2256 | 49961.6355 | 0 | 281994.1094 | 19 | 9500 | 2672.4221 | 199.6997 | 16300 | 143430.9382 | 25800 | 0 | 117630.9382 | 117630.9382 | 9500 | 0 | 0 | 0 | 0 | 0 | 0
2022-09-07 17:00 | 0.17193 | 0.37818 | 35584 | 5934.4184 | 634 | 40088.8953 | 3 | 19865.5941 | 1.9866 | 20223.3012 | 0 | 331955.7449 | 19 | 9500 | 2672.4221 | 199.6997 | 16300 | 143430.9382 | 25800 | 0 | 117630.9382 | 117630.9382 | 5934.4059 | 3565.5941 | 0 | 0 | 0 | 0 | 0
2022-09-07 18:00 | 0.01465 | 0.0181 | 35584 | 505.6664 | 634 | 1918.6869 | 3 | 25294.3346 | 2.5294 | 0 | 23375.6478 | 352179.046 | 19 | 9500 | 2672.4221 | 199.6997 | 16300 | 143430.9382 | 25800 | 0 | 117630.9382 | 117630.9382 | 505.6654 | 8994.3346 | 0 | 0 | 0 | 0 | 0
2022-09-07 19:00 | 0 | 0 | 35584 | 0 | 634 | 0 | 3 | 25800 | 2.58 | 0 | 25800 | 328803.3983 | 19 | 9500 | 2672.4221 | 199.6997 | 16300 | 143430.9382 | 25800 | 0 | 117630.9382 | 117630.9382 | 0 | 9500 | 0 | 0 | 0 | 0 | 0
2022-09-07 20:00 | 0 | 0 | 35584 | 0 | 634 | 0 | 3 | 25800 | 2.58 | 0 | 25800 | 303003.3983 | 19 | 9500 | 2672.4221 | 199.6997 | 16300 | 143430.9382 | 25800 | 0 | 117630.9382 | 117630.9382 | 0 | 9500 | 0 | 0 | 0 | 0 | 0
2022-09-07 21:00 | 0 | 0 | 35584 | 0 | 634 | 0 | 3 | 25800 | 2.58 | 0 | 25800 | 277203.3983 | 19 | 9500 | 2672.4221 | 199.6997 | 16300 | 143430.9382 | 25800 | 0 | 117630.9382 | 117630.9382 | 0 | 9500 | 0 | 0 | 0 | 0 | 0
2022-09-07 22:00 | 0 | 0 | 35584 | 0 | 634 | 0 | 3 | 25800 | 2.58 | 0 | 25800 | 251403.3983 | 19 | 9500 | 2672.4221 | 199.6997 | 16300 | 143430.9382 | 25800 | 0 | 117630.9382 | 117630.9382 | 0 | 9500 | 0 | 0 | 0 | 0 | 0
2022-09-07 23:00 | 0 | 0 | 35584 | 0 | 634 | 0 | 3 | 25800 | 2.58 | 0 | 25800 | 225603.3983 | 19 | 9500 | 2672.4221 | 199.6997 | 16300 | 143430.9382 | 25800 | 0 | 117630.9382 | 117630.9382 | 0 | 9500 | 0 | 0 | 0 | 0 | 0
2022-09-08 | 0 | 0 | 35584 | 0 | 634 | 0 | 3 | 30000 | 3 | 0 | 30000 | 199803.3983 | 19 | 6466.6667 | 2672.4221 | 135.9359 | 23533.3333 | 150664.2716 | 30000 | 0 | 120664.2716 | 120664.2716 | 0 | 6466.6667 | 0 | 0 | 0 | 0 | 0
2022-09-08 01:00 | 0 | 0 | 35584 | 0 | 634 | 0 | 3 | 30000 | 3 | 0 | 30000 | 169803.3983 | 19 | 6466.6667 | 2672.4221 | 135.9359 | 23533.3333 | 150664.2716 | 30000 | 0 | 120664.2716 | 120664.2716 | 0 | 6466.6667 | 0 | 0 | 0 | 0 | 0
2022-09-08 02:00 | 0 | 0 | 35584 | 0 | 634 | 0 | 3 | 30000 | 3 | 0 | 30000 | 139803.3983 | 19 | 6466.6667 | 2672.4221 | 135.9359 | 23533.3333 | 150664.2716 | 30000 | 0 | 120664.2716 | 120664.2716 | 0 | 6466.6667 | 0 | 0 | 0 | 0 | 0
2022-09-08 03:00 | 0 | 0 | 35584 | 0 | 634 | 0 | 3 | 30000 | 3 | 0 | 30000 | 109803.3983 | 19 | 6466.6667 | 2672.4221 | 135.9359 | 23533.3333 | 150664.2716 | 30000 | 0 | 120664.2716 | 120664.2716 | 0 | 6466.6667 | 0 | 0 | 0 | 0 | 0
2022-09-08 04:00 | 0 | 0 | 35584 | 0 | 634 | 0 | 3 | 30000 | 3 | 0 | 30000 | 79803.3983 | 19 | 6466.6667 | 2672.4221 | 135.9359 | 23533.3333 | 150664.2716 | 30000 | 0 | 120664.2716 | 120664.2716 | 0 | 6466.6667 | 0 | 0 | 0 | 0 | 0
2022-09-08 05:00 | 0 | 0 | 35584 | 0 | 634 | 0 | 3 | 30000 | 3 | 0 | 30000 | 49803.3983 | 19 | 6466.6667 | 2672.4221 | 135.9359 | 23533.3333 | 150664.2716 | 30000 | 0 | 120664.2716 | 120664.2716 | 0 | 6466.6667 | 0 | 0 | 0 | 0 | 0
2022-09-08 06:00 | 0.04522 | 0.09619 | 35584 | 1560.8352 | 634 | 10196.6017 | 3 | 30000 | 3 | 0 | 19803.3983 | 19803.3983 | 19 | 8027.4986 | 2672.4221 | 168.7462 | 23533.3333 | 150664.2716 | 31560.8319 | 0 | 119103.4396 | 119103.4396 | 0 | 8027.4986 | 0 | 0 | 0 | 0 | 0
2022-09-08 07:00 | 0.2386 | 0.443 | 35584 | 8235.6321 | 634 | 46960.1264 | 3 | 24797.7185 | 2.4798 | 0 | 0 | 0 | 19 | 9500 | 2672.4221 | 199.6997 | 23533.3333 | 150664.2716 | 33033.3333 | 0 | 117630.9382 | 117630.9382 | 8235.6148 | 1264.3852 | 0 | 0 | 0 | 0 | 0
2022-09-08 08:00 | 0.46088 | 0.62257 | 35584 | 15907.9553 | 634 | 65995.4083 | 3 | 17125.4115 | 1.7125 | 0 | 0 | 0 | 19 | 9500 | 2672.4221 | 199.6997 | 23533.3333 | 150664.2716 | 33033.3333 | 0 | 117630.9382 | 117630.9382 | 9500 | 0 | 0 | 0 | 0 | 0 | 0
2022-09-08 09:00 | 0.66097 | 0.73118 | 35584 | 22814.3578 | 634 | 77508.5897 | 3 | 10219.0236 | 1.0219 | 0 | 0 | 0 | 19 | 9500 | 2672.4221 | 199.6997 | 23533.3333 | 150664.2716 | 33033.3333 | 0 | 117630.9382 | 117630.9382 | 0 | 9500 | 0 | 0 | 0 | 0 | 0
2022-09-08 10:00 | 0.81438 | 0.77506 | 35584 | 28109.531 | 634 | 82160.0803 | 3 | 4923.8615 | 0.49239 | 0 | 0 | 0 | 19 | 9500 | 2672.4221 | 199.6997 | 23533.3333 | 150664.2716 | 33033.3333 | 0 | 117630.9382 | 117630.9382 | 9500 | 0 | 0 | 0 | 0 | 0 | 0
2022-09-08 11:00 | 0.90595 | 0.80214 | 35584 | 31270.2051 | 634 | 85030.6903 | 3 | 1763.1941 | 0.17632 | 75238.6605 | 0 | 0 | 19 | 9500 | 2672.4221 | 199.6997 | 23533.3333 | 150664.2716 | 33033.3333 | 0 | 117630.9382 | 117630.9382 | 9500 | 0 | 0 | 0 | 0 | 0 | 0
2022-09-08 12:00 | 0.91803 | 0.76079 | 35584 | 31687.1641 | 634 | 80647.3918 | 3 | 1346.2359 | 0.13462 | 80647.3918 | 1346.2359 | 75238.6605 | 19 | 9500 | 2672.4221 | 199.6997 | 23533.3333 | 150664.2716 | 33033.3333 | 0 | 117630.9382 | 117630.9382 | 9500 | 0 | 0 | 0 | 0 | 0 | 0
2022-09-08 13:00 | 0.8691 | 0.746 | 35584 | 29998.2728 | 634 | 79079.5808 | 3 | 3035.1237 | 0.30351 | 76044.4571 | 0 | 154539.8163 | 19 | 9500 | 2672.4221 | 199.6997 | 23533.3333 | 150664.2716 | 33033.3333 | 0 | 117630.9382 | 117630.9382 | 6464.8763 | 3035.1237 | 0 | 0 | 0 | 0 | 0
2022-09-08 14:00 | 0.7531 | 0.69273 | 35584 | 25994.3611 | 634 | 73432.7051 | 3 | 7039.027 | 0.7039 | 66393.6781 | 0 | 230584.2734 | 19 | 9500 | 2672.4221 | 199.6997 | 23533.3333 | 150664.2716 | 33033.3333 | 0 | 117630.9382 | 117630.9382 | 9500 | 0 | 0 | 0 | 0 | 0 | 0
2022-09-08 15:00 | 0.58038 | 0.62075 | 35584 | 20032.6747 | 634 | 65802.4796 | 3 | 13000.7008 | 1.3001 | 52801.7788 | 0 | 296977.9515 | 19 | 9500 | 2672.4221 | 199.6997 | 23533.3333 | 150664.2716 | 33033.3333 | 0 | 117630.9382 | 117630.9382 | 9500 | 0 | 0 | 0 | 0 | 0 | 0
2022-09-08 16:00 | 0.36985 | 0.49177 | 35584 | 12765.9201 | 634 | 52129.9805 | 3 | 20267.4401 | 2.0267 | 31862.5404 | 0 | 349779.7303 | 19 | 9500 | 2672.4221 | 199.6997 | 23533.3333 | 150664.2716 | 33033.3333 | 0 | 117630.9382 | 117630.9382 | 0 | 9500 | 0 | 0 | 0 | 0 | 0
2022-09-08 17:00 | 0.15618 | 0.28264 | 35584 | 5390.7838 | 634 | 29961.1967 | 3 | 27642.5608 | 2.7643 | 2318.6358 | 0 | 381642.2707 | 19 | 9500 | 2672.4221 | 199.6997 | 23533.3333 | 150664.2716 | 33033.3333 | 0 | 117630.9382 | 117630.9382 | 0 | 9500 | 0 | 0 | 0 | 0 | 0
2022-09-08 18:00 | 0.01255 | 0.006 | 35584 | 433.1818 | 634 | 636.0288 | 3 | 30000 | 3 | 0 | 29363.9712 | 383960.9065 | 19 | 6899.8476 | 2672.4221 | 145.0418 | 23533.3333 | 150664.2716 | 30433.1809 | 0 | 120231.0907 | 120231.0907 | 433.1809 | 6466.6667 | 0 | 0 | 0 | 0 | 0
2022-09-08 19:00 | 0 | 0 | 35584 | 0 | 634 | 0 | 3 | 30000 | 3 | 0 | 30000 | 354596.9353 | 19 | 6466.6667 | 2672.4221 | 135.9359 | 23533.3333 | 150664.2716 | 30000 | 0 | 120664.2716 | 120664.2716 | 0 | 6466.6667 | 0 | 0 | 0 | 0 | 0
2022-09-08 20:00 | 0 | 0 | 35584 | 0 | 634 | 0 | 3 | 30000 | 3 | 0 | 30000 | 324596.9353 | 19 | 6466.6667 | 2672.4221 | 135.9359 | 23533.3333 | 150664.2716 | 30000 | 0 | 120664.2716 | 120664.2716 | 0 | 6466.6667 | 0 | 0 | 0 | 0 | 0
2022-09-08 21:00 | 0 | 0 | 35584 | 0 | 634 | 0 | 3 | 30000 | 3 | 0 | 30000 | 294596.9353 | 19 | 6466.6667 | 2672.4221 | 135.9359 | 23533.3333 | 150664.2716 | 30000 | 0 | 120664.2716 | 120664.2716 | 0 | 6466.6667 | 0 | 0 | 0 | 0 | 0
2022-09-08 22:00 | 0 | 0 | 35584 | 0 | 634 | 0 | 3 | 30000 | 3 | 0 | 30000 | 264596.9353 | 19 | 6466.6667 | 2672.4221 | 135.9359 | 23533.3333 | 150664.2716 | 30000 | 0 | 120664.2716 | 120664.2716 | 0 | 6466.6667 | 0 | 0 | 0 | 0 | 0
2022-09-08 23:00 | 0 | 0 | 35584 | 0 | 634 | 0 | 3 | 30000 | 3 | 0 | 30000 | 234596.9353 | 19 | 6466.6667 | 2672.4221 | 135.9359 | 23533.3333 | 150664.2716 | 30000 | 0 | 120664.2716 | 120664.2716 | 0 | 6466.6667 | 0 | 0 | 0 | 0 | 0
2022-09-09 | 0 | 0 | 35584 | 0 | 634 | 0 | 3 | 30000 | 3 | 0 | 30000 | 204596.9353 | 19 | 6291.6667 | 2672.4221 | 132.2573 | 23708.3333 | 150839.2716 | 30000 | 0 | 120839.2716 | 120839.2716 | 0 | 6291.6667 | 0 | 0 | 0 | 0 | 0
2022-09-09 01:00 | 0 | 0 | 35584 | 0 | 634 | 0 | 3 | 30000 | 3 | 0 | 30000 | 174596.9353 | 19 | 6291.6667 | 2672.4221 | 132.2573 | 23708.3333 | 150839.2716 | 30000 | 0 | 120839.2716 | 120839.2716 | 0 | 6291.6667 | 0 | 0 | 0 | 0 | 0
2022-09-09 02:00 | 0 | 0 | 35584 | 0 | 634 | 0 | 3 | 30000 | 3 | 0 | 30000 | 144596.9353 | 19 | 6291.6667 | 2672.4221 | 132.2573 | 23708.3333 | 150839.2716 | 30000 | 0 | 120839.2716 | 120839.2716 | 0 | 6291.6667 | 0 | 0 | 0 | 0 | 0
2022-09-09 03:00 | 0 | 0 | 35584 | 0 | 634 | 0 | 3 | 30000 | 3 | 0 | 30000 | 114596.9353 | 19 | 6291.6667 | 2672.4221 | 132.2573 | 23708.3333 | 150839.2716 | 30000 | 0 | 120839.2716 | 120839.2716 | 0 | 6291.6667 | 0 | 0 | 0 | 0 | 0
2022-09-09 04:00 | 0 | 0 | 35584 | 0 | 634 | 0 | 3 | 30000 | 3 | 0 | 30000 | 84596.9353 | 19 | 6291.6667 | 2672.4221 | 132.2573 | 23708.3333 | 150839.2716 | 30000 | 0 | 120839.2716 | 120839.2716 | 0 | 6291.6667 | 0 | 0 | 0 | 0 | 0
2022-09-09 05:00 | 0 | 0 | 35584 | 0 | 634 | 0 | 3 | 30000 | 3 | 0 | 30000 | 54596.9353 | 19 | 6291.6667 | 2672.4221 | 132.2573 | 23708.3333 | 150839.2716 | 30000 | 0 | 120839.2716 | 120839.2716 | 0 | 6291.6667 | 0 | 0 | 0 | 0 | 0
2022-09-09 06:00 | 0.04067 | 0.05097 | 35584 | 1403.7852 | 634 | 5403.0647 | 3 | 30000 | 3 | 0 | 24596.9353 | 24596.9353 | 19 | 7695.449 | 2672.4221 | 161.7662 | 23708.3333 | 150839.2716 | 31403.7823 | 0 | 119435.4893 | 119435.4893 | 1403.7823 | 6291.6667 | 0 | 0 | 0 | 0 | 0
2022-09-09 07:00 | 0.22327 | 0.34751 | 35584 | 7706.4945 | 634 | 36837.728 | 3 | 25501.8551 | 2.5502 | 0 | 0 | 0 | 19 | 9500 | 2672.4221 | 199.6997 | 23708.3333 | 150839.2716 | 33208.3333 | 0 | 117630.9382 | 117630.9382 | 7706.4783 | 1793.5217 | 0 | 0 | 0 | 0 | 0
2022-09-09 08:00 | 0.4426 | 0.53382 | 35584 | 15276.994 | 634 | 56587.4823 | 3 | 17931.3714 | 1.7931 | 0 | 0 | 0 | 19 | 9500 | 2672.4221 | 199.6997 | 23708.3333 | 150839.2716 | 33208.3333 | 0 | 117630.9382 | 117630.9382 | 9500 | 0 | 0 | 0 | 0 | 0 | 0
2022-09-09 09:00 | 0.64253 | 0.65003 | 35584 | 22177.8739 | 634 | 68906.3001 | 3 | 11030.5061 | 1.1031 | 0 | 0 | 0 | 19 | 9500 | 2672.4221 | 199.6997 | 23708.3333 | 150839.2716 | 33208.3333 | 0 | 117630.9382 | 117630.9382 | 0 | 9500 | 0 | 0 | 0 | 0 | 0
2022-09-09 10:00 | 0.79715 | 0.7019 | 35584 | 27514.812 | 634 | 74404.7691 | 3 | 5693.5792 | 0.56936 | 62327.5919 | 0 | 0 | 19 | 9500 | 2672.4221 | 199.6997 | 23708.3333 | 150839.2716 | 33208.3333 | 0 | 117630.9382 | 117630.9382 | 3806.4208 | 5693.5792 | 0 | 0 | 0 | 0 | 0
2022-09-09 11:00 | 0.88972 | 0.73211 | 35584 | 30710.0026 | 634 | 77607.1741 | 3 | 2498.3954 | 0.24984 | 75108.7787 | 0 | 62327.5919 | 19 | 9500 | 2672.4221 | 199.6997 | 23708.3333 | 150839.2716 | 33208.3333 | 0 | 117630.9382 | 117630.9382 | 7001.6046 | 2498.3954 | 0 | 0 | 0 | 0 | 0
2022-09-09 12:00 | 0.9007 | 0.68905 | 35584 | 31088.9935 | 634 | 73042.6074 | 3 | 2119.4053 | 0.21194 | 70923.2022 | 0 | 137436.3706 | 19 | 9500 | 2672.4221 | 199.6997 | 23708.3333 | 150839.2716 | 33208.3333 | 0 | 117630.9382 | 117630.9382 | 9500 | 0 | 0 | 0 | 0 | 0 | 0
2022-09-09 13:00 | 0.85112 | 0.67031 | 35584 | 29377.6665 | 634 | 71056.0775 | 3 | 3830.7287 | 0.38307 | 67225.3488 | 0 | 208359.5728 | 19 | 9500 | 2672.4221 | 199.6997 | 23708.3333 | 150839.2716 | 33208.3333 | 0 | 117630.9382 | 117630.9382 | 9500 | 0 | 0 | 0 | 0 | 0 | 0
2022-09-09 14:00 | 0.73342 | 0.61248 | 35584 | 25315.0768 | 634 | 64925.8199 | 3 | 7893.3099 | 0.78933 | 57032.51 | 0 | 275584.9216 | 19 | 9500 | 2672.4221 | 199.6997 | 23708.3333 | 150839.2716 | 33208.3333 | 0 | 117630.9382 | 117630.9382 | 1606.6901 | 7893.3099 | 0 | 0 | 0 | 0 | 0
2022-09-09 15:00 | 0.55812 | 0.52539 | 35584 | 19264.3378 | 634 | 55693.8619 | 3 | 13944.0361 | 1.3944 | 41749.8258 | 0 | 332617.4316 | 19 | 9500 | 2672.4221 | 199.6997 | 23708.3333 | 150839.2716 | 33208.3333 | 0 | 117630.9382 | 117630.9382 | 0 | 9500 | 0 | 0 | 0 | 0 | 0
2022-09-09 16:00 | 0.3469 | 0.38896 | 35584 | 11973.7669 | 634 | 41231.627 | 3 | 21234.5916 | 2.1235 | 19997.0354 | 0 | 374367.2574 | 19 | 9500 | 2672.4221 | 199.6997 | 23708.3333 | 150839.2716 | 33208.3333 | 0 | 117630.9382 | 117630.9382 | 0 | 9500 | 0 | 0 | 0 | 0 | 0
2022-09-09 17:00 | 0.14143 | 0.19006 | 35584 | 4881.6658 | 634 | 20147.2723 | 3 | 28326.6778 | 2.8327 | 0 | 8179.4056 | 394364.2928 | 19 | 9500 | 2672.4221 | 199.6997 | 23708.3333 | 150839.2716 | 33208.3333 | 0 | 117630.9382 | 117630.9382 | 4881.6555 | 4618.3445 | 0 | 0 | 0 | 0 | 0
2022-09-09 18:00 | 0.01093 | 0.00162 | 35584 | 377.2651 | 634 | 171.7278 | 3 | 30000 | 3 | 0 | 29828.2722 | 386184.8872 | 19 | 6668.931 | 2672.4221 | 140.1877 | 23708.3333 | 150839.2716 | 30377.2643 | 0 | 120462.0072 | 120462.0072 | 377.2643 | 6291.6667 | 0 | 0 | 0 | 0 | 0
2022-09-09 19:00 | 0 | 0 | 35584 | 0 | 634 | 0 | 3 | 30000 | 3 | 0 | 30000 | 356356.615 | 19 | 6291.6667 | 2672.4221 | 132.2573 | 23708.3333 | 150839.2716 | 30000 | 0 | 120839.2716 | 120839.2716 | 0 | 6291.6667 | 0 | 0 | 0 | 0 | 0
2022-09-09 20:00 | 0 | 0 | 35584 | 0 | 634 | 0 | 3 | 30000 | 3 | 0 | 30000 | 326356.615 | 19 | 6291.6667 | 2672.4221 | 132.2573 | 23708.3333 | 150839.2716 | 30000 | 0 | 120839.2716 | 120839.2716 | 0 | 6291.6667 | 0 | 0 | 0 | 0 | 0
2022-09-09 21:00 | 0 | 0 | 35584 | 0 | 634 | 0 | 3 | 30000 | 3 | 0 | 30000 | 296356.615 | 19 | 6291.6667 | 2672.4221 | 132.2573 | 23708.3333 | 150839.2716 | 30000 | 0 | 120839.2716 | 120839.2716 | 0 | 6291.6667 | 0 | 0 | 0 | 0 | 0
2022-09-09 22:00 | 0 | 0 | 35584 | 0 | 634 | 0 | 3 | 30000 | 3 | 0 | 30000 | 266356.615 | 19 | 6291.6667 | 2672.4221 | 132.2573 | 23708.3333 | 150839.2716 | 30000 | 0 | 120839.2716 | 120839.2716 | 0 | 6291.6667 | 0 | 0 | 0 | 0 | 0
2022-09-09 23:00 | 0 | 0 | 35584 | 0 | 634 | 0 | 3 | 30000 | 3 | 0 | 30000 | 236356.615 | 19 | 6291.6667 | 2672.4221 | 132.2573 | 23708.3333 | 150839.2716 | 30000 | 0 | 120839.2716 | 120839.2716 | 0 | 6291.6667 | 0 | 0 | 0 | 0 | 0
2022-09-10 | 0 | 0 | 35584 | 0 | 634 | 0 | 3 | 30000 | 3 | 0 | 30000 | 206356.615 | 19 | 6208.3333 | 2672.4221 | 130.5055 | 23791.6667 | 150922.6049 | 30000 | 0 | 120922.6049 | 120922.6049 | 0 | 6208.3333 | 0 | 0 | 0 | 0 | 0
2022-09-10 01:00 | 0 | 0 | 35584 | 0 | 634 | 0 | 3 | 30000 | 3 | 0 | 30000 | 176356.615 | 19 | 6208.3333 | 2672.4221 | 130.5055 | 23791.6667 | 150922.6049 | 30000 | 0 | 120922.6049 | 120922.6049 | 0 | 6208.3333 | 0 | 0 | 0 | 0 | 0
2022-09-10 02:00 | 0 | 0 | 35584 | 0 | 634 | 0 | 3 | 30000 | 3 | 0 | 30000 | 146356.615 | 19 | 6208.3333 | 2672.4221 | 130.5055 | 23791.6667 | 150922.6049 | 30000 | 0 | 120922.6049 | 120922.6049 | 0 | 6208.3333 | 0 | 0 | 0 | 0 | 0
2022-09-10 03:00 | 0 | 0 | 35584 | 0 | 634 | 0 | 3 | 30000 | 3 | 0 | 30000 | 116356.615 | 19 | 6208.3333 | 2672.4221 | 130.5055 | 23791.6667 | 150922.6049 | 30000 | 0 | 120922.6049 | 120922.6049 | 0 | 6208.3333 | 0 | 0 | 0 | 0 | 0
2022-09-10 04:00 | 0 | 0 | 35584 | 0 | 634 | 0 | 3 | 30000 | 3 | 0 | 30000 | 86356.615 | 19 | 6208.3333 | 2672.4221 | 130.5055 | 23791.6667 | 150922.6049 | 30000 | 0 | 120922.6049 | 120922.6049 | 0 | 6208.3333 | 0 | 0 | 0 | 0 | 0
2022-09-10 05:00 | 0 | 0 | 35584 | 0 | 634 | 0 | 3 | 30000 | 3 | 0 | 30000 | 56356.615 | 19 | 6208.3333 | 2672.4221 | 130.5055 | 23791.6667 | 150922.6049 | 30000 | 0 | 120922.6049 | 120922.6049 | 0 | 6208.3333 | 0 | 0 | 0 | 0 | 0
2022-09-10 06:00 | 0.03797 | 0.03437 | 35584 | 1310.5907 | 634 | 3643.385 | 3 | 30000 | 3 | 0 | 26356.615 | 26356.615 | 19 | 7518.9213 | 2672.4221 | 158.0554 | 23791.6667 | 150922.6049 | 31310.588 | 0 | 119612.0169 | 119612.0169 | 0 | 7518.9213 | 0 | 0 | 0 | 0 | 0
2022-09-10 07:00 | 0.21435 | 0.30511 | 35584 | 7398.6075 | 634 | 32343.1245 | 3 | 25893.0748 | 2.5893 | 0 | 0 | 0 | 19 | 9500 | 2672.4221 | 199.6997 | 23791.6667 | 150922.6049 | 33291.6667 | 0 | 117630.9382 | 117630.9382 | 7398.5919 | 2101.4081 | 0 | 0 | 0 | 0 | 0
2022-09-10 08:00 | 0.43475 | 0.50343 | 35584 | 15006.0397 | 634 | 53365.9965 | 3 | 18285.6586 | 1.8286 | 0 | 0 | 0 | 19 | 9500 | 2672.4221 | 199.6997 | 23791.6667 | 150922.6049 | 33291.6667 | 0 | 117630.9382 | 117630.9382 | 9500 | 0 | 0 | 0 | 0 | 0 | 0
2022-09-10 09:00 | 0.63805 | 0.63226 | 35584 | 22023.2401 | 634 | 67022.5948 | 3 | 11268.473 | 1.1268 | 0 | 0 | 0 | 19 | 9500 | 2672.4221 | 199.6997 | 23791.6667 | 150922.6049 | 33291.6667 | 0 | 117630.9382 | 117630.9382 | 0 | 9500 | 0 | 0 | 0 | 0 | 0
2022-09-10 10:00 | 0.79483 | 0.69377 | 35584 | 27434.7338 | 634 | 73542.9501 | 3 | 5856.9906 | 0.5857 | 53619.7629 | 0 | 0 | 19 | 9500 | 2672.4221 | 199.6997 | 23791.6667 | 150922.6049 | 33291.6667 | 0 | 117630.9382 | 117630.9382 | 3643.0094 | 5856.9906 | 0 | 0 | 0 | 0 | 0
2022-09-10 11:00 | 0.88908 | 0.72975 | 35584 | 30687.912 | 634 | 77357.0028 | 3 | 2603.8192 | 0.26038 | 74753.1836 | 0 | 53619.7629 | 19 | 9500 | 2672.4221 | 199.6997 | 23791.6667 | 150922.6049 | 33291.6667 | 0 | 117630.9382 | 117630.9382 | 9500 | 0 | 0 | 0 | 0 | 0 | 0
2022-09-10 12:00 | 0.89905 | 0.68736 | 35584 | 31032.0413 | 634 | 72863.4593 | 3 | 2259.6907 | 0.22597 | 70603.7687 | 0 | 128372.9465 | 19 | 9500 | 2672.4221 | 199.6997 | 23791.6667 | 150922.6049 | 33291.6667 | 0 | 117630.9382 | 117630.9382 | 7240.3093 | 2259.6907 | 0 | 0 | 0 | 0 | 0
2022-09-10 13:00 | 0.852 | 0.68208 | 35584 | 29408.041 | 634 | 72303.754 | 3 | 3883.6876 | 0.38837 | 68420.0664 | 0 | 198976.7152 | 19 | 9500 | 2672.4221 | 199.6997 | 23791.6667 | 150922.6049 | 33291.6667 | 0 | 117630.9382 | 117630.9382 | 5616.3124 | 3883.6876 | 0 | 0 | 0 | 0 | 0
2022-09-10 14:00 | 0.73317 | 0.62507 | 35584 | 25306.4476 | 634 | 66260.4203 | 3 | 7985.2723 | 0.79853 | 58275.148 | 0 | 267396.7815 | 19 | 9500 | 2672.4221 | 199.6997 | 23791.6667 | 150922.6049 | 33291.6667 | 0 | 117630.9382 | 117630.9382 | 9500 | 0 | 0 | 0 | 0 | 0 | 0
2022-09-10 15:00 | 0.55853 | 0.54211 | 35584 | 19278.4896 | 634 | 57466.2621 | 3 | 14013.2177 | 1.4013 | 43453.0444 | 0 | 325671.9296 | 19 | 9500 | 2672.4221 | 199.6997 | 23791.6667 | 150922.6049 | 33291.6667 | 0 | 117630.9382 | 117630.9382 | 9500 | 0 | 0 | 0 | 0 | 0 | 0
2022-09-10 16:00 | 0.34505 | 0.39841 | 35584 | 11909.9114 | 634 | 42233.3724 | 3 | 21381.7803 | 2.1382 | 20851.5921 | 0 | 369124.974 | 19 | 9500 | 2672.4221 | 199.6997 | 23791.6667 | 150922.6049 | 33291.6667 | 0 | 117630.9382 | 117630.9382 | 9500 | 0 | 0 | 0 | 0 | 0 | 0
2022-09-10 17:00 | 0.14127 | 0.21368 | 35584 | 4876.1431 | 634 | 22651.1057 | 3 | 28415.5338 | 2.8416 | 0 | 5764.4281 | 389976.5661 | 19 | 9500 | 2672.4221 | 199.6997 | 23791.6667 | 150922.6049 | 33291.6667 | 0 | 117630.9382 | 117630.9382 | 4876.1329 | 4623.8671 | 0 | 0 | 0 | 0 | 0
2022-09-10 18:00 | 0.01007 | 0.00191 | 35584 | 347.581 | 634 | 202.4692 | 3 | 30000 | 3 | 0 | 29797.5308 | 384212.1379 | 19 | 6555.9136 | 2672.4221 | 137.812 | 23791.6667 | 150922.6049 | 30347.5802 | 0 | 120575.0247 | 120575.0247 | 347.5802 | 6208.3333 | 0 | 0 | 0 | 0 | 0
2022-09-10 19:00 | 0 | 0 | 35584 | 0 | 634 | 0 | 3 | 30000 | 3 | 0 | 30000 | 354414.6071 | 19 | 6208.3333 | 2672.4221 | 130.5055 | 23791.6667 | 150922.6049 | 30000 | 0 | 120922.6049 | 120922.6049 | 0 | 6208.3333 | 0 | 0 | 0 | 0 | 0
2022-09-10 20:00 | 0 | 0 | 35584 | 0 | 634 | 0 | 3 | 30000 | 3 | 0 | 30000 | 324414.6071 | 19 | 6208.3333 | 2672.4221 | 130.5055 | 23791.6667 | 150922.6049 | 30000 | 0 | 120922.6049 | 120922.6049 | 0 | 6208.3333 | 0 | 0 | 0 | 0 | 0
2022-09-10 21:00 | 0 | 0 | 35584 | 0 | 634 | 0 | 3 | 30000 | 3 | 0 | 30000 | 294414.6071 | 19 | 6208.3333 | 2672.4221 | 130.5055 | 23791.6667 | 150922.6049 | 30000 | 0 | 120922.6049 | 120922.6049 | 0 | 6208.3333 | 0 | 0 | 0 | 0 | 0
2022-09-10 22:00 | 0 | 0 | 35584 | 0 | 634 | 0 | 3 | 30000 | 3 | 0 | 30000 | 264414.6071 | 19 | 6208.3333 | 2672.4221 | 130.5055 | 23791.6667 | 150922.6049 | 30000 | 0 | 120922.6049 | 120922.6049 | 0 | 6208.3333 | 0 | 0 | 0 | 0 | 0
2022-09-10 23:00 | 0 | 0 | 35584 | 0 | 634 | 0 | 3 | 30000 | 3 | 0 | 30000 | 234414.6071 | 19 | 6208.3333 | 2672.4221 | 130.5055 | 23791.6667 | 150922.6049 | 30000 | 0 | 120922.6049 | 120922.6049 | 0 | 6208.3333 | 0 | 0 | 0 | 0 | 0
2022-09-11 | 0 | 0 | 35584 | 0 | 634 | 0 | 3 | 30000 | 3 | 0 | 30000 | 204414.6071 | 19 | 6916.6667 | 2672.4221 | 145.3954 | 23083.3333 | 150214.2716 | 30000 | 0 | 120214.2716 | 120214.2716 | 0 | 6916.6667 | 0 | 0 | 0 | 0 | 0
2022-09-11 01:00 | 0 | 0 | 35584 | 0 | 634 | 0 | 3 | 30000 | 3 | 0 | 30000 | 174414.6071 | 19 | 6916.6667 | 2672.4221 | 145.3954 | 23083.3333 | 150214.2716 | 30000 | 0 | 120214.2716 | 120214.2716 | 0 | 6916.6667 | 0 | 0 | 0 | 0 | 0
2022-09-11 02:00 | 0 | 0 | 35584 | 0 | 634 | 0 | 3 | 30000 | 3 | 0 | 30000 | 144414.6071 | 19 | 6916.6667 | 2672.4221 | 145.3954 | 23083.3333 | 150214.2716 | 30000 | 0 | 120214.2716 | 120214.2716 | 0 | 6916.6667 | 0 | 0 | 0 | 0 | 0
2022-09-11 03:00 | 0 | 0 | 35584 | 0 | 634 | 0 | 3 | 30000 | 3 | 0 | 30000 | 114414.6071 | 19 | 6916.6667 | 2672.4221 | 145.3954 | 23083.3333 | 150214.2716 | 30000 | 0 | 120214.2716 | 120214.2716 | 0 | 6916.6667 | 0 | 0 | 0 | 0 | 0
2022-09-11 04:00 | 0 | 0 | 35584 | 0 | 634 | 0 | 3 | 30000 | 3 | 0 | 30000 | 84414.6071 | 19 | 6916.6667 | 2672.4221 | 145.3954 | 23083.3333 | 150214.2716 | 30000 | 0 | 120214.2716 | 120214.2716 | 0 | 6916.6667 | 0 | 0 | 0 | 0 | 0
2022-09-11 05:00 | 0 | 0 | 35584 | 0 | 634 | 0 | 3 | 30000 | 3 | 0 | 30000 | 54414.6071 | 19 | 6916.6667 | 2672.4221 | 145.3954 | 23083.3333 | 150214.2716 | 30000 | 0 | 120214.2716 | 120214.2716 | 0 | 6916.6667 | 0 | 0 | 0 | 0 | 0
2022-09-11 06:00 | 0.0381 | 0.05269 | 35584 | 1315.0779 | 634 | 5585.3929 | 3 | 30000 | 3 | 0 | 24414.6071 | 24414.6071 | 19 | 8231.7418 | 2672.4221 | 173.0396 | 23083.3333 | 150214.2716 | 31315.0751 | 0 | 118899.1964 | 118899.1964 | 0 | 8231.7418 | 0 | 0 | 0 | 0 | 0
2022-09-11 07:00 | 0.21752 | 0.35296 | 35584 | 7508.0247 | 634 | 37415.4542 | 3 | 25075.3244 | 2.5075 | 0 | 0 | 0 | 19 | 9500 | 2672.4221 | 199.6997 | 23083.3333 | 150214.2716 | 32583.3333 | 0 | 117630.9382 | 117630.9382 | 7508.0089 | 1991.9911 | 0 | 0 | 0 | 0 | 0
2022-09-11 08:00 | 0.4379 | 0.55149 | 35584 | 15114.7666 | 634 | 58460.5872 | 3 | 17468.5986 | 1.7469 | 0 | 0 | 0 | 19 | 9500 | 2672.4221 | 199.6997 | 23083.3333 | 150214.2716 | 32583.3333 | 0 | 117630.9382 | 117630.9382 | 9500 | 0 | 0 | 0 | 0 | 0 | 0
2022-09-11 09:00 | 0.63955 | 0.67188 | 35584 | 22075.0148 | 634 | 71222.505 | 3 | 10508.365 | 1.0508 | 0 | 0 | 0 | 19 | 9500 | 2672.4221 | 199.6997 | 23083.3333 | 150214.2716 | 32583.3333 | 0 | 117630.9382 | 117630.9382 | 9500 | 0 | 0 | 0 | 0 | 0 | 0
2022-09-11 10:00 | 0.79525 | 0.73713 | 35584 | 27449.2307 | 634 | 78139.3182 | 3 | 5134.1604 | 0.51342 | 17783.9506 | 0 | 0 | 19 | 9500 | 2672.4221 | 199.6997 | 23083.3333 | 150214.2716 | 32583.3333 | 0 | 117630.9382 | 117630.9382 | 9500 | 0 | 0 | 0 | 0 | 0 | 0
2022-09-11 11:00 | 0.88847 | 0.77749 | 35584 | 30666.857 | 634 | 82417.672 | 3 | 1916.5409 | 0.19165 | 80501.131 | 0 | 17783.9506 | 19 | 9500 | 2672.4221 | 199.6997 | 23083.3333 | 150214.2716 | 32583.3333 | 0 | 117630.9382 | 117630.9382 | 9500 | 0 | 0 | 0 | 0 | 0 | 0
2022-09-11 12:00 | 0.89412 | 0.71563 | 35584 | 30861.8751 | 634 | 75860.215 | 3 | 1721.5232 | 0.17215 | 74138.6918 | 0 | 98285.0816 | 19 | 9500 | 2672.4221 | 199.6997 | 23083.3333 | 150214.2716 | 32583.3333 | 0 | 117630.9382 | 117630.9382 | 7778.4768 | 1721.5232 | 0 | 0 | 0 | 0 | 0
2022-09-11 13:00 | 0.84742 | 0.70803 | 35584 | 29249.9555 | 634 | 75054.5785 | 3 | 3333.4394 | 0.33334 | 71721.1391 | 0 | 172423.7735 | 19 | 9500 | 2672.4221 | 199.6997 | 23083.3333 | 150214.2716 | 32583.3333 | 0 | 117630.9382 | 117630.9382 | 9500 | 0 | 0 | 0 | 0 | 0 | 0
2022-09-11 14:00 | 0.7317 | 0.66955 | 35584 | 25255.7084 | 634 | 70975.5138 | 3 | 7327.6781 | 0.73277 | 63647.8357 | 0 | 244144.9126 | 19 | 9500 | 2672.4221 | 199.6997 | 23083.3333 | 150214.2716 | 32583.3333 | 0 | 117630.9382 | 117630.9382 | 2172.3219 | 7327.6781 | 0 | 0 | 0 | 0 | 0
2022-09-11 15:00 | 0.5597 | 0.59312 | 35584 | 19318.8739 | 634 | 62873.567 | 3 | 13264.5002 | 1.3265 | 49609.0668 | 0 | 307792.7483 | 19 | 9500 | 2672.4221 | 199.6997 | 23083.3333 | 150214.2716 | 32583.3333 | 0 | 117630.9382 | 117630.9382 | 0 | 9500 | 0 | 0 | 0 | 0 | 0
2022-09-11 16:00 | 0.35005 | 0.46318 | 35584 | 12082.4938 | 634 | 49099.3033 | 3 | 20500.8649 | 2.0501 | 28598.4383 | 0 | 357401.8151 | 19 | 9500 | 2672.4221 | 199.6997 | 23083.3333 | 150214.2716 | 32583.3333 | 0 | 117630.9382 | 117630.9382 | 0 | 9500 | 0 | 0 | 0 | 0 | 0
2022-09-11 17:00 | 0.14102 | 0.24732 | 35584 | 4867.514 | 634 | 26217.1071 | 3 | 27715.8296 | 2.7716 | 0 | 1498.7224 | 386000.2535 | 19 | 9500 | 2672.4221 | 199.6997 | 23083.3333 | 150214.2716 | 32583.3333 | 0 | 117630.9382 | 117630.9382 | 4867.5038 | 4632.4962 | 0 | 0 | 0 | 0 | 0
2022-09-11 18:00 | 0.00935 | 0.00257 | 35584 | 322.7291 | 634 | 272.4323 | 3 | 30000 | 3 | 0 | 29727.5677 | 384501.531 | 19 | 7239.3951 | 2672.4221 | 152.1795 | 23083.3333 | 150214.2716 | 30322.7284 | 0 | 119891.5432 | 119891.5432 | 322.7284 | 6916.6667 | 0 | 0 | 0 | 0 | 0
2022-09-11 19:00 | 0 | 0 | 35584 | 0 | 634 | 0 | 3 | 30000 | 3 | 0 | 30000 | 354773.9634 | 19 | 6916.6667 | 2672.4221 | 145.3954 | 23083.3333 | 150214.2716 | 30000 | 0 | 120214.2716 | 120214.2716 | 0 | 6916.6667 | 0 | 0 | 0 | 0 | 0
2022-09-11 20:00 | 0 | 0 | 35584 | 0 | 634 | 0 | 3 | 30000 | 3 | 0 | 30000 | 324773.9634 | 19 | 6916.6667 | 2672.4221 | 145.3954 | 23083.3333 | 150214.2716 | 30000 | 0 | 120214.2716 | 120214.2716 | 0 | 6916.6667 | 0 | 0 | 0 | 0 | 0
2022-09-11 21:00 | 0 | 0 | 35584 | 0 | 634 | 0 | 3 | 30000 | 3 | 0 | 30000 | 294773.9634 | 19 | 6916.6667 | 2672.4221 | 145.3954 | 23083.3333 | 150214.2716 | 30000 | 0 | 120214.2716 | 120214.2716 | 0 | 6916.6667 | 0 | 0 | 0 | 0 | 0
2022-09-11 22:00 | 0 | 0 | 35584 | 0 | 634 | 0 | 3 | 30000 | 3 | 0 | 30000 | 264773.9634 | 19 | 6916.6667 | 2672.4221 | 145.3954 | 23083.3333 | 150214.2716 | 30000 | 0 | 120214.2716 | 120214.2716 | 0 | 6916.6667 | 0 | 0 | 0 | 0 | 0
2022-09-11 23:00 | 0 | 0 | 35584 | 0 | 634 | 0 | 3 | 30000 | 3 | 0 | 30000 | 234773.9634 | 19 | 6916.6667 | 2672.4221 | 145.3954 | 23083.3333 | 150214.2716 | 30000 | 0 | 120214.2716 | 120214.2716 | 0 | 6916.6667 | 0 | 0 | 0 | 0 | 0
2022-09-12 | 0 | 0 | 35584 | 0 | 634 | 0 | 3 | 30000 | 3 | 0 | 30000 | 204773.9634 | 19 | 5875 | 2672.4221 | 123.4985 | 24125 | 151255.9382 | 30000 | 0 | 121255.9382 | 121255.9382 | 0 | 5875 | 0 | 0 | 0 | 0 | 0
2022-09-12 01:00 | 0 | 0 | 35584 | 0 | 634 | 0 | 3 | 30000 | 3 | 0 | 30000 | 174773.9634 | 19 | 5875 | 2672.4221 | 123.4985 | 24125 | 151255.9382 | 30000 | 0 | 121255.9382 | 121255.9382 | 0 | 5875 | 0 | 0 | 0 | 0 | 0
2022-09-12 02:00 | 0 | 0 | 35584 | 0 | 634 | 0 | 3 | 30000 | 3 | 0 | 30000 | 144773.9634 | 19 | 5875 | 2672.4221 | 123.4985 | 24125 | 151255.9382 | 30000 | 0 | 121255.9382 | 121255.9382 | 0 | 5875 | 0 | 0 | 0 | 0 | 0
2022-09-12 03:00 | 0 | 0 | 35584 | 0 | 634 | 0 | 3 | 30000 | 3 | 0 | 30000 | 114773.9634 | 19 | 5875 | 2672.4221 | 123.4985 | 24125 | 151255.9382 | 30000 | 0 | 121255.9382 | 121255.9382 | 0 | 5875 | 0 | 0 | 0 | 0 | 0
2022-09-12 04:00 | 0 | 0 | 35584 | 0 | 634 | 0 | 3 | 30000 | 3 | 0 | 30000 | 84773.9634 | 19 | 5875 | 2672.4221 | 123.4985 | 24125 | 151255.9382 | 30000 | 0 | 121255.9382 | 121255.9382 | 0 | 5875 | 0 | 0 | 0 | 0 | 0
2022-09-12 05:00 | 0 | 0 | 35584 | 0 | 634 | 0 | 3 | 30000 | 3 | 0 | 30000 | 54773.9634 | 19 | 5875 | 2672.4221 | 123.4985 | 24125 | 151255.9382 | 30000 | 0 | 121255.9382 | 121255.9382 | 0 | 5875 | 0 | 0 | 0 | 0 | 0
2022-09-12 06:00 | 0.03745 | 0.0493 | 35584 | 1292.6422 | 634 | 5226.0366 | 3 | 30000 | 3 | 0 | 24773.9634 | 24773.9634 | 19 | 7167.6395 | 2672.4221 | 150.6711 | 24125 | 151255.9382 | 31292.6395 | 0 | 119963.2988 | 119963.2988 | 0 | 7167.6395 | 0 | 0 | 0 | 0 | 0
2022-09-12 07:00 | 0.22198 | 0.37283 | 35584 | 7661.9682 | 634 | 39521.7696 | 3 | 25963.0479 | 2.5963 | 0 | 0 | 0 | 19 | 9500 | 2672.4221 | 199.6997 | 24125 | 151255.9382 | 33625 | 0 | 117630.9382 | 117630.9382 | 7661.9521 | 1838.0479 | 0 | 0 | 0 | 0 | 0
2022-09-12 08:00 | 0.43892 | 0.55864 | 35584 | 15149.9734 | 634 | 59218.5215 | 3 | 18475.0585 | 1.8475 | 0 | 0 | 0 | 19 | 9500 | 2672.4221 | 199.6997 | 24125 | 151255.9382 | 33625 | 0 | 117630.9382 | 117630.9382 | 9500 | 0 | 0 | 0 | 0 | 0 | 0
2022-09-12 09:00 | 0.6409 | 0.67413 | 35584 | 22121.612 | 634 | 71461.0158 | 3 | 11503.4345 | 1.1503 | 0 | 0 | 0 | 19 | 9500 | 2672.4221 | 199.6997 | 24125 | 151255.9382 | 33625 | 0 | 117630.9382 | 117630.9382 | 9500 | 0 | 0 | 0 | 0 | 0 | 0
2022-09-12 10:00 | 0.79742 | 0.7383 | 35584 | 27524.1315 | 634 | 78263.3438 | 3 | 6100.9265 | 0.61009 | 0 | 0 | 0 | 19 | 9500 | 2672.4221 | 199.6997 | 24125 | 151255.9382 | 33625 | 0 | 117630.9382 | 117630.9382 | 9500 | 0 | 0 | 0 | 0 | 0 | 0
2022-09-12 11:00 | 0.8896 | 0.77804 | 35584 | 30705.8606 | 634 | 82475.9746 | 3 | 2919.204 | 0.29192 | 72025.8357 | 0 | 0 | 19 | 9500 | 2672.4221 | 199.6997 | 24125 | 151255.9382 | 33625 | 0 | 117630.9382 | 117630.9382 | 9500 | 0 | 0 | 0 | 0 | 0 | 0
2022-09-12 12:00 | 0.90575 | 0.75693 | 35584 | 31263.3018 | 634 | 80238.2133 | 3 | 2361.7641 | 0.23618 | 77876.4492 | 0 | 72025.8357 | 19 | 9500 | 2672.4221 | 199.6997 | 24125 | 151255.9382 | 33625 | 0 | 117630.9382 | 117630.9382 | 9500 | 0 | 0 | 0 | 0 | 0 | 0
2022-09-12 13:00 | 0.85703 | 0.74582 | 35584 | 29581.6589 | 634 | 79060.4999 | 3 | 4043.4034 | 0.40434 | 75017.0965 | 0 | 149902.2849 | 19 | 9500 | 2672.4221 | 199.6997 | 24125 | 151255.9382 | 33625 | 0 | 117630.9382 | 117630.9382 | 9500 | 0 | 0 | 0 | 0 | 0 | 0
2022-09-12 14:00 | 0.74133 | 0.71104 | 35584 | 25588.1021 | 634 | 75373.653 | 3 | 8036.9518 | 0.8037 | 67336.7012 | 0 | 224919.3814 | 19 | 9500 | 2672.4221 | 199.6997 | 24125 | 151255.9382 | 33625 | 0 | 117630.9382 | 117630.9382 | 9500 | 0 | 0 | 0 | 0 | 0 | 0
2022-09-12 15:00 | 0.56867 | 0.63758 | 35584 | 19628.4867 | 634 | 67586.5404 | 3 | 13996.5546 | 1.3997 | 53589.9857 | 0 | 292256.0826 | 19 | 9500 | 2672.4221 | 199.6997 | 24125 | 151255.9382 | 33625 | 0 | 117630.9382 | 117630.9382 | 9500 | 0 | 0 | 0 | 0 | 0 | 0
2022-09-12 16:00 | 0.35798 | 0.51298 | 35584 | 12356.2095 | 634 | 54378.3423 | 3 | 21268.8165 | 2.1269 | 33109.5258 | 0 | 345846.0684 | 19 | 9500 | 2672.4221 | 199.6997 | 24125 | 151255.9382 | 33625 | 0 | 117630.9382 | 117630.9382 | 9500 | 0 | 0 | 0 | 0 | 0 | 0
2022-09-12 17:00 | 0.1437 | 0.28462 | 35584 | 4960.0182 | 634 | 30171.0862 | 3 | 28664.9923 | 2.8665 | 1506.0939 | 0 | 378955.5942 | 19 | 9500 | 2672.4221 | 199.6997 | 24125 | 151255.9382 | 33625 | 0 | 117630.9382 | 117630.9382 | 4960.0077 | 4539.9923 | 0 | 0 | 0 | 0 | 0
2022-09-12 18:00 | 0.00882 | 0.00456 | 35584 | 304.4354 | 634 | 483.3819 | 3 | 30000 | 3 | 483.3819 | 30000 | 380461.6881 | 19 | 6179.4347 | 2672.4221 | 129.898 | 24125 | 151255.9382 | 30304.4347 | 0 | 120951.5035 | 120951.5035 | 304.4347 | 5875 | 0 | 0 | 0 | 0 | 0
2022-09-12 19:00 | 0 | 0 | 35584 | 0 | 634 | 0 | 3 | 30000 | 3 | 0 | 30000 | 350945.07 | 19 | 5875 | 2672.4221 | 123.4985 | 24125 | 151255.9382 | 30000 | 0 | 121255.9382 | 121255.9382 | 0 | 5875 | 0 | 0 | 0 | 0 | 0
2022-09-12 20:00 | 0 | 0 | 35584 | 0 | 634 | 0 | 3 | 30000 | 3 | 0 | 30000 | 320945.07 | 19 | 5875 | 2672.4221 | 123.4985 | 24125 | 151255.9382 | 30000 | 0 | 121255.9382 | 121255.9382 | 0 | 5875 | 0 | 0 | 0 | 0 | 0
2022-09-12 21:00 | 0 | 0 | 35584 | 0 | 634 | 0 | 3 | 30000 | 3 | 0 | 30000 | 290945.07 | 19 | 5875 | 2672.4221 | 123.4985 | 24125 | 151255.9382 | 30000 | 0 | 121255.9382 | 121255.9382 | 0 | 5875 | 0 | 0 | 0 | 0 | 0
2022-09-12 22:00 | 0 | 0 | 35584 | 0 | 634 | 0 | 3 | 30000 | 3 | 0 | 30000 | 260945.07 | 19 | 5875 | 2672.4221 | 123.4985 | 24125 | 151255.9382 | 30000 | 0 | 121255.9382 | 121255.9382 | 0 | 5875 | 0 | 0 | 0 | 0 | 0
2022-09-12 23:00 | 0 | 0 | 35584 | 0 | 634 | 0 | 3 | 30000 | 3 | 0 | 30000 | 230945.07 | 19 | 5875 | 2672.4221 | 123.4985 | 24125 | 151255.9382 | 30000 | 0 | 121255.9382 | 121255.9382 | 0 | 5875 | 0 | 0 | 0 | 0 | 0
2022-09-13 | 0 | 0 | 35584 | 0 | 634 | 0 | 3 | 30000 | 3 | 0 | 30000 | 200945.07 | 19 | 7416.6667 | 2672.4221 | 155.9059 | 22583.3333 | 149714.2716 | 30000 | 0 | 119714.2716 | 119714.2716 | 0 | 7416.6667 | 0 | 0 | 0 | 0 | 0
2022-09-13 01:00 | 0 | 0 | 35584 | 0 | 634 | 0 | 3 | 30000 | 3 | 0 | 30000 | 170945.07 | 19 | 7416.6667 | 2672.4221 | 155.9059 | 22583.3333 | 149714.2716 | 30000 | 0 | 119714.2716 | 119714.2716 | 0 | 7416.6667 | 0 | 0 | 0 | 0 | 0
2022-09-13 02:00 | 0 | 0 | 35584 | 0 | 634 | 0 | 3 | 30000 | 3 | 0 | 30000 | 140945.07 | 19 | 7416.6667 | 2672.4221 | 155.9059 | 22583.3333 | 149714.2716 | 30000 | 0 | 119714.2716 | 119714.2716 | 0 | 7416.6667 | 0 | 0 | 0 | 0 | 0
2022-09-13 03:00 | 0 | 0 | 35584 | 0 | 634 | 0 | 3 | 30000 | 3 | 0 | 30000 | 110945.07 | 19 | 7416.6667 | 2672.4221 | 155.9059 | 22583.3333 | 149714.2716 | 30000 | 0 | 119714.2716 | 119714.2716 | 0 | 7416.6667 | 0 | 0 | 0 | 0 | 0
2022-09-13 04:00 | 0 | 0 | 35584 | 0 | 634 | 0 | 3 | 30000 | 3 | 0 | 30000 | 80945.07 | 19 | 7416.6667 | 2672.4221 | 155.9059 | 22583.3333 | 149714.2716 | 30000 | 0 | 119714.2716 | 119714.2716 | 0 | 7416.6667 | 0 | 0 | 0 | 0 | 0
2022-09-13 05:00 | 0 | 0 | 35584 | 0 | 634 | 0 | 3 | 30000 | 3 | 0 | 30000 | 50945.07 | 19 | 7416.6667 | 2672.4221 | 155.9059 | 22583.3333 | 149714.2716 | 30000 | 0 | 119714.2716 | 119714.2716 | 0 | 7416.6667 | 0 | 0 | 0 | 0 | 0
2022-09-13 06:00 | 0.03938 | 0.08542 | 35584 | 1359.259 | 634 | 9054.93 | 3 | 30000 | 3 | 0 | 20945.07 | 20945.07 | 19 | 8775.9228 | 2672.4221 | 184.4789 | 22583.3333 | 149714.2716 | 31359.2561 | 0 | 118355.0154 | 118355.0154 | 1359.2561 | 7416.6667 | 0 | 0 | 0 | 0 | 0
2022-09-13 07:00 | 0.23225 | 0.46996 | 35584 | 8016.4525 | 634 | 49818.0158 | 3 | 24066.8977 | 2.4067 | 24066.8977 | 24066.8977 | 0 | 19 | 9500 | 2672.4221 | 199.6997 | 22583.3333 | 149714.2716 | 32083.3333 | 0 | 117630.9382 | 117630.9382 | 8016.4356 | 1483.5644 | 0 | 0 | 0 | 0 | 0
2022-09-13 08:00 | 0.45465 | 0.65055 | 35584 | 15692.9176 | 634 | 68961.4226 | 3 | 16390.4487 | 1.639 | 16390.4487 | 16390.4487 | 0 | 19 | 9500 | 2672.4221 | 199.6997 | 22583.3333 | 149714.2716 | 32083.3333 | 0 | 117630.9382 | 117630.9382 | 9500 | 0 | 0 | 0 | 0 | 0 | 0
2022-09-13 09:00 | 0.6578 | 0.7529 | 35584 | 22704.9405 | 634 | 79811.0139 | 3 | 9378.4406 | 0.93784 | 0 | 0 | 0 | 19 | 9500 | 2672.4221 | 199.6997 | 22583.3333 | 149714.2716 | 32083.3333 | 0 | 117630.9382 | 117630.9382 | 9500 | 0 | 0 | 0 | 0 | 0 | 0
2022-09-13 10:00 | 0.815 | 0.82147 | 35584 | 28130.9312 | 634 | 87079.7631 | 3 | 3952.4614 | 0.39525 | 0 | 0 | 0 | 19 | 9500 | 2672.4221 | 199.6997 | 22583.3333 | 149714.2716 | 32083.3333 | 0 | 117630.9382 | 117630.9382 | 5547.5386 | 3952.4614 | 0 | 0 | 0 | 0 | 0
2022-09-13 11:00 | 0.90922 | 0.85703 | 35584 | 31383.0739 | 634 | 90849.2937 | 3 | 700.3255 | 0.070033 | 0 | 0 | 0 | 19 | 9500 | 2672.4221 | 199.6997 | 22583.3333 | 149714.2716 | 32083.3333 | 0 | 117630.9382 | 117630.9382 | 9500 | 0 | 0 | 0 | 0 | 0 | 0
2022-09-13 12:00 | 0.934 | 0.8634 | 35584 | 32238.3923 | 634 | 91524.5443 | 3 | 0 | 0 | 86871.6928 | 0 | 0 | 19 | 9500 | 2672.4221 | 199.6997 | 22583.3333 | 149714.2716 | 32083.3333 | 0 | 117630.9382 | 117630.9382 | 9500 | 0 | 0 | 0 | 0 | 0 | 0
2022-09-13 13:00 | 0.8852 | 0.84566 | 35584 | 30553.9881 | 634 | 89644.0192 | 3 | 1529.4096 | 0.15294 | 88114.6096 | 0 | 86871.6928 | 19 | 9500 | 2672.4221 | 199.6997 | 22583.3333 | 149714.2716 | 32083.3333 | 0 | 117630.9382 | 117630.9382 | 9500 | 0 | 0 | 0 | 0 | 0 | 0
2022-09-13 14:00 | 0.76758 | 0.80391 | 35584 | 26494.1597 | 634 | 85218.3188 | 3 | 5589.2294 | 0.55892 | 79629.0894 | 0 | 174986.3024 | 19 | 9500 | 2672.4221 | 199.6997 | 22583.3333 | 149714.2716 | 32083.3333 | 0 | 117630.9382 | 117630.9382 | 3910.7706 | 5589.2294 | 0 | 0 | 0 | 0 | 0
2022-09-13 15:00 | 0.59195 | 0.72864 | 35584 | 20432.0303 | 634 | 77239.3375 | 3 | 11651.346 | 1.1651 | 65587.9915 | 0 | 254615.3918 | 19 | 9500 | 2672.4221 | 199.6997 | 22583.3333 | 149714.2716 | 32083.3333 | 0 | 117630.9382 | 117630.9382 | 0 | 9500 | 0 | 0 | 0 | 0 | 0
2022-09-13 16:00 | 0.3748 | 0.60089 | 35584 | 12936.7767 | 634 | 63697.2243 | 3 | 19146.5839 | 1.9147 | 44550.6404 | 0 | 320203.3832 | 19 | 9500 | 2672.4221 | 199.6997 | 22583.3333 | 149714.2716 | 32083.3333 | 0 | 117630.9382 | 117630.9382 | 9500 | 0 | 0 | 0 | 0 | 0 | 0
2022-09-13 17:00 | 0.15048 | 0.35103 | 35584 | 5194.0399 | 634 | 37210.8649 | 3 | 26889.3044 | 2.6889 | 10321.5606 | 0 | 364754.0236 | 19 | 9500 | 2672.4221 | 199.6997 | 22583.3333 | 149714.2716 | 32083.3333 | 0 | 117630.9382 | 117630.9382 | 5194.029 | 4305.971 | 0 | 0 | 0 | 0 | 0
2022-09-13 18:00 | 0.00857 | 0.0071 | 35584 | 295.8062 | 634 | 752.6341 | 3 | 30000 | 3 | 0 | 29247.3659 | 375075.5842 | 19 | 7712.4723 | 2672.4221 | 162.124 | 22583.3333 | 149714.2716 | 30295.8056 | 0 | 119418.466 | 119418.466 | 295.8056 | 7416.6667 | 0 | 0 | 0 | 0 | 0
2022-09-13 19:00 | 0 | 0 | 35584 | 0 | 634 | 0 | 3 | 30000 | 3 | 0 | 30000 | 345828.2183 | 19 | 7416.6667 | 2672.4221 | 155.9059 | 22583.3333 | 149714.2716 | 30000 | 0 | 119714.2716 | 119714.2716 | 0 | 7416.6667 | 0 | 0 | 0 | 0 | 0
2022-09-13 20:00 | 0 | 0 | 35584 | 0 | 634 | 0 | 3 | 30000 | 3 | 0 | 30000 | 315828.2183 | 19 | 7416.6667 | 2672.4221 | 155.9059 | 22583.3333 | 149714.2716 | 30000 | 0 | 119714.2716 | 119714.2716 | 0 | 7416.6667 | 0 | 0 | 0 | 0 | 0
2022-09-13 21:00 | 0 | 0 | 35584 | 0 | 634 | 0 | 3 | 30000 | 3 | 0 | 30000 | 285828.2183 | 19 | 7416.6667 | 2672.4221 | 155.9059 | 22583.3333 | 149714.2716 | 30000 | 0 | 119714.2716 | 119714.2716 | 0 | 7416.6667 | 0 | 0 | 0 | 0 | 0
2022-09-13 22:00 | 0 | 0 | 35584 | 0 | 634 | 0 | 3 | 30000 | 3 | 0 | 30000 | 255828.2183 | 19 | 7416.6667 | 2672.4221 | 155.9059 | 22583.3333 | 149714.2716 | 30000 | 0 | 119714.2716 | 119714.2716 | 0 | 7416.6667 | 0 | 0 | 0 | 0 | 0
2022-09-13 23:00 | 0 | 0 | 35584 | 0 | 634 | 0 | 3 | 30000 | 3 | 0 | 30000 | 225828.2183 | 19 | 7416.6667 | 2672.4221 | 155.9059 | 22583.3333 | 149714.2716 | 30000 | 0 | 119714.2716 | 119714.2716 | 0 | 7416.6667 | 0 | 0 | 0 | 0 | 0
2022-09-14 | 0 | 0 | 35584 | 0 | 634 | 0 | 3 | 30000 | 3 | 0 | 30000 | 195828.2183 | 19 | 6666.6667 | 2672.4221 | 140.1401 | 23333.3333 | 150464.2716 | 30000 | 0 | 120464.2716 | 120464.2716 | 0 | 6666.6667 | 0 | 0 | 0 | 0 | 0
2022-09-14 01:00 | 0 | 0 | 35584 | 0 | 634 | 0 | 3 | 30000 | 3 | 0 | 30000 | 165828.2183 | 19 | 6666.6667 | 2672.4221 | 140.1401 | 23333.3333 | 150464.2716 | 30000 | 0 | 120464.2716 | 120464.2716 | 0 | 6666.6667 | 0 | 0 | 0 | 0 | 0
2022-09-14 02:00 | 0 | 0 | 35584 | 0 | 634 | 0 | 3 | 30000 | 3 | 0 | 30000 | 135828.2183 | 19 | 6666.6667 | 2672.4221 | 140.1401 | 23333.3333 | 150464.2716 | 30000 | 0 | 120464.2716 | 120464.2716 | 0 | 6666.6667 | 0 | 0 | 0 | 0 | 0
2022-09-14 03:00 | 0 | 0 | 35584 | 0 | 634 | 0 | 3 | 30000 | 3 | 0 | 30000 | 105828.2183 | 19 | 6666.6667 | 2672.4221 | 140.1401 | 23333.3333 | 150464.2716 | 30000 | 0 | 120464.2716 | 120464.2716 | 0 | 6666.6667 | 0 | 0 | 0 | 0 | 0
2022-09-14 04:00 | 0 | 0 | 35584 | 0 | 634 | 0 | 3 | 30000 | 3 | 0 | 30000 | 75828.2183 | 19 | 6666.6667 | 2672.4221 | 140.1401 | 23333.3333 | 150464.2716 | 30000 | 0 | 120464.2716 | 120464.2716 | 0 | 6666.6667 | 0 | 0 | 0 | 0 | 0
2022-09-14 05:00 | 0 | 0 | 35584 | 0 | 634 | 0 | 3 | 30000 | 3 | 0 | 30000 | 45828.2183 | 19 | 6666.6667 | 2672.4221 | 140.1401 | 23333.3333 | 150464.2716 | 30000 | 0 | 120464.2716 | 120464.2716 | 0 | 6666.6667 | 0 | 0 | 0 | 0 | 0
2022-09-14 06:00 | 0.0421 | 0.13369 | 35584 | 1453.1438 | 634 | 14171.7817 | 3 | 30000 | 3 | 0 | 15828.2183 | 15828.2183 | 19 | 8119.8074 | 2672.4221 | 170.6866 | 23333.3333 | 150464.2716 | 31453.1407 | 0 | 119011.1308 | 119011.1308 | 1453.1407 | 6666.6667 | 0 | 0 | 0 | 0 | 0
2022-09-14 07:00 | 0.24552 | 0.55537 | 35584 | 8474.4862 | 634 | 58871.8858 | 3 | 24358.865 | 2.4359 | 0 | 0 | 0 | 19 | 9500 | 2672.4221 | 199.6997 | 23333.3333 | 150464.2716 | 32833.3333 | 0 | 117630.9382 | 117630.9382 | 0 | 9500 | 0 | 0 | 0 | 0 | 0
2022-09-14 08:00 | 0.47415 | 0.73779 | 35584 | 16365.989 | 634 | 78209.2814 | 3 | 16467.3788 | 1.6467 | 0 | 0 | 0 | 19 | 9500 | 2672.4221 | 199.6997 | 23333.3333 | 150464.2716 | 32833.3333 | 0 | 117630.9382 | 117630.9382 | 9500 | 0 | 0 | 0 | 0 | 0 | 0
2022-09-14 09:00 | 0.67872 | 0.83669 | 35584 | 23427.0253 | 634 | 88693.1561 | 3 | 9406.3574 | 0.94064 | 0 | 0 | 0 | 19 | 9500 | 2672.4221 | 199.6997 | 23333.3333 | 150464.2716 | 32833.3333 | 0 | 117630.9382 | 117630.9382 | 93.6426 | 9406.3574 | 0 | 0 | 0 | 0 | 0
2022-09-14 10:00 | 0.83558 | 0.90477 | 35584 | 28841.2804 | 634 | 95909.9629 | 3 | 3992.1137 | 0.39921 | 0 | 0 | 0 | 19 | 9500 | 2672.4221 | 199.6997 | 23333.3333 | 150464.2716 | 32833.3333 | 0 | 117630.9382 | 117630.9382 | 5507.8863 | 3992.1137 | 0 | 0 | 0 | 0 | 0
2022-09-14 11:00 | 0.92815 | 0.94325 | 35584 | 32036.4709 | 634 | 99989.0276 | 3 | 796.9299 | 0.079693 | 0 | 0 | 0 | 19 | 9500 | 2672.4221 | 199.6997 | 23333.3333 | 150464.2716 | 32833.3333 | 0 | 117630.9382 | 117630.9382 | 8703.0701 | 796.9299 | 0 | 0 | 0 | 0 | 0
2022-09-14 12:00 | 0.93495 | 0.86545 | 35584 | 32271.183 | 634 | 91741.8542 | 3 | 562.2183 | 0.056222 | 89416.596 | 0 | 0 | 19 | 9500 | 2672.4221 | 199.6997 | 23333.3333 | 150464.2716 | 32833.3333 | 0 | 117630.9382 | 117630.9382 | 9500 | 0 | 0 | 0 | 0 | 0 | 0
2022-09-14 13:00 | 0.88542 | 0.85558 | 35584 | 30561.5817 | 634 | 90695.5868 | 3 | 2271.816 | 0.22718 | 88423.7708 | 0 | 89416.596 | 19 | 9500 | 2672.4221 | 199.6997 | 23333.3333 | 150464.2716 | 32833.3333 | 0 | 117630.9382 | 117630.9382 | 7228.184 | 2271.816 | 0 | 0 | 0 | 0 | 0
2022-09-14 14:00 | 0.76703 | 0.81506 | 35584 | 26475.1757 | 634 | 86400.2723 | 3 | 6358.2134 | 0.63582 | 80042.0589 | 0 | 177840.3668 | 19 | 9500 | 2672.4221 | 199.6997 | 23333.3333 | 150464.2716 | 32833.3333 | 0 | 117630.9382 | 117630.9382 | 9500 | 0 | 0 | 0 | 0 | 0 | 0
2022-09-14 15:00 | 0.58995 | 0.75025 | 35584 | 20362.9974 | 634 | 79530.1012 | 3 | 12470.3788 | 1.247 | 67059.7224 | 0 | 257882.4257 | 19 | 9500 | 2672.4221 | 199.6997 | 23333.3333 | 150464.2716 | 32833.3333 | 0 | 117630.9382 | 117630.9382 | 9500 | 0 | 0 | 0 | 0 | 0 | 0
2022-09-14 16:00 | 0.37185 | 0.61011 | 35584 | 12834.9531 | 634 | 64674.5885 | 3 | 19998.4073 | 1.9998 | 44676.1813 | 0 | 324942.148 | 19 | 9500 | 2672.4221 | 199.6997 | 23333.3333 | 150464.2716 | 32833.3333 | 0 | 117630.9382 | 117630.9382 | 0 | 9500 | 0 | 0 | 0 | 0 | 0
2022-09-14 17:00 | 0.14648 | 0.35349 | 35584 | 5055.974 | 634 | 37471.6368 | 3 | 27777.37 | 2.7777 | 9694.2668 | 0 | 369618.3293 | 19 | 9500 | 2672.4221 | 199.6997 | 23333.3333 | 150464.2716 | 32833.3333 | 0 | 117630.9382 | 117630.9382 | 5055.9633 | 4444.0367 | 0 | 0 | 0 | 0 | 0
2022-09-14 18:00 | 0.00772 | 0.00739 | 35584 | 266.4672 | 634 | 783.3755 | 3 | 30000 | 3 | 0 | 29216.6245 | 379312.5961 | 19 | 6933.1333 | 2672.4221 | 145.7415 | 23333.3333 | 150464.2716 | 30266.4667 | 0 | 120197.8049 | 120197.8049 | 266.4667 | 6666.6667 | 0 | 0 | 0 | 0 | 0
2022-09-14 19:00 | 0 | 0 | 35584 | 0 | 634 | 0 | 3 | 30000 | 3 | 0 | 30000 | 350095.9715 | 19 | 6666.6667 | 2672.4221 | 140.1401 | 23333.3333 | 150464.2716 | 30000 | 0 | 120464.2716 | 120464.2716 | 0 | 6666.6667 | 0 | 0 | 0 | 0 | 0
2022-09-14 20:00 | 0 | 0 | 35584 | 0 | 634 | 0 | 3 | 30000 | 3 | 0 | 30000 | 320095.9715 | 19 | 6666.6667 | 2672.4221 | 140.1401 | 23333.3333 | 150464.2716 | 30000 | 0 | 120464.2716 | 120464.2716 | 0 | 6666.6667 | 0 | 0 | 0 | 0 | 0
2022-09-14 21:00 | 0 | 0 | 35584 | 0 | 634 | 0 | 3 | 30000 | 3 | 0 | 30000 | 290095.9715 | 19 | 6666.6667 | 2672.4221 | 140.1401 | 23333.3333 | 150464.2716 | 30000 | 0 | 120464.2716 | 120464.2716 | 0 | 6666.6667 | 0 | 0 | 0 | 0 | 0
2022-09-14 22:00 | 0 | 0 | 35584 | 0 | 634 | 0 | 3 | 30000 | 3 | 0 | 30000 | 260095.9715 | 19 | 6666.6667 | 2672.4221 | 140.1401 | 23333.3333 | 150464.2716 | 30000 | 0 | 120464.2716 | 120464.2716 | 0 | 6666.6667 | 0 | 0 | 0 | 0 | 0
2022-09-14 23:00 | 0 | 0 | 35584 | 0 | 634 | 0 | 3 | 30000 | 3 | 0 | 30000 | 230095.9715 | 19 | 6666.6667 | 2672.4221 | 140.1401 | 23333.3333 | 150464.2716 | 30000 | 0 | 120464.2716 | 120464.2716 | 0 | 6666.6667 | 0 | 0 | 0 | 0 | 0
2022-09-15 | 0 | 0 | 35584 | 0 | 634 | 0 | 3 | 30000 | 3 | 0 | 30000 | 200095.9715 | 19 | 6666.6667 | 2672.4221 | 140.1401 | 23333.3333 | 150464.2716 | 30000 | 0 | 120464.2716 | 120464.2716 | 0 | 6666.6667 | 0 | 0 | 0 | 0 | 0
2022-09-15 01:00 | 0 | 0 | 35584 | 0 | 634 | 0 | 3 | 30000 | 3 | 0 | 30000 | 170095.9715 | 19 | 6666.6667 | 2672.4221 | 140.1401 | 23333.3333 | 150464.2716 | 30000 | 0 | 120464.2716 | 120464.2716 | 0 | 6666.6667 | 0 | 0 | 0 | 0 | 0
2022-09-15 02:00 | 0 | 0 | 35584 | 0 | 634 | 0 | 3 | 30000 | 3 | 0 | 30000 | 140095.9715 | 19 | 6666.6667 | 2672.4221 | 140.1401 | 23333.3333 | 150464.2716 | 30000 | 0 | 120464.2716 | 120464.2716 | 0 | 6666.6667 | 0 | 0 | 0 | 0 | 0
2022-09-15 03:00 | 0 | 0 | 35584 | 0 | 634 | 0 | 3 | 30000 | 3 | 0 | 30000 | 110095.9715 | 19 | 6666.6667 | 2672.4221 | 140.1401 | 23333.3333 | 150464.2716 | 30000 | 0 | 120464.2716 | 120464.2716 | 0 | 6666.6667 | 0 | 0 | 0 | 0 | 0
2022-09-15 04:00 | 0 | 0 | 35584 | 0 | 634 | 0 | 3 | 30000 | 3 | 0 | 30000 | 80095.9715 | 19 | 6666.6667 | 2672.4221 | 140.1401 | 23333.3333 | 150464.2716 | 30000 | 0 | 120464.2716 | 120464.2716 | 0 | 6666.6667 | 0 | 0 | 0 | 0 | 0
2022-09-15 05:00 | 0 | 0 | 35584 | 0 | 634 | 0 | 3 | 30000 | 3 | 0 | 30000 | 50095.9715 | 19 | 6666.6667 | 2672.4221 | 140.1401 | 23333.3333 | 150464.2716 | 30000 | 0 | 120464.2716 | 120464.2716 | 0 | 6666.6667 | 0 | 0 | 0 | 0 | 0
2022-09-15 06:00 | 0.03878 | 0.09343 | 35584 | 1338.5491 | 634 | 9904.0285 | 3 | 30000 | 3 | 0 | 20095.9715 | 20095.9715 | 19 | 8005.2129 | 2672.4221 | 168.2777 | 23333.3333 | 150464.2716 | 31338.5463 | 0 | 119125.7253 | 119125.7253 | 0 | 8005.2129 | 0 | 0 | 0 | 0 | 0
2022-09-15 07:00 | 0.2344 | 0.47835 | 35584 | 8090.6629 | 634 | 50707.3961 | 3 | 24742.6875 | 2.4743 | 0 | 0 | 0 | 19 | 9500 | 2672.4221 | 199.6997 | 23333.3333 | 150464.2716 | 32833.3333 | 0 | 117630.9382 | 117630.9382 | 8090.6459 | 1409.3541 | 0 | 0 | 0 | 0 | 0
2022-09-15 08:00 | 0.45827 | 0.66983 | 35584 | 15817.8673 | 634 | 71005.1952 | 3 | 17015.4993 | 1.7015 | 17015.4993 | 17015.4993 | 0 | 19 | 9500 | 2672.4221 | 199.6997 | 23333.3333 | 150464.2716 | 32833.3333 | 0 | 117630.9382 | 117630.9382 | 9500 | 0 | 0 | 0 | 0 | 0 | 0
2022-09-15 09:00 | 0.66192 | 0.77248 | 35584 | 22847.1484 | 634 | 81886.5879 | 3 | 9986.233 | 0.99862 | 0 | 0 | 0 | 19 | 9500 | 2672.4221 | 199.6997 | 23333.3333 | 150464.2716 | 32833.3333 | 0 | 117630.9382 | 117630.9382 | 9500 | 0 | 0 | 0 | 0 | 0 | 0
2022-09-15 10:00 | 0.81697 | 0.83725 | 35584 | 28198.9287 | 634 | 88752.5188 | 3 | 4634.464 | 0.46345 | 4634.464 | 4634.464 | 0 | 19 | 9500 | 2672.4221 | 199.6997 | 23333.3333 | 150464.2716 | 32833.3333 | 0 | 117630.9382 | 117630.9382 | 4865.536 | 4634.464 | 0 | 0 | 0 | 0 | 0
2022-09-15 11:00 | 0.90867 | 0.87103 | 35584 | 31364.0899 | 634 | 92333.3609 | 3 | 1469.3095 | 0.14693 | 76986.4 | 0 | 0 | 19 | 9500 | 2672.4221 | 199.6997 | 23333.3333 | 150464.2716 | 32833.3333 | 0 | 117630.9382 | 117630.9382 | 9500 | 0 | 0 | 0 | 0 | 0 | 0
2022-09-15 12:00 | 0.90438 | 0.76258 | 35584 | 31216.0142 | 634 | 80837.1404 | 3 | 1617.3849 | 0.16174 | 79219.7555 | 0 | 76986.4 | 19 | 9500 | 2672.4221 | 199.6997 | 23333.3333 | 150464.2716 | 32833.3333 | 0 | 117630.9382 | 117630.9382 | 7882.6151 | 1617.3849 | 0 | 0 | 0 | 0 | 0
2022-09-15 13:00 | 0.85472 | 0.75422 | 35584 | 29501.9258 | 634 | 79950.9403 | 3 | 3331.4697 | 0.33315 | 76619.4706 | 0 | 156206.1555 | 19 | 9500 | 2672.4221 | 199.6997 | 23333.3333 | 150464.2716 | 32833.3333 | 0 | 117630.9382 | 117630.9382 | 9500 | 0 | 0 | 0 | 0 | 0 | 0
2022-09-15 14:00 | 0.7355 | 0.71391 | 35584 | 25386.871 | 634 | 75677.8868 | 3 | 7446.5157 | 0.74465 | 68231.371 | 0 | 232825.6261 | 19 | 9500 | 2672.4221 | 199.6997 | 23333.3333 | 150464.2716 | 32833.3333 | 0 | 117630.9382 | 117630.9382 | 9500 | 0 | 0 | 0 | 0 | 0 | 0
2022-09-15 15:00 | 0.55885 | 0.6381 | 35584 | 19289.5348 | 634 | 67641.6629 | 3 | 13543.8391 | 1.3544 | 54097.8238 | 0 | 301056.9971 | 19 | 9500 | 2672.4221 | 199.6997 | 23333.3333 | 150464.2716 | 32833.3333 | 0 | 117630.9382 | 117630.9382 | 0 | 9500 | 0 | 0 | 0 | 0 | 0
2022-09-15 16:00 | 0.3433 | 0.48524 | 35584 | 11849.5076 | 634 | 51437.7692 | 3 | 20983.8507 | 2.0984 | 30453.9185 | 0 | 355154.8209 | 19 | 9500 | 2672.4221 | 199.6997 | 23333.3333 | 150464.2716 | 32833.3333 | 0 | 117630.9382 | 117630.9382 | 9500 | 0 | 0 | 0 | 0 | 0 | 0
2022-09-15 17:00 | 0.12957 | 0.25261 | 35584 | 4472.3003 | 634 | 26777.8725 | 3 | 28361.0424 | 2.8361 | 0 | 1583.1699 | 385608.7394 | 19 | 9500 | 2672.4221 | 199.6997 | 23333.3333 | 150464.2716 | 32833.3333 | 0 | 117630.9382 | 117630.9382 | 0 | 9500 | 0 | 0 | 0 | 0 | 0
2022-09-15 18:00 | 0.0064 | 0.0024 | 35584 | 220.9055 | 634 | 254.4115 | 3 | 30000 | 3 | 0 | 29745.5885 | 384025.5695 | 19 | 6887.5717 | 2672.4221 | 144.7838 | 23333.3333 | 150464.2716 | 30220.905 | 0 | 120243.3666 | 120243.3666 | 220.905 | 6666.6667 | 0 | 0 | 0 | 0 | 0
2022-09-15 19:00 | 0 | 0 | 35584 | 0 | 634 | 0 | 3 | 30000 | 3 | 0 | 30000 | 354279.981 | 19 | 6666.6667 | 2672.4221 | 140.1401 | 23333.3333 | 150464.2716 | 30000 | 0 | 120464.2716 | 120464.2716 | 0 | 6666.6667 | 0 | 0 | 0 | 0 | 0
2022-09-15 20:00 | 0 | 0 | 35584 | 0 | 634 | 0 | 3 | 30000 | 3 | 0 | 30000 | 324279.981 | 19 | 6666.6667 | 2672.4221 | 140.1401 | 23333.3333 | 150464.2716 | 30000 | 0 | 120464.2716 | 120464.2716 | 0 | 6666.6667 | 0 | 0 | 0 | 0 | 0
2022-09-15 21:00 | 0 | 0 | 35584 | 0 | 634 | 0 | 3 | 30000 | 3 | 0 | 30000 | 294279.981 | 19 | 6666.6667 | 2672.4221 | 140.1401 | 23333.3333 | 150464.2716 | 30000 | 0 | 120464.2716 | 120464.2716 | 0 | 6666.6667 | 0 | 0 | 0 | 0 | 0
2022-09-15 22:00 | 0 | 0 | 35584 | 0 | 634 | 0 | 3 | 30000 | 3 | 0 | 30000 | 264279.981 | 19 | 6666.6667 | 2672.4221 | 140.1401 | 23333.3333 | 150464.2716 | 30000 | 0 | 120464.2716 | 120464.2716 | 0 | 6666.6667 | 0 | 0 | 0 | 0 | 0
2022-09-15 23:00 | 0 | 0 | 35584 | 0 | 634 | 0 | 3 | 30000 | 3 | 0 | 30000 | 234279.981 | 19 | 6666.6667 | 2672.4221 | 140.1401 | 23333.3333 | 150464.2716 | 30000 | 0 | 120464.2716 | 120464.2716 | 0 | 6666.6667 | 0 | 0 | 0 | 0 | 0
2022-09-16 | 0 | 0 | 35584 | 0 | 634 | 0 | 3 | 30000 | 3 | 0 | 30000 | 204279.981 | 19 | 6916.6667 | 2672.4221 | 145.3954 | 23083.3333 | 150214.2716 | 30000 | 0 | 120214.2716 | 120214.2716 | 0 | 6916.6667 | 0 | 0 | 0 | 0 | 0
2022-09-16 01:00 | 0 | 0 | 35584 | 0 | 634 | 0 | 3 | 30000 | 3 | 0 | 30000 | 174279.981 | 19 | 6916.6667 | 2672.4221 | 145.3954 | 23083.3333 | 150214.2716 | 30000 | 0 | 120214.2716 | 120214.2716 | 0 | 6916.6667 | 0 | 0 | 0 | 0 | 0
2022-09-16 02:00 | 0 | 0 | 35584 | 0 | 634 | 0 | 3 | 30000 | 3 | 0 | 30000 | 144279.981 | 19 | 6916.6667 | 2672.4221 | 145.3954 | 23083.3333 | 150214.2716 | 30000 | 0 | 120214.2716 | 120214.2716 | 0 | 6916.6667 | 0 | 0 | 0 | 0 | 0
2022-09-16 03:00 | 0 | 0 | 35584 | 0 | 634 | 0 | 3 | 30000 | 3 | 0 | 30000 | 114279.981 | 19 | 6916.6667 | 2672.4221 | 145.3954 | 23083.3333 | 150214.2716 | 30000 | 0 | 120214.2716 | 120214.2716 | 0 | 6916.6667 | 0 | 0 | 0 | 0 | 0
2022-09-16 04:00 | 0 | 0 | 35584 | 0 | 634 | 0 | 3 | 30000 | 3 | 0 | 30000 | 84279.981 | 19 | 6916.6667 | 2672.4221 | 145.3954 | 23083.3333 | 150214.2716 | 30000 | 0 | 120214.2716 | 120214.2716 | 0 | 6916.6667 | 0 | 0 | 0 | 0 | 0
2022-09-16 05:00 | 0 | 0 | 35584 | 0 | 634 | 0 | 3 | 30000 | 3 | 0 | 30000 | 54279.981 | 19 | 6916.6667 | 2672.4221 | 145.3954 | 23083.3333 | 150214.2716 | 30000 | 0 | 120214.2716 | 120214.2716 | 0 | 6916.6667 | 0 | 0 | 0 | 0 | 0
2022-09-16 06:00 | 0.03438 | 0.05396 | 35584 | 1186.6766 | 634 | 5720.019 | 3 | 30000 | 3 | 0 | 24279.981 | 24279.981 | 19 | 8103.3408 | 2672.4221 | 170.3405 | 23083.3333 | 150214.2716 | 31186.6741 | 0 | 119027.5975 | 119027.5975 | 1186.6741 | 6916.6667 | 0 | 0 | 0 | 0 | 0
2022-09-16 07:00 | 0.2182 | 0.38346 | 35584 | 7531.4959 | 634 | 40648.6006 | 3 | 25051.8533 | 2.5052 | 0 | 0 | 0 | 19 | 9500 | 2672.4221 | 199.6997 | 23083.3333 | 150214.2716 | 32583.3333 | 0 | 117630.9382 | 117630.9382 | 7531.4801 | 1968.5199 | 0 | 0 | 0 | 0 | 0
2022-09-16 08:00 | 0.43598 | 0.56351 | 35584 | 15048.495 | 634 | 59734.7648 | 3 | 17534.8701 | 1.7535 | 0 | 0 | 0 | 19 | 9500 | 2672.4221 | 199.6997 | 23083.3333 | 150214.2716 | 32583.3333 | 0 | 117630.9382 | 117630.9382 | 0 | 9500 | 0 | 0 | 0 | 0 | 0
2022-09-16 09:00 | 0.6387 | 0.68864 | 35584 | 22045.6758 | 634 | 72999.1455 | 3 | 10537.704 | 1.0538 | 0 | 0 | 0 | 19 | 9500 | 2672.4221 | 199.6997 | 23083.3333 | 150214.2716 | 32583.3333 | 0 | 117630.9382 | 117630.9382 | 0 | 9500 | 0 | 0 | 0 | 0 | 0
2022-09-16 10:00 | 0.7934 | 0.75129 | 35584 | 27385.3752 | 634 | 79640.3462 | 3 | 5198.0158 | 0.5198 | 1283.8943 | 0 | 0 | 19 | 9500 | 2672.4221 | 199.6997 | 23083.3333 | 150214.2716 | 32583.3333 | 0 | 117630.9382 | 117630.9382 | 9500 | 0 | 0 | 0 | 0 | 0 | 0
2022-09-16 11:00 | 0.88515 | 0.78599 | 35584 | 30552.2623 | 634 | 83318.7128 | 3 | 2031.1354 | 0.20311 | 81287.5774 | 0 | 1283.8943 | 19 | 9500 | 2672.4221 | 199.6997 | 23083.3333 | 150214.2716 | 32583.3333 | 0 | 117630.9382 | 117630.9382 | 7468.8646 | 2031.1354 | 0 | 0 | 0 | 0 | 0
2022-09-16 12:00 | 0.89422 | 0.74435 | 35584 | 30865.3267 | 634 | 78904.6729 | 3 | 1718.0716 | 0.17181 | 77186.6013 | 0 | 82571.4717 | 19 | 9500 | 2672.4221 | 199.6997 | 23083.3333 | 150214.2716 | 32583.3333 | 0 | 117630.9382 | 117630.9382 | 9500 | 0 | 0 | 0 | 0 | 0 | 0
2022-09-16 13:00 | 0.84455 | 0.73634 | 35584 | 29150.8932 | 634 | 78055.5744 | 3 | 3432.5015 | 0.34325 | 74623.0729 | 0 | 159758.073 | 19 | 9500 | 2672.4221 | 199.6997 | 23083.3333 | 150214.2716 | 32583.3333 | 0 | 117630.9382 | 117630.9382 | 9500 | 0 | 0 | 0 | 0 | 0 | 0
2022-09-16 14:00 | 0.72662 | 0.70394 | 35584 | 25080.3647 | 634 | 74621.0189 | 3 | 7503.0214 | 0.7503 | 67117.9975 | 0 | 234381.1459 | 19 | 9500 | 2672.4221 | 199.6997 | 23083.3333 | 150214.2716 | 32583.3333 | 0 | 117630.9382 | 117630.9382 | 9500 | 0 | 0 | 0 | 0 | 0 | 0
2022-09-16 15:00 | 0.55095 | 0.62959 | 35584 | 19016.8547 | 634 | 66739.562 | 3 | 13566.5187 | 1.3567 | 53173.0433 | 0 | 301499.1434 | 19 | 9500 | 2672.4221 | 199.6997 | 23083.3333 | 150214.2716 | 32583.3333 | 0 | 117630.9382 | 117630.9382 | 0 | 9500 | 0 | 0 | 0 | 0 | 0
2022-09-16 16:00 | 0.33742 | 0.48385 | 35584 | 11646.5507 | 634 | 51290.4225 | 3 | 20936.8072 | 2.0937 | 30353.6153 | 0 | 354672.1867 | 19 | 9500 | 2672.4221 | 199.6997 | 23083.3333 | 150214.2716 | 32583.3333 | 0 | 117630.9382 | 117630.9382 | 9500 | 0 | 0 | 0 | 0 | 0 | 0
2022-09-16 17:00 | 0.126 | 0.25568 | 35584 | 4349.0765 | 634 | 27103.3073 | 3 | 28234.266 | 2.8234 | 0 | 1130.9587 | 385025.802 | 19 | 9500 | 2672.4221 | 199.6997 | 23083.3333 | 150214.2716 | 32583.3333 | 0 | 117630.9382 | 117630.9382 | 4349.0673 | 5150.9327 | 0 | 0 | 0 | 0 | 0
2022-09-16 18:00 | 0.0057 | 0.00201 | 35584 | 196.7439 | 634 | 213.0696 | 3 | 30000 | 3 | 0 | 29786.9304 | 383894.8432 | 19 | 7113.4102 | 2672.4221 | 149.5311 | 23083.3333 | 150214.2716 | 30196.7435 | 0 | 120017.528 | 120017.528 | 196.7435 | 6916.6667 | 0 | 0 | 0 | 0 | 0
2022-09-16 19:00 | 0 | 0 | 35584 | 0 | 634 | 0 | 3 | 30000 | 3 | 0 | 30000 | 354107.9129 | 19 | 6916.6667 | 2672.4221 | 145.3954 | 23083.3333 | 150214.2716 | 30000 | 0 | 120214.2716 | 120214.2716 | 0 | 6916.6667 | 0 | 0 | 0 | 0 | 0
2022-09-16 20:00 | 0 | 0 | 35584 | 0 | 634 | 0 | 3 | 30000 | 3 | 0 | 30000 | 324107.9129 | 19 | 6916.6667 | 2672.4221 | 145.3954 | 23083.3333 | 150214.2716 | 30000 | 0 | 120214.2716 | 120214.2716 | 0 | 6916.6667 | 0 | 0 | 0 | 0 | 0
2022-09-16 21:00 | 0 | 0 | 35584 | 0 | 634 | 0 | 3 | 30000 | 3 | 0 | 30000 | 294107.9129 | 19 | 6916.6667 | 2672.4221 | 145.3954 | 23083.3333 | 150214.2716 | 30000 | 0 | 120214.2716 | 120214.2716 | 0 | 6916.6667 | 0 | 0 | 0 | 0 | 0
2022-09-16 22:00 | 0 | 0 | 35584 | 0 | 634 | 0 | 3 | 30000 | 3 | 0 | 30000 | 264107.9129 | 19 | 6916.6667 | 2672.4221 | 145.3954 | 23083.3333 | 150214.2716 | 30000 | 0 | 120214.2716 | 120214.2716 | 0 | 6916.6667 | 0 | 0 | 0 | 0 | 0
2022-09-16 23:00 | 0 | 0 | 35584 | 0 | 634 | 0 | 3 | 30000 | 3 | 0 | 30000 | 234107.9129 | 19 | 6916.6667 | 2672.4221 | 145.3954 | 23083.3333 | 150214.2716 | 30000 | 0 | 120214.2716 | 120214.2716 | 0 | 6916.6667 | 0 | 0 | 0 | 0 | 0
2022-09-17 | 0 | 0 | 35584 | 0 | 634 | 0 | 3 | 30000 | 3 | 0 | 30000 | 204107.9129 | 19 | 8425 | 2672.4221 | 177.1021 | 21575 | 148705.9382 | 30000 | 0 | 118705.9382 | 118705.9382 | 0 | 8425 | 0 | 0 | 0 | 0 | 0
2022-09-17 01:00 | 0 | 0 | 35584 | 0 | 634 | 0 | 3 | 30000 | 3 | 0 | 30000 | 174107.9129 | 19 | 8425 | 2672.4221 | 177.1021 | 21575 | 148705.9382 | 30000 | 0 | 118705.9382 | 118705.9382 | 0 | 8425 | 0 | 0 | 0 | 0 | 0
2022-09-17 02:00 | 0 | 0 | 35584 | 0 | 634 | 0 | 3 | 30000 | 3 | 0 | 30000 | 144107.9129 | 19 | 8425 | 2672.4221 | 177.1021 | 21575 | 148705.9382 | 30000 | 0 | 118705.9382 | 118705.9382 | 0 | 8425 | 0 | 0 | 0 | 0 | 0
2022-09-17 03:00 | 0 | 0 | 35584 | 0 | 634 | 0 | 3 | 30000 | 3 | 0 | 30000 | 114107.9129 | 19 | 8425 | 2672.4221 | 177.1021 | 21575 | 148705.9382 | 30000 | 0 | 118705.9382 | 118705.9382 | 0 | 8425 | 0 | 0 | 0 | 0 | 0
2022-09-17 04:00 | 0 | 0 | 35584 | 0 | 634 | 0 | 3 | 30000 | 3 | 0 | 30000 | 84107.9129 | 19 | 8425 | 2672.4221 | 177.1021 | 21575 | 148705.9382 | 30000 | 0 | 118705.9382 | 118705.9382 | 0 | 8425 | 0 | 0 | 0 | 0 | 0
2022-09-17 05:00 | 0 | 0 | 35584 | 0 | 634 | 0 | 3 | 30000 | 3 | 0 | 30000 | 54107.9129 | 19 | 8425 | 2672.4221 | 177.1021 | 21575 | 148705.9382 | 30000 | 0 | 118705.9382 | 118705.9382 | 0 | 8425 | 0 | 0 | 0 | 0 | 0
2022-09-17 06:00 | 0.03312 | 0.05494 | 35584 | 1143.1858 | 634 | 5823.9037 | 3 | 29931.8166 | 2.9932 | 0 | 24107.9129 | 24107.9129 | 19 | 9500 | 2672.4221 | 199.6997 | 21575 | 148705.9382 | 31075 | 0 | 117630.9382 | 117630.9382 | 1143.1834 | 8356.8166 | 0 | 0 | 0 | 0 | 0
2022-09-17 07:00 | 0.2158 | 0.38872 | 35584 | 7448.6564 | 634 | 41206.1859 | 3 | 23626.3593 | 2.3626 | 0 | 0 | 0 | 19 | 9500 | 2672.4221 | 199.6997 | 21575 | 148705.9382 | 31075 | 0 | 117630.9382 | 117630.9382 | 7448.6407 | 2051.3593 | 0 | 0 | 0 | 0 | 0
2022-09-17 08:00 | 0.43605 | 0.58038 | 35584 | 15050.9111 | 634 | 61523.0658 | 3 | 16024.1206 | 1.6024 | 0 | 0 | 0 | 19 | 9500 | 2672.4221 | 199.6997 | 21575 | 148705.9382 | 31075 | 0 | 117630.9382 | 117630.9382 | 9500 | 0 | 0 | 0 | 0 | 0 | 0
2022-09-17 09:00 | 0.63933 | 0.70788 | 35584 | 22067.4212 | 634 | 75038.6778 | 3 | 9007.6253 | 0.90076 | 0 | 0 | 0 | 19 | 9500 | 2672.4221 | 199.6997 | 21575 | 148705.9382 | 31075 | 0 | 117630.9382 | 117630.9382 | 9500 | 0 | 0 | 0 | 0 | 0 | 0
2022-09-17 10:00 | 0.79392 | 0.76612 | 35584 | 27403.3238 | 634 | 81212.3974 | 3 | 3671.7339 | 0.36717 | 0 | 0 | 0 | 19 | 9500 | 2672.4221 | 199.6997 | 21575 | 148705.9382 | 31075 | 0 | 117630.9382 | 117630.9382 | 5828.2661 | 3671.7339 | 0 | 0 | 0 | 0 | 0
2022-09-17 11:00 | 0.88495 | 0.80598 | 35584 | 30545.359 | 634 | 85437.7487 | 3 | 529.7053 | 0.052971 | 42129.9245 | 0 | 0 | 19 | 9500 | 2672.4221 | 199.6997 | 21575 | 148705.9382 | 31075 | 0 | 117630.9382 | 117630.9382 | 9500 | 0 | 0 | 0 | 0 | 0 | 0
2022-09-17 12:00 | 0.9102 | 0.83475 | 35584 | 31416.9001 | 634 | 88487.5068 | 3 | 0 | 0 | 88487.5068 | 0 | 42129.9245 | 19 | 9500 | 2672.4221 | 199.6997 | 21575 | 148705.9382 | 31075 | 0 | 117630.9382 | 117630.9382 | 9500 | 0 | 0 | 0 | 0 | 0 | 0
2022-09-17 13:00 | 0.85733 | 0.80977 | 35584 | 29592.0138 | 634 | 85839.5069 | 3 | 1483.0485 | 0.1483 | 84356.4584 | 0 | 130617.4313 | 19 | 9500 | 2672.4221 | 199.6997 | 21575 | 148705.9382 | 31075 | 0 | 117630.9382 | 117630.9382 | 8016.9515 | 1483.0485 | 0 | 0 | 0 | 0 | 0
2022-09-17 14:00 | 0.73535 | 0.7613 | 35584 | 25381.6936 | 634 | 80701.4542 | 3 | 5693.3599 | 0.56934 | 75008.0944 | 0 | 214973.8897 | 19 | 9500 | 2672.4221 | 199.6997 | 21575 | 148705.9382 | 31075 | 0 | 117630.9382 | 117630.9382 | 9500 | 0 | 0 | 0 | 0 | 0 | 0
2022-09-17 15:00 | 0.55547 | 0.67478 | 35584 | 19172.8691 | 634 | 71529.9189 | 3 | 11902.1712 | 1.1902 | 59627.7477 | 0 | 289981.9841 | 19 | 9500 | 2672.4221 | 199.6997 | 21575 | 148705.9382 | 31075 | 0 | 117630.9382 | 117630.9382 | 9500 | 0 | 0 | 0 | 0 | 0 | 0
2022-09-17 16:00 | 0.33783 | 0.51531 | 35584 | 11660.7024 | 634 | 54625.3335 | 3 | 19414.3221 | 1.9414 | 35211.0114 | 0 | 349609.7318 | 19 | 9500 | 2672.4221 | 199.6997 | 21575 | 148705.9382 | 31075 | 0 | 117630.9382 | 117630.9382 | 0 | 9500 | 0 | 0 | 0 | 0 | 0
2022-09-17 17:00 | 0.12228 | 0.26305 | 35584 | 4220.6752 | 634 | 27884.5626 | 3 | 26854.3337 | 2.6854 | 1030.2289 | 0 | 384820.7432 | 19 | 9500 | 2672.4221 | 199.6997 | 21575 | 148705.9382 | 31075 | 0 | 117630.9382 | 117630.9382 | 0 | 9500 | 0 | 0 | 0 | 0 | 0
2022-09-17 18:00 | 0.00503 | 0.00201 | 35584 | 173.6179 | 634 | 213.0696 | 3 | 30000 | 3 | 0 | 29786.9304 | 385850.9721 | 19 | 8598.6175 | 2672.4221 | 180.7517 | 21575 | 148705.9382 | 30173.6175 | 0 | 118532.3207 | 118532.3207 | 173.6175 | 8425 | 0 | 0 | 0 | 0 | 0
2022-09-17 19:00 | 0 | 0 | 35584 | 0 | 634 | 0 | 3 | 30000 | 3 | 0 | 30000 | 356064.0418 | 19 | 8425 | 2672.4221 | 177.1021 | 21575 | 148705.9382 | 30000 | 0 | 118705.9382 | 118705.9382 | 0 | 8425 | 0 | 0 | 0 | 0 | 0
2022-09-17 20:00 | 0 | 0 | 35584 | 0 | 634 | 0 | 3 | 30000 | 3 | 0 | 30000 | 326064.0418 | 19 | 8425 | 2672.4221 | 177.1021 | 21575 | 148705.9382 | 30000 | 0 | 118705.9382 | 118705.9382 | 0 | 8425 | 0 | 0 | 0 | 0 | 0
2022-09-17 21:00 | 0 | 0 | 35584 | 0 | 634 | 0 | 3 | 30000 | 3 | 0 | 30000 | 296064.0418 | 19 | 8425 | 2672.4221 | 177.1021 | 21575 | 148705.9382 | 30000 | 0 | 118705.9382 | 118705.9382 | 0 | 8425 | 0 | 0 | 0 | 0 | 0
2022-09-17 22:00 | 0 | 0 | 35584 | 0 | 634 | 0 | 3 | 30000 | 3 | 0 | 30000 | 266064.0418 | 19 | 8425 | 2672.4221 | 177.1021 | 21575 | 148705.9382 | 30000 | 0 | 118705.9382 | 118705.9382 | 0 | 8425 | 0 | 0 | 0 | 0 | 0
2022-09-17 23:00 | 0 | 0 | 35584 | 0 | 634 | 0 | 3 | 30000 | 3 | 0 | 30000 | 236064.0418 | 19 | 8425 | 2672.4221 | 177.1021 | 21575 | 148705.9382 | 30000 | 0 | 118705.9382 | 118705.9382 | 0 | 8425 | 0 | 0 | 0 | 0 | 0
2022-09-18 | 0 | 0 | 35584 | 0 | 634 | 0 | 3 | 30000 | 3 | 0 | 30000 | 206064.0418 | 19 | 6666.6667 | 2672.4221 | 140.1401 | 23333.3333 | 150464.2716 | 30000 | 0 | 120464.2716 | 120464.2716 | 0 | 6666.6667 | 0 | 0 | 0 | 0 | 0
2022-09-18 01:00 | 0 | 0 | 35584 | 0 | 634 | 0 | 3 | 30000 | 3 | 0 | 30000 | 176064.0418 | 19 | 6666.6667 | 2672.4221 | 140.1401 | 23333.3333 | 150464.2716 | 30000 | 0 | 120464.2716 | 120464.2716 | 0 | 6666.6667 | 0 | 0 | 0 | 0 | 0
2022-09-18 02:00 | 0 | 0 | 35584 | 0 | 634 | 0 | 3 | 30000 | 3 | 0 | 30000 | 146064.0418 | 19 | 6666.6667 | 2672.4221 | 140.1401 | 23333.3333 | 150464.2716 | 30000 | 0 | 120464.2716 | 120464.2716 | 0 | 6666.6667 | 0 | 0 | 0 | 0 | 0
2022-09-18 03:00 | 0 | 0 | 35584 | 0 | 634 | 0 | 3 | 30000 | 3 | 0 | 30000 | 116064.0418 | 19 | 6666.6667 | 2672.4221 | 140.1401 | 23333.3333 | 150464.2716 | 30000 | 0 | 120464.2716 | 120464.2716 | 0 | 6666.6667 | 0 | 0 | 0 | 0 | 0
2022-09-18 04:00 | 0 | 0 | 35584 | 0 | 634 | 0 | 3 | 30000 | 3 | 0 | 30000 | 86064.0418 | 19 | 6666.6667 | 2672.4221 | 140.1401 | 23333.3333 | 150464.2716 | 30000 | 0 | 120464.2716 | 120464.2716 | 0 | 6666.6667 | 0 | 0 | 0 | 0 | 0
2022-09-18 05:00 | 0 | 0 | 35584 | 0 | 634 | 0 | 3 | 30000 | 3 | 0 | 30000 | 56064.0418 | 19 | 6666.6667 | 2672.4221 | 140.1401 | 23333.3333 | 150464.2716 | 30000 | 0 | 120464.2716 | 120464.2716 | 0 | 6666.6667 | 0 | 0 | 0 | 0 | 0
2022-09-18 06:00 | 0.03048 | 0.03713 | 35584 | 1052.0623 | 634 | 3935.9582 | 3 | 30000 | 3 | 0 | 26064.0418 | 26064.0418 | 19 | 7718.7268 | 2672.4221 | 162.2555 | 23333.3333 | 150464.2716 | 31052.0601 | 0 | 119412.2115 | 119412.2115 | 1052.0601 | 6666.6667 | 0 | 0 | 0 | 0 | 0
2022-09-18 07:00 | 0.2053 | 0.339 | 35584 | 7086.2333 | 634 | 35935.6272 | 3 | 25747.1149 | 2.5747 | 0 | 0 | 0 | 19 | 9500 | 2672.4221 | 199.6997 | 23333.3333 | 150464.2716 | 32833.3333 | 0 | 117630.9382 | 117630.9382 | 7086.2184 | 2413.7816 | 0 | 0 | 0 | 0 | 0
2022-09-18 08:00 | 0.42008 | 0.53182 | 35584 | 14499.6829 | 634 | 56375.4727 | 3 | 18333.6809 | 1.8334 | 18333.6809 | 18333.6809 | 0 | 19 | 9500 | 2672.4221 | 199.6997 | 23333.3333 | 150464.2716 | 32833.3333 | 0 | 117630.9382 | 117630.9382 | 0 | 9500 | 0 | 0 | 0 | 0 | 0
2022-09-18 09:00 | 0.62222 | 0.6578 | 35584 | 21476.8442 | 634 | 69729.9574 | 3 | 11356.5344 | 1.1357 | 0 | 0 | 0 | 19 | 9500 | 2672.4221 | 199.6997 | 23333.3333 | 150464.2716 | 32833.3333 | 0 | 117630.9382 | 117630.9382 | 9500 | 0 | 0 | 0 | 0 | 0 | 0
2022-09-18 10:00 | 0.77712 | 0.72159 | 35584 | 26823.4469 | 634 | 76492.0036 | 3 | 6009.9429 | 0.60099 | 0 | 0 | 0 | 19 | 9500 | 2672.4221 | 199.6997 | 23333.3333 | 150464.2716 | 32833.3333 | 0 | 117630.9382 | 117630.9382 | 3490.0571 | 6009.9429 | 0 | 0 | 0 | 0 | 0
2022-09-18 11:00 | 0.8691 | 0.76051 | 35584 | 29998.2728 | 634 | 80617.7104 | 3 | 2835.1237 | 0.28351 | 0 | 0 | 0 | 19 | 9500 | 2672.4221 | 199.6997 | 23333.3333 | 150464.2716 | 32833.3333 | 0 | 117630.9382 | 117630.9382 | 6664.8763 | 2835.1237 | 0 | 0 | 0 | 0 | 0
2022-09-18 12:00 | 0.91983 | 0.89863 | 35584 | 31749.2938 | 634 | 95259.0934 | 3 | 1084.1064 | 0.10841 | 92668.9504 | 0 | 0 | 19 | 9500 | 2672.4221 | 199.6997 | 23333.3333 | 150464.2716 | 32833.3333 | 0 | 117630.9382 | 117630.9382 | 8415.8936 | 1084.1064 | 0 | 0 | 0 | 0 | 0
2022-09-18 13:00 | 0.86655 | 0.87462 | 35584 | 29910.2557 | 634 | 92713.9182 | 3 | 2923.1406 | 0.29231 | 89790.7776 | 0 | 92668.9504 | 19 | 9500 | 2672.4221 | 199.6997 | 23333.3333 | 150464.2716 | 32833.3333 | 0 | 117630.9382 | 117630.9382 | 9500 | 0 | 0 | 0 | 0 | 0 | 0
2022-09-18 14:00 | 0.74575 | 0.8331 | 35584 | 25740.665 | 634 | 88312.5989 | 3 | 7092.7226 | 0.70927 | 81219.8763 | 0 | 182459.7281 | 19 | 9500 | 2672.4221 | 199.6997 | 23333.3333 | 150464.2716 | 32833.3333 | 0 | 117630.9382 | 117630.9382 | 2407.2774 | 7092.7226 | 0 | 0 | 0 | 0 | 0
2022-09-18 15:00 | 0.56797 | 0.74822 | 35584 | 19604.3251 | 634 | 79314.9115 | 3 | 13229.0495 | 1.3229 | 66085.862 | 0 | 263679.6044 | 19 | 9500 | 2672.4221 | 199.6997 | 23333.3333 | 150464.2716 | 32833.3333 | 0 | 117630.9382 | 117630.9382 | 9500 | 0 | 0 | 0 | 0 | 0 | 0
2022-09-18 16:00 | 0.35108 | 0.61831 | 35584 | 12118.0458 | 634 | 65543.8279 | 3 | 20715.313 | 2.0715 | 44828.5148 | 0 | 329765.4664 | 19 | 9500 | 2672.4221 | 199.6997 | 23333.3333 | 150464.2716 | 32833.3333 | 0 | 117630.9382 | 117630.9382 | 0 | 9500 | 0 | 0 | 0 | 0 | 0
2022-09-18 17:00 | 0.12852 | 0.34188 | 35584 | 4436.058 | 634 | 36240.921 | 3 | 28397.2847 | 2.8397 | 7843.6364 | 0 | 374593.9812 | 19 | 9500 | 2672.4221 | 199.6997 | 23333.3333 | 150464.2716 | 32833.3333 | 0 | 117630.9382 | 117630.9382 | 0 | 9500 | 0 | 0 | 0 | 0 | 0
2022-09-18 18:00 | 0.00468 | 0.00512 | 35584 | 161.5371 | 634 | 542.7446 | 3 | 30000 | 3 | 542.7446 | 30000 | 382437.6176 | 19 | 6828.2035 | 2672.4221 | 143.5358 | 23333.3333 | 150464.2716 | 30161.5368 | 0 | 120302.7348 | 120302.7348 | 0 | 6828.2035 | 0 | 0 | 0 | 0 | 0
2022-09-18 19:00 | 0 | 0 | 35584 | 0 | 634 | 0 | 3 | 30000 | 3 | 0 | 30000 | 352980.3621 | 19 | 6666.6667 | 2672.4221 | 140.1401 | 23333.3333 | 150464.2716 | 30000 | 0 | 120464.2716 | 120464.2716 | 0 | 6666.6667 | 0 | 0 | 0 | 0 | 0
2022-09-18 20:00 | 0 | 0 | 35584 | 0 | 634 | 0 | 3 | 30000 | 3 | 0 | 30000 | 322980.3621 | 19 | 6666.6667 | 2672.4221 | 140.1401 | 23333.3333 | 150464.2716 | 30000 | 0 | 120464.2716 | 120464.2716 | 0 | 6666.6667 | 0 | 0 | 0 | 0 | 0
2022-09-18 21:00 | 0 | 0 | 35584 | 0 | 634 | 0 | 3 | 30000 | 3 | 0 | 30000 | 292980.3621 | 19 | 6666.6667 | 2672.4221 | 140.1401 | 23333.3333 | 150464.2716 | 30000 | 0 | 120464.2716 | 120464.2716 | 0 | 6666.6667 | 0 | 0 | 0 | 0 | 0
2022-09-18 22:00 | 0 | 0 | 35584 | 0 | 634 | 0 | 3 | 30000 | 3 | 0 | 30000 | 262980.3621 | 19 | 6666.6667 | 2672.4221 | 140.1401 | 23333.3333 | 150464.2716 | 30000 | 0 | 120464.2716 | 120464.2716 | 0 | 6666.6667 | 0 | 0 | 0 | 0 | 0
2022-09-18 23:00 | 0 | 0 | 35584 | 0 | 634 | 0 | 3 | 30000 | 3 | 0 | 30000 | 232980.3621 | 19 | 6666.6667 | 2672.4221 | 140.1401 | 23333.3333 | 150464.2716 | 30000 | 0 | 120464.2716 | 120464.2716 | 0 | 6666.6667 | 0 | 0 | 0 | 0 | 0
2022-09-19 | 0 | 0 | 35584 | 0 | 634 | 0 | 3 | 30000 | 3 | 0 | 30000 | 202980.3621 | 19 | 6708.3333 | 2672.4221 | 141.016 | 23291.6667 | 150422.6049 | 30000 | 0 | 120422.6049 | 120422.6049 | 0 | 6708.3333 | 0 | 0 | 0 | 0 | 0
2022-09-19 01:00 | 0 | 0 | 35584 | 0 | 634 | 0 | 3 | 30000 | 3 | 0 | 30000 | 172980.3621 | 19 | 6708.3333 | 2672.4221 | 141.016 | 23291.6667 | 150422.6049 | 30000 | 0 | 120422.6049 | 120422.6049 | 0 | 6708.3333 | 0 | 0 | 0 | 0 | 0
2022-09-19 02:00 | 0 | 0 | 35584 | 0 | 634 | 0 | 3 | 30000 | 3 | 0 | 30000 | 142980.3621 | 19 | 6708.3333 | 2672.4221 | 141.016 | 23291.6667 | 150422.6049 | 30000 | 0 | 120422.6049 | 120422.6049 | 0 | 6708.3333 | 0 | 0 | 0 | 0 | 0
2022-09-19 03:00 | 0 | 0 | 35584 | 0 | 634 | 0 | 3 | 30000 | 3 | 0 | 30000 | 112980.3621 | 19 | 6708.3333 | 2672.4221 | 141.016 | 23291.6667 | 150422.6049 | 30000 | 0 | 120422.6049 | 120422.6049 | 0 | 6708.3333 | 0 | 0 | 0 | 0 | 0
2022-09-19 04:00 | 0 | 0 | 35584 | 0 | 634 | 0 | 3 | 30000 | 3 | 0 | 30000 | 82980.3621 | 19 | 6708.3333 | 2672.4221 | 141.016 | 23291.6667 | 150422.6049 | 30000 | 0 | 120422.6049 | 120422.6049 | 0 | 6708.3333 | 0 | 0 | 0 | 0 | 0
2022-09-19 05:00 | 0 | 0 | 35584 | 0 | 634 | 0 | 3 | 30000 | 3 | 0 | 30000 | 52980.3621 | 19 | 6708.3333 | 2672.4221 | 141.016 | 23291.6667 | 150422.6049 | 30000 | 0 | 120422.6049 | 120422.6049 | 0 | 6708.3333 | 0 | 0 | 0 | 0 | 0
2022-09-19 06:00 | 0.03355 | 0.06622 | 35584 | 1158.0279 | 634 | 7019.6379 | 3 | 30000 | 3 | 0 | 22980.3621 | 22980.3621 | 19 | 7866.3588 | 2672.4221 | 165.3589 | 23291.6667 | 150422.6049 | 31158.0255 | 0 | 119264.5794 | 119264.5794 | 1158.0255 | 6708.3333 | 0 | 0 | 0 | 0 | 0
2022-09-19 07:00 | 0.2225 | 0.43122 | 35584 | 7679.9168 | 634 | 45711.3899 | 3 | 25111.766 | 2.5112 | 0 | 0 | 0 | 19 | 9500 | 2672.4221 | 199.6997 | 23291.6667 | 150422.6049 | 32791.6667 | 0 | 117630.9382 | 117630.9382 | 7679.9006 | 1820.0994 | 0 | 0 | 0 | 0 | 0
2022-09-19 08:00 | 0.44415 | 0.61536 | 35584 | 15330.4946 | 634 | 65231.1137 | 3 | 17461.2044 | 1.7461 | 0 | 0 | 0 | 19 | 9500 | 2672.4221 | 199.6997 | 23291.6667 | 150422.6049 | 32791.6667 | 0 | 117630.9382 | 117630.9382 | 9500 | 0 | 0 | 0 | 0 | 0 | 0
2022-09-19 09:00 | 0.6454 | 0.7326 | 35584 | 22276.9362 | 634 | 77659.1165 | 3 | 10514.7774 | 1.0515 | 0 | 0 | 0 | 19 | 9500 | 2672.4221 | 199.6997 | 23291.6667 | 150422.6049 | 32791.6667 | 0 | 117630.9382 | 117630.9382 | 9500 | 0 | 0 | 0 | 0 | 0 | 0
2022-09-19 10:00 | 0.79967 | 0.78591 | 35584 | 27601.7936 | 634 | 83310.2324 | 3 | 5189.9312 | 0.51899 | 0 | 0 | 0 | 19 | 9500 | 2672.4221 | 199.6997 | 23291.6667 | 150422.6049 | 32791.6667 | 0 | 117630.9382 | 117630.9382 | 9500 | 0 | 0 | 0 | 0 | 0 | 0
2022-09-19 11:00 | 0.88935 | 0.81638 | 35584 | 30697.2315 | 634 | 86540.1986 | 3 | 2094.4998 | 0.20945 | 84445.6988 | 0 | 0 | 19 | 9500 | 2672.4221 | 199.6997 | 23291.6667 | 150422.6049 | 32791.6667 | 0 | 117630.9382 | 117630.9382 | 9500 | 0 | 0 | 0 | 0 | 0 | 0
2022-09-19 12:00 | 0.90692 | 0.82433 | 35584 | 31303.686 | 634 | 87382.9368 | 3 | 1488.0465 | 0.1488 | 59996.1379 | 0 | 84445.6988 | 19 | 9500 | 2672.4221 | 199.6997 | 23291.6667 | 150422.6049 | 32791.6667 | 0 | 117630.9382 | 117630.9382 | 8011.9535 | 1488.0465 | 0 | 0 | 0 | 0 | 0
2022-09-19 13:00 | 0.85278 | 0.79854 | 35584 | 29434.9638 | 634 | 84649.073 | 3 | 3356.7648 | 0.33568 | 81292.3082 | 0 | 144441.8367 | 19 | 9500 | 2672.4221 | 199.6997 | 23291.6667 | 150422.6049 | 32791.6667 | 0 | 117630.9382 | 117630.9382 | 9500 | 0 | 0 | 0 | 0 | 0 | 0
2022-09-19 14:00 | 0.73072 | 0.74993 | 35584 | 25221.8823 | 634 | 79496.1797 | 3 | 7569.8375 | 0.75698 | 71926.3422 | 0 | 225734.1449 | 19 | 9500 | 2672.4221 | 199.6997 | 23291.6667 | 150422.6049 | 32791.6667 | 0 | 117630.9382 | 117630.9382 | 1930.1625 | 7569.8375 | 0 | 0 | 0 | 0 | 0
2022-09-19 15:00 | 0.5511 | 0.65716 | 35584 | 19022.0321 | 634 | 69662.1144 | 3 | 13769.6746 | 1.377 | 55892.4398 | 0 | 297660.487 | 19 | 9500 | 2672.4221 | 199.6997 | 23291.6667 | 150422.6049 | 32791.6667 | 0 | 117630.9382 | 117630.9382 | 0 | 9500 | 0 | 0 | 0 | 0 | 0
2022-09-19 16:00 | 0.33352 | 0.51321 | 35584 | 11511.9364 | 634 | 54402.7234 | 3 | 21279.7545 | 2.128 | 33122.9689 | 0 | 353552.9268 | 19 | 9500 | 2672.4221 | 199.6997 | 23291.6667 | 150422.6049 | 32791.6667 | 0 | 117630.9382 | 117630.9382 | 9500 | 0 | 0 | 0 | 0 | 0 | 0
2022-09-19 17:00 | 0.11793 | 0.2488 | 35584 | 4070.5285 | 634 | 26373.9942 | 3 | 28721.1468 | 2.8721 | 0 | 2347.1525 | 386675.8957 | 19 | 9500 | 2672.4221 | 199.6997 | 23291.6667 | 150422.6049 | 32791.6667 | 0 | 117630.9382 | 117630.9382 | 4070.5199 | 5429.4801 | 0 | 0 | 0 | 0 | 0
2022-09-19 18:00 | 0.00397 | 0.00087 | 35584 | 137.0304 | 634 | 92.2242 | 3 | 30000 | 3 | 0 | 30000 | 384328.7432 | 19 | 6845.3635 | 2672.4221 | 143.8965 | 23291.6667 | 150422.6049 | 30137.0301 | 0 | 120285.5748 | 120285.5748 | 137.0301 | 6708.3333 | 0 | 0 | 0 | 0 | 0
2022-09-19 19:00 | 0 | 0 | 35584 | 0 | 634 | 0 | 3 | 30000 | 3 | 0 | 30000 | 354328.7432 | 19 | 6708.3333 | 2672.4221 | 141.016 | 23291.6667 | 150422.6049 | 30000 | 0 | 120422.6049 | 120422.6049 | 0 | 6708.3333 | 0 | 0 | 0 | 0 | 0
2022-09-19 20:00 | 0 | 0 | 35584 | 0 | 634 | 0 | 3 | 30000 | 3 | 0 | 30000 | 324328.7432 | 19 | 6708.3333 | 2672.4221 | 141.016 | 23291.6667 | 150422.6049 | 30000 | 0 | 120422.6049 | 120422.6049 | 0 | 6708.3333 | 0 | 0 | 0 | 0 | 0
2022-09-19 21:00 | 0 | 0 | 35584 | 0 | 634 | 0 | 3 | 30000 | 3 | 0 | 30000 | 294328.7432 | 19 | 6708.3333 | 2672.4221 | 141.016 | 23291.6667 | 150422.6049 | 30000 | 0 | 120422.6049 | 120422.6049 | 0 | 6708.3333 | 0 | 0 | 0 | 0 | 0
2022-09-19 22:00 | 0 | 0 | 35584 | 0 | 634 | 0 | 3 | 30000 | 3 | 0 | 30000 | 264328.7432 | 19 | 6708.3333 | 2672.4221 | 141.016 | 23291.6667 | 150422.6049 | 30000 | 0 | 120422.6049 | 120422.6049 | 0 | 6708.3333 | 0 | 0 | 0 | 0 | 0
2022-09-19 23:00 | 0 | 0 | 35584 | 0 | 634 | 0 | 3 | 30000 | 3 | 0 | 30000 | 234328.7432 | 19 | 6708.3333 | 2672.4221 | 141.016 | 23291.6667 | 150422.6049 | 30000 | 0 | 120422.6049 | 120422.6049 | 0 | 6708.3333 | 0 | 0 | 0 | 0 | 0
2022-09-20 | 0 | 0 | 35584 | 0 | 634 | 0 | 3 | 30000 | 3 | 0 | 30000 | 204328.7432 | 19 | 6512.5 | 2672.4221 | 136.8994 | 23487.5 | 150618.4382 | 30000 | 0 | 120618.4382 | 120618.4382 | 0 | 6512.5 | 0 | 0 | 0 | 0 | 0
2022-09-20 01:00 | 0 | 0 | 35584 | 0 | 634 | 0 | 3 | 30000 | 3 | 0 | 30000 | 174328.7432 | 19 | 6512.5 | 2672.4221 | 136.8994 | 23487.5 | 150618.4382 | 30000 | 0 | 120618.4382 | 120618.4382 | 0 | 6512.5 | 0 | 0 | 0 | 0 | 0
2022-09-20 02:00 | 0 | 0 | 35584 | 0 | 634 | 0 | 3 | 30000 | 3 | 0 | 30000 | 144328.7432 | 19 | 6512.5 | 2672.4221 | 136.8994 | 23487.5 | 150618.4382 | 30000 | 0 | 120618.4382 | 120618.4382 | 0 | 6512.5 | 0 | 0 | 0 | 0 | 0
2022-09-20 03:00 | 0 | 0 | 35584 | 0 | 634 | 0 | 3 | 30000 | 3 | 0 | 30000 | 114328.7432 | 19 | 6512.5 | 2672.4221 | 136.8994 | 23487.5 | 150618.4382 | 30000 | 0 | 120618.4382 | 120618.4382 | 0 | 6512.5 | 0 | 0 | 0 | 0 | 0
2022-09-20 04:00 | 0 | 0 | 35584 | 0 | 634 | 0 | 3 | 30000 | 3 | 0 | 30000 | 84328.7432 | 19 | 6512.5 | 2672.4221 | 136.8994 | 23487.5 | 150618.4382 | 30000 | 0 | 120618.4382 | 120618.4382 | 0 | 6512.5 | 0 | 0 | 0 | 0 | 0
2022-09-20 05:00 | 0 | 0 | 35584 | 0 | 634 | 0 | 3 | 30000 | 3 | 0 | 30000 | 54328.7432 | 19 | 6512.5 | 2672.4221 | 136.8994 | 23487.5 | 150618.4382 | 30000 | 0 | 120618.4382 | 120618.4382 | 0 | 6512.5 | 0 | 0 | 0 | 0 | 0
2022-09-20 06:00 | 0.03217 | 0.0535 | 35584 | 1110.3952 | 634 | 5671.2568 | 3 | 30000 | 3 | 0 | 24328.7432 | 24328.7432 | 19 | 7622.8928 | 2672.4221 | 160.241 | 23487.5 | 150618.4382 | 31110.3928 | 0 | 119508.0454 | 119508.0454 | 1110.3928 | 6512.5 | 0 | 0 | 0 | 0 | 0
2022-09-20 07:00 | 0.22005 | 0.43498 | 35584 | 7595.3514 | 634 | 46109.9679 | 3 | 25392.1646 | 2.5392 | 0 | 0 | 0 | 19 | 9500 | 2672.4221 | 199.6997 | 23487.5 | 150618.4382 | 32987.5 | 0 | 117630.9382 | 117630.9382 | 7595.3354 | 1904.6646 | 0 | 0 | 0 | 0 | 0
2022-09-20 08:00 | 0.4413 | 0.63795 | 35584 | 15232.1226 | 634 | 67625.7622 | 3 | 17755.4094 | 1.7755 | 0 | 0 | 0 | 19 | 9500 | 2672.4221 | 199.6997 | 23487.5 | 150618.4382 | 32987.5 | 0 | 117630.9382 | 117630.9382 | 0 | 9500 | 0 | 0 | 0 | 0 | 0
2022-09-20 09:00 | 0.64333 | 0.76709 | 35584 | 22205.4871 | 634 | 81315.222 | 3 | 10782.0597 | 1.0782 | 0 | 0 | 0 | 19 | 9500 | 2672.4221 | 199.6997 | 23487.5 | 150618.4382 | 32987.5 | 0 | 117630.9382 | 117630.9382 | 0 | 9500 | 0 | 0 | 0 | 0 | 0
2022-09-20 10:00 | 0.7963 | 0.81488 | 35584 | 27485.473 | 634 | 86381.1914 | 3 | 5502.0848 | 0.55021 | 60616.035 | 0 | 0 | 19 | 9500 | 2672.4221 | 199.6997 | 23487.5 | 150618.4382 | 32987.5 | 0 | 117630.9382 | 117630.9382 | 3997.9152 | 5502.0848 | 0 | 0 | 0 | 0 | 0
2022-09-20 11:00 | 0.8851 | 0.84758 | 35584 | 30550.5364 | 634 | 89847.5484 | 3 | 2437.0279 | 0.2437 | 87410.5205 | 0 | 60616.035 | 19 | 9500 | 2672.4221 | 199.6997 | 23487.5 | 150618.4382 | 32987.5 | 0 | 117630.9382 | 117630.9382 | 7062.9721 | 2437.0279 | 0 | 0 | 0 | 0 | 0
2022-09-20 12:00 | 0.87835 | 0.73944 | 35584 | 30317.5502 | 634 | 78384.1893 | 3 | 2670.0136 | 0.267 | 75714.1757 | 0 | 148026.5555 | 19 | 9500 | 2672.4221 | 199.6997 | 23487.5 | 150618.4382 | 32987.5 | 0 | 117630.9382 | 117630.9382 | 9500 | 0 | 0 | 0 | 0 | 0 | 0
2022-09-20 13:00 | 0.82385 | 0.71646 | 35584 | 28436.402 | 634 | 75948.199 | 3 | 4551.1578 | 0.45512 | 71397.0412 | 0 | 223740.7312 | 19 | 9500 | 2672.4221 | 199.6997 | 23487.5 | 150618.4382 | 32987.5 | 0 | 117630.9382 | 117630.9382 | 4948.8422 | 4551.1578 | 0 | 0 | 0 | 0 | 0
2022-09-20 14:00 | 0.6638 | 0.62086 | 35584 | 22912.0394 | 634 | 65814.1401 | 3 | 10075.5088 | 1.0076 | 55738.6313 | 0 | 295137.7724 | 19 | 9500 | 2672.4221 | 199.6997 | 23487.5 | 150618.4382 | 32987.5 | 0 | 117630.9382 | 117630.9382 | 9500 | 0 | 0 | 0 | 0 | 0 | 0
2022-09-20 15:00 | 0.46992 | 0.52145 | 35584 | 16219.9843 | 634 | 55276.203 | 3 | 16767.5499 | 1.6768 | 38508.6531 | 0 | 350876.4037 | 19 | 9500 | 2672.4221 | 199.6997 | 23487.5 | 150618.4382 | 32987.5 | 0 | 117630.9382 | 117630.9382 | 9500 | 0 | 0 | 0 | 0 | 0 | 0
2022-09-20 16:00 | 0.2642 | 0.33742 | 35584 | 9119.254 | 634 | 35768.1396 | 3 | 23868.2652 | 2.3868 | 11899.8744 | 0 | 389385.0568 | 19 | 9500 | 2672.4221 | 199.6997 | 23487.5 | 150618.4382 | 32987.5 | 0 | 117630.9382 | 117630.9382 | 0 | 9500 | 0 | 0 | 0 | 0 | 0
2022-09-20 17:00 | 0.09472 | 0.12577 | 35584 | 3269.401 | 634 | 13332.2237 | 3 | 29718.1059 | 2.9718 | 0 | 16385.8822 | 401284.9312 | 19 | 9500 | 2672.4221 | 199.6997 | 23487.5 | 150618.4382 | 32987.5 | 0 | 117630.9382 | 117630.9382 | 3269.3941 | 6230.6059 | 0 | 0 | 0 | 0 | 0
2022-09-20 18:00 | 0 | 0 | 35584 | 0 | 634 | 0 | 3 | 30000 | 3 | 0 | 30000 | 384899.049 | 19 | 6512.5 | 2672.4221 | 136.8994 | 23487.5 | 150618.4382 | 30000 | 0 | 120618.4382 | 120618.4382 | 0 | 6512.5 | 0 | 0 | 0 | 0 | 0
2022-09-20 19:00 | 0 | 0 | 35584 | 0 | 634 | 0 | 3 | 30000 | 3 | 0 | 30000 | 354899.049 | 19 | 6512.5 | 2672.4221 | 136.8994 | 23487.5 | 150618.4382 | 30000 | 0 | 120618.4382 | 120618.4382 | 0 | 6512.5 | 0 | 0 | 0 | 0 | 0
2022-09-20 20:00 | 0 | 0 | 35584 | 0 | 634 | 0 | 3 | 30000 | 3 | 0 | 30000 | 324899.049 | 19 | 6512.5 | 2672.4221 | 136.8994 | 23487.5 | 150618.4382 | 30000 | 0 | 120618.4382 | 120618.4382 | 0 | 6512.5 | 0 | 0 | 0 | 0 | 0
2022-09-20 21:00 | 0 | 0 | 35584 | 0 | 634 | 0 | 3 | 30000 | 3 | 0 | 30000 | 294899.049 | 19 | 6512.5 | 2672.4221 | 136.8994 | 23487.5 | 150618.4382 | 30000 | 0 | 120618.4382 | 120618.4382 | 0 | 6512.5 | 0 | 0 | 0 | 0 | 0
2022-09-20 22:00 | 0 | 0 | 35584 | 0 | 634 | 0 | 3 | 30000 | 3 | 0 | 30000 | 264899.049 | 19 | 6512.5 | 2672.4221 | 136.8994 | 23487.5 | 150618.4382 | 30000 | 0 | 120618.4382 | 120618.4382 | 0 | 6512.5 | 0 | 0 | 0 | 0 | 0
2022-09-20 23:00 | 0 | 0 | 35584 | 0 | 634 | 0 | 3 | 30000 | 3 | 0 | 30000 | 234899.049 | 19 | 6512.5 | 2672.4221 | 136.8994 | 23487.5 | 150618.4382 | 30000 | 0 | 120618.4382 | 120618.4382 | 0 | 6512.5 | 0 | 0 | 0 | 0 | 0
2022-09-21 | 0 | 0 | 35584 | 0 | 634 | 0 | 3 | 30000 | 3 | 0 | 30000 | 204899.049 | 19 | 6979.1667 | 2672.4221 | 146.7092 | 23020.8333 | 150151.7716 | 30000 | 0 | 120151.7716 | 120151.7716 | 0 | 6979.1667 | 0 | 0 | 0 | 0 | 0
2022-09-21 01:00 | 0 | 0 | 35584 | 0 | 634 | 0 | 3 | 30000 | 3 | 0 | 30000 | 174899.049 | 19 | 6979.1667 | 2672.4221 | 146.7092 | 23020.8333 | 150151.7716 | 30000 | 0 | 120151.7716 | 120151.7716 | 0 | 6979.1667 | 0 | 0 | 0 | 0 | 0
2022-09-21 02:00 | 0 | 0 | 35584 | 0 | 634 | 0 | 3 | 30000 | 3 | 0 | 30000 | 144899.049 | 19 | 6979.1667 | 2672.4221 | 146.7092 | 23020.8333 | 150151.7716 | 30000 | 0 | 120151.7716 | 120151.7716 | 0 | 6979.1667 | 0 | 0 | 0 | 0 | 0
2022-09-21 03:00 | 0 | 0 | 35584 | 0 | 634 | 0 | 3 | 30000 | 3 | 0 | 30000 | 114899.049 | 19 | 6979.1667 | 2672.4221 | 146.7092 | 23020.8333 | 150151.7716 | 30000 | 0 | 120151.7716 | 120151.7716 | 0 | 6979.1667 | 0 | 0 | 0 | 0 | 0
2022-09-21 04:00 | 0 | 0 | 35584 | 0 | 634 | 0 | 3 | 30000 | 3 | 0 | 30000 | 84899.049 | 19 | 6979.1667 | 2672.4221 | 146.7092 | 23020.8333 | 150151.7716 | 30000 | 0 | 120151.7716 | 120151.7716 | 0 | 6979.1667 | 0 | 0 | 0 | 0 | 0
2022-09-21 05:00 | 0 | 0 | 35584 | 0 | 634 | 0 | 3 | 30000 | 3 | 0 | 30000 | 54899.049 | 19 | 6979.1667 | 2672.4221 | 146.7092 | 23020.8333 | 150151.7716 | 30000 | 0 | 120151.7716 | 120151.7716 | 0 | 6979.1667 | 0 | 0 | 0 | 0 | 0
2022-09-21 06:00 | 0.0304 | 0.04812 | 35584 | 1049.301 | 634 | 5100.951 | 3 | 30000 | 3 | 0 | 24899.049 | 24899.049 | 19 | 8028.4654 | 2672.4221 | 168.7665 | 23020.8333 | 150151.7716 | 31049.2988 | 0 | 119102.4728 | 119102.4728 | 1049.2988 | 6979.1667 | 0 | 0 | 0 | 0 | 0
2022-09-21 07:00 | 0.21177 | 0.40951 | 35584 | 7309.555 | 634 | 43410.0256 | 3 | 25211.2938 | 2.5211 | 0 | 0 | 0 | 19 | 9500 | 2672.4221 | 199.6997 | 23020.8333 | 150151.7716 | 32520.8333 | 0 | 117630.9382 | 117630.9382 | 7309.5396 | 2190.4604 | 0 | 0 | 0 | 0 | 0
2022-09-21 08:00 | 0.43002 | 0.58896 | 35584 | 14842.7767 | 634 | 62432.587 | 3 | 17678.0879 | 1.7678 | 0 | 0 | 0 | 19 | 9500 | 2672.4221 | 199.6997 | 23020.8333 | 150151.7716 | 32520.8333 | 0 | 117630.9382 | 117630.9382 | 9500 | 0 | 0 | 0 | 0 | 0 | 0
2022-09-21 09:00 | 0.63197 | 0.71506 | 35584 | 21813.3799 | 634 | 75799.7923 | 3 | 10707.4994 | 1.0707 | 0 | 0 | 0 | 19 | 9500 | 2672.4221 | 199.6997 | 23020.8333 | 150151.7716 | 32520.8333 | 0 | 117630.9382 | 117630.9382 | 0 | 9500 | 0 | 0 | 0 | 0 | 0
2022-09-21 10:00 | 0.78545 | 0.78085 | 35584 | 27110.9692 | 634 | 82773.8481 | 3 | 5409.9212 | 0.54099 | 22207.2907 | 0 | 0 | 19 | 9500 | 2672.4221 | 199.6997 | 23020.8333 | 150151.7716 | 32520.8333 | 0 | 117630.9382 | 117630.9382 | 4090.0788 | 5409.9212 | 0 | 0 | 0 | 0 | 0
2022-09-21 11:00 | 0.87558 | 0.82803 | 35584 | 30221.9396 | 634 | 87775.1545 | 3 | 2298.9574 | 0.2299 | 85476.1971 | 0 | 22207.2907 | 19 | 9500 | 2672.4221 | 199.6997 | 23020.8333 | 150151.7716 | 32520.8333 | 0 | 117630.9382 | 117630.9382 | 7201.0426 | 2298.9574 | 0 | 0 | 0 | 0 | 0
2022-09-21 12:00 | 0.8665 | 0.7193 | 35584 | 29908.5299 | 634 | 76249.2526 | 3 | 2612.3664 | 0.26124 | 73636.8863 | 0 | 107683.4879 | 19 | 9500 | 2672.4221 | 199.6997 | 23020.8333 | 150151.7716 | 32520.8333 | 0 | 117630.9382 | 117630.9382 | 9500 | 0 | 0 | 0 | 0 | 0 | 0
2022-09-21 13:00 | 0.8147 | 0.71011 | 35584 | 28120.5763 | 634 | 75275.0685 | 3 | 4400.3163 | 0.44003 | 75275.0685 | 4400.3163 | 181320.3741 | 19 | 9500 | 2672.4221 | 199.6997 | 23020.8333 | 150151.7716 | 32520.8333 | 0 | 117630.9382 | 117630.9382 | 5099.6837 | 4400.3163 | 0 | 0 | 0 | 0 | 0
2022-09-21 14:00 | 0.69497 | 0.67185 | 35584 | 23987.9181 | 634 | 71219.3249 | 3 | 8532.9657 | 0.8533 | 62686.3591 | 0 | 252195.1264 | 19 | 9500 | 2672.4221 | 199.6997 | 23020.8333 | 150151.7716 | 32520.8333 | 0 | 117630.9382 | 117630.9382 | 9500 | 0 | 0 | 0 | 0 | 0 | 0
2022-09-21 15:00 | 0.51915 | 0.59486 | 35584 | 17919.2306 | 634 | 63058.0153 | 3 | 14601.6405 | 1.4602 | 48456.3749 | 0 | 314881.4855 | 19 | 9500 | 2672.4221 | 199.6997 | 23020.8333 | 150151.7716 | 32520.8333 | 0 | 117630.9382 | 117630.9382 | 9500 | 0 | 0 | 0 | 0 | 0 | 0
2022-09-21 16:00 | 0.3081 | 0.44072 | 35584 | 10634.5275 | 634 | 46718.4355 | 3 | 21886.3282 | 2.1886 | 24832.1072 | 0 | 363337.8604 | 19 | 9500 | 2672.4221 | 199.6997 | 23020.8333 | 150151.7716 | 32520.8333 | 0 | 117630.9382 | 117630.9382 | 0 | 9500 | 0 | 0 | 0 | 0 | 0
2022-09-21 17:00 | 0.1105 | 0.20812 | 35584 | 3814.071 | 634 | 22061.719 | 3 | 28706.7703 | 2.8707 | 0 | 6645.0513 | 388169.9676 | 19 | 9500 | 2672.4221 | 199.6997 | 23020.8333 | 150151.7716 | 32520.8333 | 0 | 117630.9382 | 117630.9382 | 3814.063 | 5685.937 | 0 | 0 | 0 | 0 | 0
2022-09-21 18:00 | 0 | 0 | 35584 | 0 | 634 | 0 | 3 | 30000 | 3 | 0 | 30000 | 381524.9162 | 19 | 6979.1667 | 2672.4221 | 146.7092 | 23020.8333 | 150151.7716 | 30000 | 0 | 120151.7716 | 120151.7716 | 0 | 6979.1667 | 0 | 0 | 0 | 0 | 0
2022-09-21 19:00 | 0 | 0 | 35584 | 0 | 634 | 0 | 3 | 30000 | 3 | 0 | 30000 | 351524.9162 | 19 | 6979.1667 | 2672.4221 | 146.7092 | 23020.8333 | 150151.7716 | 30000 | 0 | 120151.7716 | 120151.7716 | 0 | 6979.1667 | 0 | 0 | 0 | 0 | 0
2022-09-21 20:00 | 0 | 0 | 35584 | 0 | 634 | 0 | 3 | 30000 | 3 | 0 | 30000 | 321524.9162 | 19 | 6979.1667 | 2672.4221 | 146.7092 | 23020.8333 | 150151.7716 | 30000 | 0 | 120151.7716 | 120151.7716 | 0 | 6979.1667 | 0 | 0 | 0 | 0 | 0
2022-09-21 21:00 | 0 | 0 | 35584 | 0 | 634 | 0 | 3 | 30000 | 3 | 0 | 30000 | 291524.9162 | 19 | 6979.1667 | 2672.4221 | 146.7092 | 23020.8333 | 150151.7716 | 30000 | 0 | 120151.7716 | 120151.7716 | 0 | 6979.1667 | 0 | 0 | 0 | 0 | 0
2022-09-21 22:00 | 0 | 0 | 35584 | 0 | 634 | 0 | 3 | 30000 | 3 | 0 | 30000 | 261524.9162 | 19 | 6979.1667 | 2672.4221 | 146.7092 | 23020.8333 | 150151.7716 | 30000 | 0 | 120151.7716 | 120151.7716 | 0 | 6979.1667 | 0 | 0 | 0 | 0 | 0
2022-09-21 23:00 | 0 | 0 | 35584 | 0 | 634 | 0 | 3 | 30000 | 3 | 0 | 30000 | 231524.9162 | 19 | 6979.1667 | 2672.4221 | 146.7092 | 23020.8333 | 150151.7716 | 30000 | 0 | 120151.7716 | 120151.7716 | 0 | 6979.1667 | 0 | 0 | 0 | 0 | 0
2022-09-22 | 0 | 0 | 35584 | 0 | 634 | 0 | 3 | 30000 | 3 | 0 | 30000 | 201524.9162 | 19 | 6812.5 | 2672.4221 | 143.2057 | 23187.5 | 150318.4382 | 30000 | 0 | 120318.4382 | 120318.4382 | 0 | 6812.5 | 0 | 0 | 0 | 0 | 0
2022-09-22 01:00 | 0 | 0 | 35584 | 0 | 634 | 0 | 3 | 30000 | 3 | 0 | 30000 | 171524.9162 | 19 | 6812.5 | 2672.4221 | 143.2057 | 23187.5 | 150318.4382 | 30000 | 0 | 120318.4382 | 120318.4382 | 0 | 6812.5 | 0 | 0 | 0 | 0 | 0
2022-09-22 02:00 | 0 | 0 | 35584 | 0 | 634 | 0 | 3 | 30000 | 3 | 0 | 30000 | 141524.9162 | 19 | 6812.5 | 2672.4221 | 143.2057 | 23187.5 | 150318.4382 | 30000 | 0 | 120318.4382 | 120318.4382 | 0 | 6812.5 | 0 | 0 | 0 | 0 | 0
2022-09-22 03:00 | 0 | 0 | 35584 | 0 | 634 | 0 | 3 | 30000 | 3 | 0 | 30000 | 111524.9162 | 19 | 6812.5 | 2672.4221 | 143.2057 | 23187.5 | 150318.4382 | 30000 | 0 | 120318.4382 | 120318.4382 | 0 | 6812.5 | 0 | 0 | 0 | 0 | 0
2022-09-22 04:00 | 0 | 0 | 35584 | 0 | 634 | 0 | 3 | 30000 | 3 | 0 | 30000 | 81524.9162 | 19 | 6812.5 | 2672.4221 | 143.2057 | 23187.5 | 150318.4382 | 30000 | 0 | 120318.4382 | 120318.4382 | 0 | 6812.5 | 0 | 0 | 0 | 0 | 0
2022-09-22 05:00 | 0 | 0 | 35584 | 0 | 634 | 0 | 3 | 30000 | 3 | 0 | 30000 | 51524.9162 | 19 | 6812.5 | 2672.4221 | 143.2057 | 23187.5 | 150318.4382 | 30000 | 0 | 120318.4382 | 120318.4382 | 0 | 6812.5 | 0 | 0 | 0 | 0 | 0
2022-09-22 06:00 | 0.03217 | 0.07995 | 35584 | 1110.3952 | 634 | 8475.0838 | 3 | 30000 | 3 | 0 | 21524.9162 | 21524.9162 | 19 | 7922.8928 | 2672.4221 | 166.5473 | 23187.5 | 150318.4382 | 31110.3928 | 0 | 119208.0454 | 119208.0454 | 1110.3928 | 6812.5 | 0 | 0 | 0 | 0 | 0
2022-09-22 07:00 | 0.2267 | 0.53262 | 35584 | 7824.886 | 634 | 56460.2766 | 3 | 24862.6305 | 2.4863 | 0 | 0 | 0 | 19 | 9500 | 2672.4221 | 199.6997 | 23187.5 | 150318.4382 | 32687.5 | 0 | 117630.9382 | 117630.9382 | 7824.8695 | 1675.1305 | 0 | 0 | 0 | 0 | 0
2022-09-22 08:00 | 0.4535 | 0.71809 | 35584 | 15653.2237 | 634 | 76120.9868 | 3 | 17034.3093 | 1.7034 | 0 | 0 | 0 | 19 | 9500 | 2672.4221 | 199.6997 | 23187.5 | 150318.4382 | 32687.5 | 0 | 117630.9382 | 117630.9382 | 9500 | 0 | 0 | 0 | 0 | 0 | 0
2022-09-22 09:00 | 0.65625 | 0.83557 | 35584 | 22651.44 | 634 | 88574.4307 | 3 | 10036.1077 | 1.0036 | 0 | 0 | 0 | 19 | 9500 | 2672.4221 | 199.6997 | 23187.5 | 150318.4382 | 32687.5 | 0 | 117630.9382 | 117630.9382 | 9500 | 0 | 0 | 0 | 0 | 0 | 0
2022-09-22 10:00 | 0.81165 | 0.89601 | 35584 | 28015.301 | 634 | 94981.3608 | 3 | 4672.258 | 0.46723 | 0 | 0 | 0 | 19 | 9500 | 2672.4221 | 199.6997 | 23187.5 | 150318.4382 | 32687.5 | 0 | 117630.9382 | 117630.9382 | 9500 | 0 | 0 | 0 | 0 | 0 | 0
2022-09-22 11:00 | 0.9032 | 0.94168 | 35584 | 31175.2847 | 634 | 99822.6001 | 3 | 1512.2809 | 0.15123 | 92687.8902 | 0 | 0 | 19 | 9500 | 2672.4221 | 199.6997 | 23187.5 | 150318.4382 | 32687.5 | 0 | 117630.9382 | 117630.9382 | 7987.7191 | 1512.2809 | 0 | 0 | 0 | 0 | 0
2022-09-22 12:00 | 0.90447 | 0.8382 | 35584 | 31219.1207 | 634 | 88853.2234 | 3 | 1468.4451 | 0.14684 | 0 | 0 | 92687.8902 | 19 | 9500 | 2672.4221 | 199.6997 | 23187.5 | 150318.4382 | 32687.5 | 0 | 117630.9382 | 117630.9382 | 8031.5549 | 1468.4451 | 0 | 0 | 0 | 0 | 0
2022-09-22 13:00 | 0.85483 | 0.83669 | 35584 | 29505.7226 | 634 | 88693.1561 | 3 | 3181.8395 | 0.31818 | 85511.3166 | 0 | 92687.8902 | 19 | 9500 | 2672.4221 | 199.6997 | 23187.5 | 150318.4382 | 32687.5 | 0 | 117630.9382 | 117630.9382 | 6318.1605 | 3181.8395 | 0 | 0 | 0 | 0 | 0
2022-09-22 14:00 | 0.73705 | 0.81429 | 35584 | 25440.3716 | 634 | 86318.6486 | 3 | 7247.182 | 0.72472 | 79071.4666 | 0 | 178199.2068 | 19 | 9500 | 2672.4221 | 199.6997 | 23187.5 | 150318.4382 | 32687.5 | 0 | 117630.9382 | 117630.9382 | 9500 | 0 | 0 | 0 | 0 | 0 | 0
2022-09-22 15:00 | 0.56042 | 0.75658 | 35584 | 19343.7257 | 634 | 80201.1116 | 3 | 13343.815 | 1.3344 | 66857.2966 | 0 | 257270.6734 | 19 | 9500 | 2672.4221 | 199.6997 | 23187.5 | 150318.4382 | 32687.5 | 0 | 117630.9382 | 117630.9382 | 0 | 9500 | 0 | 0 | 0 | 0 | 0
2022-09-22 16:00 | 0.34242 | 0.62545 | 35584 | 11819.1331 | 634 | 66300.7022 | 3 | 20868.3918 | 2.0868 | 45432.3104 | 0 | 324127.97 | 19 | 9500 | 2672.4221 | 199.6997 | 23187.5 | 150318.4382 | 32687.5 | 0 | 117630.9382 | 117630.9382 | 9500 | 0 | 0 | 0 | 0 | 0 | 0
2022-09-22 17:00 | 0.12422 | 0.34376 | 35584 | 4287.6371 | 634 | 36440.21 | 3 | 28399.8719 | 2.84 | 8040.3382 | 0 | 369560.2804 | 19 | 9500 | 2672.4221 | 199.6997 | 23187.5 | 150318.4382 | 32687.5 | 0 | 117630.9382 | 117630.9382 | 4287.6281 | 5212.3719 | 0 | 0 | 0 | 0 | 0
2022-09-22 18:00 | 0 | 0 | 35584 | 0 | 634 | 0 | 3 | 30000 | 3 | 0 | 30000 | 377600.6185 | 19 | 6812.5 | 2672.4221 | 143.2057 | 23187.5 | 150318.4382 | 30000 | 0 | 120318.4382 | 120318.4382 | 0 | 6812.5 | 0 | 0 | 0 | 0 | 0
2022-09-22 19:00 | 0 | 0 | 35584 | 0 | 634 | 0 | 3 | 30000 | 3 | 0 | 30000 | 347600.6185 | 19 | 6812.5 | 2672.4221 | 143.2057 | 23187.5 | 150318.4382 | 30000 | 0 | 120318.4382 | 120318.4382 | 0 | 6812.5 | 0 | 0 | 0 | 0 | 0
2022-09-22 20:00 | 0 | 0 | 35584 | 0 | 634 | 0 | 3 | 30000 | 3 | 0 | 30000 | 317600.6185 | 19 | 6812.5 | 2672.4221 | 143.2057 | 23187.5 | 150318.4382 | 30000 | 0 | 120318.4382 | 120318.4382 | 0 | 6812.5 | 0 | 0 | 0 | 0 | 0
2022-09-22 21:00 | 0 | 0 | 35584 | 0 | 634 | 0 | 3 | 30000 | 3 | 0 | 30000 | 287600.6185 | 19 | 6812.5 | 2672.4221 | 143.2057 | 23187.5 | 150318.4382 | 30000 | 0 | 120318.4382 | 120318.4382 | 0 | 6812.5 | 0 | 0 | 0 | 0 | 0
2022-09-22 22:00 | 0 | 0 | 35584 | 0 | 634 | 0 | 3 | 30000 | 3 | 0 | 30000 | 257600.6185 | 19 | 6812.5 | 2672.4221 | 143.2057 | 23187.5 | 150318.4382 | 30000 | 0 | 120318.4382 | 120318.4382 | 0 | 6812.5 | 0 | 0 | 0 | 0 | 0
2022-09-22 23:00 | 0 | 0 | 35584 | 0 | 634 | 0 | 3 | 30000 | 3 | 0 | 30000 | 227600.6185 | 19 | 6812.5 | 2672.4221 | 143.2057 | 23187.5 | 150318.4382 | 30000 | 0 | 120318.4382 | 120318.4382 | 0 | 6812.5 | 0 | 0 | 0 | 0 | 0
2022-09-23 | 0 | 0 | 35584 | 0 | 634 | 0 | 3 | 30000 | 3 | 0 | 30000 | 197600.6185 | 19 | 5737.5 | 2672.4221 | 120.6081 | 24262.5 | 151393.4382 | 30000 | 0 | 121393.4382 | 121393.4382 | 0 | 5737.5 | 0 | 0 | 0 | 0 | 0
2022-09-23 01:00 | 0 | 0 | 35584 | 0 | 634 | 0 | 3 | 30000 | 3 | 0 | 30000 | 167600.6185 | 19 | 5737.5 | 2672.4221 | 120.6081 | 24262.5 | 151393.4382 | 30000 | 0 | 121393.4382 | 121393.4382 | 0 | 5737.5 | 0 | 0 | 0 | 0 | 0
2022-09-23 02:00 | 0 | 0 | 35584 | 0 | 634 | 0 | 3 | 30000 | 3 | 0 | 30000 | 137600.6185 | 19 | 5737.5 | 2672.4221 | 120.6081 | 24262.5 | 151393.4382 | 30000 | 0 | 121393.4382 | 121393.4382 | 0 | 5737.5 | 0 | 0 | 0 | 0 | 0
2022-09-23 03:00 | 0 | 0 | 35584 | 0 | 634 | 0 | 3 | 30000 | 3 | 0 | 30000 | 107600.6185 | 19 | 5737.5 | 2672.4221 | 120.6081 | 24262.5 | 151393.4382 | 30000 | 0 | 121393.4382 | 121393.4382 | 0 | 5737.5 | 0 | 0 | 0 | 0 | 0
2022-09-23 04:00 | 0 | 0 | 35584 | 0 | 634 | 0 | 3 | 30000 | 3 | 0 | 30000 | 77600.6185 | 19 | 5737.5 | 2672.4221 | 120.6081 | 24262.5 | 151393.4382 | 30000 | 0 | 121393.4382 | 121393.4382 | 0 | 5737.5 | 0 | 0 | 0 | 0 | 0
2022-09-23 05:00 | 0 | 0 | 35584 | 0 | 634 | 0 | 3 | 30000 | 3 | 0 | 30000 | 47600.6185 | 19 | 5737.5 | 2672.4221 | 120.6081 | 24262.5 | 151393.4382 | 30000 | 0 | 121393.4382 | 121393.4382 | 0 | 5737.5 | 0 | 0 | 0 | 0 | 0
2022-09-23 06:00 | 0.03367 | 0.11697 | 35584 | 1162.1699 | 634 | 12399.3815 | 3 | 30000 | 3 | 0 | 17600.6185 | 17600.6185 | 19 | 6899.6674 | 2672.4221 | 145.0381 | 24262.5 | 151393.4382 | 31162.1674 | 0 | 120231.2708 | 120231.2708 | 1162.1674 | 5737.5 | 0 | 0 | 0 | 0 | 0
2022-09-23 07:00 | 0.23412 | 0.60304 | 35584 | 8080.9983 | 634 | 63925.1346 | 3 | 25681.5187 | 2.5682 | 0 | 0 | 0 | 19 | 9500 | 2672.4221 | 199.6997 | 24262.5 | 151393.4382 | 33762.5 | 0 | 117630.9382 | 117630.9382 | 0 | 9500 | 0 | 0 | 0 | 0 | 0
2022-09-23 08:00 | 0.45935 | 0.763 | 35584 | 15855.1451 | 634 | 80881.6624 | 3 | 17907.3883 | 1.7907 | 0 | 0 | 0 | 19 | 9500 | 2672.4221 | 199.6997 | 24262.5 | 151393.4382 | 33762.5 | 0 | 117630.9382 | 117630.9382 | 0 | 9500 | 0 | 0 | 0 | 0 | 0
2022-09-23 09:00 | 0.6576 | 0.85834 | 35584 | 22698.0372 | 634 | 90988.16 | 3 | 11064.5105 | 1.1065 | 0 | 0 | 0 | 19 | 9500 | 2672.4221 | 199.6997 | 24262.5 | 151393.4382 | 33762.5 | 0 | 117630.9382 | 117630.9382 | 9500 | 0 | 0 | 0 | 0 | 0 | 0
2022-09-23 10:00 | 0.80535 | 0.9011 | 35584 | 27797.8472 | 634 | 95520.9253 | 3 | 5964.7114 | 0.59647 | 0 | 0 | 0 | 19 | 9500 | 2672.4221 | 199.6997 | 24262.5 | 151393.4382 | 33762.5 | 0 | 117630.9382 | 117630.9382 | 9500 | 0 | 0 | 0 | 0 | 0 | 0
2022-09-23 11:00 | 0.89092 | 0.93223 | 35584 | 30751.4224 | 634 | 98820.8547 | 3 | 3011.1424 | 0.30111 | 18149.6176 | 0 | 0 | 19 | 9500 | 2672.4221 | 199.6997 | 24262.5 | 151393.4382 | 33762.5 | 0 | 117630.9382 | 117630.9382 | 6488.8576 | 3011.1424 | 0 | 0 | 0 | 0 | 0
2022-09-23 12:00 | 0.8999 | 0.87883 | 35584 | 31061.3804 | 634 | 93160.1984 | 3 | 2701.185 | 0.27012 | 90459.0133 | 0 | 18149.6176 | 19 | 9500 | 2672.4221 | 199.6997 | 24262.5 | 151393.4382 | 33762.5 | 0 | 117630.9382 | 117630.9382 | 9500 | 0 | 0 | 0 | 0 | 0 | 0
2022-09-23 13:00 | 0.84558 | 0.86616 | 35584 | 29186.4452 | 634 | 91817.1176 | 3 | 4576.1163 | 0.45761 | 87241.0013 | 0 | 108608.6309 | 19 | 9500 | 2672.4221 | 199.6997 | 24262.5 | 151393.4382 | 33762.5 | 0 | 117630.9382 | 117630.9382 | 9500 | 0 | 0 | 0 | 0 | 0 | 0
2022-09-23 14:00 | 0.72412 | 0.8269 | 35584 | 24994.0735 | 634 | 87655.3691 | 3 | 8768.4791 | 0.87685 | 78886.89 | 0 | 195849.6322 | 19 | 9500 | 2672.4221 | 199.6997 | 24262.5 | 151393.4382 | 33762.5 | 0 | 117630.9382 | 117630.9382 | 731.5209 | 8768.4791 | 0 | 0 | 0 | 0 | 0
2022-09-23 15:00 | 0.54658 | 0.74547 | 35584 | 18866.0176 | 634 | 79023.3983 | 3 | 14896.5221 | 1.4897 | 64126.8762 | 0 | 274736.5222 | 19 | 9500 | 2672.4221 | 199.6997 | 24262.5 | 151393.4382 | 33762.5 | 0 | 117630.9382 | 117630.9382 | 0 | 9500 | 0 | 0 | 0 | 0 | 0
2022-09-23 16:00 | 0.3299 | 0.61166 | 35584 | 11386.9868 | 634 | 64838.896 | 3 | 22375.5372 | 2.2376 | 42463.3587 | 0 | 338863.3984 | 19 | 9500 | 2672.4221 | 199.6997 | 24262.5 | 151393.4382 | 33762.5 | 0 | 117630.9382 | 117630.9382 | 9500 | 0 | 0 | 0 | 0 | 0 | 0
2022-09-23 17:00 | 0.11495 | 0.30785 | 35584 | 3967.6694 | 634 | 32633.5777 | 3 | 29794.839 | 2.9795 | 2838.7387 | 0 | 381326.7571 | 19 | 9500 | 2672.4221 | 199.6997 | 24262.5 | 151393.4382 | 33762.5 | 0 | 117630.9382 | 117630.9382 | 3967.661 | 5532.339 | 0 | 0 | 0 | 0 | 0
2022-09-23 18:00 | 0 | 0 | 35584 | 0 | 634 | 0 | 3 | 30000 | 3 | 0 | 30000 | 384165.4958 | 19 | 5737.5 | 2672.4221 | 120.6081 | 24262.5 | 151393.4382 | 30000 | 0 | 121393.4382 | 121393.4382 | 0 | 5737.5 | 0 | 0 | 0 | 0 | 0
2022-09-23 19:00 | 0 | 0 | 35584 | 0 | 634 | 0 | 3 | 30000 | 3 | 0 | 30000 | 354165.4958 | 19 | 5737.5 | 2672.4221 | 120.6081 | 24262.5 | 151393.4382 | 30000 | 0 | 121393.4382 | 121393.4382 | 0 | 5737.5 | 0 | 0 | 0 | 0 | 0
2022-09-23 20:00 | 0 | 0 | 35584 | 0 | 634 | 0 | 3 | 30000 | 3 | 0 | 30000 | 324165.4958 | 19 | 5737.5 | 2672.4221 | 120.6081 | 24262.5 | 151393.4382 | 30000 | 0 | 121393.4382 | 121393.4382 | 0 | 5737.5 | 0 | 0 | 0 | 0 | 0
2022-09-23 21:00 | 0 | 0 | 35584 | 0 | 634 | 0 | 3 | 30000 | 3 | 0 | 30000 | 294165.4958 | 19 | 5737.5 | 2672.4221 | 120.6081 | 24262.5 | 151393.4382 | 30000 | 0 | 121393.4382 | 121393.4382 | 0 | 5737.5 | 0 | 0 | 0 | 0 | 0
2022-09-23 22:00 | 0 | 0 | 35584 | 0 | 634 | 0 | 3 | 30000 | 3 | 0 | 30000 | 264165.4958 | 19 | 5737.5 | 2672.4221 | 120.6081 | 24262.5 | 151393.4382 | 30000 | 0 | 121393.4382 | 121393.4382 | 0 | 5737.5 | 0 | 0 | 0 | 0 | 0
2022-09-23 23:00 | 0 | 0 | 35584 | 0 | 634 | 0 | 3 | 30000 | 3 | 0 | 30000 | 234165.4958 | 19 | 5737.5 | 2672.4221 | 120.6081 | 24262.5 | 151393.4382 | 30000 | 0 | 121393.4382 | 121393.4382 | 0 | 5737.5 | 0 | 0 | 0 | 0 | 0
2022-09-24 | 0 | 0 | 35584 | 0 | 634 | 0 | 3 | 30000 | 3 | 0 | 30000 | 204165.4958 | 19 | 7083.3333 | 2672.4221 | 148.8989 | 22916.6667 | 150047.6049 | 30000 | 0 | 120047.6049 | 120047.6049 | 0 | 7083.3333 | 0 | 0 | 0 | 0 | 0
2022-09-24 01:00 | 0 | 0 | 35584 | 0 | 634 | 0 | 3 | 30000 | 3 | 0 | 30000 | 174165.4958 | 19 | 7083.3333 | 2672.4221 | 148.8989 | 22916.6667 | 150047.6049 | 30000 | 0 | 120047.6049 | 120047.6049 | 0 | 7083.3333 | 0 | 0 | 0 | 0 | 0
2022-09-24 02:00 | 0 | 0 | 35584 | 0 | 634 | 0 | 3 | 30000 | 3 | 0 | 30000 | 144165.4958 | 19 | 7083.3333 | 2672.4221 | 148.8989 | 22916.6667 | 150047.6049 | 30000 | 0 | 120047.6049 | 120047.6049 | 0 | 7083.3333 | 0 | 0 | 0 | 0 | 0
2022-09-24 03:00 | 0 | 0 | 35584 | 0 | 634 | 0 | 3 | 30000 | 3 | 0 | 30000 | 114165.4958 | 19 | 7083.3333 | 2672.4221 | 148.8989 | 22916.6667 | 150047.6049 | 30000 | 0 | 120047.6049 | 120047.6049 | 0 | 7083.3333 | 0 | 0 | 0 | 0 | 0
2022-09-24 04:00 | 0 | 0 | 35584 | 0 | 634 | 0 | 3 | 30000 | 3 | 0 | 30000 | 84165.4958 | 19 | 7083.3333 | 2672.4221 | 148.8989 | 22916.6667 | 150047.6049 | 30000 | 0 | 120047.6049 | 120047.6049 | 0 | 7083.3333 | 0 | 0 | 0 | 0 | 0
2022-09-24 05:00 | 0 | 0 | 35584 | 0 | 634 | 0 | 3 | 30000 | 3 | 0 | 30000 | 54165.4958 | 19 | 7083.3333 | 2672.4221 | 148.8989 | 22916.6667 | 150047.6049 | 30000 | 0 | 120047.6049 | 120047.6049 | 0 | 7083.3333 | 0 | 0 | 0 | 0 | 0
2022-09-24 06:00 | 0.02923 | 0.05504 | 35584 | 1008.9167 | 634 | 5834.5042 | 3 | 30000 | 3 | 0 | 24165.4958 | 24165.4958 | 19 | 8092.2479 | 2672.4221 | 170.1073 | 22916.6667 | 150047.6049 | 31008.9146 | 0 | 119038.6903 | 119038.6903 | 1008.9146 | 7083.3333 | 0 | 0 | 0 | 0 | 0
2022-09-24 07:00 | 0.21755 | 0.48197 | 35584 | 7509.0602 | 634 | 51091.1335 | 3 | 24907.6223 | 2.4908 | 0 | 0 | 0 | 19 | 9500 | 2672.4221 | 199.6997 | 22916.6667 | 150047.6049 | 32416.6667 | 0 | 117630.9382 | 117630.9382 | 7509.0444 | 1990.9556 | 0 | 0 | 0 | 0 | 0
2022-09-24 08:00 | 0.43902 | 0.66493 | 35584 | 15153.425 | 634 | 70485.7717 | 3 | 17263.2735 | 1.7263 | 0 | 0 | 0 | 19 | 9500 | 2672.4221 | 199.6997 | 22916.6667 | 150047.6049 | 32416.6667 | 0 | 117630.9382 | 117630.9382 | 9500 | 0 | 0 | 0 | 0 | 0 | 0
2022-09-24 09:00 | 0.63745 | 0.77701 | 35584 | 22002.5302 | 634 | 82366.7896 | 3 | 10414.1828 | 1.0414 | 0 | 0 | 0 | 19 | 9500 | 2672.4221 | 199.6997 | 22916.6667 | 150047.6049 | 32416.6667 | 0 | 117630.9382 | 117630.9382 | 9500 | 0 | 0 | 0 | 0 | 0 | 0
2022-09-24 10:00 | 0.7873 | 0.83805 | 35584 | 27174.8247 | 634 | 88837.3226 | 3 | 5241.8992 | 0.52419 | 0 | 0 | 0 | 19 | 9500 | 2672.4221 | 199.6997 | 22916.6667 | 150047.6049 | 32416.6667 | 0 | 117630.9382 | 117630.9382 | 9500 | 0 | 0 | 0 | 0 | 0 | 0
2022-09-24 11:00 | 0.87467 | 0.86884 | 35584 | 30190.5296 | 634 | 92101.2104 | 3 | 2226.2007 | 0.22262 | 75476.4488 | 0 | 0 | 19 | 9500 | 2672.4221 | 199.6997 | 22916.6667 | 150047.6049 | 32416.6667 | 0 | 117630.9382 | 117630.9382 | 7273.7993 | 2226.2007 | 0 | 0 | 0 | 0 | 0
2022-09-24 12:00 | 0.8812 | 0.80201 | 35584 | 30415.9222 | 634 | 85016.9096 | 3 | 2000.8085 | 0.20008 | 83016.1011 | 0 | 75476.4488 | 19 | 9500 | 2672.4221 | 199.6997 | 22916.6667 | 150047.6049 | 32416.6667 | 0 | 117630.9382 | 117630.9382 | 7499.1915 | 2000.8085 | 0 | 0 | 0 | 0 | 0
2022-09-24 13:00 | 0.82767 | 0.78764 | 35584 | 28568.255 | 634 | 83493.6207 | 3 | 3848.4718 | 0.38485 | 79645.1489 | 0 | 158492.5499 | 19 | 9500 | 2672.4221 | 199.6997 | 22916.6667 | 150047.6049 | 32416.6667 | 0 | 117630.9382 | 117630.9382 | 5651.5282 | 3848.4718 | 0 | 0 | 0 | 0 | 0
2022-09-24 14:00 | 0.70615 | 0.74658 | 35584 | 24373.8124 | 634 | 79141.0636 | 3 | 8042.9056 | 0.80429 | 71098.158 | 0 | 238137.6987 | 19 | 9500 | 2672.4221 | 199.6997 | 22916.6667 | 150047.6049 | 32416.6667 | 0 | 117630.9382 | 117630.9382 | 9500 | 0 | 0 | 0 | 0 | 0 | 0
2022-09-24 15:00 | 0.5271 | 0.64712 | 35584 | 18193.6366 | 634 | 68597.8262 | 3 | 14223.0684 | 1.4223 | 54374.7578 | 0 | 309235.8567 | 19 | 9500 | 2672.4221 | 199.6997 | 22916.6667 | 150047.6049 | 32416.6667 | 0 | 117630.9382 | 117630.9382 | 0 | 9500 | 0 | 0 | 0 | 0 | 0
2022-09-24 16:00 | 0.3103 | 0.49291 | 35584 | 10710.4637 | 634 | 52250.826 | 3 | 21706.2255 | 2.1706 | 30544.6005 | 0 | 363610.6145 | 19 | 9500 | 2672.4221 | 199.6997 | 22916.6667 | 150047.6049 | 32416.6667 | 0 | 117630.9382 | 117630.9382 | 0 | 9500 | 0 | 0 | 0 | 0 | 0
2022-09-24 17:00 | 0.10118 | 0.19583 | 35584 | 3492.3774 | 634 | 20758.92 | 3 | 28924.2966 | 2.8924 | 0 | 8165.3766 | 394155.215 | 19 | 9500 | 2672.4221 | 199.6997 | 22916.6667 | 150047.6049 | 32416.6667 | 0 | 117630.9382 | 117630.9382 | 3492.3701 | 6007.6299 | 0 | 0 | 0 | 0 | 0
2022-09-24 18:00 | 0 | 0 | 35584 | 0 | 634 | 0 | 3 | 30000 | 3 | 0 | 30000 | 385989.8384 | 19 | 7083.3333 | 2672.4221 | 148.8989 | 22916.6667 | 150047.6049 | 30000 | 0 | 120047.6049 | 120047.6049 | 0 | 7083.3333 | 0 | 0 | 0 | 0 | 0
2022-09-24 19:00 | 0 | 0 | 35584 | 0 | 634 | 0 | 3 | 30000 | 3 | 0 | 30000 | 355989.8384 | 19 | 7083.3333 | 2672.4221 | 148.8989 | 22916.6667 | 150047.6049 | 30000 | 0 | 120047.6049 | 120047.6049 | 0 | 7083.3333 | 0 | 0 | 0 | 0 | 0
2022-09-24 20:00 | 0 | 0 | 35584 | 0 | 634 | 0 | 3 | 30000 | 3 | 0 | 30000 | 325989.8384 | 19 | 7083.3333 | 2672.4221 | 148.8989 | 22916.6667 | 150047.6049 | 30000 | 0 | 120047.6049 | 120047.6049 | 0 | 7083.3333 | 0 | 0 | 0 | 0 | 0
2022-09-24 21:00 | 0 | 0 | 35584 | 0 | 634 | 0 | 3 | 30000 | 3 | 0 | 30000 | 295989.8384 | 19 | 7083.3333 | 2672.4221 | 148.8989 | 22916.6667 | 150047.6049 | 30000 | 0 | 120047.6049 | 120047.6049 | 0 | 7083.3333 | 0 | 0 | 0 | 0 | 0
2022-09-24 22:00 | 0 | 0 | 35584 | 0 | 634 | 0 | 3 | 30000 | 3 | 0 | 30000 | 265989.8384 | 19 | 7083.3333 | 2672.4221 | 148.8989 | 22916.6667 | 150047.6049 | 30000 | 0 | 120047.6049 | 120047.6049 | 0 | 7083.3333 | 0 | 0 | 0 | 0 | 0
2022-09-24 23:00 | 0 | 0 | 35584 | 0 | 634 | 0 | 3 | 30000 | 3 | 0 | 30000 | 235989.8384 | 19 | 7083.3333 | 2672.4221 | 148.8989 | 22916.6667 | 150047.6049 | 30000 | 0 | 120047.6049 | 120047.6049 | 0 | 7083.3333 | 0 | 0 | 0 | 0 | 0
2022-09-25 | 0 | 0 | 35584 | 0 | 634 | 0 | 3 | 30000 | 3 | 0 | 30000 | 205989.8384 | 19 | 7333.3333 | 2672.4221 | 154.1542 | 22666.6667 | 149797.6049 | 30000 | 0 | 119797.6049 | 119797.6049 | 0 | 7333.3333 | 0 | 0 | 0 | 0 | 0
2022-09-25 01:00 | 0 | 0 | 35584 | 0 | 634 | 0 | 3 | 30000 | 3 | 0 | 30000 | 175989.8384 | 19 | 7333.3333 | 2672.4221 | 154.1542 | 22666.6667 | 149797.6049 | 30000 | 0 | 119797.6049 | 119797.6049 | 0 | 7333.3333 | 0 | 0 | 0 | 0 | 0
2022-09-25 02:00 | 0 | 0 | 35584 | 0 | 634 | 0 | 3 | 30000 | 3 | 0 | 30000 | 145989.8384 | 19 | 7333.3333 | 2672.4221 | 154.1542 | 22666.6667 | 149797.6049 | 30000 | 0 | 119797.6049 | 119797.6049 | 0 | 7333.3333 | 0 | 0 | 0 | 0 | 0
2022-09-25 03:00 | 0 | 0 | 35584 | 0 | 634 | 0 | 3 | 30000 | 3 | 0 | 30000 | 115989.8384 | 19 | 7333.3333 | 2672.4221 | 154.1542 | 22666.6667 | 149797.6049 | 30000 | 0 | 119797.6049 | 119797.6049 | 0 | 7333.3333 | 0 | 0 | 0 | 0 | 0
2022-09-25 04:00 | 0 | 0 | 35584 | 0 | 634 | 0 | 3 | 30000 | 3 | 0 | 30000 | 85989.8384 | 19 | 7333.3333 | 2672.4221 | 154.1542 | 22666.6667 | 149797.6049 | 30000 | 0 | 119797.6049 | 119797.6049 | 0 | 7333.3333 | 0 | 0 | 0 | 0 | 0
2022-09-25 05:00 | 0 | 0 | 35584 | 0 | 634 | 0 | 3 | 30000 | 3 | 0 | 30000 | 55989.8384 | 19 | 7333.3333 | 2672.4221 | 154.1542 | 22666.6667 | 149797.6049 | 30000 | 0 | 119797.6049 | 119797.6049 | 0 | 7333.3333 | 0 | 0 | 0 | 0 | 0
2022-09-25 06:00 | 0.02773 | 0.03783 | 35584 | 957.142 | 634 | 4010.1616 | 3 | 30000 | 3 | 0 | 25989.8384 | 25989.8384 | 19 | 8290.4733 | 2672.4221 | 174.2742 | 22666.6667 | 149797.6049 | 30957.14 | 0 | 118840.4649 | 118840.4649 | 0 | 8290.4733 | 0 | 0 | 0 | 0 | 0
2022-09-25 07:00 | 0.21435 | 0.44957 | 35584 | 7398.6075 | 634 | 47656.5779 | 3 | 24768.0748 | 2.4768 | 0 | 0 | 0 | 19 | 9500 | 2672.4221 | 199.6997 | 22666.6667 | 149797.6049 | 32166.6667 | 0 | 117630.9382 | 117630.9382 | 7398.5919 | 2101.4081 | 0 | 0 | 0 | 0 | 0
2022-09-25 08:00 | 0.43767 | 0.66955 | 35584 | 15106.8278 | 634 | 70975.5138 | 3 | 17059.8707 | 1.706 | 0 | 0 | 0 | 19 | 9500 | 2672.4221 | 199.6997 | 22666.6667 | 149797.6049 | 32166.6667 | 0 | 117630.9382 | 117630.9382 | 9500 | 0 | 0 | 0 | 0 | 0 | 0
2022-09-25 09:00 | 0.63662 | 0.77921 | 35584 | 21973.8815 | 634 | 82600.0002 | 3 | 10192.8314 | 1.0193 | 0 | 0 | 0 | 19 | 9500 | 2672.4221 | 199.6997 | 22666.6667 | 149797.6049 | 32166.6667 | 0 | 117630.9382 | 117630.9382 | 9500 | 0 | 0 | 0 | 0 | 0 | 0
2022-09-25 10:00 | 0.78605 | 0.84509 | 35584 | 27131.6791 | 634 | 89583.5964 | 3 | 5035.0447 | 0.5035 | 19324.3695 | 0 | 0 | 19 | 9500 | 2672.4221 | 199.6997 | 22666.6667 | 149797.6049 | 32166.6667 | 0 | 117630.9382 | 117630.9382 | 4464.9553 | 5035.0447 | 0 | 0 | 0 | 0 | 0
2022-09-25 11:00 | 0.87258 | 0.88005 | 35584 | 30118.3901 | 634 | 93289.5242 | 3 | 2048.34 | 0.20483 | 91241.1843 | 0 | 19324.3695 | 19 | 9500 | 2672.4221 | 199.6997 | 22666.6667 | 149797.6049 | 32166.6667 | 0 | 117630.9382 | 117630.9382 | 7451.66 | 2048.34 | 0 | 0 | 0 | 0 | 0
2022-09-25 12:00 | 0.8665 | 0.7365 | 35584 | 29908.5299 | 634 | 78072.5352 | 3 | 2258.1997 | 0.22582 | 75814.3355 | 0 | 110565.5538 | 19 | 9500 | 2672.4221 | 199.6997 | 22666.6667 | 149797.6049 | 32166.6667 | 0 | 117630.9382 | 117630.9382 | 7241.8003 | 2258.1997 | 0 | 0 | 0 | 0 | 0
2022-09-25 13:00 | 0.81192 | 0.72073 | 35584 | 28024.6204 | 634 | 76400.8395 | 3 | 4142.1052 | 0.41421 | 72258.7343 | 0 | 186379.8893 | 19 | 9500 | 2672.4221 | 199.6997 | 22666.6667 | 149797.6049 | 32166.6667 | 0 | 117630.9382 | 117630.9382 | 9500 | 0 | 0 | 0 | 0 | 0 | 0
2022-09-25 14:00 | 0.68762 | 0.67767 | 35584 | 23734.222 | 634 | 71836.2728 | 3 | 8432.4947 | 0.84325 | 63403.7782 | 0 | 258638.6236 | 19 | 9500 | 2672.4221 | 199.6997 | 22666.6667 | 149797.6049 | 32166.6667 | 0 | 117630.9382 | 117630.9382 | 1067.5053 | 8432.4947 | 0 | 0 | 0 | 0 | 0
2022-09-25 15:00 | 0.5088 | 0.58371 | 35584 | 17561.985 | 634 | 61876.0618 | 3 | 14604.7186 | 1.4605 | 47271.3432 | 0 | 322042.4017 | 19 | 9500 | 2672.4221 | 199.6997 | 22666.6667 | 149797.6049 | 32166.6667 | 0 | 117630.9382 | 117630.9382 | 9500 | 0 | 0 | 0 | 0 | 0 | 0
2022-09-25 16:00 | 0.29542 | 0.42621 | 35584 | 10196.8585 | 634 | 45180.3058 | 3 | 21969.8296 | 2.197 | 23210.4762 | 0 | 369313.7449 | 19 | 9500 | 2672.4221 | 199.6997 | 22666.6667 | 149797.6049 | 32166.6667 | 0 | 117630.9382 | 117630.9382 | 0 | 9500 | 0 | 0 | 0 | 0 | 0
2022-09-25 17:00 | 0.09285 | 0.15182 | 35584 | 3204.8552 | 634 | 16093.6487 | 3 | 28961.8182 | 2.8962 | 0 | 12868.1695 | 392524.2211 | 19 | 9500 | 2672.4221 | 199.6997 | 22666.6667 | 149797.6049 | 32166.6667 | 0 | 117630.9382 | 117630.9382 | 3204.8484 | 6295.1516 | 0 | 0 | 0 | 0 | 0
2022-09-25 18:00 | 0 | 0 | 35584 | 0 | 634 | 0 | 3 | 30000 | 3 | 0 | 30000 | 379656.0516 | 19 | 7333.3333 | 2672.4221 | 154.1542 | 22666.6667 | 149797.6049 | 30000 | 0 | 119797.6049 | 119797.6049 | 0 | 7333.3333 | 0 | 0 | 0 | 0 | 0
2022-09-25 19:00 | 0 | 0 | 35584 | 0 | 634 | 0 | 3 | 30000 | 3 | 0 | 30000 | 349656.0516 | 19 | 7333.3333 | 2672.4221 | 154.1542 | 22666.6667 | 149797.6049 | 30000 | 0 | 119797.6049 | 119797.6049 | 0 | 7333.3333 | 0 | 0 | 0 | 0 | 0
2022-09-25 20:00 | 0 | 0 | 35584 | 0 | 634 | 0 | 3 | 30000 | 3 | 0 | 30000 | 319656.0516 | 19 | 7333.3333 | 2672.4221 | 154.1542 | 22666.6667 | 149797.6049 | 30000 | 0 | 119797.6049 | 119797.6049 | 0 | 7333.3333 | 0 | 0 | 0 | 0 | 0
2022-09-25 21:00 | 0 | 0 | 35584 | 0 | 634 | 0 | 3 | 30000 | 3 | 0 | 30000 | 289656.0516 | 19 | 7333.3333 | 2672.4221 | 154.1542 | 22666.6667 | 149797.6049 | 30000 | 0 | 119797.6049 | 119797.6049 | 0 | 7333.3333 | 0 | 0 | 0 | 0 | 0
2022-09-25 22:00 | 0 | 0 | 35584 | 0 | 634 | 0 | 3 | 30000 | 3 | 0 | 30000 | 259656.0516 | 19 | 7333.3333 | 2672.4221 | 154.1542 | 22666.6667 | 149797.6049 | 30000 | 0 | 119797.6049 | 119797.6049 | 0 | 7333.3333 | 0 | 0 | 0 | 0 | 0
2022-09-25 23:00 | 0 | 0 | 35584 | 0 | 634 | 0 | 3 | 30000 | 3 | 0 | 30000 | 229656.0516 | 19 | 7333.3333 | 2672.4221 | 154.1542 | 22666.6667 | 149797.6049 | 30000 | 0 | 119797.6049 | 119797.6049 | 0 | 7333.3333 | 0 | 0 | 0 | 0 | 0
2022-09-26 | 0 | 0 | 35584 | 0 | 634 | 0 | 3 | 30000 | 3 | 0 | 30000 | 199656.0516 | 19 | 7375 | 2672.4221 | 155.03 | 22625 | 149755.9382 | 30000 | 0 | 119755.9382 | 119755.9382 | 0 | 7375 | 0 | 0 | 0 | 0 | 0
2022-09-26 01:00 | 0 | 0 | 35584 | 0 | 634 | 0 | 3 | 30000 | 3 | 0 | 30000 | 169656.0516 | 19 | 7375 | 2672.4221 | 155.03 | 22625 | 149755.9382 | 30000 | 0 | 119755.9382 | 119755.9382 | 0 | 7375 | 0 | 0 | 0 | 0 | 0
2022-09-26 02:00 | 0 | 0 | 35584 | 0 | 634 | 0 | 3 | 30000 | 3 | 0 | 30000 | 139656.0516 | 19 | 7375 | 2672.4221 | 155.03 | 22625 | 149755.9382 | 30000 | 0 | 119755.9382 | 119755.9382 | 0 | 7375 | 0 | 0 | 0 | 0 | 0
2022-09-26 03:00 | 0 | 0 | 35584 | 0 | 634 | 0 | 3 | 30000 | 3 | 0 | 30000 | 109656.0516 | 19 | 7375 | 2672.4221 | 155.03 | 22625 | 149755.9382 | 30000 | 0 | 119755.9382 | 119755.9382 | 0 | 7375 | 0 | 0 | 0 | 0 | 0
2022-09-26 04:00 | 0 | 0 | 35584 | 0 | 634 | 0 | 3 | 30000 | 3 | 0 | 30000 | 79656.0516 | 19 | 7375 | 2672.4221 | 155.03 | 22625 | 149755.9382 | 30000 | 0 | 119755.9382 | 119755.9382 | 0 | 7375 | 0 | 0 | 0 | 0 | 0
2022-09-26 05:00 | 0 | 0 | 35584 | 0 | 634 | 0 | 3 | 30000 | 3 | 0 | 30000 | 49656.0516 | 19 | 7375 | 2672.4221 | 155.03 | 22625 | 149755.9382 | 30000 | 0 | 119755.9382 | 119755.9382 | 0 | 7375 | 0 | 0 | 0 | 0 | 0
2022-09-26 06:00 | 0.02933 | 0.09758 | 35584 | 1012.3684 | 634 | 10343.9484 | 3 | 30000 | 3 | 0 | 19656.0516 | 19656.0516 | 19 | 8387.3662 | 2672.4221 | 176.311 | 22625 | 149755.9382 | 31012.3662 | 0 | 118743.572 | 118743.572 | 1012.3662 | 7375 | 0 | 0 | 0 | 0 | 0
2022-09-26 07:00 | 0.22418 | 0.57655 | 35584 | 7737.9045 | 634 | 61117.0674 | 3 | 24387.1118 | 2.4387 | 0 | 0 | 0 | 19 | 9500 | 2672.4221 | 199.6997 | 22625 | 149755.9382 | 32125 | 0 | 117630.9382 | 117630.9382 | 7737.8882 | 1762.1118 | 0 | 0 | 0 | 0 | 0
2022-09-26 08:00 | 0.44875 | 0.77123 | 35584 | 15489.2704 | 634 | 81754.0819 | 3 | 16635.7622 | 1.6636 | 0 | 0 | 0 | 19 | 9500 | 2672.4221 | 199.6997 | 22625 | 149755.9382 | 32125 | 0 | 117630.9382 | 117630.9382 | 0 | 9500 | 0 | 0 | 0 | 0 | 0
2022-09-26 09:00 | 0.6459 | 0.85985 | 35584 | 22294.1944 | 634 | 91148.2273 | 3 | 9830.8525 | 0.98309 | 0 | 0 | 0 | 19 | 9500 | 2672.4221 | 199.6997 | 22625 | 149755.9382 | 32125 | 0 | 117630.9382 | 117630.9382 | 9500 | 0 | 0 | 0 | 0 | 0 | 0
2022-09-26 10:00 | 0.7936 | 0.91262 | 35584 | 27392.2785 | 634 | 96742.1006 | 3 | 4732.7791 | 0.47328 | 0 | 0 | 0 | 19 | 9500 | 2672.4221 | 199.6997 | 22625 | 149755.9382 | 32125 | 0 | 117630.9382 | 117630.9382 | 4767.2209 | 4732.7791 | 0 | 0 | 0 | 0 | 0
2022-09-26 11:00 | 0.87895 | 0.93818 | 35584 | 30338.2601 | 634 | 99451.5833 | 3 | 1786.8038 | 0.17868 | 95325.8111 | 0 | 0 | 19 | 9500 | 2672.4221 | 199.6997 | 22625 | 149755.9382 | 32125 | 0 | 117630.9382 | 117630.9382 | 7713.1962 | 1786.8038 | 0 | 0 | 0 | 0 | 0
2022-09-26 12:00 | 0.86645 | 0.78579 | 35584 | 29906.8041 | 634 | 83297.5118 | 3 | 2218.2589 | 0.22183 | 81079.2529 | 0 | 95325.8111 | 19 | 9500 | 2672.4221 | 199.6997 | 22625 | 149755.9382 | 32125 | 0 | 117630.9382 | 117630.9382 | 9500 | 0 | 0 | 0 | 0 | 0 | 0
2022-09-26 13:00 | 0.81138 | 0.76319 | 35584 | 28005.9815 | 634 | 80901.8033 | 3 | 4119.0774 | 0.41191 | 76782.7259 | 0 | 176405.064 | 19 | 9500 | 2672.4221 | 199.6997 | 22625 | 149755.9382 | 32125 | 0 | 117630.9382 | 117630.9382 | 9500 | 0 | 0 | 0 | 0 | 0 | 0
2022-09-26 14:00 | 0.68788 | 0.71313 | 35584 | 23743.1963 | 634 | 75595.203 | 3 | 8381.8537 | 0.83819 | 67213.3493 | 0 | 253187.7899 | 19 | 9500 | 2672.4221 | 199.6997 | 22625 | 149755.9382 | 32125 | 0 | 117630.9382 | 117630.9382 | 9500 | 0 | 0 | 0 | 0 | 0 | 0
2022-09-26 15:00 | 0.5079 | 0.61059 | 35584 | 17530.9202 | 634 | 64725.4708 | 3 | 14594.1167 | 1.4594 | 50131.3541 | 0 | 320401.1392 | 19 | 9500 | 2672.4221 | 199.6997 | 22625 | 149755.9382 | 32125 | 0 | 117630.9382 | 117630.9382 | 9500 | 0 | 0 | 0 | 0 | 0 | 0
2022-09-26 16:00 | 0.29235 | 0.44935 | 35584 | 10090.8929 | 634 | 47633.2569 | 3 | 22034.1283 | 2.2034 | 25599.1286 | 0 | 370532.4933 | 19 | 9500 | 2672.4221 | 199.6997 | 22625 | 149755.9382 | 32125 | 0 | 117630.9382 | 117630.9382 | 0 | 9500 | 0 | 0 | 0 | 0 | 0
2022-09-26 17:00 | 0.089 | 0.1494 | 35584 | 3071.9667 | 634 | 15837.1171 | 3 | 29053.0397 | 2.9053 | 0 | 13215.9226 | 396131.6218 | 19 | 9500 | 2672.4221 | 199.6997 | 22625 | 149755.9382 | 32125 | 0 | 117630.9382 | 117630.9382 | 3071.9603 | 6428.0397 | 0 | 0 | 0 | 0 | 0
2022-09-26 18:00 | 0 | 0 | 35584 | 0 | 634 | 0 | 3 | 30000 | 3 | 0 | 30000 | 382915.6992 | 19 | 7375 | 2672.4221 | 155.03 | 22625 | 149755.9382 | 30000 | 0 | 119755.9382 | 119755.9382 | 0 | 7375 | 0 | 0 | 0 | 0 | 0
2022-09-26 19:00 | 0 | 0 | 35584 | 0 | 634 | 0 | 3 | 30000 | 3 | 0 | 30000 | 352915.6992 | 19 | 7375 | 2672.4221 | 155.03 | 22625 | 149755.9382 | 30000 | 0 | 119755.9382 | 119755.9382 | 0 | 7375 | 0 | 0 | 0 | 0 | 0
2022-09-26 20:00 | 0 | 0 | 35584 | 0 | 634 | 0 | 3 | 30000 | 3 | 0 | 30000 | 322915.6992 | 19 | 7375 | 2672.4221 | 155.03 | 22625 | 149755.9382 | 30000 | 0 | 119755.9382 | 119755.9382 | 0 | 7375 | 0 | 0 | 0 | 0 | 0
2022-09-26 21:00 | 0 | 0 | 35584 | 0 | 634 | 0 | 3 | 30000 | 3 | 0 | 30000 | 292915.6992 | 19 | 7375 | 2672.4221 | 155.03 | 22625 | 149755.9382 | 30000 | 0 | 119755.9382 | 119755.9382 | 0 | 7375 | 0 | 0 | 0 | 0 | 0
2022-09-26 22:00 | 0 | 0 | 35584 | 0 | 634 | 0 | 3 | 30000 | 3 | 0 | 30000 | 262915.6992 | 19 | 7375 | 2672.4221 | 155.03 | 22625 | 149755.9382 | 30000 | 0 | 119755.9382 | 119755.9382 | 0 | 7375 | 0 | 0 | 0 | 0 | 0
2022-09-26 23:00 | 0 | 0 | 35584 | 0 | 634 | 0 | 3 | 30000 | 3 | 0 | 30000 | 232915.6992 | 19 | 7375 | 2672.4221 | 155.03 | 22625 | 149755.9382 | 30000 | 0 | 119755.9382 | 119755.9382 | 0 | 7375 | 0 | 0 | 0 | 0 | 0
2022-09-27 | 0 | 0 | 35584 | 0 | 634 | 0 | 3 | 30000 | 3 | 0 | 30000 | 202915.6992 | 19 | 7583.3333 | 2672.4221 | 159.4094 | 22416.6667 | 149547.6049 | 30000 | 0 | 119547.6049 | 119547.6049 | 0 | 7583.3333 | 0 | 0 | 0 | 0 | 0
2022-09-27 01:00 | 0 | 0 | 35584 | 0 | 634 | 0 | 3 | 30000 | 3 | 0 | 30000 | 172915.6992 | 19 | 7583.3333 | 2672.4221 | 159.4094 | 22416.6667 | 149547.6049 | 30000 | 0 | 119547.6049 | 119547.6049 | 0 | 7583.3333 | 0 | 0 | 0 | 0 | 0
2022-09-27 02:00 | 0 | 0 | 35584 | 0 | 634 | 0 | 3 | 30000 | 3 | 0 | 30000 | 142915.6992 | 19 | 7583.3333 | 2672.4221 | 159.4094 | 22416.6667 | 149547.6049 | 30000 | 0 | 119547.6049 | 119547.6049 | 0 | 7583.3333 | 0 | 0 | 0 | 0 | 0
2022-09-27 03:00 | 0 | 0 | 35584 | 0 | 634 | 0 | 3 | 30000 | 3 | 0 | 30000 | 112915.6992 | 19 | 7583.3333 | 2672.4221 | 159.4094 | 22416.6667 | 149547.6049 | 30000 | 0 | 119547.6049 | 119547.6049 | 0 | 7583.3333 | 0 | 0 | 0 | 0 | 0
2022-09-27 04:00 | 0 | 0 | 35584 | 0 | 634 | 0 | 3 | 30000 | 3 | 0 | 30000 | 82915.6992 | 19 | 7583.3333 | 2672.4221 | 159.4094 | 22416.6667 | 149547.6049 | 30000 | 0 | 119547.6049 | 119547.6049 | 0 | 7583.3333 | 0 | 0 | 0 | 0 | 0
2022-09-27 05:00 | 0 | 0 | 35584 | 0 | 634 | 0 | 3 | 30000 | 3 | 0 | 30000 | 52915.6992 | 19 | 7583.3333 | 2672.4221 | 159.4094 | 22416.6667 | 149547.6049 | 30000 | 0 | 119547.6049 | 119547.6049 | 0 | 7583.3333 | 0 | 0 | 0 | 0 | 0
2022-09-27 06:00 | 0.02723 | 0.06683 | 35584 | 939.8838 | 634 | 7084.3008 | 3 | 30000 | 3 | 0 | 22915.6992 | 22915.6992 | 19 | 8523.2151 | 2672.4221 | 179.1667 | 22416.6667 | 149547.6049 | 30939.8818 | 0 | 118607.7231 | 118607.7231 | 939.8818 | 7583.3333 | 0 | 0 | 0 | 0 | 0
2022-09-27 07:00 | 0.2169 | 0.51748 | 35584 | 7486.6245 | 634 | 54855.3639 | 3 | 24430.0579 | 2.443 | 0 | 0 | 0 | 19 | 9500 | 2672.4221 | 199.6997 | 22416.6667 | 149547.6049 | 31916.6667 | 0 | 117630.9382 | 117630.9382 | 7486.6087 | 2013.3913 | 0 | 0 | 0 | 0 | 0
2022-09-27 08:00 | 0.44167 | 0.72349 | 35584 | 15244.8937 | 634 | 76693.4128 | 3 | 16671.805 | 1.6672 | 0 | 0 | 0 | 19 | 9500 | 2672.4221 | 199.6997 | 22416.6667 | 149547.6049 | 31916.6667 | 0 | 117630.9382 | 117630.9382 | 9500 | 0 | 0 | 0 | 0 | 0 | 0
2022-09-27 09:00 | 0.63953 | 0.82324 | 35584 | 22074.3245 | 634 | 87267.3916 | 3 | 9842.3887 | 0.98424 | 0 | 0 | 0 | 19 | 9500 | 2672.4221 | 199.6997 | 22416.6667 | 149547.6049 | 31916.6667 | 0 | 117630.9382 | 117630.9382 | 9500 | 0 | 0 | 0 | 0 | 0 | 0
2022-09-27 10:00 | 0.78615 | 0.87689 | 35584 | 27135.1308 | 634 | 92954.5491 | 3 | 4781.593 | 0.47816 | 4159.5897 | 0 | 0 | 19 | 9500 | 2672.4221 | 199.6997 | 22416.6667 | 149547.6049 | 31916.6667 | 0 | 117630.9382 | 117630.9382 | 4718.407 | 4781.593 | 0 | 0 | 0 | 0 | 0
2022-09-27 11:00 | 0.87275 | 0.91137 | 35584 | 30124.2579 | 634 | 96609.5946 | 3 | 1792.4722 | 0.17925 | 94817.1224 | 0 | 4159.5897 | 19 | 9500 | 2672.4221 | 199.6997 | 22416.6667 | 149547.6049 | 31916.6667 | 0 | 117630.9382 | 117630.9382 | 9500 | 0 | 0 | 0 | 0 | 0 | 0
2022-09-27 12:00 | 0.85785 | 0.76536 | 35584 | 29609.9624 | 634 | 81131.8337 | 3 | 2306.7666 | 0.23068 | 78825.0671 | 0 | 98976.7121 | 19 | 9500 | 2672.4221 | 199.6997 | 22416.6667 | 149547.6049 | 31916.6667 | 0 | 117630.9382 | 117630.9382 | 7193.2334 | 2306.7666 | 0 | 0 | 0 | 0 | 0
2022-09-27 13:00 | 0.80258 | 0.74684 | 35584 | 27702.2365 | 634 | 79168.6248 | 3 | 4214.4885 | 0.42145 | 74954.1364 | 0 | 177801.7792 | 19 | 9500 | 2672.4221 | 199.6997 | 22416.6667 | 149547.6049 | 31916.6667 | 0 | 117630.9382 | 117630.9382 | 9500 | 0 | 0 | 0 | 0 | 0 | 0
2022-09-27 14:00 | 0.67967 | 0.69725 | 35584 | 23459.816 | 634 | 73911.8468 | 3 | 8456.9001 | 0.84569 | 65454.9467 | 0 | 252755.9155 | 19 | 9500 | 2672.4221 | 199.6997 | 22416.6667 | 149547.6049 | 31916.6667 | 0 | 117630.9382 | 117630.9382 | 9500 | 0 | 0 | 0 | 0 | 0 | 0
2022-09-27 15:00 | 0.50158 | 0.60481 | 35584 | 17312.776 | 634 | 64112.7631 | 3 | 14603.9271 | 1.4604 | 49508.836 | 0 | 318210.8623 | 19 | 9500 | 2672.4221 | 199.6997 | 22416.6667 | 149547.6049 | 31916.6667 | 0 | 117630.9382 | 117630.9382 | 0 | 9500 | 0 | 0 | 0 | 0 | 0
2022-09-27 16:00 | 0.28838 | 0.45097 | 35584 | 9953.8625 | 634 | 47804.9847 | 3 | 21962.8251 | 2.1963 | 25842.1595 | 0 | 367719.6983 | 19 | 9500 | 2672.4221 | 199.6997 | 22416.6667 | 149547.6049 | 31916.6667 | 0 | 117630.9382 | 117630.9382 | 9500 | 0 | 0 | 0 | 0 | 0 | 0
2022-09-27 17:00 | 0.08555 | 0.14969 | 35584 | 2952.8849 | 634 | 15867.8585 | 3 | 28963.788 | 2.8964 | 0 | 13095.9295 | 393561.8578 | 19 | 9500 | 2672.4221 | 199.6997 | 22416.6667 | 149547.6049 | 31916.6667 | 0 | 117630.9382 | 117630.9382 | 2952.8786 | 6547.1214 | 0 | 0 | 0 | 0 | 0
2022-09-27 18:00 | 0 | 0 | 35584 | 0 | 634 | 0 | 3 | 30000 | 3 | 0 | 30000 | 380465.9283 | 19 | 7583.3333 | 2672.4221 | 159.4094 | 22416.6667 | 149547.6049 | 30000 | 0 | 119547.6049 | 119547.6049 | 0 | 7583.3333 | 0 | 0 | 0 | 0 | 0
2022-09-27 19:00 | 0 | 0 | 35584 | 0 | 634 | 0 | 3 | 30000 | 3 | 0 | 30000 | 350465.9283 | 19 | 7583.3333 | 2672.4221 | 159.4094 | 22416.6667 | 149547.6049 | 30000 | 0 | 119547.6049 | 119547.6049 | 0 | 7583.3333 | 0 | 0 | 0 | 0 | 0
2022-09-27 20:00 | 0 | 0 | 35584 | 0 | 634 | 0 | 3 | 30000 | 3 | 0 | 30000 | 320465.9283 | 19 | 7583.3333 | 2672.4221 | 159.4094 | 22416.6667 | 149547.6049 | 30000 | 0 | 119547.6049 | 119547.6049 | 0 | 7583.3333 | 0 | 0 | 0 | 0 | 0
2022-09-27 21:00 | 0 | 0 | 35584 | 0 | 634 | 0 | 3 | 30000 | 3 | 0 | 30000 | 290465.9283 | 19 | 7583.3333 | 2672.4221 | 159.4094 | 22416.6667 | 149547.6049 | 30000 | 0 | 119547.6049 | 119547.6049 | 0 | 7583.3333 | 0 | 0 | 0 | 0 | 0
2022-09-27 22:00 | 0 | 0 | 35584 | 0 | 634 | 0 | 3 | 30000 | 3 | 0 | 30000 | 260465.9283 | 19 | 7583.3333 | 2672.4221 | 159.4094 | 22416.6667 | 149547.6049 | 30000 | 0 | 119547.6049 | 119547.6049 | 0 | 7583.3333 | 0 | 0 | 0 | 0 | 0
2022-09-27 23:00 | 0 | 0 | 35584 | 0 | 634 | 0 | 3 | 30000 | 3 | 0 | 30000 | 230465.9283 | 19 | 7583.3333 | 2672.4221 | 159.4094 | 22416.6667 | 149547.6049 | 30000 | 0 | 119547.6049 | 119547.6049 | 0 | 7583.3333 | 0 | 0 | 0 | 0 | 0
2022-09-28 | 0 | 0 | 35584 | 0 | 634 | 0 | 3 | 30000 | 3 | 0 | 30000 | 200465.9283 | 19 | 7666.6667 | 2672.4221 | 161.1612 | 22333.3333 | 149464.2716 | 30000 | 0 | 119464.2716 | 119464.2716 | 0 | 7666.6667 | 0 | 0 | 0 | 0 | 0
2022-09-28 01:00 | 0 | 0 | 35584 | 0 | 634 | 0 | 3 | 30000 | 3 | 0 | 30000 | 170465.9283 | 19 | 7666.6667 | 2672.4221 | 161.1612 | 22333.3333 | 149464.2716 | 30000 | 0 | 119464.2716 | 119464.2716 | 0 | 7666.6667 | 0 | 0 | 0 | 0 | 0
2022-09-28 02:00 | 0 | 0 | 35584 | 0 | 634 | 0 | 3 | 30000 | 3 | 0 | 30000 | 140465.9283 | 19 | 7666.6667 | 2672.4221 | 161.1612 | 22333.3333 | 149464.2716 | 30000 | 0 | 119464.2716 | 119464.2716 | 0 | 7666.6667 | 0 | 0 | 0 | 0 | 0
2022-09-28 03:00 | 0 | 0 | 35584 | 0 | 634 | 0 | 3 | 30000 | 3 | 0 | 30000 | 110465.9283 | 19 | 7666.6667 | 2672.4221 | 161.1612 | 22333.3333 | 149464.2716 | 30000 | 0 | 119464.2716 | 119464.2716 | 0 | 7666.6667 | 0 | 0 | 0 | 0 | 0
2022-09-28 04:00 | 0 | 0 | 35584 | 0 | 634 | 0 | 3 | 30000 | 3 | 0 | 30000 | 80465.9283 | 19 | 7666.6667 | 2672.4221 | 161.1612 | 22333.3333 | 149464.2716 | 30000 | 0 | 119464.2716 | 119464.2716 | 0 | 7666.6667 | 0 | 0 | 0 | 0 | 0
2022-09-28 05:00 | 0 | 0 | 35584 | 0 | 634 | 0 | 3 | 30000 | 3 | 0 | 30000 | 50465.9283 | 19 | 7666.6667 | 2672.4221 | 161.1612 | 22333.3333 | 149464.2716 | 30000 | 0 | 119464.2716 | 119464.2716 | 0 | 7666.6667 | 0 | 0 | 0 | 0 | 0
2022-09-28 06:00 | 0.0284 | 0.08994 | 35584 | 980.268 | 634 | 9534.0717 | 3 | 30000 | 3 | 0 | 20465.9283 | 20465.9283 | 19 | 8646.9326 | 2672.4221 | 181.7674 | 22333.3333 | 149464.2716 | 30980.266 | 0 | 118484.0056 | 118484.0056 | 0 | 8646.9326 | 0 | 0 | 0 | 0 | 0
2022-09-28 07:00 | 0.2269 | 0.58546 | 35584 | 7831.7893 | 634 | 62061.5702 | 3 | 24001.5605 | 2.4002 | 0 | 0 | 0 | 19 | 9500 | 2672.4221 | 199.6997 | 22333.3333 | 149464.2716 | 31833.3333 | 0 | 117630.9382 | 117630.9382 | 7831.7728 | 1668.2272 | 0 | 0 | 0 | 0 | 0
2022-09-28 08:00 | 0.45823 | 0.79113 | 35584 | 15816.4866 | 634 | 83863.5774 | 3 | 16016.88 | 1.6017 | 0 | 0 | 0 | 19 | 9500 | 2672.4221 | 199.6997 | 22333.3333 | 149464.2716 | 31833.3333 | 0 | 117630.9382 | 117630.9382 | 9500 | 0 | 0 | 0 | 0 | 0 | 0
2022-09-28 09:00 | 0.66222 | 0.89031 | 35584 | 22857.5034 | 634 | 94377.1335 | 3 | 8975.8781 | 0.89759 | 0 | 0 | 0 | 19 | 9500 | 2672.4221 | 199.6997 | 22333.3333 | 149464.2716 | 31833.3333 | 0 | 117630.9382 | 117630.9382 | 9500 | 0 | 0 | 0 | 0 | 0 | 0
2022-09-28 10:00 | 0.8135 | 0.94468 | 35584 | 28079.1565 | 634 | 100140.6145 | 3 | 3754.236 | 0.37542 | 0 | 0 | 0 | 19 | 9500 | 2672.4221 | 199.6997 | 22333.3333 | 149464.2716 | 31833.3333 | 0 | 117630.9382 | 117630.9382 | 9500 | 0 | 0 | 0 | 0 | 0 | 0
2022-09-28 11:00 | 0.90095 | 0.97748 | 35584 | 31097.6227 | 634 | 103617.5719 | 3 | 735.7762 | 0.073578 | 0 | 0 | 0 | 19 | 9500 | 2672.4221 | 199.6997 | 22333.3333 | 149464.2716 | 31833.3333 | 0 | 117630.9382 | 117630.9382 | 9500 | 0 | 0 | 0 | 0 | 0 | 0
2022-09-28 12:00 | 0.90475 | 0.88815 | 35584 | 31228.7853 | 634 | 94148.1631 | 3 | 604.6138 | 0.060461 | 85394.7573 | 0 | 0 | 19 | 9500 | 2672.4221 | 199.6997 | 22333.3333 | 149464.2716 | 31833.3333 | 0 | 117630.9382 | 117630.9382 | 8895.3862 | 604.6138 | 0 | 0 | 0 | 0 | 0
2022-09-28 13:00 | 0.84935 | 0.88376 | 35584 | 29316.5723 | 634 | 93682.802 | 3 | 2516.8228 | 0.25168 | 91165.9793 | 0 | 85394.7573 | 19 | 9500 | 2672.4221 | 199.6997 | 22333.3333 | 149464.2716 | 31833.3333 | 0 | 117630.9382 | 117630.9382 | 6983.1772 | 2516.8228 | 0 | 0 | 0 | 0 | 0
2022-09-28 14:00 | 0.72553 | 0.855 | 35584 | 25042.7417 | 634 | 90634.104 | 3 | 6790.6443 | 0.67906 | 83843.4597 | 0 | 176560.7366 | 19 | 9500 | 2672.4221 | 199.6997 | 22333.3333 | 149464.2716 | 31833.3333 | 0 | 117630.9382 | 117630.9382 | 9500 | 0 | 0 | 0 | 0 | 0 | 0
2022-09-28 15:00 | 0.54338 | 0.77885 | 35584 | 18755.5649 | 634 | 82561.8385 | 3 | 13077.8079 | 1.3078 | 69484.0306 | 0 | 260404.1962 | 19 | 9500 | 2672.4221 | 199.6997 | 22333.3333 | 149464.2716 | 31833.3333 | 0 | 117630.9382 | 117630.9382 | 0 | 9500 | 0 | 0 | 0 | 0 | 0
2022-09-28 16:00 | 0.32127 | 0.64931 | 35584 | 11089.1095 | 634 | 68829.9767 | 3 | 20744.2472 | 2.0744 | 48085.7295 | 0 | 329888.2268 | 19 | 9500 | 2672.4221 | 199.6997 | 22333.3333 | 149464.2716 | 31833.3333 | 0 | 117630.9382 | 117630.9382 | 0 | 9500 | 0 | 0 | 0 | 0 | 0
2022-09-28 17:00 | 0.0964 | 0.27161 | 35584 | 3327.3887 | 634 | 28791.9637 | 3 | 28505.9517 | 2.8506 | 286.0121 | 0 | 377973.9563 | 19 | 9500 | 2672.4221 | 199.6997 | 22333.3333 | 149464.2716 | 31833.3333 | 0 | 117630.9382 | 117630.9382 | 3327.3817 | 6172.6183 | 0 | 0 | 0 | 0 | 0
2022-09-28 18:00 | 0 | 0 | 35584 | 0 | 634 | 0 | 3 | 30000 | 3 | 0 | 30000 | 378259.9684 | 19 | 7666.6667 | 2672.4221 | 161.1612 | 22333.3333 | 149464.2716 | 30000 | 0 | 119464.2716 | 119464.2716 | 0 | 7666.6667 | 0 | 0 | 0 | 0 | 0
2022-09-28 19:00 | 0 | 0 | 35584 | 0 | 634 | 0 | 3 | 30000 | 3 | 0 | 30000 | 348259.9684 | 19 | 7666.6667 | 2672.4221 | 161.1612 | 22333.3333 | 149464.2716 | 30000 | 0 | 119464.2716 | 119464.2716 | 0 | 7666.6667 | 0 | 0 | 0 | 0 | 0
2022-09-28 20:00 | 0 | 0 | 35584 | 0 | 634 | 0 | 3 | 30000 | 3 | 0 | 30000 | 318259.9684 | 19 | 7666.6667 | 2672.4221 | 161.1612 | 22333.3333 | 149464.2716 | 30000 | 0 | 119464.2716 | 119464.2716 | 0 | 7666.6667 | 0 | 0 | 0 | 0 | 0
2022-09-28 21:00 | 0 | 0 | 35584 | 0 | 634 | 0 | 3 | 30000 | 3 | 0 | 30000 | 288259.9684 | 19 | 7666.6667 | 2672.4221 | 161.1612 | 22333.3333 | 149464.2716 | 30000 | 0 | 119464.2716 | 119464.2716 | 0 | 7666.6667 | 0 | 0 | 0 | 0 | 0
2022-09-28 22:00 | 0 | 0 | 35584 | 0 | 634 | 0 | 3 | 30000 | 3 | 0 | 30000 | 258259.9684 | 19 | 7666.6667 | 2672.4221 | 161.1612 | 22333.3333 | 149464.2716 | 30000 | 0 | 119464.2716 | 119464.2716 | 0 | 7666.6667 | 0 | 0 | 0 | 0 | 0
2022-09-28 23:00 | 0 | 0 | 35584 | 0 | 634 | 0 | 3 | 30000 | 3 | 0 | 30000 | 228259.9684 | 19 | 7666.6667 | 2672.4221 | 161.1612 | 22333.3333 | 149464.2716 | 30000 | 0 | 119464.2716 | 119464.2716 | 0 | 7666.6667 | 0 | 0 | 0 | 0 | 0
2022-09-29 | 0 | 0 | 35584 | 0 | 634 | 0 | 3 | 30000 | 3 | 0 | 30000 | 198259.9684 | 19 | 7537.5 | 2672.4221 | 158.4459 | 22462.5 | 149593.4382 | 30000 | 0 | 119593.4382 | 119593.4382 | 0 | 7537.5 | 0 | 0 | 0 | 0 | 0
2022-09-29 01:00 | 0 | 0 | 35584 | 0 | 634 | 0 | 3 | 30000 | 3 | 0 | 30000 | 168259.9684 | 19 | 7537.5 | 2672.4221 | 158.4459 | 22462.5 | 149593.4382 | 30000 | 0 | 119593.4382 | 119593.4382 | 0 | 7537.5 | 0 | 0 | 0 | 0 | 0
2022-09-29 02:00 | 0 | 0 | 35584 | 0 | 634 | 0 | 3 | 30000 | 3 | 0 | 30000 | 138259.9684 | 19 | 7537.5 | 2672.4221 | 158.4459 | 22462.5 | 149593.4382 | 30000 | 0 | 119593.4382 | 119593.4382 | 0 | 7537.5 | 0 | 0 | 0 | 0 | 0
2022-09-29 03:00 | 0 | 0 | 35584 | 0 | 634 | 0 | 3 | 30000 | 3 | 0 | 30000 | 108259.9684 | 19 | 7537.5 | 2672.4221 | 158.4459 | 22462.5 | 149593.4382 | 30000 | 0 | 119593.4382 | 119593.4382 | 0 | 7537.5 | 0 | 0 | 0 | 0 | 0
2022-09-29 04:00 | 0 | 0 | 35584 | 0 | 634 | 0 | 3 | 30000 | 3 | 0 | 30000 | 78259.9684 | 19 | 7537.5 | 2672.4221 | 158.4459 | 22462.5 | 149593.4382 | 30000 | 0 | 119593.4382 | 119593.4382 | 0 | 7537.5 | 0 | 0 | 0 | 0 | 0
2022-09-29 05:00 | 0 | 0 | 35584 | 0 | 634 | 0 | 3 | 30000 | 3 | 0 | 30000 | 48259.9684 | 19 | 7537.5 | 2672.4221 | 158.4459 | 22462.5 | 149593.4382 | 30000 | 0 | 119593.4382 | 119593.4382 | 0 | 7537.5 | 0 | 0 | 0 | 0 | 0
2022-09-29 06:00 | 0.02765 | 0.11075 | 35584 | 954.3807 | 634 | 11740.0316 | 3 | 30000 | 3 | 0 | 18259.9684 | 18259.9684 | 19 | 8491.8787 | 2672.4221 | 178.508 | 22462.5 | 149593.4382 | 30954.3787 | 0 | 118639.0596 | 118639.0596 | 954.3787 | 7537.5 | 0 | 0 | 0 | 0 | 0
2022-09-29 07:00 | 0.21955 | 0.59839 | 35584 | 7578.0932 | 634 | 63432.2123 | 3 | 24384.4228 | 2.4384 | 0 | 0 | 0 | 19 | 9500 | 2672.4221 | 199.6997 | 22462.5 | 149593.4382 | 31962.5 | 0 | 117630.9382 | 117630.9382 | 7578.0772 | 1921.9228 | 0 | 0 | 0 | 0 | 0
2022-09-29 08:00 | 0.43877 | 0.75399 | 35584 | 15144.7959 | 634 | 79926.5592 | 3 | 16817.736 | 1.6818 | 0 | 0 | 0 | 19 | 9500 | 2672.4221 | 199.6997 | 22462.5 | 149593.4382 | 31962.5 | 0 | 117630.9382 | 117630.9382 | 9500 | 0 | 0 | 0 | 0 | 0 | 0
2022-09-29 09:00 | 0.6342 | 0.85658 | 35584 | 21890.3516 | 634 | 90801.5916 | 3 | 10072.1945 | 1.0072 | 10072.1945 | 10072.1945 | 0 | 19 | 9500 | 2672.4221 | 199.6997 | 22462.5 | 149593.4382 | 31962.5 | 0 | 117630.9382 | 117630.9382 | 9500 | 0 | 0 | 0 | 0 | 0 | 0
2022-09-29 10:00 | 0.78125 | 0.90658 | 35584 | 26966 | 634 | 96101.8316 | 3 | 4996.5568 | 0.49966 | 39146.5084 | 0 | 0 | 19 | 9500 | 2672.4221 | 199.6997 | 22462.5 | 149593.4382 | 31962.5 | 0 | 117630.9382 | 117630.9382 | 9500 | 0 | 0 | 0 | 0 | 0 | 0
2022-09-29 11:00 | 0.86633 | 0.93607 | 35584 | 29902.6621 | 634 | 99227.9131 | 3 | 2059.9008 | 0.20599 | 0 | 0 | 39146.5084 | 19 | 9500 | 2672.4221 | 199.6997 | 22462.5 | 149593.4382 | 31962.5 | 0 | 117630.9382 | 117630.9382 | 9500 | 0 | 0 | 0 | 0 | 0 | 0
2022-09-29 12:00 | 0.87162 | 0.87548 | 35584 | 30085.2543 | 634 | 92805.0823 | 3 | 1877.309 | 0.18773 | 90927.7733 | 0 | 39146.5084 | 19 | 9500 | 2672.4221 | 199.6997 | 22462.5 | 149593.4382 | 31962.5 | 0 | 117630.9382 | 117630.9382 | 9500 | 0 | 0 | 0 | 0 | 0 | 0
2022-09-29 13:00 | 0.81347 | 0.85062 | 35584 | 28078.121 | 634 | 90169.803 | 3 | 3884.4381 | 0.38844 | 86285.3648 | 0 | 130074.2817 | 19 | 9500 | 2672.4221 | 199.6997 | 22462.5 | 149593.4382 | 31962.5 | 0 | 117630.9382 | 117630.9382 | 9500 | 0 | 0 | 0 | 0 | 0 | 0
2022-09-29 14:00 | 0.68903 | 0.81816 | 35584 | 23782.8902 | 634 | 86728.8872 | 3 | 8179.6599 | 0.81797 | 78549.2273 | 0 | 216359.6465 | 19 | 9500 | 2672.4221 | 199.6997 | 22462.5 | 149593.4382 | 31962.5 | 0 | 117630.9382 | 117630.9382 | 1320.3401 | 8179.6599 | 0 | 0 | 0 | 0 | 0
2022-09-29 15:00 | 0.50895 | 0.71569 | 35584 | 17567.1625 | 634 | 75866.5753 | 3 | 14395.3745 | 1.4395 | 61471.2008 | 0 | 294908.8738 | 19 | 9500 | 2672.4221 | 199.6997 | 22462.5 | 149593.4382 | 31962.5 | 0 | 117630.9382 | 117630.9382 | 9500 | 0 | 0 | 0 | 0 | 0 | 0
2022-09-29 16:00 | 0.2933 | 0.5649 | 35584 | 10123.6836 | 634 | 59882.1115 | 3 | 21838.8377 | 2.1839 | 38043.2738 | 0 | 356380.0746 | 19 | 9500 | 2672.4221 | 199.6997 | 22462.5 | 149593.4382 | 31962.5 | 0 | 117630.9382 | 117630.9382 | 0 | 9500 | 0 | 0 | 0 | 0 | 0
2022-09-29 17:00 | 0.08182 | 0.19252 | 35584 | 2824.1384 | 634 | 20408.0441 | 3 | 29138.3676 | 2.9138 | 0 | 8730.3235 | 394423.3484 | 19 | 9500 | 2672.4221 | 199.6997 | 22462.5 | 149593.4382 | 31962.5 | 0 | 117630.9382 | 117630.9382 | 2824.1324 | 6675.8676 | 0 | 0 | 0 | 0 | 0
2022-09-29 18:00 | 0 | 0 | 35584 | 0 | 634 | 0 | 3 | 30000 | 3 | 0 | 30000 | 385693.025 | 19 | 7537.5 | 2672.4221 | 158.4459 | 22462.5 | 149593.4382 | 30000 | 0 | 119593.4382 | 119593.4382 | 0 | 7537.5 | 0 | 0 | 0 | 0 | 0
2022-09-29 19:00 | 0 | 0 | 35584 | 0 | 634 | 0 | 3 | 30000 | 3 | 0 | 30000 | 355693.025 | 19 | 7537.5 | 2672.4221 | 158.4459 | 22462.5 | 149593.4382 | 30000 | 0 | 119593.4382 | 119593.4382 | 0 | 7537.5 | 0 | 0 | 0 | 0 | 0
2022-09-29 20:00 | 0 | 0 | 35584 | 0 | 634 | 0 | 3 | 30000 | 3 | 0 | 30000 | 325693.025 | 19 | 7537.5 | 2672.4221 | 158.4459 | 22462.5 | 149593.4382 | 30000 | 0 | 119593.4382 | 119593.4382 | 0 | 7537.5 | 0 | 0 | 0 | 0 | 0
2022-09-29 21:00 | 0 | 0 | 35584 | 0 | 634 | 0 | 3 | 30000 | 3 | 0 | 30000 | 295693.025 | 19 | 7537.5 | 2672.4221 | 158.4459 | 22462.5 | 149593.4382 | 30000 | 0 | 119593.4382 | 119593.4382 | 0 | 7537.5 | 0 | 0 | 0 | 0 | 0
2022-09-29 22:00 | 0 | 0 | 35584 | 0 | 634 | 0 | 3 | 30000 | 3 | 0 | 30000 | 265693.025 | 19 | 7537.5 | 2672.4221 | 158.4459 | 22462.5 | 149593.4382 | 30000 | 0 | 119593.4382 | 119593.4382 | 0 | 7537.5 | 0 | 0 | 0 | 0 | 0
2022-09-29 23:00 | 0 | 0 | 35584 | 0 | 634 | 0 | 3 | 30000 | 3 | 0 | 30000 | 235693.025 | 19 | 7537.5 | 2672.4221 | 158.4459 | 22462.5 | 149593.4382 | 30000 | 0 | 119593.4382 | 119593.4382 | 0 | 7537.5 | 0 | 0 | 0 | 0 | 0
2022-09-30 | 0 | 0 | 35584 | 0 | 634 | 0 | 3 | 30000 | 3 | 0 | 30000 | 205693.025 | 19 | 7129.1667 | 2672.4221 | 149.8624 | 22870.8333 | 150001.7716 | 30000 | 0 | 120001.7716 | 120001.7716 | 0 | 7129.1667 | 0 | 0 | 0 | 0 | 0
2022-09-30 01:00 | 0 | 0 | 35584 | 0 | 634 | 0 | 3 | 30000 | 3 | 0 | 30000 | 175693.025 | 19 | 7129.1667 | 2672.4221 | 149.8624 | 22870.8333 | 150001.7716 | 30000 | 0 | 120001.7716 | 120001.7716 | 0 | 7129.1667 | 0 | 0 | 0 | 0 | 0
2022-09-30 02:00 | 0 | 0 | 35584 | 0 | 634 | 0 | 3 | 30000 | 3 | 0 | 30000 | 145693.025 | 19 | 7129.1667 | 2672.4221 | 149.8624 | 22870.8333 | 150001.7716 | 30000 | 0 | 120001.7716 | 120001.7716 | 0 | 7129.1667 | 0 | 0 | 0 | 0 | 0
2022-09-30 03:00 | 0 | 0 | 35584 | 0 | 634 | 0 | 3 | 30000 | 3 | 0 | 30000 | 115693.025 | 19 | 7129.1667 | 2672.4221 | 149.8624 | 22870.8333 | 150001.7716 | 30000 | 0 | 120001.7716 | 120001.7716 | 0 | 7129.1667 | 0 | 0 | 0 | 0 | 0
2022-09-30 04:00 | 0 | 0 | 35584 | 0 | 634 | 0 | 3 | 30000 | 3 | 0 | 30000 | 85693.025 | 19 | 7129.1667 | 2672.4221 | 149.8624 | 22870.8333 | 150001.7716 | 30000 | 0 | 120001.7716 | 120001.7716 | 0 | 7129.1667 | 0 | 0 | 0 | 0 | 0
2022-09-30 05:00 | 0 | 0 | 35584 | 0 | 634 | 0 | 3 | 30000 | 3 | 0 | 30000 | 55693.025 | 19 | 7129.1667 | 2672.4221 | 149.8624 | 22870.8333 | 150001.7716 | 30000 | 0 | 120001.7716 | 120001.7716 | 0 | 7129.1667 | 0 | 0 | 0 | 0 | 0
2022-09-30 06:00 | 0.02342 | 0.04063 | 35584 | 808.376 | 634 | 4306.975 | 3 | 30000 | 3 | 0 | 25693.025 | 25693.025 | 19 | 7937.5409 | 2672.4221 | 166.8552 | 22870.8333 | 150001.7716 | 30808.3743 | 0 | 119193.3973 | 119193.3973 | 808.3743 | 7129.1667 | 0 | 0 | 0 | 0 | 0
2022-09-30 07:00 | 0.20307 | 0.46519 | 35584 | 7009.2616 | 634 | 49312.3729 | 3 | 25361.5865 | 2.5362 | 25361.5865 | 25361.5865 | 0 | 19 | 9500 | 2672.4221 | 199.6997 | 22870.8333 | 150001.7716 | 32370.8333 | 0 | 117630.9382 | 117630.9382 | 7009.2468 | 2490.7532 | 0 | 0 | 0 | 0 | 0
2022-09-30 08:00 | 0.42277 | 0.67636 | 35584 | 14592.5322 | 634 | 71697.4065 | 3 | 17778.3318 | 1.7778 | 0 | 0 | 0 | 19 | 9500 | 2672.4221 | 199.6997 | 22870.8333 | 150001.7716 | 32370.8333 | 0 | 117630.9382 | 117630.9382 | 9500 | 0 | 0 | 0 | 0 | 0 | 0
2022-09-30 09:00 | 0.61878 | 0.78167 | 35584 | 21358.1075 | 634 | 82860.772 | 3 | 11012.7708 | 1.1013 | 0 | 0 | 0 | 19 | 9500 | 2672.4221 | 199.6997 | 22870.8333 | 150001.7716 | 32370.8333 | 0 | 117630.9382 | 117630.9382 | 0 | 9500 | 0 | 0 | 0 | 0 | 0
2022-09-30 10:00 | 0.76615 | 0.8388 | 35584 | 26444.8012 | 634 | 88916.8262 | 3 | 5926.0879 | 0.59261 | 0 | 0 | 0 | 19 | 9500 | 2672.4221 | 199.6997 | 22870.8333 | 150001.7716 | 32370.8333 | 0 | 117630.9382 | 117630.9382 | 9500 | 0 | 0 | 0 | 0 | 0 | 0
2022-09-30 11:00 | 0.851 | 0.86847 | 35584 | 29373.5245 | 634 | 92061.9887 | 3 | 2997.3707 | 0.29974 | 86248.0204 | 0 | 0 | 19 | 9500 | 2672.4221 | 199.6997 | 22870.8333 | 150001.7716 | 32370.8333 | 0 | 117630.9382 | 117630.9382 | 6502.6293 | 2997.3707 | 0 | 0 | 0 | 0 | 0
2022-09-30 12:00 | 0.85428 | 0.80834 | 35584 | 29486.7385 | 634 | 85687.92 | 3 | 2884.1569 | 0.28842 | 82803.7632 | 0 | 86248.0204 | 19 | 9500 | 2672.4221 | 199.6997 | 22870.8333 | 150001.7716 | 32370.8333 | 0 | 117630.9382 | 117630.9382 | 6615.8431 | 2884.1569 | 0 | 0 | 0 | 0 | 0
2022-09-30 13:00 | 0.79812 | 0.7878 | 35584 | 27548.293 | 634 | 83510.5814 | 3 | 4822.5983 | 0.48226 | 78687.9831 | 0 | 169051.7835 | 19 | 9500 | 2672.4221 | 199.6997 | 22870.8333 | 150001.7716 | 32370.8333 | 0 | 117630.9382 | 117630.9382 | 4677.4017 | 4822.5983 | 0 | 0 | 0 | 0 | 0
2022-09-30 14:00 | 0.67475 | 0.75474 | 35584 | 23289.9949 | 634 | 80006.0628 | 3 | 9080.8875 | 0.90809 | 70925.1753 | 0 | 247739.7666 | 19 | 9500 | 2672.4221 | 199.6997 | 22870.8333 | 150001.7716 | 32370.8333 | 0 | 117630.9382 | 117630.9382 | 9500 | 0 | 0 | 0 | 0 | 0 | 0
2022-09-30 15:00 | 0.49442 | 0.64905 | 35584 | 17065.638 | 634 | 68802.4154 | 3 | 15305.2312 | 1.5305 | 53497.1842 | 0 | 318664.9419 | 19 | 9500 | 2672.4221 | 199.6997 | 22870.8333 | 150001.7716 | 32370.8333 | 0 | 117630.9382 | 117630.9382 | 9500 | 0 | 0 | 0 | 0 | 0 | 0
2022-09-30 16:00 | 0.2792 | 0.48857 | 35584 | 9637.0012 | 634 | 51790.7651 | 3 | 22733.8524 | 2.2734 | 29056.9127 | 0 | 372162.1261 | 19 | 9500 | 2672.4221 | 199.6997 | 22870.8333 | 150001.7716 | 32370.8333 | 0 | 117630.9382 | 117630.9382 | 0 | 9500 | 0 | 0 | 0 | 0 | 0
2022-09-30 17:00 | 0.07388 | 0.13955 | 35584 | 2550.0775 | 634 | 14792.9698 | 3 | 29820.7612 | 2.9821 | 0 | 15027.7913 | 401219.0389 | 19 | 9500 | 2672.4221 | 199.6997 | 22870.8333 | 150001.7716 | 32370.8333 | 0 | 117630.9382 | 117630.9382 | 2550.0722 | 6949.9278 | 0 | 0 | 0 | 0 | 0
2022-09-30 18:00 | 0 | 0 | 35584 | 0 | 634 | 0 | 3 | 30000 | 3 | 0 | 30000 | 386191.2475 | 19 | 7129.1667 | 2672.4221 | 149.8624 | 22870.8333 | 150001.7716 | 30000 | 0 | 120001.7716 | 120001.7716 | 0 | 7129.1667 | 0 | 0 | 0 | 0 | 0
2022-09-30 19:00 | 0 | 0 | 35584 | 0 | 634 | 0 | 3 | 30000 | 3 | 0 | 30000 | 356191.2475 | 19 | 7129.1667 | 2672.4221 | 149.8624 | 22870.8333 | 150001.7716 | 30000 | 0 | 120001.7716 | 120001.7716 | 0 | 7129.1667 | 0 | 0 | 0 | 0 | 0
2022-09-30 20:00 | 0 | 0 | 35584 | 0 | 634 | 0 | 3 | 30000 | 3 | 0 | 30000 | 326191.2475 | 19 | 7129.1667 | 2672.4221 | 149.8624 | 22870.8333 | 150001.7716 | 30000 | 0 | 120001.7716 | 120001.7716 | 0 | 7129.1667 | 0 | 0 | 0 | 0 | 0
2022-09-30 21:00 | 0 | 0 | 35584 | 0 | 634 | 0 | 3 | 30000 | 3 | 0 | 30000 | 296191.2475 | 19 | 7129.1667 | 2672.4221 | 149.8624 | 22870.8333 | 150001.7716 | 30000 | 0 | 120001.7716 | 120001.7716 | 0 | 7129.1667 | 0 | 0 | 0 | 0 | 0
2022-09-30 22:00 | 0 | 0 | 35584 | 0 | 634 | 0 | 3 | 30000 | 3 | 0 | 30000 | 266191.2475 | 19 | 7129.1667 | 2672.4221 | 149.8624 | 22870.8333 | 150001.7716 | 30000 | 0 | 120001.7716 | 120001.7716 | 0 | 7129.1667 | 0 | 0 | 0 | 0 | 0
2022-09-30 23:00 | 0 | 0 | 35584 | 0 | 634 | 0 | 3 | 30000 | 3 | 0 | 30000 | 236191.2475 | 19 | 7129.1667 | 2672.4221 | 149.8624 | 22870.8333 | 150001.7716 | 30000 | 0 | 120001.7716 | 120001.7716 | 0 | 7129.1667 | 0 | 0 | 0 | 0 | 0
2022-10-01 | 0 | 0 | 35584 | 0 | 634 | 0 | 3 | 30000 | 3 | 0 | 30000 | 206191.2475 | 19 | 7458.3333 | 1754.4315 | 156.7818 | 22541.6667 | 106002.4812 | 30000 | 0 | 76002.4812 | 76002.4812 | 0 | 7458.3333 | 0 | 0 | 0 | 0 | 0
2022-10-01 01:00 | 0 | 0 | 35584 | 0 | 634 | 0 | 3 | 30000 | 3 | 0 | 30000 | 176191.2475 | 19 | 7458.3333 | 1754.4315 | 156.7818 | 22541.6667 | 106002.4812 | 30000 | 0 | 76002.4812 | 76002.4812 | 0 | 7458.3333 | 0 | 0 | 0 | 0 | 0
2022-10-01 02:00 | 0 | 0 | 35584 | 0 | 634 | 0 | 3 | 30000 | 3 | 0 | 30000 | 146191.2475 | 19 | 7458.3333 | 1754.4315 | 156.7818 | 22541.6667 | 106002.4812 | 30000 | 0 | 76002.4812 | 76002.4812 | 0 | 7458.3333 | 0 | 0 | 0 | 0 | 0
2022-10-01 03:00 | 0 | 0 | 35584 | 0 | 634 | 0 | 3 | 30000 | 3 | 0 | 30000 | 116191.2475 | 19 | 7458.3333 | 1754.4315 | 156.7818 | 22541.6667 | 106002.4812 | 30000 | 0 | 76002.4812 | 76002.4812 | 0 | 7458.3333 | 0 | 0 | 0 | 0 | 0
2022-10-01 04:00 | 0 | 0 | 35584 | 0 | 634 | 0 | 3 | 30000 | 3 | 0 | 30000 | 86191.2475 | 19 | 7458.3333 | 1754.4315 | 156.7818 | 22541.6667 | 106002.4812 | 30000 | 0 | 76002.4812 | 76002.4812 | 0 | 7458.3333 | 0 | 0 | 0 | 0 | 0
2022-10-01 05:00 | 0 | 0 | 35584 | 0 | 634 | 0 | 3 | 30000 | 3 | 0 | 30000 | 56191.2475 | 19 | 7458.3333 | 1754.4315 | 156.7818 | 22541.6667 | 106002.4812 | 30000 | 0 | 76002.4812 | 76002.4812 | 0 | 7458.3333 | 0 | 0 | 0 | 0 | 0
2022-10-01 06:00 | 0.02298 | 0.03593 | 35584 | 793.1887 | 634 | 3808.7525 | 3 | 30000 | 3 | 0 | 26191.2475 | 26191.2475 | 19 | 8251.5204 | 1754.4315 | 173.4554 | 22541.6667 | 106002.4812 | 30793.187 | 0 | 75209.2941 | 75209.2941 | 793.187 | 7458.3333 | 0 | 0 | 0 | 0 | 0
2022-10-01 07:00 | 0.2049 | 0.46625 | 35584 | 7072.4268 | 634 | 49424.738 | 3 | 24969.2548 | 2.4969 | 0 | 0 | 0 | 19 | 9500 | 1754.4315 | 199.6997 | 22541.6667 | 106002.4812 | 32041.6667 | 0 | 73960.8145 | 73960.8145 | 7072.4119 | 2427.5881 | 0 | 0 | 0 | 0 | 0
2022-10-01 08:00 | 0.4292 | 0.68689 | 35584 | 14814.4732 | 634 | 72813.6371 | 3 | 17227.2246 | 1.7227 | 0 | 0 | 0 | 19 | 9500 | 1754.4315 | 199.6997 | 22541.6667 | 106002.4812 | 32041.6667 | 0 | 73960.8145 | 73960.8145 | 9500 | 0 | 0 | 0 | 0 | 0 | 0
2022-10-01 09:00 | 0.63003 | 0.79903 | 35584 | 21746.4179 | 634 | 84701.0153 | 3 | 10295.2946 | 1.0295 | 0 | 0 | 0 | 19 | 9500 | 1754.4315 | 199.6997 | 22541.6667 | 106002.4812 | 32041.6667 | 0 | 73960.8145 | 73960.8145 | 9500 | 0 | 0 | 0 | 0 | 0 | 0
2022-10-01 10:00 | 0.7796 | 0.8612 | 35584 | 26909.0478 | 634 | 91291.3338 | 3 | 5132.6755 | 0.51327 | 56887.9726 | 0 | 0 | 19 | 9500 | 1754.4315 | 199.6997 | 22541.6667 | 106002.4812 | 32041.6667 | 0 | 73960.8145 | 73960.8145 | 4367.3245 | 5132.6755 | 0 | 0 | 0 | 0 | 0
2022-10-01 11:00 | 0.86355 | 0.88475 | 35584 | 29806.7063 | 634 | 93787.7468 | 3 | 2235.0231 | 0.2235 | 91552.7237 | 0 | 56887.9726 | 19 | 9500 | 1754.4315 | 199.6997 | 22541.6667 | 106002.4812 | 32041.6667 | 0 | 73960.8145 | 73960.8145 | 9500 | 0 | 0 | 0 | 0 | 0 | 0
2022-10-01 12:00 | 0.85017 | 0.74076 | 35584 | 29344.8758 | 634 | 78524.1156 | 3 | 2696.8526 | 0.26969 | 75827.263 | 0 | 148440.6963 | 19 | 9500 | 1754.4315 | 199.6997 | 22541.6667 | 106002.4812 | 32041.6667 | 0 | 73960.8145 | 73960.8145 | 9500 | 0 | 0 | 0 | 0 | 0 | 0
2022-10-01 13:00 | 0.78965 | 0.70552 | 35584 | 27255.9384 | 634 | 74788.5065 | 3 | 4785.7856 | 0.47858 | 70002.7209 | 0 | 224267.9593 | 19 | 9500 | 1754.4315 | 199.6997 | 22541.6667 | 106002.4812 | 32041.6667 | 0 | 73960.8145 | 73960.8145 | 4714.2144 | 4785.7856 | 0 | 0 | 0 | 0 | 0
2022-10-01 14:00 | 0.66075 | 0.65495 | 35584 | 22806.7642 | 634 | 69427.8438 | 3 | 9234.9505 | 0.9235 | 60192.8932 | 0 | 294270.6802 | 19 | 9500 | 1754.4315 | 199.6997 | 22541.6667 | 106002.4812 | 32041.6667 | 0 | 73960.8145 | 73960.8145 | 265.0495 | 9234.9505 | 0 | 0 | 0 | 0 | 0
2022-10-01 15:00 | 0.47625 | 0.54141 | 35584 | 16438.4736 | 634 | 57392.0588 | 3 | 15603.2277 | 1.5603 | 41788.8311 | 0 | 354463.5734 | 19 | 9500 | 1754.4315 | 199.6997 | 22541.6667 | 106002.4812 | 32041.6667 | 0 | 73960.8145 | 73960.8145 | 9500 | 0 | 0 | 0 | 0 | 0 | 0
2022-10-01 16:00 | 0.26033 | 0.36374 | 35584 | 8985.6752 | 634 | 38558.186 | 3 | 23056.0103 | 2.3056 | 15502.1756 | 0 | 396252.4045 | 19 | 9500 | 1754.4315 | 199.6997 | 22541.6667 | 106002.4812 | 32041.6667 | 0 | 73960.8145 | 73960.8145 | 0 | 9500 | 0 | 0 | 0 | 0 | 0
2022-10-01 17:00 | 0.06472 | 0.06552 | 35584 | 2233.9066 | 634 | 6945.4345 | 3 | 29807.7648 | 2.9808 | 0 | 22862.3303 | 411754.5801 | 19 | 9500 | 1754.4315 | 199.6997 | 22541.6667 | 106002.4812 | 32041.6667 | 0 | 73960.8145 | 73960.8145 | 2233.9019 | 7266.0981 | 0 | 0 | 0 | 0 | 0
2022-10-01 18:00 | 0 | 0 | 35584 | 0 | 634 | 0 | 3 | 30000 | 3 | 0 | 30000 | 388892.2498 | 19 | 7458.3333 | 1754.4315 | 156.7818 | 22541.6667 | 106002.4812 | 30000 | 0 | 76002.4812 | 76002.4812 | 0 | 7458.3333 | 0 | 0 | 0 | 0 | 0
2022-10-01 19:00 | 0 | 0 | 35584 | 0 | 634 | 0 | 3 | 30000 | 3 | 0 | 30000 | 358892.2498 | 19 | 7458.3333 | 1754.4315 | 156.7818 | 22541.6667 | 106002.4812 | 30000 | 0 | 76002.4812 | 76002.4812 | 0 | 7458.3333 | 0 | 0 | 0 | 0 | 0
2022-10-01 20:00 | 0 | 0 | 35584 | 0 | 634 | 0 | 3 | 30000 | 3 | 0 | 30000 | 328892.2498 | 19 | 7458.3333 | 1754.4315 | 156.7818 | 22541.6667 | 106002.4812 | 30000 | 0 | 76002.4812 | 76002.4812 | 0 | 7458.3333 | 0 | 0 | 0 | 0 | 0
2022-10-01 21:00 | 0 | 0 | 35584 | 0 | 634 | 0 | 3 | 30000 | 3 | 0 | 30000 | 298892.2498 | 19 | 7458.3333 | 1754.4315 | 156.7818 | 22541.6667 | 106002.4812 | 30000 | 0 | 76002.4812 | 76002.4812 | 0 | 7458.3333 | 0 | 0 | 0 | 0 | 0
2022-10-01 22:00 | 0 | 0 | 35584 | 0 | 634 | 0 | 3 | 30000 | 3 | 0 | 30000 | 268892.2498 | 19 | 7458.3333 | 1754.4315 | 156.7818 | 22541.6667 | 106002.4812 | 30000 | 0 | 76002.4812 | 76002.4812 | 0 | 7458.3333 | 0 | 0 | 0 | 0 | 0
2022-10-01 23:00 | 0 | 0 | 35584 | 0 | 634 | 0 | 3 | 30000 | 3 | 0 | 30000 | 238892.2498 | 19 | 7458.3333 | 1754.4315 | 156.7818 | 22541.6667 | 106002.4812 | 30000 | 0 | 76002.4812 | 76002.4812 | 0 | 7458.3333 | 0 | 0 | 0 | 0 | 0
2022-10-02 | 0 | 0 | 35584 | 0 | 634 | 0 | 3 | 30000 | 3 | 0 | 30000 | 208892.2498 | 19 | 7791.6667 | 1754.4315 | 163.7888 | 22208.3333 | 105669.1478 | 30000 | 0 | 75669.1478 | 75669.1478 | 0 | 7791.6667 | 0 | 0 | 0 | 0 | 0
2022-10-02 01:00 | 0 | 0 | 35584 | 0 | 634 | 0 | 3 | 30000 | 3 | 0 | 30000 | 178892.2498 | 19 | 7791.6667 | 1754.4315 | 163.7888 | 22208.3333 | 105669.1478 | 30000 | 0 | 75669.1478 | 75669.1478 | 0 | 7791.6667 | 0 | 0 | 0 | 0 | 0
2022-10-02 02:00 | 0 | 0 | 35584 | 0 | 634 | 0 | 3 | 30000 | 3 | 0 | 30000 | 148892.2498 | 19 | 7791.6667 | 1754.4315 | 163.7888 | 22208.3333 | 105669.1478 | 30000 | 0 | 75669.1478 | 75669.1478 | 0 | 7791.6667 | 0 | 0 | 0 | 0 | 0
2022-10-02 03:00 | 0 | 0 | 35584 | 0 | 634 | 0 | 3 | 30000 | 3 | 0 | 30000 | 118892.2498 | 19 | 7791.6667 | 1754.4315 | 163.7888 | 22208.3333 | 105669.1478 | 30000 | 0 | 75669.1478 | 75669.1478 | 0 | 7791.6667 | 0 | 0 | 0 | 0 | 0
2022-10-02 04:00 | 0 | 0 | 35584 | 0 | 634 | 0 | 3 | 30000 | 3 | 0 | 30000 | 88892.2498 | 19 | 7791.6667 | 1754.4315 | 163.7888 | 22208.3333 | 105669.1478 | 30000 | 0 | 75669.1478 | 75669.1478 | 0 | 7791.6667 | 0 | 0 | 0 | 0 | 0
2022-10-02 05:00 | 0 | 0 | 35584 | 0 | 634 | 0 | 3 | 30000 | 3 | 0 | 30000 | 58892.2498 | 19 | 7791.6667 | 1754.4315 | 163.7888 | 22208.3333 | 105669.1478 | 30000 | 0 | 75669.1478 | 75669.1478 | 0 | 7791.6667 | 0 | 0 | 0 | 0 | 0
2022-10-02 06:00 | 0.02085 | 0.01045 | 35584 | 719.6686 | 634 | 1107.7502 | 3 | 30000 | 3 | 0 | 28892.2498 | 28892.2498 | 19 | 8511.3338 | 1754.4315 | 178.9169 | 22208.3333 | 105669.1478 | 30719.6671 | 0 | 74949.4808 | 74949.4808 | 719.6671 | 7791.6667 | 0 | 0 | 0 | 0 | 0
2022-10-02 07:00 | 0.19273 | 0.35097 | 35584 | 6652.3612 | 634 | 37204.5047 | 3 | 25055.9861 | 2.5056 | 0 | 0 | 0 | 19 | 9500 | 1754.4315 | 199.6997 | 22208.3333 | 105669.1478 | 31708.3333 | 0 | 73960.8145 | 73960.8145 | 0 | 9500 | 0 | 0 | 0 | 0 | 0
2022-10-02 08:00 | 0.41515 | 0.57762 | 35584 | 14329.5167 | 634 | 61230.4926 | 3 | 17378.8468 | 1.7379 | 0 | 0 | 0 | 19 | 9500 | 1754.4315 | 199.6997 | 22208.3333 | 105669.1478 | 31708.3333 | 0 | 73960.8145 | 73960.8145 | 9500 | 0 | 0 | 0 | 0 | 0 | 0
2022-10-02 09:00 | 0.61822 | 0.71394 | 35584 | 21338.7783 | 634 | 75681.0669 | 3 | 10369.6 | 1.037 | 0 | 0 | 0 | 19 | 9500 | 1754.4315 | 199.6997 | 22208.3333 | 105669.1478 | 31708.3333 | 0 | 73960.8145 | 73960.8145 | 9500 | 0 | 0 | 0 | 0 | 0 | 0
2022-10-02 10:00 | 0.7703 | 0.78972 | 35584 | 26588.0445 | 634 | 83714.1107 | 3 | 5120.3448 | 0.51203 | 19228.484 | 0 | 0 | 19 | 9500 | 1754.4315 | 199.6997 | 22208.3333 | 105669.1478 | 31708.3333 | 0 | 73960.8145 | 73960.8145 | 9500 | 0 | 0 | 0 | 0 | 0 | 0
2022-10-02 11:00 | 0.8572 | 0.82533 | 35584 | 29587.5267 | 634 | 87488.9416 | 3 | 2120.869 | 0.21209 | 85368.0726 | 0 | 19228.484 | 19 | 9500 | 1754.4315 | 199.6997 | 22208.3333 | 105669.1478 | 31708.3333 | 0 | 73960.8145 | 73960.8145 | 9500 | 0 | 0 | 0 | 0 | 0 | 0
2022-10-02 12:00 | 0.85735 | 0.76834 | 35584 | 29592.7041 | 634 | 81447.728 | 3 | 2115.6915 | 0.21157 | 79332.0365 | 0 | 104596.5566 | 19 | 9500 | 1754.4315 | 199.6997 | 22208.3333 | 105669.1478 | 31708.3333 | 0 | 73960.8145 | 73960.8145 | 9500 | 0 | 0 | 0 | 0 | 0 | 0
2022-10-02 13:00 | 0.79817 | 0.7443 | 35584 | 27550.0188 | 634 | 78899.3726 | 3 | 4158.3725 | 0.41584 | 74741.0001 | 0 | 183928.5931 | 19 | 9500 | 1754.4315 | 199.6997 | 22208.3333 | 105669.1478 | 31708.3333 | 0 | 73960.8145 | 73960.8145 | 5341.6275 | 4158.3725 | 0 | 0 | 0 | 0 | 0
2022-10-02 14:00 | 0.6709 | 0.70816 | 35584 | 23157.1064 | 634 | 75068.3592 | 3 | 8551.2757 | 0.85513 | 66517.0835 | 0 | 258669.5933 | 19 | 9500 | 1754.4315 | 199.6997 | 22208.3333 | 105669.1478 | 31708.3333 | 0 | 73960.8145 | 73960.8145 | 948.7243 | 8551.2757 | 0 | 0 | 0 | 0 | 0
2022-10-02 15:00 | 0.48758 | 0.61103 | 35584 | 16829.5453 | 634 | 64772.1129 | 3 | 14878.8234 | 1.4879 | 49893.2895 | 0 | 325186.6768 | 19 | 9500 | 1754.4315 | 199.6997 | 22208.3333 | 105669.1478 | 31708.3333 | 0 | 73960.8145 | 73960.8145 | 0 | 9500 | 0 | 0 | 0 | 0 | 0
2022-10-02 16:00 | 0.26992 | 0.44742 | 35584 | 9316.6883 | 634 | 47428.6676 | 3 | 22391.6647 | 2.2392 | 25037.0029 | 0 | 375079.9663 | 19 | 9500 | 1754.4315 | 199.6997 | 22208.3333 | 105669.1478 | 31708.3333 | 0 | 73960.8145 | 73960.8145 | 0 | 9500 | 0 | 0 | 0 | 0 | 0
2022-10-02 17:00 | 0.06593 | 0.11182 | 35584 | 2275.6715 | 634 | 11853.4567 | 3 | 29432.6666 | 2.9433 | 0 | 17579.2099 | 400116.9692 | 19 | 9500 | 1754.4315 | 199.6997 | 22208.3333 | 105669.1478 | 31708.3333 | 0 | 73960.8145 | 73960.8145 | 0 | 9500 | 0 | 0 | 0 | 0 | 0
2022-10-02 18:00 | 0 | 0 | 35584 | 0 | 634 | 0 | 3 | 30000 | 3 | 0 | 30000 | 382537.7594 | 19 | 7791.6667 | 1754.4315 | 163.7888 | 22208.3333 | 105669.1478 | 30000 | 0 | 75669.1478 | 75669.1478 | 0 | 7791.6667 | 0 | 0 | 0 | 0 | 0
2022-10-02 19:00 | 0 | 0 | 35584 | 0 | 634 | 0 | 3 | 30000 | 3 | 0 | 30000 | 352537.7594 | 19 | 7791.6667 | 1754.4315 | 163.7888 | 22208.3333 | 105669.1478 | 30000 | 0 | 75669.1478 | 75669.1478 | 0 | 7791.6667 | 0 | 0 | 0 | 0 | 0
2022-10-02 20:00 | 0 | 0 | 35584 | 0 | 634 | 0 | 3 | 30000 | 3 | 0 | 30000 | 322537.7594 | 19 | 7791.6667 | 1754.4315 | 163.7888 | 22208.3333 | 105669.1478 | 30000 | 0 | 75669.1478 | 75669.1478 | 0 | 7791.6667 | 0 | 0 | 0 | 0 | 0
2022-10-02 21:00 | 0 | 0 | 35584 | 0 | 634 | 0 | 3 | 30000 | 3 | 0 | 30000 | 292537.7594 | 19 | 7791.6667 | 1754.4315 | 163.7888 | 22208.3333 | 105669.1478 | 30000 | 0 | 75669.1478 | 75669.1478 | 0 | 7791.6667 | 0 | 0 | 0 | 0 | 0
2022-10-02 22:00 | 0 | 0 | 35584 | 0 | 634 | 0 | 3 | 30000 | 3 | 0 | 30000 | 262537.7594 | 19 | 7791.6667 | 1754.4315 | 163.7888 | 22208.3333 | 105669.1478 | 30000 | 0 | 75669.1478 | 75669.1478 | 0 | 7791.6667 | 0 | 0 | 0 | 0 | 0
2022-10-02 23:00 | 0 | 0 | 35584 | 0 | 634 | 0 | 3 | 30000 | 3 | 0 | 30000 | 232537.7594 | 19 | 7791.6667 | 1754.4315 | 163.7888 | 22208.3333 | 105669.1478 | 30000 | 0 | 75669.1478 | 75669.1478 | 0 | 7791.6667 | 0 | 0 | 0 | 0 | 0
2022-10-03 | 0 | 0 | 35584 | 0 | 634 | 0 | 3 | 29416.6667 | 2.9417 | 0 | 29416.6667 | 202537.7594 | 19 | 9500 | 1754.4315 | 199.6997 | 19916.6667 | 103377.4812 | 29416.6667 | 0 | 73960.8145 | 73960.8145 | 0 | 9500 | 0 | 0 | 0 | 0 | 0
2022-10-03 01:00 | 0 | 0 | 35584 | 0 | 634 | 0 | 3 | 29416.6667 | 2.9417 | 0 | 29416.6667 | 173121.0927 | 19 | 9500 | 1754.4315 | 199.6997 | 19916.6667 | 103377.4812 | 29416.6667 | 0 | 73960.8145 | 73960.8145 | 0 | 9500 | 0 | 0 | 0 | 0 | 0
2022-10-03 02:00 | 0 | 0 | 35584 | 0 | 634 | 0 | 3 | 29416.6667 | 2.9417 | 0 | 29416.6667 | 143704.426 | 19 | 9500 | 1754.4315 | 199.6997 | 19916.6667 | 103377.4812 | 29416.6667 | 0 | 73960.8145 | 73960.8145 | 0 | 9500 | 0 | 0 | 0 | 0 | 0
2022-10-03 03:00 | 0 | 0 | 35584 | 0 | 634 | 0 | 3 | 29416.6667 | 2.9417 | 0 | 29416.6667 | 114287.7594 | 19 | 9500 | 1754.4315 | 199.6997 | 19916.6667 | 103377.4812 | 29416.6667 | 0 | 73960.8145 | 73960.8145 | 0 | 9500 | 0 | 0 | 0 | 0 | 0
2022-10-03 04:00 | 0 | 0 | 35584 | 0 | 634 | 0 | 3 | 29416.6667 | 2.9417 | 0 | 29416.6667 | 84871.0927 | 19 | 9500 | 1754.4315 | 199.6997 | 19916.6667 | 103377.4812 | 29416.6667 | 0 | 73960.8145 | 73960.8145 | 0 | 9500 | 0 | 0 | 0 | 0 | 0
2022-10-03 05:00 | 0 | 0 | 35584 | 0 | 634 | 0 | 3 | 29416.6667 | 2.9417 | 0 | 29416.6667 | 55454.426 | 19 | 9500 | 1754.4315 | 199.6997 | 19916.6667 | 103377.4812 | 29416.6667 | 0 | 73960.8145 | 73960.8145 | 0 | 9500 | 0 | 0 | 0 | 0 | 0
2022-10-03 06:00 | 0.0205 | 0.0252 | 35584 | 707.5878 | 634 | 2671.321 | 3 | 28709.0803 | 2.8709 | 2671.321 | 28709.0803 | 26037.7594 | 19 | 9500 | 1754.4315 | 199.6997 | 19916.6667 | 103377.4812 | 29416.6667 | 0 | 73960.8145 | 73960.8145 | 707.5864 | 8792.4136 | 0 | 0 | 0 | 0 | 0
2022-10-03 07:00 | 0.19527 | 0.42568 | 35584 | 6740.033 | 634 | 45124.1233 | 3 | 22676.6478 | 2.2677 | 0 | 0 | 0 | 19 | 9500 | 1754.4315 | 199.6997 | 19916.6667 | 103377.4812 | 29416.6667 | 0 | 73960.8145 | 73960.8145 | 0 | 9500 | 0 | 0 | 0 | 0 | 0
2022-10-03 08:00 | 0.4163 | 0.6369 | 35584 | 14369.2106 | 634 | 67514.4571 | 3 | 15047.4863 | 1.5047 | 0 | 0 | 0 | 19 | 9500 | 1754.4315 | 199.6997 | 19916.6667 | 103377.4812 | 29416.6667 | 0 | 73960.8145 | 73960.8145 | 9500 | 0 | 0 | 0 | 0 | 0 | 0
2022-10-03 09:00 | 0.6155 | 0.75628 | 35584 | 21244.8934 | 634 | 80169.3101 | 3 | 8171.818 | 0.81718 | 0 | 0 | 0 | 19 | 9500 | 1754.4315 | 199.6997 | 19916.6667 | 103377.4812 | 29416.6667 | 0 | 73960.8145 | 73960.8145 | 9500 | 0 | 0 | 0 | 0 | 0 | 0
2022-10-03 10:00 | 0.76353 | 0.81813 | 35584 | 26354.368 | 634 | 86725.707 | 3 | 3062.3542 | 0.30624 | 11184.6403 | 0 | 0 | 19 | 9500 | 1754.4315 | 199.6997 | 19916.6667 | 103377.4812 | 29416.6667 | 0 | 73960.8145 | 73960.8145 | 6437.6458 | 3062.3542 | 0 | 0 | 0 | 0 | 0
2022-10-03 11:00 | 0.84733 | 0.84362 | 35584 | 29246.849 | 634 | 89427.7694 | 3 | 169.8792 | 0.016988 | 89257.8901 | 0 | 11184.6403 | 19 | 9500 | 1754.4315 | 199.6997 | 19916.6667 | 103377.4812 | 29416.6667 | 0 | 73960.8145 | 73960.8145 | 9500 | 0 | 0 | 0 | 0 | 0 | 0
2022-10-03 12:00 | 0.85595 | 0.82557 | 35584 | 29544.3811 | 634 | 87514.3827 | 3 | 0 | 0 | 87514.3827 | 0 | 100442.5304 | 19 | 9500 | 1754.4315 | 199.6997 | 19916.6667 | 103377.4812 | 29416.6667 | 0 | 73960.8145 | 73960.8145 | 9500 | 0 | 0 | 0 | 0 | 0 | 0
2022-10-03 13:00 | 0.7962 | 0.80074 | 35584 | 27482.0214 | 634 | 84882.2836 | 3 | 1934.7032 | 0.19347 | 82947.5804 | 0 | 187956.9132 | 19 | 9500 | 1754.4315 | 199.6997 | 19916.6667 | 103377.4812 | 29416.6667 | 0 | 73960.8145 | 73960.8145 | 7565.2968 | 1934.7032 | 0 | 0 | 0 | 0 | 0
2022-10-03 14:00 | 0.6697 | 0.76425 | 35584 | 23115.6867 | 634 | 81014.1684 | 3 | 6301.0287 | 0.6301 | 74713.1397 | 0 | 270904.4936 | 19 | 9500 | 1754.4315 | 199.6997 | 19916.6667 | 103377.4812 | 29416.6667 | 0 | 73960.8145 | 73960.8145 | 9500 | 0 | 0 | 0 | 0 | 0 | 0
2022-10-03 15:00 | 0.48745 | 0.66646 | 35584 | 16825.0582 | 634 | 70647.959 | 3 | 12591.6439 | 1.2592 | 58056.3151 | 0 | 345617.6333 | 19 | 9500 | 1754.4315 | 199.6997 | 19916.6667 | 103377.4812 | 29416.6667 | 0 | 73960.8145 | 73960.8145 | 9500 | 0 | 0 | 0 | 0 | 0 | 0
2022-10-03 16:00 | 0.27033 | 0.50372 | 35584 | 9330.84 | 634 | 53396.7379 | 3 | 20085.8463 | 2.0086 | 33310.8916 | 0 | 403673.9484 | 19 | 9500 | 1754.4315 | 199.6997 | 19916.6667 | 103377.4812 | 29416.6667 | 0 | 73960.8145 | 73960.8145 | 9330.8204 | 169.1796 | 0 | 0 | 0 | 0 | 0
2022-10-03 17:00 | 0.0644 | 0.14138 | 35584 | 2222.8613 | 634 | 14986.9586 | 3 | 27193.81 | 2.7194 | 0 | 12206.8514 | 436984.84 | 19 | 9500 | 1754.4315 | 199.6997 | 19916.6667 | 103377.4812 | 29416.6667 | 0 | 73960.8145 | 73960.8145 | 2222.8566 | 7277.1434 | 0 | 0 | 0 | 0 | 0
2022-10-03 18:00 | 0 | 0 | 35584 | 0 | 634 | 0 | 3 | 29416.6667 | 2.9417 | 0 | 29416.6667 | 424777.9885 | 19 | 9500 | 1754.4315 | 199.6997 | 19916.6667 | 103377.4812 | 29416.6667 | 0 | 73960.8145 | 73960.8145 | 0 | 9500 | 0 | 0 | 0 | 0 | 0
2022-10-03 19:00 | 0 | 0 | 35584 | 0 | 634 | 0 | 3 | 29416.6667 | 2.9417 | 0 | 29416.6667 | 395361.3219 | 19 | 9500 | 1754.4315 | 199.6997 | 19916.6667 | 103377.4812 | 29416.6667 | 0 | 73960.8145 | 73960.8145 | 0 | 9500 | 0 | 0 | 0 | 0 | 0
2022-10-03 20:00 | 0 | 0 | 35584 | 0 | 634 | 0 | 3 | 29416.6667 | 2.9417 | 0 | 29416.6667 | 365944.6552 | 19 | 9500 | 1754.4315 | 199.6997 | 19916.6667 | 103377.4812 | 29416.6667 | 0 | 73960.8145 | 73960.8145 | 0 | 9500 | 0 | 0 | 0 | 0 | 0
2022-10-03 21:00 | 0 | 0 | 35584 | 0 | 634 | 0 | 3 | 29416.6667 | 2.9417 | 0 | 29416.6667 | 336527.9885 | 19 | 9500 | 1754.4315 | 199.6997 | 19916.6667 | 103377.4812 | 29416.6667 | 0 | 73960.8145 | 73960.8145 | 0 | 9500 | 0 | 0 | 0 | 0 | 0
2022-10-03 22:00 | 0 | 0 | 35584 | 0 | 634 | 0 | 3 | 29416.6667 | 2.9417 | 0 | 29416.6667 | 307111.3219 | 19 | 9500 | 1754.4315 | 199.6997 | 19916.6667 | 103377.4812 | 29416.6667 | 0 | 73960.8145 | 73960.8145 | 0 | 9500 | 0 | 0 | 0 | 0 | 0
2022-10-03 23:00 | 0 | 0 | 35584 | 0 | 634 | 0 | 3 | 29416.6667 | 2.9417 | 0 | 29416.6667 | 277694.6552 | 19 | 9500 | 1754.4315 | 199.6997 | 19916.6667 | 103377.4812 | 29416.6667 | 0 | 73960.8145 | 73960.8145 | 0 | 9500 | 0 | 0 | 0 | 0 | 0
2022-10-04 | 0 | 0 | 35584 | 0 | 634 | 0 | 3 | 30000 | 3 | 0 | 30000 | 248277.9885 | 19 | 8095.8333 | 1754.4315 | 170.1827 | 21904.1667 | 105364.9812 | 30000 | 0 | 75364.9812 | 75364.9812 | 0 | 8095.8333 | 0 | 0 | 0 | 0 | 0
2022-10-04 01:00 | 0 | 0 | 35584 | 0 | 634 | 0 | 3 | 30000 | 3 | 0 | 30000 | 218277.9885 | 19 | 8095.8333 | 1754.4315 | 170.1827 | 21904.1667 | 105364.9812 | 30000 | 0 | 75364.9812 | 75364.9812 | 0 | 8095.8333 | 0 | 0 | 0 | 0 | 0
2022-10-04 02:00 | 0 | 0 | 35584 | 0 | 634 | 0 | 3 | 30000 | 3 | 0 | 30000 | 188277.9885 | 19 | 8095.8333 | 1754.4315 | 170.1827 | 21904.1667 | 105364.9812 | 30000 | 0 | 75364.9812 | 75364.9812 | 0 | 8095.8333 | 0 | 0 | 0 | 0 | 0
2022-10-04 03:00 | 0 | 0 | 35584 | 0 | 634 | 0 | 3 | 30000 | 3 | 0 | 30000 | 158277.9885 | 19 | 8095.8333 | 1754.4315 | 170.1827 | 21904.1667 | 105364.9812 | 30000 | 0 | 75364.9812 | 75364.9812 | 0 | 8095.8333 | 0 | 0 | 0 | 0 | 0
2022-10-04 04:00 | 0 | 0 | 35584 | 0 | 634 | 0 | 3 | 30000 | 3 | 0 | 30000 | 128277.9885 | 19 | 8095.8333 | 1754.4315 | 170.1827 | 21904.1667 | 105364.9812 | 30000 | 0 | 75364.9812 | 75364.9812 | 0 | 8095.8333 | 0 | 0 | 0 | 0 | 0
2022-10-04 05:00 | 0 | 0 | 35584 | 0 | 634 | 0 | 3 | 30000 | 3 | 0 | 30000 | 98277.9885 | 19 | 8095.8333 | 1754.4315 | 170.1827 | 21904.1667 | 105364.9812 | 30000 | 0 | 75364.9812 | 75364.9812 | 0 | 8095.8333 | 0 | 0 | 0 | 0 | 0
2022-10-04 06:00 | 0.01883 | 0.02042 | 35584 | 649.9453 | 634 | 2164.618 | 3 | 30000 | 3 | 0 | 27835.382 | 68277.9885 | 19 | 8745.7773 | 1754.4315 | 183.8452 | 21904.1667 | 105364.9812 | 30649.944 | 0 | 74715.0372 | 74715.0372 | 649.944 | 8095.8333 | 0 | 0 | 0 | 0 | 0
2022-10-04 07:00 | 0.17705 | 0.338 | 35584 | 6111.1428 | 634 | 35829.6224 | 3 | 25293.0367 | 2.5293 | 10536.5857 | 0 | 40442.6066 | 19 | 9500 | 1754.4315 | 199.6997 | 21904.1667 | 105364.9812 | 31404.1667 | 0 | 73960.8145 | 73960.8145 | 0 | 9500 | 0 | 0 | 0 | 0 | 0
2022-10-04 08:00 | 0.3777 | 0.46118 | 35584 | 13036.8745 | 634 | 48887.2937 | 3 | 18367.3196 | 1.8367 | 30519.974 | 0 | 50979.1922 | 19 | 9500 | 1754.4315 | 199.6997 | 21904.1667 | 105364.9812 | 31404.1667 | 0 | 73960.8145 | 73960.8145 | 9500 | 0 | 0 | 0 | 0 | 0 | 0
2022-10-04 09:00 | 0.5638 | 0.55718 | 35584 | 19460.3914 | 634 | 59063.7545 | 3 | 11943.8162 | 1.1944 | 47119.9382 | 0 | 81499.1663 | 19 | 9500 | 1754.4315 | 199.6997 | 21904.1667 | 105364.9812 | 31404.1667 | 0 | 73960.8145 | 73960.8145 | 9500 | 0 | 0 | 0 | 0 | 0 | 0
2022-10-04 10:00 | 0.74203 | 0.7476 | 35584 | 25612.2637 | 634 | 79249.1885 | 3 | 5791.9569 | 0.5792 | 73457.2315 | 0 | 128619.1045 | 19 | 9500 | 1754.4315 | 199.6997 | 21904.1667 | 105364.9812 | 31404.1667 | 0 | 73960.8145 | 73960.8145 | 3708.0431 | 5791.9569 | 0 | 0 | 0 | 0 | 0
2022-10-04 11:00 | 0.83005 | 0.80592 | 35584 | 28650.4042 | 634 | 85431.3884 | 3 | 2753.8228 | 0.27538 | 82677.5657 | 0 | 202076.336 | 19 | 9500 | 1754.4315 | 199.6997 | 21904.1667 | 105364.9812 | 31404.1667 | 0 | 73960.8145 | 73960.8145 | 9500 | 0 | 0 | 0 | 0 | 0 | 0
2022-10-04 12:00 | 0.85008 | 0.83609 | 35584 | 29341.7693 | 634 | 88629.5532 | 3 | 2062.4591 | 0.20625 | 86567.0941 | 0 | 284753.9017 | 19 | 9500 | 1754.4315 | 199.6997 | 21904.1667 | 105364.9812 | 31404.1667 | 0 | 73960.8145 | 73960.8145 | 9500 | 0 | 0 | 0 | 0 | 0 | 0
2022-10-04 13:00 | 0.7797 | 0.79518 | 35584 | 26912.4995 | 634 | 84292.8969 | 3 | 4491.7239 | 0.44917 | 79801.173 | 0 | 371320.9958 | 19 | 9500 | 1754.4315 | 199.6997 | 21904.1667 | 105364.9812 | 31404.1667 | 0 | 73960.8145 | 73960.8145 | 9500 | 0 | 0 | 0 | 0 | 0 | 0
2022-10-04 14:00 | 0.64522 | 0.73219 | 35584 | 22270.7232 | 634 | 77615.6545 | 3 | 9133.4903 | 0.91335 | 68482.1642 | 0 | 451122.1688 | 19 | 9500 | 1754.4315 | 199.6997 | 21904.1667 | 105364.9812 | 31404.1667 | 0 | 73960.8145 | 73960.8145 | 9500 | 0 | 0 | 0 | 0 | 0 | 0
2022-10-04 15:00 | 0.46577 | 0.59527 | 35584 | 16076.7409 | 634 | 63101.4773 | 3 | 15327.4596 | 1.5327 | 47774.0177 | 0 | 519604.333 | 19 | 9500 | 1754.4315 | 199.6997 | 21904.1667 | 105364.9812 | 31404.1667 | 0 | 73960.8145 | 73960.8145 | 0 | 9500 | 0 | 0 | 0 | 0 | 0
2022-10-04 16:00 | 0.25155 | 0.41623 | 35584 | 8682.6205 | 634 | 44122.3779 | 3 | 22721.5644 | 2.2722 | 21400.8135 | 0 | 567378.3507 | 19 | 9500 | 1754.4315 | 199.6997 | 21904.1667 | 105364.9812 | 31404.1667 | 0 | 73960.8145 | 73960.8145 | 0 | 9500 | 0 | 0 | 0 | 0 | 0
2022-10-04 17:00 | 0.0574 | 0.0813 | 35584 | 1981.246 | 634 | 8618.1902 | 3 | 29422.9249 | 2.9423 | 0 | 20804.7346 | 588779.1642 | 19 | 9500 | 1754.4315 | 199.6997 | 21904.1667 | 105364.9812 | 31404.1667 | 0 | 73960.8145 | 73960.8145 | 1981.2418 | 7518.7582 | 0 | 0 | 0 | 0 | 0
2022-10-04 18:00 | 0 | 0 | 35584 | 0 | 634 | 0 | 3 | 30000 | 3 | 0 | 30000 | 567974.4295 | 19 | 8095.8333 | 1754.4315 | 170.1827 | 21904.1667 | 105364.9812 | 30000 | 0 | 75364.9812 | 75364.9812 | 0 | 8095.8333 | 0 | 0 | 0 | 0 | 0
2022-10-04 19:00 | 0 | 0 | 35584 | 0 | 634 | 0 | 3 | 30000 | 3 | 0 | 30000 | 537974.4295 | 19 | 8095.8333 | 1754.4315 | 170.1827 | 21904.1667 | 105364.9812 | 30000 | 0 | 75364.9812 | 75364.9812 | 0 | 8095.8333 | 0 | 0 | 0 | 0 | 0
2022-10-04 20:00 | 0 | 0 | 35584 | 0 | 634 | 0 | 3 | 30000 | 3 | 0 | 30000 | 507974.4295 | 19 | 8095.8333 | 1754.4315 | 170.1827 | 21904.1667 | 105364.9812 | 30000 | 0 | 75364.9812 | 75364.9812 | 0 | 8095.8333 | 0 | 0 | 0 | 0 | 0
2022-10-04 21:00 | 0 | 0 | 35584 | 0 | 634 | 0 | 3 | 30000 | 3 | 0 | 30000 | 477974.4295 | 19 | 8095.8333 | 1754.4315 | 170.1827 | 21904.1667 | 105364.9812 | 30000 | 0 | 75364.9812 | 75364.9812 | 0 | 8095.8333 | 0 | 0 | 0 | 0 | 0
2022-10-04 22:00 | 0 | 0 | 35584 | 0 | 634 | 0 | 3 | 30000 | 3 | 0 | 30000 | 447974.4295 | 19 | 8095.8333 | 1754.4315 | 170.1827 | 21904.1667 | 105364.9812 | 30000 | 0 | 75364.9812 | 75364.9812 | 0 | 8095.8333 | 0 | 0 | 0 | 0 | 0
2022-10-04 23:00 | 0 | 0 | 35584 | 0 | 634 | 0 | 3 | 30000 | 3 | 0 | 30000 | 417974.4295 | 19 | 8095.8333 | 1754.4315 | 170.1827 | 21904.1667 | 105364.9812 | 30000 | 0 | 75364.9812 | 75364.9812 | 0 | 8095.8333 | 0 | 0 | 0 | 0 | 0
2022-10-05 | 0 | 0 | 35584 | 0 | 634 | 0 | 3 | 30000 | 3 | 0 | 30000 | 387974.4295 | 19 | 7875 | 1754.4315 | 165.5405 | 22125 | 105585.8145 | 30000 | 0 | 75585.8145 | 75585.8145 | 0 | 7875 | 0 | 0 | 0 | 0 | 0
2022-10-05 01:00 | 0 | 0 | 35584 | 0 | 634 | 0 | 3 | 30000 | 3 | 0 | 30000 | 357974.4295 | 19 | 7875 | 1754.4315 | 165.5405 | 22125 | 105585.8145 | 30000 | 0 | 75585.8145 | 75585.8145 | 0 | 7875 | 0 | 0 | 0 | 0 | 0
2022-10-05 02:00 | 0 | 0 | 35584 | 0 | 634 | 0 | 3 | 30000 | 3 | 0 | 30000 | 327974.4295 | 19 | 7875 | 1754.4315 | 165.5405 | 22125 | 105585.8145 | 30000 | 0 | 75585.8145 | 75585.8145 | 0 | 7875 | 0 | 0 | 0 | 0 | 0
2022-10-05 03:00 | 0 | 0 | 35584 | 0 | 634 | 0 | 3 | 30000 | 3 | 0 | 30000 | 297974.4295 | 19 | 7875 | 1754.4315 | 165.5405 | 22125 | 105585.8145 | 30000 | 0 | 75585.8145 | 75585.8145 | 0 | 7875 | 0 | 0 | 0 | 0 | 0
2022-10-05 04:00 | 0 | 0 | 35584 | 0 | 634 | 0 | 3 | 30000 | 3 | 0 | 30000 | 267974.4295 | 19 | 7875 | 1754.4315 | 165.5405 | 22125 | 105585.8145 | 30000 | 0 | 75585.8145 | 75585.8145 | 0 | 7875 | 0 | 0 | 0 | 0 | 0
2022-10-05 05:00 | 0 | 0 | 35584 | 0 | 634 | 0 | 3 | 30000 | 3 | 0 | 30000 | 237974.4295 | 19 | 7875 | 1754.4315 | 165.5405 | 22125 | 105585.8145 | 30000 | 0 | 75585.8145 | 75585.8145 | 0 | 7875 | 0 | 0 | 0 | 0 | 0
2022-10-05 06:00 | 0.0179 | 0.00775 | 35584 | 617.845 | 634 | 821.5372 | 3 | 30000 | 3 | 0 | 29178.4628 | 207974.4295 | 19 | 8492.8437 | 1754.4315 | 178.5282 | 22125 | 105585.8145 | 30617.8437 | 0 | 74967.9708 | 74967.9708 | 617.8437 | 7875 | 0 | 0 | 0 | 0 | 0
2022-10-05 07:00 | 0.17895 | 0.31291 | 35584 | 6176.7241 | 634 | 33169.962 | 3 | 25448.2889 | 2.5448 | 7721.6731 | 0 | 178795.9667 | 19 | 9500 | 1754.4315 | 199.6997 | 22125 | 105585.8145 | 31625 | 0 | 73960.8145 | 73960.8145 | 6176.7111 | 3323.2889 | 0 | 0 | 0 | 0 | 0
2022-10-05 08:00 | 0.39427 | 0.53216 | 35584 | 13608.8126 | 634 | 56411.5144 | 3 | 18016.2161 | 1.8016 | 38395.2983 | 0 | 186517.6398 | 19 | 9500 | 1754.4315 | 199.6997 | 22125 | 105585.8145 | 31625 | 0 | 73960.8145 | 73960.8145 | 9500 | 0 | 0 | 0 | 0 | 0 | 0
2022-10-05 09:00 | 0.5929 | 0.66164 | 35584 | 20464.821 | 634 | 70137.0159 | 3 | 11160.2221 | 1.116 | 58976.7938 | 0 | 224912.9381 | 19 | 9500 | 1754.4315 | 199.6997 | 22125 | 105585.8145 | 31625 | 0 | 73960.8145 | 73960.8145 | 0 | 9500 | 0 | 0 | 0 | 0 | 0
2022-10-05 10:00 | 0.74147 | 0.73443 | 35584 | 25592.9344 | 634 | 77853.1053 | 3 | 6032.1195 | 0.60321 | 71820.9858 | 0 | 283889.7318 | 19 | 9500 | 1754.4315 | 199.6997 | 22125 | 105585.8145 | 31625 | 0 | 73960.8145 | 73960.8145 | 3467.8805 | 6032.1195 | 0 | 0 | 0 | 0 | 0
2022-10-05 11:00 | 0.8255 | 0.76429 | 35584 | 28493.3542 | 634 | 81018.4086 | 3 | 3131.7057 | 0.31317 | 77886.7028 | 0 | 355710.7176 | 19 | 9500 | 1754.4315 | 199.6997 | 22125 | 105585.8145 | 31625 | 0 | 73960.8145 | 73960.8145 | 6368.2943 | 3131.7057 | 0 | 0 | 0 | 0 | 0
2022-10-05 12:00 | 0.81662 | 0.66509 | 35584 | 28186.8479 | 634 | 70502.7324 | 3 | 3438.2114 | 0.34382 | 67064.521 | 0 | 433597.4205 | 19 | 9500 | 1754.4315 | 199.6997 | 22125 | 105585.8145 | 31625 | 0 | 73960.8145 | 73960.8145 | 9500 | 0 | 0 | 0 | 0 | 0 | 0
2022-10-05 13:00 | 0.7493 | 0.62005 | 35584 | 25863.1985 | 634 | 65728.2762 | 3 | 5761.856 | 0.57619 | 59966.4203 | 0 | 500661.9415 | 19 | 9500 | 1754.4315 | 199.6997 | 22125 | 105585.8145 | 31625 | 0 | 73960.8145 | 73960.8145 | 3738.144 | 5761.856 | 0 | 0 | 0 | 0 | 0
2022-10-05 14:00 | 0.61597 | 0.55896 | 35584 | 21261.1162 | 634 | 59252.443 | 3 | 10363.9286 | 1.0364 | 48888.5144 | 0 | 560628.3617 | 19 | 9500 | 1754.4315 | 199.6997 | 22125 | 105585.8145 | 31625 | 0 | 73960.8145 | 73960.8145 | 0 | 9500 | 0 | 0 | 0 | 0 | 0
2022-10-05 15:00 | 0.39162 | 0.37193 | 35584 | 13517.3439 | 634 | 39426.3653 | 3 | 18107.6846 | 1.8108 | 21318.6807 | 0 | 609516.8761 | 19 | 9500 | 1754.4315 | 199.6997 | 22125 | 105585.8145 | 31625 | 0 | 73960.8145 | 73960.8145 | 9500 | 0 | 0 | 0 | 0 | 0 | 0
2022-10-05 16:00 | 0.19552 | 0.19088 | 35584 | 6748.6622 | 634 | 20234.1962 | 3 | 24876.352 | 2.4876 | 20234.1962 | 24876.352 | 630835.5568 | 19 | 9500 | 1754.4315 | 199.6997 | 22125 | 105585.8145 | 31625 | 0 | 73960.8145 | 73960.8145 | 6748.648 | 2751.352 | 0 | 0 | 0 | 0 | 0
2022-10-05 17:00 | 0.04245 | 0.01411 | 35584 | 1465.2246 | 634 | 1495.7277 | 3 | 30000 | 3 | 0 | 28504.2723 | 626193.401 | 19 | 9340.2215 | 1754.4315 | 196.341 | 22125 | 105585.8145 | 31465.2215 | 0 | 74120.593 | 74120.593 | 0 | 9340.2215 | 0 | 0 | 0 | 0 | 0
2022-10-05 18:00 | 0 | 0 | 35584 | 0 | 634 | 0 | 3 | 30000 | 3 | 0 | 30000 | 597689.1288 | 19 | 7875 | 1754.4315 | 165.5405 | 22125 | 105585.8145 | 30000 | 0 | 75585.8145 | 75585.8145 | 0 | 7875 | 0 | 0 | 0 | 0 | 0
2022-10-05 19:00 | 0 | 0 | 35584 | 0 | 634 | 0 | 3 | 30000 | 3 | 0 | 30000 | 567689.1288 | 19 | 7875 | 1754.4315 | 165.5405 | 22125 | 105585.8145 | 30000 | 0 | 75585.8145 | 75585.8145 | 0 | 7875 | 0 | 0 | 0 | 0 | 0
2022-10-05 20:00 | 0 | 0 | 35584 | 0 | 634 | 0 | 3 | 30000 | 3 | 0 | 30000 | 537689.1288 | 19 | 7875 | 1754.4315 | 165.5405 | 22125 | 105585.8145 | 30000 | 0 | 75585.8145 | 75585.8145 | 0 | 7875 | 0 | 0 | 0 | 0 | 0
2022-10-05 21:00 | 0 | 0 | 35584 | 0 | 634 | 0 | 3 | 30000 | 3 | 0 | 30000 | 507689.1288 | 19 | 7875 | 1754.4315 | 165.5405 | 22125 | 105585.8145 | 30000 | 0 | 75585.8145 | 75585.8145 | 0 | 7875 | 0 | 0 | 0 | 0 | 0
2022-10-05 22:00 | 0 | 0 | 35584 | 0 | 634 | 0 | 3 | 30000 | 3 | 0 | 30000 | 477689.1288 | 19 | 7875 | 1754.4315 | 165.5405 | 22125 | 105585.8145 | 30000 | 0 | 75585.8145 | 75585.8145 | 0 | 7875 | 0 | 0 | 0 | 0 | 0
2022-10-05 23:00 | 0 | 0 | 35584 | 0 | 634 | 0 | 3 | 30000 | 3 | 0 | 30000 | 447689.1288 | 19 | 7875 | 1754.4315 | 165.5405 | 22125 | 105585.8145 | 30000 | 0 | 75585.8145 | 75585.8145 | 0 | 7875 | 0 | 0 | 0 | 0 | 0
2022-10-06 | 0 | 0 | 35584 | 0 | 634 | 0 | 3 | 30000 | 3 | 0 | 30000 | 417689.1288 | 19 | 8170.8333 | 1754.4315 | 171.7593 | 21829.1667 | 105289.9812 | 30000 | 0 | 75289.9812 | 75289.9812 | 0 | 8170.8333 | 0 | 0 | 0 | 0 | 0
2022-10-06 01:00 | 0 | 0 | 35584 | 0 | 634 | 0 | 3 | 30000 | 3 | 0 | 30000 | 387689.1288 | 19 | 8170.8333 | 1754.4315 | 171.7593 | 21829.1667 | 105289.9812 | 30000 | 0 | 75289.9812 | 75289.9812 | 0 | 8170.8333 | 0 | 0 | 0 | 0 | 0
2022-10-06 02:00 | 0 | 0 | 35584 | 0 | 634 | 0 | 3 | 30000 | 3 | 0 | 30000 | 357689.1288 | 19 | 8170.8333 | 1754.4315 | 171.7593 | 21829.1667 | 105289.9812 | 30000 | 0 | 75289.9812 | 75289.9812 | 0 | 8170.8333 | 0 | 0 | 0 | 0 | 0
2022-10-06 03:00 | 0 | 0 | 35584 | 0 | 634 | 0 | 3 | 30000 | 3 | 0 | 30000 | 327689.1288 | 19 | 8170.8333 | 1754.4315 | 171.7593 | 21829.1667 | 105289.9812 | 30000 | 0 | 75289.9812 | 75289.9812 | 0 | 8170.8333 | 0 | 0 | 0 | 0 | 0
2022-10-06 04:00 | 0 | 0 | 35584 | 0 | 634 | 0 | 3 | 30000 | 3 | 0 | 30000 | 297689.1288 | 19 | 8170.8333 | 1754.4315 | 171.7593 | 21829.1667 | 105289.9812 | 30000 | 0 | 75289.9812 | 75289.9812 | 0 | 8170.8333 | 0 | 0 | 0 | 0 | 0
2022-10-06 05:00 | 0 | 0 | 35584 | 0 | 634 | 0 | 3 | 30000 | 3 | 0 | 30000 | 267689.1288 | 19 | 8170.8333 | 1754.4315 | 171.7593 | 21829.1667 | 105289.9812 | 30000 | 0 | 75289.9812 | 75289.9812 | 0 | 8170.8333 | 0 | 0 | 0 | 0 | 0
2022-10-06 06:00 | 0.01573 | 0.0005 | 35584 | 542.9442 | 634 | 53.0024 | 3 | 30000 | 3 | 0 | 29946.9976 | 237689.1288 | 19 | 8713.7764 | 1754.4315 | 183.1725 | 21829.1667 | 105289.9812 | 30542.9431 | 0 | 74747.0381 | 74747.0381 | 542.9431 | 8170.8333 | 0 | 0 | 0 | 0 | 0
2022-10-06 07:00 | 0.14325 | 0.08679 | 35584 | 4944.4858 | 634 | 9200.1566 | 3 | 26384.6913 | 2.6385 | 0 | 17184.5347 | 207742.1312 | 19 | 9500 | 1754.4315 | 199.6997 | 21829.1667 | 105289.9812 | 31329.1667 | 0 | 73960.8145 | 73960.8145 | 0 | 9500 | 0 | 0 | 0 | 0 | 0
2022-10-06 08:00 | 0.31392 | 0.15572 | 35584 | 10835.4134 | 634 | 16507.0675 | 3 | 20493.7761 | 2.0494 | 0 | 3986.7086 | 190557.5964 | 19 | 9500 | 1754.4315 | 199.6997 | 21829.1667 | 105289.9812 | 31329.1667 | 0 | 73960.8145 | 73960.8145 | 0 | 9500 | 0 | 0 | 0 | 0 | 0
2022-10-06 09:00 | 0.4977 | 0.32103 | 35584 | 17178.8521 | 634 | 34030.7209 | 3 | 14150.3507 | 1.415 | 19880.3702 | 0 | 186570.8878 | 19 | 9500 | 1754.4315 | 199.6997 | 21829.1667 | 105289.9812 | 31329.1667 | 0 | 73960.8145 | 73960.8145 | 0 | 9500 | 0 | 0 | 0 | 0 | 0
2022-10-06 10:00 | 0.66822 | 0.44652 | 35584 | 23064.6023 | 634 | 47333.2633 | 3 | 8264.613 | 0.82646 | 39068.6503 | 0 | 206451.258 | 19 | 9500 | 1754.4315 | 199.6997 | 21829.1667 | 105289.9812 | 31329.1667 | 0 | 73960.8145 | 73960.8145 | 1235.387 | 8264.613 | 0 | 0 | 0 | 0 | 0
2022-10-06 11:00 | 0.77925 | 0.60711 | 35584 | 26896.967 | 634 | 64356.5741 | 3 | 4432.2563 | 0.44323 | 59924.3179 | 0 | 245519.9084 | 19 | 9500 | 1754.4315 | 199.6997 | 21829.1667 | 105289.9812 | 31329.1667 | 0 | 73960.8145 | 73960.8145 | 9500 | 0 | 0 | 0 | 0 | 0 | 0
2022-10-06 12:00 | 0.79217 | 0.59525 | 35584 | 27342.92 | 634 | 63099.3572 | 3 | 3986.3043 | 0.39863 | 59113.0529 | 0 | 305444.2262 | 19 | 9500 | 1754.4315 | 199.6997 | 21829.1667 | 105289.9812 | 31329.1667 | 0 | 73960.8145 | 73960.8145 | 5513.6957 | 3986.3043 | 0 | 0 | 0 | 0 | 0
2022-10-06 13:00 | 0.72658 | 0.5832 | 35584 | 25078.984 | 634 | 61821.9994 | 3 | 6250.2354 | 0.62502 | 55571.7639 | 0 | 364557.2792 | 19 | 9500 | 1754.4315 | 199.6997 | 21829.1667 | 105289.9812 | 31329.1667 | 0 | 73960.8145 | 73960.8145 | 9500 | 0 | 0 | 0 | 0 | 0 | 0
2022-10-06 14:00 | 0.60647 | 0.53504 | 35584 | 20933.2096 | 634 | 56716.8082 | 3 | 10396.0011 | 1.0396 | 46320.8071 | 0 | 420129.0431 | 19 | 9500 | 1754.4315 | 199.6997 | 21829.1667 | 105289.9812 | 31329.1667 | 0 | 73960.8145 | 73960.8145 | 0 | 9500 | 0 | 0 | 0 | 0 | 0
2022-10-06 15:00 | 0.41892 | 0.40878 | 35584 | 14459.6438 | 634 | 43332.6421 | 3 | 16869.5533 | 1.687 | 26463.0888 | 0 | 466449.8502 | 19 | 9500 | 1754.4315 | 199.6997 | 21829.1667 | 105289.9812 | 31329.1667 | 0 | 73960.8145 | 73960.8145 | 9500 | 0 | 0 | 0 | 0 | 0 | 0
2022-10-06 16:00 | 0.21262 | 0.2031 | 35584 | 7338.894 | 634 | 21529.5749 | 3 | 23990.2881 | 2.399 | 0 | 2460.7133 | 492912.939 | 19 | 9500 | 1754.4315 | 199.6997 | 21829.1667 | 105289.9812 | 31329.1667 | 0 | 73960.8145 | 73960.8145 | 7338.8785 | 2161.1215 | 0 | 0 | 0 | 0 | 0
2022-10-06 17:00 | 0.0444 | 0.01382 | 35584 | 1532.5317 | 634 | 1464.9863 | 3 | 29796.6382 | 2.9797 | 0 | 28331.6518 | 490452.2257 | 19 | 9500 | 1754.4315 | 199.6997 | 21829.1667 | 105289.9812 | 31329.1667 | 0 | 73960.8145 | 73960.8145 | 0 | 9500 | 0 | 0 | 0 | 0 | 0
2022-10-06 18:00 | 0 | 0 | 35584 | 0 | 634 | 0 | 3 | 30000 | 3 | 0 | 30000 | 462120.5739 | 19 | 8170.8333 | 1754.4315 | 171.7593 | 21829.1667 | 105289.9812 | 30000 | 0 | 75289.9812 | 75289.9812 | 0 | 8170.8333 | 0 | 0 | 0 | 0 | 0
2022-10-06 19:00 | 0 | 0 | 35584 | 0 | 634 | 0 | 3 | 30000 | 3 | 0 | 30000 | 432120.5739 | 19 | 8170.8333 | 1754.4315 | 171.7593 | 21829.1667 | 105289.9812 | 30000 | 0 | 75289.9812 | 75289.9812 | 0 | 8170.8333 | 0 | 0 | 0 | 0 | 0
2022-10-06 20:00 | 0 | 0 | 35584 | 0 | 634 | 0 | 3 | 30000 | 3 | 0 | 30000 | 402120.5739 | 19 | 8170.8333 | 1754.4315 | 171.7593 | 21829.1667 | 105289.9812 | 30000 | 0 | 75289.9812 | 75289.9812 | 0 | 8170.8333 | 0 | 0 | 0 | 0 | 0
2022-10-06 21:00 | 0 | 0 | 35584 | 0 | 634 | 0 | 3 | 30000 | 3 | 0 | 30000 | 372120.5739 | 19 | 8170.8333 | 1754.4315 | 171.7593 | 21829.1667 | 105289.9812 | 30000 | 0 | 75289.9812 | 75289.9812 | 0 | 8170.8333 | 0 | 0 | 0 | 0 | 0
2022-10-06 22:00 | 0 | 0 | 35584 | 0 | 634 | 0 | 3 | 30000 | 3 | 0 | 30000 | 342120.5739 | 19 | 8170.8333 | 1754.4315 | 171.7593 | 21829.1667 | 105289.9812 | 30000 | 0 | 75289.9812 | 75289.9812 | 0 | 8170.8333 | 0 | 0 | 0 | 0 | 0
2022-10-06 23:00 | 0 | 0 | 35584 | 0 | 634 | 0 | 3 | 30000 | 3 | 0 | 30000 | 312120.5739 | 19 | 8170.8333 | 1754.4315 | 171.7593 | 21829.1667 | 105289.9812 | 30000 | 0 | 75289.9812 | 75289.9812 | 0 | 8170.8333 | 0 | 0 | 0 | 0 | 0
2022-10-07 | 0 | 0 | 35584 | 0 | 634 | 0 | 3 | 30000 | 3 | 0 | 30000 | 282120.5739 | 19 | 9220.8333 | 1754.4315 | 193.8313 | 20779.1667 | 104239.9812 | 30000 | 0 | 74239.9812 | 74239.9812 | 0 | 9220.8333 | 0 | 0 | 0 | 0 | 0
2022-10-07 01:00 | 0 | 0 | 35584 | 0 | 634 | 0 | 3 | 30000 | 3 | 0 | 30000 | 252120.5739 | 19 | 9220.8333 | 1754.4315 | 193.8313 | 20779.1667 | 104239.9812 | 30000 | 0 | 74239.9812 | 74239.9812 | 0 | 9220.8333 | 0 | 0 | 0 | 0 | 0
2022-10-07 02:00 | 0 | 0 | 35584 | 0 | 634 | 0 | 3 | 30000 | 3 | 0 | 30000 | 222120.5739 | 19 | 9220.8333 | 1754.4315 | 193.8313 | 20779.1667 | 104239.9812 | 30000 | 0 | 74239.9812 | 74239.9812 | 0 | 9220.8333 | 0 | 0 | 0 | 0 | 0
2022-10-07 03:00 | 0 | 0 | 35584 | 0 | 634 | 0 | 3 | 30000 | 3 | 0 | 30000 | 192120.5739 | 19 | 9220.8333 | 1754.4315 | 193.8313 | 20779.1667 | 104239.9812 | 30000 | 0 | 74239.9812 | 74239.9812 | 0 | 9220.8333 | 0 | 0 | 0 | 0 | 0
2022-10-07 04:00 | 0 | 0 | 35584 | 0 | 634 | 0 | 3 | 30000 | 3 | 0 | 30000 | 162120.5739 | 19 | 9220.8333 | 1754.4315 | 193.8313 | 20779.1667 | 104239.9812 | 30000 | 0 | 74239.9812 | 74239.9812 | 0 | 9220.8333 | 0 | 0 | 0 | 0 | 0
2022-10-07 05:00 | 0 | 0 | 35584 | 0 | 634 | 0 | 3 | 30000 | 3 | 0 | 30000 | 132120.5739 | 19 | 9220.8333 | 1754.4315 | 193.8313 | 20779.1667 | 104239.9812 | 30000 | 0 | 74239.9812 | 74239.9812 | 0 | 9220.8333 | 0 | 0 | 0 | 0 | 0
2022-10-07 06:00 | 0.01518 | 0.0024 | 35584 | 523.9602 | 634 | 254.4115 | 3 | 29755.2076 | 2.9755 | 0 | 29500.7961 | 102120.5739 | 19 | 9500 | 1754.4315 | 199.6997 | 20779.1667 | 104239.9812 | 30279.1667 | 0 | 73960.8145 | 73960.8145 | 523.9591 | 8976.0409 | 0 | 0 | 0 | 0 | 0
2022-10-07 07:00 | 0.1503 | 0.15994 | 35584 | 5187.8269 | 634 | 16954.4077 | 3 | 25091.3506 | 2.5091 | 0 | 8136.9429 | 72619.7778 | 19 | 9500 | 1754.4315 | 199.6997 | 20779.1667 | 104239.9812 | 30279.1667 | 0 | 73960.8145 | 73960.8145 | 5187.816 | 4312.184 | 0 | 0 | 0 | 0 | 0
2022-10-07 08:00 | 0.34883 | 0.36316 | 35584 | 12040.3837 | 634 | 38496.7032 | 3 | 18238.8083 | 1.8239 | 20257.8949 | 0 | 64482.8349 | 19 | 9500 | 1754.4315 | 199.6997 | 20779.1667 | 104239.9812 | 30279.1667 | 0 | 73960.8145 | 73960.8145 | 0 | 9500 | 0 | 0 | 0 | 0 | 0
2022-10-07 09:00 | 0.54072 | 0.49446 | 35584 | 18663.7511 | 634 | 52415.1334 | 3 | 11615.4549 | 1.1615 | 40799.6785 | 0 | 84740.7297 | 19 | 9500 | 1754.4315 | 199.6997 | 20779.1667 | 104239.9812 | 30279.1667 | 0 | 73960.8145 | 73960.8145 | 9500 | 0 | 0 | 0 | 0 | 0 | 0
2022-10-07 10:00 | 0.68912 | 0.59156 | 35584 | 23785.9967 | 634 | 62708.1995 | 3 | 6493.22 | 0.64932 | 56214.9794 | 0 | 125540.4083 | 19 | 9500 | 1754.4315 | 199.6997 | 20779.1667 | 104239.9812 | 30279.1667 | 0 | 73960.8145 | 73960.8145 | 3006.78 | 6493.22 | 0 | 0 | 0 | 0 | 0
2022-10-07 11:00 | 0.7722 | 0.61967 | 35584 | 26653.6259 | 634 | 65687.9944 | 3 | 3625.5969 | 0.36256 | 62062.3975 | 0 | 181755.3877 | 19 | 9500 | 1754.4315 | 199.6997 | 20779.1667 | 104239.9812 | 30279.1667 | 0 | 73960.8145 | 73960.8145 | 5874.4031 | 3625.5969 | 0 | 0 | 0 | 0 | 0
2022-10-07 12:00 | 0.78335 | 0.62889 | 35584 | 27038.4846 | 634 | 66665.3587 | 3 | 3240.739 | 0.32407 | 63424.6197 | 0 | 243817.7852 | 19 | 9500 | 1754.4315 | 199.6997 | 20779.1667 | 104239.9812 | 30279.1667 | 0 | 73960.8145 | 73960.8145 | 6259.261 | 3240.739 | 0 | 0 | 0 | 0 | 0
2022-10-07 13:00 | 0.72172 | 0.58527 | 35584 | 24911.2339 | 634 | 62041.4293 | 3 | 5367.9852 | 0.5368 | 56673.4441 | 0 | 307242.4049 | 19 | 9500 | 1754.4315 | 199.6997 | 20779.1667 | 104239.9812 | 30279.1667 | 0 | 73960.8145 | 73960.8145 | 4132.0148 | 5367.9852 | 0 | 0 | 0 | 0 | 0
2022-10-07 14:00 | 0.61317 | 0.56085 | 35584 | 21164.47 | 634 | 59452.7921 | 3 | 9114.7412 | 0.91147 | 50338.0509 | 0 | 363915.849 | 19 | 9500 | 1754.4315 | 199.6997 | 20779.1667 | 104239.9812 | 30279.1667 | 0 | 73960.8145 | 73960.8145 | 385.2588 | 9114.7412 | 0 | 0 | 0 | 0 | 0
2022-10-07 15:00 | 0.42442 | 0.43396 | 35584 | 14649.4844 | 634 | 46001.843 | 3 | 15629.7131 | 1.563 | 30372.1299 | 0 | 414253.8999 | 19 | 9500 | 1754.4315 | 199.6997 | 20779.1667 | 104239.9812 | 30279.1667 | 0 | 73960.8145 | 73960.8145 | 0 | 9500 | 0 | 0 | 0 | 0 | 0
2022-10-07 16:00 | 0.21735 | 0.24527 | 35584 | 7502.1569 | 634 | 25999.7973 | 3 | 22777.0255 | 2.2777 | 3222.7718 | 0 | 444626.0298 | 19 | 9500 | 1754.4315 | 199.6997 | 20779.1667 | 104239.9812 | 30279.1667 | 0 | 73960.8145 | 73960.8145 | 0 | 9500 | 0 | 0 | 0 | 0 | 0
2022-10-07 17:00 | 0.0438 | 0.02384 | 35584 | 1511.8218 | 634 | 2527.1544 | 3 | 28767.348 | 2.8767 | 0 | 26240.1936 | 447848.8016 | 19 | 9500 | 1754.4315 | 199.6997 | 20779.1667 | 104239.9812 | 30279.1667 | 0 | 73960.8145 | 73960.8145 | 1511.8186 | 7988.1814 | 0 | 0 | 0 | 0 | 0
2022-10-07 18:00 | 0 | 0 | 35584 | 0 | 634 | 0 | 3 | 30000 | 3 | 0 | 30000 | 421608.608 | 19 | 9220.8333 | 1754.4315 | 193.8313 | 20779.1667 | 104239.9812 | 30000 | 0 | 74239.9812 | 74239.9812 | 0 | 9220.8333 | 0 | 0 | 0 | 0 | 0
2022-10-07 19:00 | 0 | 0 | 35584 | 0 | 634 | 0 | 3 | 30000 | 3 | 0 | 30000 | 391608.608 | 19 | 9220.8333 | 1754.4315 | 193.8313 | 20779.1667 | 104239.9812 | 30000 | 0 | 74239.9812 | 74239.9812 | 0 | 9220.8333 | 0 | 0 | 0 | 0 | 0
2022-10-07 20:00 | 0 | 0 | 35584 | 0 | 634 | 0 | 3 | 30000 | 3 | 0 | 30000 | 361608.608 | 19 | 9220.8333 | 1754.4315 | 193.8313 | 20779.1667 | 104239.9812 | 30000 | 0 | 74239.9812 | 74239.9812 | 0 | 9220.8333 | 0 | 0 | 0 | 0 | 0
2022-10-07 21:00 | 0 | 0 | 35584 | 0 | 634 | 0 | 3 | 30000 | 3 | 0 | 30000 | 331608.608 | 19 | 9220.8333 | 1754.4315 | 193.8313 | 20779.1667 | 104239.9812 | 30000 | 0 | 74239.9812 | 74239.9812 | 0 | 9220.8333 | 0 | 0 | 0 | 0 | 0
2022-10-07 22:00 | 0 | 0 | 35584 | 0 | 634 | 0 | 3 | 30000 | 3 | 0 | 30000 | 301608.608 | 19 | 9220.8333 | 1754.4315 | 193.8313 | 20779.1667 | 104239.9812 | 30000 | 0 | 74239.9812 | 74239.9812 | 0 | 9220.8333 | 0 | 0 | 0 | 0 | 0
2022-10-07 23:00 | 0 | 0 | 35584 | 0 | 634 | 0 | 3 | 30000 | 3 | 0 | 30000 | 271608.608 | 19 | 9220.8333 | 1754.4315 | 193.8313 | 20779.1667 | 104239.9812 | 30000 | 0 | 74239.9812 | 74239.9812 | 0 | 9220.8333 | 0 | 0 | 0 | 0 | 0
2022-10-08 | 0 | 0 | 35584 | 0 | 634 | 0 | 3 | 30000 | 3 | 0 | 30000 | 241608.608 | 19 | 9245.8333 | 1754.4315 | 194.3569 | 20754.1667 | 104214.9812 | 30000 | 0 | 74214.9812 | 74214.9812 | 0 | 9245.8333 | 0 | 0 | 0 | 0 | 0
2022-10-08 01:00 | 0 | 0 | 35584 | 0 | 634 | 0 | 3 | 30000 | 3 | 0 | 30000 | 211608.608 | 19 | 9245.8333 | 1754.4315 | 194.3569 | 20754.1667 | 104214.9812 | 30000 | 0 | 74214.9812 | 74214.9812 | 0 | 9245.8333 | 0 | 0 | 0 | 0 | 0
2022-10-08 02:00 | 0 | 0 | 35584 | 0 | 634 | 0 | 3 | 30000 | 3 | 0 | 30000 | 181608.608 | 19 | 9245.8333 | 1754.4315 | 194.3569 | 20754.1667 | 104214.9812 | 30000 | 0 | 74214.9812 | 74214.9812 | 0 | 9245.8333 | 0 | 0 | 0 | 0 | 0
2022-10-08 03:00 | 0 | 0 | 35584 | 0 | 634 | 0 | 3 | 30000 | 3 | 0 | 30000 | 151608.608 | 19 | 9245.8333 | 1754.4315 | 194.3569 | 20754.1667 | 104214.9812 | 30000 | 0 | 74214.9812 | 74214.9812 | 0 | 9245.8333 | 0 | 0 | 0 | 0 | 0
2022-10-08 04:00 | 0 | 0 | 35584 | 0 | 634 | 0 | 3 | 30000 | 3 | 0 | 30000 | 121608.608 | 19 | 9245.8333 | 1754.4315 | 194.3569 | 20754.1667 | 104214.9812 | 30000 | 0 | 74214.9812 | 74214.9812 | 0 | 9245.8333 | 0 | 0 | 0 | 0 | 0
2022-10-08 05:00 | 0 | 0 | 35584 | 0 | 634 | 0 | 3 | 30000 | 3 | 0 | 30000 | 91608.608 | 19 | 9245.8333 | 1754.4315 | 194.3569 | 20754.1667 | 104214.9812 | 30000 | 0 | 74214.9812 | 74214.9812 | 0 | 9245.8333 | 0 | 0 | 0 | 0 | 0
2022-10-08 06:00 | 0.01502 | 0.00316 | 35584 | 518.4375 | 634 | 334.9752 | 3 | 29735.7302 | 2.9736 | 0 | 29400.7551 | 61608.608 | 19 | 9500 | 1754.4315 | 199.6997 | 20754.1667 | 104214.9812 | 30254.1667 | 0 | 73960.8145 | 73960.8145 | 0 | 9500 | 0 | 0 | 0 | 0 | 0
2022-10-08 07:00 | 0.16005 | 0.22592 | 35584 | 5524.3626 | 634 | 23948.6044 | 3 | 24729.8157 | 2.473 | 0 | 781.2113 | 32207.8529 | 19 | 9500 | 1754.4315 | 199.6997 | 20754.1667 | 104214.9812 | 30254.1667 | 0 | 73960.8145 | 73960.8145 | 0 | 9500 | 0 | 0 | 0 | 0 | 0
2022-10-08 08:00 | 0.3644 | 0.43167 | 35584 | 12577.8053 | 634 | 45759.092 | 3 | 17676.3878 | 1.7676 | 28082.7042 | 0 | 31426.6417 | 19 | 9500 | 1754.4315 | 199.6997 | 20754.1667 | 104214.9812 | 30254.1667 | 0 | 73960.8145 | 73960.8145 | 9500 | 0 | 0 | 0 | 0 | 0 | 0
2022-10-08 09:00 | 0.55545 | 0.54377 | 35584 | 19172.1788 | 634 | 57642.2301 | 3 | 11082.0282 | 1.1082 | 46560.2019 | 0 | 59509.3459 | 19 | 9500 | 1754.4315 | 199.6997 | 20754.1667 | 104214.9812 | 30254.1667 | 0 | 73960.8145 | 73960.8145 | 0 | 9500 | 0 | 0 | 0 | 0 | 0
2022-10-08 10:00 | 0.69945 | 0.62558 | 35584 | 24142.5519 | 634 | 66314.4828 | 3 | 6111.6656 | 0.61117 | 60202.8172 | 0 | 106069.5477 | 19 | 9500 | 1754.4315 | 199.6997 | 20754.1667 | 104214.9812 | 30254.1667 | 0 | 73960.8145 | 73960.8145 | 9500 | 0 | 0 | 0 | 0 | 0 | 0
2022-10-08 11:00 | 0.78662 | 0.66456 | 35584 | 27151.3535 | 634 | 70446.5499 | 3 | 3102.8703 | 0.31029 | 67343.6796 | 0 | 166272.365 | 19 | 9500 | 1754.4315 | 199.6997 | 20754.1667 | 104214.9812 | 30254.1667 | 0 | 73960.8145 | 73960.8145 | 9500 | 0 | 0 | 0 | 0 | 0 | 0
2022-10-08 12:00 | 0.77715 | 0.5839 | 35584 | 26824.4824 | 634 | 61896.2027 | 3 | 3429.7407 | 0.34297 | 58466.462 | 0 | 233616.0445 | 19 | 9500 | 1754.4315 | 199.6997 | 20754.1667 | 104214.9812 | 30254.1667 | 0 | 73960.8145 | 73960.8145 | 9500 | 0 | 0 | 0 | 0 | 0 | 0
2022-10-08 13:00 | 0.70838 | 0.56445 | 35584 | 24450.7841 | 634 | 59834.4094 | 3 | 5803.434 | 0.58034 | 54030.9753 | 0 | 292082.5065 | 19 | 9500 | 1754.4315 | 199.6997 | 20754.1667 | 104214.9812 | 30254.1667 | 0 | 73960.8145 | 73960.8145 | 3696.566 | 5803.434 | 0 | 0 | 0 | 0 | 0
2022-10-08 14:00 | 0.57635 | 0.47002 | 35584 | 19893.5732 | 634 | 49824.3761 | 3 | 10360.6353 | 1.0361 | 39463.7408 | 0 | 346113.4818 | 19 | 9500 | 1754.4315 | 199.6997 | 20754.1667 | 104214.9812 | 30254.1667 | 0 | 73960.8145 | 73960.8145 | 9500 | 0 | 0 | 0 | 0 | 0 | 0
2022-10-08 15:00 | 0.4001 | 0.39479 | 35584 | 13810.0436 | 634 | 41849.635 | 3 | 16444.1521 | 1.6444 | 25405.4829 | 0 | 385577.2226 | 19 | 9500 | 1754.4315 | 199.6997 | 20754.1667 | 104214.9812 | 30254.1667 | 0 | 73960.8145 | 73960.8145 | 0 | 9500 | 0 | 0 | 0 | 0 | 0
2022-10-08 16:00 | 0.2085 | 0.2525 | 35584 | 7196.6861 | 634 | 26766.212 | 3 | 23057.4957 | 2.3057 | 3708.7163 | 0 | 410982.7055 | 19 | 9500 | 1754.4315 | 199.6997 | 20754.1667 | 104214.9812 | 30254.1667 | 0 | 73960.8145 | 73960.8145 | 7196.6709 | 2303.3291 | 0 | 0 | 0 | 0 | 0
2022-10-08 17:00 | 0.04062 | 0.02572 | 35584 | 1402.0594 | 634 | 2726.4435 | 3 | 28852.1102 | 2.8852 | 0 | 26125.6667 | 414691.4218 | 19 | 9500 | 1754.4315 | 199.6997 | 20754.1667 | 104214.9812 | 30254.1667 | 0 | 73960.8145 | 73960.8145 | 1402.0565 | 8097.9435 | 0 | 0 | 0 | 0 | 0
2022-10-08 18:00 | 0 | 0 | 35584 | 0 | 634 | 0 | 3 | 30000 | 3 | 0 | 30000 | 388565.7551 | 19 | 9245.8333 | 1754.4315 | 194.3569 | 20754.1667 | 104214.9812 | 30000 | 0 | 74214.9812 | 74214.9812 | 0 | 9245.8333 | 0 | 0 | 0 | 0 | 0
2022-10-08 19:00 | 0 | 0 | 35584 | 0 | 634 | 0 | 3 | 30000 | 3 | 0 | 30000 | 358565.7551 | 19 | 9245.8333 | 1754.4315 | 194.3569 | 20754.1667 | 104214.9812 | 30000 | 0 | 74214.9812 | 74214.9812 | 0 | 9245.8333 | 0 | 0 | 0 | 0 | 0
2022-10-08 20:00 | 0 | 0 | 35584 | 0 | 634 | 0 | 3 | 30000 | 3 | 0 | 30000 | 328565.7551 | 19 | 9245.8333 | 1754.4315 | 194.3569 | 20754.1667 | 104214.9812 | 30000 | 0 | 74214.9812 | 74214.9812 | 0 | 9245.8333 | 0 | 0 | 0 | 0 | 0
2022-10-08 21:00 | 0 | 0 | 35584 | 0 | 634 | 0 | 3 | 30000 | 3 | 0 | 30000 | 298565.7551 | 19 | 9245.8333 | 1754.4315 | 194.3569 | 20754.1667 | 104214.9812 | 30000 | 0 | 74214.9812 | 74214.9812 | 0 | 9245.8333 | 0 | 0 | 0 | 0 | 0
2022-10-08 22:00 | 0 | 0 | 35584 | 0 | 634 | 0 | 3 | 30000 | 3 | 0 | 30000 | 268565.7551 | 19 | 9245.8333 | 1754.4315 | 194.3569 | 20754.1667 | 104214.9812 | 30000 | 0 | 74214.9812 | 74214.9812 | 0 | 9245.8333 | 0 | 0 | 0 | 0 | 0
2022-10-08 23:00 | 0 | 0 | 35584 | 0 | 634 | 0 | 3 | 30000 | 3 | 0 | 30000 | 238565.7551 | 19 | 9245.8333 | 1754.4315 | 194.3569 | 20754.1667 | 104214.9812 | 30000 | 0 | 74214.9812 | 74214.9812 | 0 | 9245.8333 | 0 | 0 | 0 | 0 | 0
2022-10-09 | 0 | 0 | 35584 | 0 | 634 | 0 | 3 | 30000 | 3 | 0 | 30000 | 208565.7551 | 19 | 8879.1667 | 1754.4315 | 186.6491 | 21120.8333 | 104581.6478 | 30000 | 0 | 74581.6478 | 74581.6478 | 0 | 8879.1667 | 0 | 0 | 0 | 0 | 0
2022-10-09 01:00 | 0 | 0 | 35584 | 0 | 634 | 0 | 3 | 30000 | 3 | 0 | 30000 | 178565.7551 | 19 | 8879.1667 | 1754.4315 | 186.6491 | 21120.8333 | 104581.6478 | 30000 | 0 | 74581.6478 | 74581.6478 | 0 | 8879.1667 | 0 | 0 | 0 | 0 | 0
2022-10-09 02:00 | 0 | 0 | 35584 | 0 | 634 | 0 | 3 | 30000 | 3 | 0 | 30000 | 148565.7551 | 19 | 8879.1667 | 1754.4315 | 186.6491 | 21120.8333 | 104581.6478 | 30000 | 0 | 74581.6478 | 74581.6478 | 0 | 8879.1667 | 0 | 0 | 0 | 0 | 0
2022-10-09 03:00 | 0 | 0 | 35584 | 0 | 634 | 0 | 3 | 30000 | 3 | 0 | 30000 | 118565.7551 | 19 | 8879.1667 | 1754.4315 | 186.6491 | 21120.8333 | 104581.6478 | 30000 | 0 | 74581.6478 | 74581.6478 | 0 | 8879.1667 | 0 | 0 | 0 | 0 | 0
2022-10-09 04:00 | 0 | 0 | 35584 | 0 | 634 | 0 | 3 | 30000 | 3 | 0 | 30000 | 88565.7551 | 19 | 8879.1667 | 1754.4315 | 186.6491 | 21120.8333 | 104581.6478 | 30000 | 0 | 74581.6478 | 74581.6478 | 0 | 8879.1667 | 0 | 0 | 0 | 0 | 0
2022-10-09 05:00 | 0 | 0 | 35584 | 0 | 634 | 0 | 3 | 30000 | 3 | 0 | 30000 | 58565.7551 | 19 | 8879.1667 | 1754.4315 | 186.6491 | 21120.8333 | 104581.6478 | 30000 | 0 | 74581.6478 | 74581.6478 | 0 | 8879.1667 | 0 | 0 | 0 | 0 | 0
2022-10-09 06:00 | 0.01538 | 0.01353 | 35584 | 530.8635 | 634 | 1434.2449 | 3 | 30000 | 3 | 0 | 28565.7551 | 28565.7551 | 19 | 9410.029 | 1754.4315 | 197.8084 | 21120.8333 | 104581.6478 | 30530.8623 | 0 | 74050.7855 | 74050.7855 | 530.8623 | 8879.1667 | 0 | 0 | 0 | 0 | 0
2022-10-09 07:00 | 0.16965 | 0.34236 | 35584 | 5855.7208 | 634 | 36291.8033 | 3 | 24765.1248 | 2.4765 | 0 | 0 | 0 | 19 | 9500 | 1754.4315 | 199.6997 | 21120.8333 | 104581.6478 | 30620.8333 | 0 | 73960.8145 | 73960.8145 | 5855.7085 | 3644.2915 | 0 | 0 | 0 | 0 | 0
2022-10-09 08:00 | 0.37708 | 0.57144 | 35584 | 13015.4743 | 634 | 60575.3829 | 3 | 17605.3865 | 1.7605 | 0 | 0 | 0 | 19 | 9500 | 1754.4315 | 199.6997 | 21120.8333 | 104581.6478 | 30620.8333 | 0 | 73960.8145 | 73960.8145 | 0 | 9500 | 0 | 0 | 0 | 0 | 0
2022-10-09 09:00 | 0.5689 | 0.69707 | 35584 | 19636.4255 | 634 | 73892.7659 | 3 | 10984.4492 | 1.0984 | 0 | 0 | 0 | 19 | 9500 | 1754.4315 | 199.6997 | 21120.8333 | 104581.6478 | 30620.8333 | 0 | 73960.8145 | 73960.8145 | 9500 | 0 | 0 | 0 | 0 | 0 | 0
2022-10-09 10:00 | 0.71465 | 0.77125 | 35584 | 24667.2024 | 634 | 81756.202 | 3 | 5953.6828 | 0.59537 | 22471.4578 | 0 | 0 | 19 | 9500 | 1754.4315 | 199.6997 | 21120.8333 | 104581.6478 | 30620.8333 | 0 | 73960.8145 | 73960.8145 | 3546.3172 | 5953.6828 | 0 | 0 | 0 | 0 | 0
2022-10-09 11:00 | 0.7988 | 0.80723 | 35584 | 27571.7642 | 634 | 85570.2547 | 3 | 3049.1272 | 0.30491 | 82521.1275 | 0 | 22471.4578 | 19 | 9500 | 1754.4315 | 199.6997 | 21120.8333 | 104581.6478 | 30620.8333 | 0 | 73960.8145 | 73960.8145 | 6450.8728 | 3049.1272 | 0 | 0 | 0 | 0 | 0
2022-10-09 12:00 | 0.80472 | 0.77765 | 35584 | 27776.1018 | 634 | 82434.6327 | 3 | 2844.79 | 0.28448 | 79589.8427 | 0 | 104992.5853 | 19 | 9500 | 1754.4315 | 199.6997 | 21120.8333 | 104581.6478 | 30620.8333 | 0 | 73960.8145 | 73960.8145 | 9500 | 0 | 0 | 0 | 0 | 0 | 0
2022-10-09 13:00 | 0.74572 | 0.76353 | 35584 | 25739.6295 | 634 | 80937.8449 | 3 | 4881.2581 | 0.48813 | 76056.5869 | 0 | 184582.428 | 19 | 9500 | 1754.4315 | 199.6997 | 21120.8333 | 104581.6478 | 30620.8333 | 0 | 73960.8145 | 73960.8145 | 4618.7419 | 4881.2581 | 0 | 0 | 0 | 0 | 0
2022-10-09 14:00 | 0.62135 | 0.71237 | 35584 | 21446.8148 | 634 | 75514.6394 | 3 | 9174.0636 | 0.91741 | 66340.5757 | 0 | 260639.0149 | 19 | 9500 | 1754.4315 | 199.6997 | 21120.8333 | 104581.6478 | 30620.8333 | 0 | 73960.8145 | 73960.8145 | 325.9364 | 9174.0636 | 0 | 0 | 0 | 0 | 0
2022-10-09 15:00 | 0.44367 | 0.61825 | 35584 | 15313.9267 | 634 | 65537.4676 | 3 | 15306.9389 | 1.5307 | 50230.5287 | 0 | 326979.5907 | 19 | 9500 | 1754.4315 | 199.6997 | 21120.8333 | 104581.6478 | 30620.8333 | 0 | 73960.8145 | 73960.8145 | 0 | 9500 | 0 | 0 | 0 | 0 | 0
2022-10-09 16:00 | 0.23693 | 0.45595 | 35584 | 8177.9896 | 634 | 48332.8886 | 3 | 22442.8609 | 2.2443 | 25890.0276 | 0 | 377210.1194 | 19 | 9500 | 1754.4315 | 199.6997 | 21120.8333 | 104581.6478 | 30620.8333 | 0 | 73960.8145 | 73960.8145 | 8177.9724 | 1322.0276 | 0 | 0 | 0 | 0 | 0
2022-10-09 17:00 | 0.04478 | 0.09424 | 35584 | 1545.648 | 634 | 9989.8924 | 3 | 29075.1886 | 2.9075 | 0 | 19085.2963 | 403100.147 | 19 | 9500 | 1754.4315 | 199.6997 | 21120.8333 | 104581.6478 | 30620.8333 | 0 | 73960.8145 | 73960.8145 | 1545.6447 | 7954.3553 | 0 | 0 | 0 | 0 | 0
2022-10-09 18:00 | 0 | 0 | 35584 | 0 | 634 | 0 | 3 | 30000 | 3 | 0 | 30000 | 384014.8507 | 19 | 8879.1667 | 1754.4315 | 186.6491 | 21120.8333 | 104581.6478 | 30000 | 0 | 74581.6478 | 74581.6478 | 0 | 8879.1667 | 0 | 0 | 0 | 0 | 0
2022-10-09 19:00 | 0 | 0 | 35584 | 0 | 634 | 0 | 3 | 30000 | 3 | 0 | 30000 | 354014.8507 | 19 | 8879.1667 | 1754.4315 | 186.6491 | 21120.8333 | 104581.6478 | 30000 | 0 | 74581.6478 | 74581.6478 | 0 | 8879.1667 | 0 | 0 | 0 | 0 | 0
2022-10-09 20:00 | 0 | 0 | 35584 | 0 | 634 | 0 | 3 | 30000 | 3 | 0 | 30000 | 324014.8507 | 19 | 8879.1667 | 1754.4315 | 186.6491 | 21120.8333 | 104581.6478 | 30000 | 0 | 74581.6478 | 74581.6478 | 0 | 8879.1667 | 0 | 0 | 0 | 0 | 0
2022-10-09 21:00 | 0 | 0 | 35584 | 0 | 634 | 0 | 3 | 30000 | 3 | 0 | 30000 | 294014.8507 | 19 | 8879.1667 | 1754.4315 | 186.6491 | 21120.8333 | 104581.6478 | 30000 | 0 | 74581.6478 | 74581.6478 | 0 | 8879.1667 | 0 | 0 | 0 | 0 | 0
2022-10-09 22:00 | 0 | 0 | 35584 | 0 | 634 | 0 | 3 | 30000 | 3 | 0 | 30000 | 264014.8507 | 19 | 8879.1667 | 1754.4315 | 186.6491 | 21120.8333 | 104581.6478 | 30000 | 0 | 74581.6478 | 74581.6478 | 0 | 8879.1667 | 0 | 0 | 0 | 0 | 0
2022-10-09 23:00 | 0 | 0 | 35584 | 0 | 634 | 0 | 3 | 30000 | 3 | 0 | 30000 | 234014.8507 | 19 | 8879.1667 | 1754.4315 | 186.6491 | 21120.8333 | 104581.6478 | 30000 | 0 | 74581.6478 | 74581.6478 | 0 | 8879.1667 | 0 | 0 | 0 | 0 | 0
2022-10-10 | 0 | 0 | 35584 | 0 | 634 | 0 | 3 | 29737.5 | 2.9737 | 0 | 29737.5 | 204014.8507 | 19 | 9500 | 1754.4315 | 199.6997 | 20237.5 | 103698.3145 | 29737.5 | 0 | 73960.8145 | 73960.8145 | 0 | 9500 | 0 | 0 | 0 | 0 | 0
2022-10-10 01:00 | 0 | 0 | 35584 | 0 | 634 | 0 | 3 | 29737.5 | 2.9737 | 0 | 29737.5 | 174277.3507 | 19 | 9500 | 1754.4315 | 199.6997 | 20237.5 | 103698.3145 | 29737.5 | 0 | 73960.8145 | 73960.8145 | 0 | 9500 | 0 | 0 | 0 | 0 | 0
2022-10-10 02:00 | 0 | 0 | 35584 | 0 | 634 | 0 | 3 | 29737.5 | 2.9737 | 0 | 29737.5 | 144539.8507 | 19 | 9500 | 1754.4315 | 199.6997 | 20237.5 | 103698.3145 | 29737.5 | 0 | 73960.8145 | 73960.8145 | 0 | 9500 | 0 | 0 | 0 | 0 | 0
2022-10-10 03:00 | 0 | 0 | 35584 | 0 | 634 | 0 | 3 | 29737.5 | 2.9737 | 0 | 29737.5 | 114802.3507 | 19 | 9500 | 1754.4315 | 199.6997 | 20237.5 | 103698.3145 | 29737.5 | 0 | 73960.8145 | 73960.8145 | 0 | 9500 | 0 | 0 | 0 | 0 | 0
2022-10-10 04:00 | 0 | 0 | 35584 | 0 | 634 | 0 | 3 | 29737.5 | 2.9738 | 0 | 29737.5 | 85064.8507 | 19 | 9500 | 1754.4315 | 199.6997 | 20237.5 | 103698.3145 | 29737.5 | 0 | 73960.8145 | 73960.8145 | 0 | 9500 | 0 | 0 | 0 | 0 | 0
2022-10-10 05:00 | 0 | 0 | 35584 | 0 | 634 | 0 | 3 | 29737.5 | 2.9737 | 0 | 29737.5 | 55327.3507 | 19 | 9500 | 1754.4315 | 199.6997 | 20237.5 | 103698.3145 | 29737.5 | 0 | 73960.8145 | 73960.8145 | 0 | 9500 | 0 | 0 | 0 | 0 | 0
2022-10-10 06:00 | 0.01593 | 0.03394 | 35584 | 549.8475 | 634 | 3597.8029 | 3 | 29187.6536 | 2.9188 | 0 | 25589.8507 | 25589.8507 | 19 | 9500 | 1754.4315 | 199.6997 | 20237.5 | 103698.3145 | 29737.5 | 0 | 73960.8145 | 73960.8145 | 549.8464 | 8950.1536 | 0 | 0 | 0 | 0 | 0
2022-10-10 07:00 | 0.18082 | 0.47602 | 35584 | 6241.2699 | 634 | 50460.4049 | 3 | 23496.2432 | 2.3496 | 0 | 0 | 0 | 19 | 9500 | 1754.4315 | 199.6997 | 20237.5 | 103698.3145 | 29737.5 | 0 | 73960.8145 | 73960.8145 | 0 | 9500 | 0 | 0 | 0 | 0 | 0
2022-10-10 08:00 | 0.3959 | 0.67941 | 35584 | 13665.0744 | 634 | 72020.7212 | 3 | 16072.4543 | 1.6072 | 0 | 0 | 0 | 19 | 9500 | 1754.4315 | 199.6997 | 20237.5 | 103698.3145 | 29737.5 | 0 | 73960.8145 | 73960.8145 | 9500 | 0 | 0 | 0 | 0 | 0 | 0
2022-10-10 09:00 | 0.58742 | 0.79044 | 35584 | 20275.6707 | 634 | 83790.4341 | 3 | 9461.872 | 0.94619 | 65988.3841 | 9461.872 | 0 | 19 | 9500 | 1754.4315 | 199.6997 | 20237.5 | 103698.3145 | 29737.5 | 0 | 73960.8145 | 73960.8145 | 38.128 | 9461.872 | 0 | 0 | 0 | 0 | 0
2022-10-10 10:00 | 0.72972 | 0.83894 | 35584 | 25187.3658 | 634 | 88931.6669 | 3 | 4550.1872 | 0.45502 | 84381.4797 | 0 | 56526.5121 | 19 | 9500 | 1754.4315 | 199.6997 | 20237.5 | 103698.3145 | 29737.5 | 0 | 73960.8145 | 73960.8145 | 9500 | 0 | 0 | 0 | 0 | 0 | 0
2022-10-10 11:00 | 0.80938 | 0.85874 | 35584 | 27936.9486 | 634 | 91030.562 | 3 | 1800.6102 | 0.18006 | 89229.9517 | 0 | 140907.9918 | 19 | 9500 | 1754.4315 | 199.6997 | 20237.5 | 103698.3145 | 29737.5 | 0 | 73960.8145 | 73960.8145 | 9500 | 0 | 0 | 0 | 0 | 0 | 0
2022-10-10 12:00 | 0.8033 | 0.77658 | 35584 | 27727.0884 | 634 | 82321.2076 | 3 | 2010.47 | 0.20105 | 80310.7376 | 0 | 230137.9435 | 19 | 9500 | 1754.4315 | 199.6997 | 20237.5 | 103698.3145 | 29737.5 | 0 | 73960.8145 | 73960.8145 | 7489.53 | 2010.47 | 0 | 0 | 0 | 0 | 0
2022-10-10 13:00 | 0.74247 | 0.7575 | 35584 | 25627.4509 | 634 | 80298.636 | 3 | 4110.1031 | 0.41101 | 76188.5329 | 0 | 310448.6811 | 19 | 9500 | 1754.4315 | 199.6997 | 20237.5 | 103698.3145 | 29737.5 | 0 | 73960.8145 | 73960.8145 | 5389.8969 | 4110.1031 | 0 | 0 | 0 | 0 | 0
2022-10-10 14:00 | 0.61565 | 0.69669 | 35584 | 21250.0709 | 634 | 73852.4841 | 3 | 8487.4738 | 0.84875 | 65365.0103 | 0 | 386637.214 | 19 | 9500 | 1754.4315 | 199.6997 | 20237.5 | 103698.3145 | 29737.5 | 0 | 73960.8145 | 73960.8145 | 9500 | 0 | 0 | 0 | 0 | 0 | 0
2022-10-10 15:00 | 0.43462 | 0.58355 | 35584 | 15001.5525 | 634 | 61859.101 | 3 | 14735.979 | 1.4736 | 47123.122 | 0 | 452002.2243 | 19 | 9500 | 1754.4315 | 199.6997 | 20237.5 | 103698.3145 | 29737.5 | 0 | 73960.8145 | 73960.8145 | 9500 | 0 | 0 | 0 | 0 | 0 | 0
2022-10-10 16:00 | 0.22662 | 0.40732 | 35584 | 7822.1247 | 634 | 43177.8751 | 3 | 21915.3918 | 2.1915 | 21262.4834 | 0 | 499125.3463 | 19 | 9500 | 1754.4315 | 199.6997 | 20237.5 | 103698.3145 | 29737.5 | 0 | 73960.8145 | 73960.8145 | 7822.1082 | 1677.8918 | 0 | 0 | 0 | 0 | 0
2022-10-10 17:00 | 0.04022 | 0.06575 | 35584 | 1388.2528 | 634 | 6969.8156 | 3 | 28349.2501 | 2.8349 | 0 | 21379.4345 | 520387.8297 | 19 | 9500 | 1754.4315 | 199.6997 | 20237.5 | 103698.3145 | 29737.5 | 0 | 73960.8145 | 73960.8145 | 1388.2499 | 8111.7501 | 0 | 0 | 0 | 0 | 0
2022-10-10 18:00 | 0 | 0 | 35584 | 0 | 634 | 0 | 3 | 29737.5 | 2.9737 | 0 | 29737.5 | 499008.3952 | 19 | 9500 | 1754.4315 | 199.6997 | 20237.5 | 103698.3145 | 29737.5 | 0 | 73960.8145 | 73960.8145 | 0 | 9500 | 0 | 0 | 0 | 0 | 0
2022-10-10 19:00 | 0 | 0 | 35584 | 0 | 634 | 0 | 3 | 29737.5 | 2.9737 | 0 | 29737.5 | 469270.8952 | 19 | 9500 | 1754.4315 | 199.6997 | 20237.5 | 103698.3145 | 29737.5 | 0 | 73960.8145 | 73960.8145 | 0 | 9500 | 0 | 0 | 0 | 0 | 0
2022-10-10 20:00 | 0 | 0 | 35584 | 0 | 634 | 0 | 3 | 29737.5 | 2.9737 | 0 | 29737.5 | 439533.3952 | 19 | 9500 | 1754.4315 | 199.6997 | 20237.5 | 103698.3145 | 29737.5 | 0 | 73960.8145 | 73960.8145 | 0 | 9500 | 0 | 0 | 0 | 0 | 0
2022-10-10 21:00 | 0 | 0 | 35584 | 0 | 634 | 0 | 3 | 29737.5 | 2.9737 | 0 | 29737.5 | 409795.8952 | 19 | 9500 | 1754.4315 | 199.6997 | 20237.5 | 103698.3145 | 29737.5 | 0 | 73960.8145 | 73960.8145 | 0 | 9500 | 0 | 0 | 0 | 0 | 0
2022-10-10 22:00 | 0 | 0 | 35584 | 0 | 634 | 0 | 3 | 29737.5 | 2.9737 | 0 | 29737.5 | 380058.3952 | 19 | 9500 | 1754.4315 | 199.6997 | 20237.5 | 103698.3145 | 29737.5 | 0 | 73960.8145 | 73960.8145 | 0 | 9500 | 0 | 0 | 0 | 0 | 0
2022-10-10 23:00 | 0 | 0 | 35584 | 0 | 634 | 0 | 3 | 29737.5 | 2.9737 | 0 | 29737.5 | 350320.8952 | 19 | 9500 | 1754.4315 | 199.6997 | 20237.5 | 103698.3145 | 29737.5 | 0 | 73960.8145 | 73960.8145 | 0 | 9500 | 0 | 0 | 0 | 0 | 0
2022-10-11 | 0 | 0 | 35584 | 0 | 634 | 0 | 3 | 30000 | 3 | 0 | 30000 | 320583.3952 | 19 | 9291.6667 | 1754.4315 | 195.3203 | 20708.3333 | 104169.1478 | 30000 | 0 | 74169.1478 | 74169.1478 | 0 | 9291.6667 | 0 | 0 | 0 | 0 | 0
2022-10-11 01:00 | 0 | 0 | 35584 | 0 | 634 | 0 | 3 | 30000 | 3 | 0 | 30000 | 290583.3952 | 19 | 9291.6667 | 1754.4315 | 195.3203 | 20708.3333 | 104169.1478 | 30000 | 0 | 74169.1478 | 74169.1478 | 0 | 9291.6667 | 0 | 0 | 0 | 0 | 0
2022-10-11 02:00 | 0 | 0 | 35584 | 0 | 634 | 0 | 3 | 30000 | 3 | 0 | 30000 | 260583.3952 | 19 | 9291.6667 | 1754.4315 | 195.3203 | 20708.3333 | 104169.1478 | 30000 | 0 | 74169.1478 | 74169.1478 | 0 | 9291.6667 | 0 | 0 | 0 | 0 | 0
2022-10-11 03:00 | 0 | 0 | 35584 | 0 | 634 | 0 | 3 | 30000 | 3 | 0 | 30000 | 230583.3952 | 19 | 9291.6667 | 1754.4315 | 195.3203 | 20708.3333 | 104169.1478 | 30000 | 0 | 74169.1478 | 74169.1478 | 0 | 9291.6667 | 0 | 0 | 0 | 0 | 0
2022-10-11 04:00 | 0 | 0 | 35584 | 0 | 634 | 0 | 3 | 30000 | 3 | 0 | 30000 | 200583.3952 | 19 | 9291.6667 | 1754.4315 | 195.3203 | 20708.3333 | 104169.1478 | 30000 | 0 | 74169.1478 | 74169.1478 | 0 | 9291.6667 | 0 | 0 | 0 | 0 | 0
2022-10-11 05:00 | 0 | 0 | 35584 | 0 | 634 | 0 | 3 | 30000 | 3 | 0 | 30000 | 170583.3952 | 19 | 9291.6667 | 1754.4315 | 195.3203 | 20708.3333 | 104169.1478 | 30000 | 0 | 74169.1478 | 74169.1478 | 0 | 9291.6667 | 0 | 0 | 0 | 0 | 0
2022-10-11 06:00 | 0.01432 | 0.01646 | 35584 | 494.276 | 634 | 1744.839 | 3 | 29714.0584 | 2.9714 | 1744.839 | 29714.0584 | 140583.3952 | 19 | 9500 | 1754.4315 | 199.6997 | 20708.3333 | 104169.1478 | 30208.3333 | 0 | 73960.8145 | 73960.8145 | 494.275 | 9005.725 | 0 | 0 | 0 | 0 | 0
2022-10-11 07:00 | 0.1696 | 0.37865 | 35584 | 5853.995 | 634 | 40138.7175 | 3 | 24354.3507 | 2.4354 | 15784.3669 | 0 | 112614.1758 | 19 | 9500 | 1754.4315 | 199.6997 | 20708.3333 | 104169.1478 | 30208.3333 | 0 | 73960.8145 | 73960.8145 | 5853.9827 | 3646.0173 | 0 | 0 | 0 | 0 | 0
2022-10-11 08:00 | 0.3805 | 0.59526 | 35584 | 13133.5206 | 634 | 63100.4172 | 3 | 17074.8403 | 1.7075 | 46025.5769 | 0 | 128398.5427 | 19 | 9500 | 1754.4315 | 199.6997 | 20708.3333 | 104169.1478 | 30208.3333 | 0 | 73960.8145 | 73960.8145 | 9500 | 0 | 0 | 0 | 0 | 0 | 0
2022-10-11 09:00 | 0.5724 | 0.71641 | 35584 | 19757.2332 | 634 | 75942.8988 | 3 | 10451.1418 | 1.0451 | 65491.757 | 0 | 174424.1196 | 19 | 9500 | 1754.4315 | 199.6997 | 20708.3333 | 104169.1478 | 30208.3333 | 0 | 73960.8145 | 73960.8145 | 0 | 9500 | 0 | 0 | 0 | 0 | 0
2022-10-11 10:00 | 0.71608 | 0.77211 | 35584 | 24716.561 | 634 | 81847.3661 | 3 | 5491.8244 | 0.54918 | 76355.5418 | 0 | 239915.8766 | 19 | 9500 | 1754.4315 | 199.6997 | 20708.3333 | 104169.1478 | 30208.3333 | 0 | 73960.8145 | 73960.8145 | 9500 | 0 | 0 | 0 | 0 | 0 | 0
2022-10-11 11:00 | 0.7969 | 0.79368 | 35584 | 27506.1829 | 634 | 84133.8897 | 3 | 2702.2083 | 0.27022 | 81431.6813 | 0 | 316271.4183 | 19 | 9500 | 1754.4315 | 199.6997 | 20708.3333 | 104169.1478 | 30208.3333 | 0 | 73960.8145 | 73960.8145 | 6797.7917 | 2702.2083 | 0 | 0 | 0 | 0 | 0
2022-10-11 12:00 | 0.78397 | 0.69469 | 35584 | 27059.8848 | 634 | 73640.4745 | 3 | 3148.5055 | 0.31485 | 70491.969 | 0 | 397703.0997 | 19 | 9500 | 1754.4315 | 199.6997 | 20708.3333 | 104169.1478 | 30208.3333 | 0 | 73960.8145 | 73960.8145 | 9500 | 0 | 0 | 0 | 0 | 0 | 0
2022-10-11 13:00 | 0.72372 | 0.67648 | 35584 | 24980.2669 | 634 | 71710.1271 | 3 | 5228.119 | 0.52281 | 66482.0081 | 0 | 468195.0687 | 19 | 9500 | 1754.4315 | 199.6997 | 20708.3333 | 104169.1478 | 30208.3333 | 0 | 73960.8145 | 73960.8145 | 9500 | 0 | 0 | 0 | 0 | 0 | 0
2022-10-11 14:00 | 0.59675 | 0.6183 | 35584 | 20597.7094 | 634 | 65542.7678 | 3 | 9610.6673 | 0.96107 | 55932.1006 | 0 | 534677.0768 | 19 | 9500 | 1754.4315 | 199.6997 | 20708.3333 | 104169.1478 | 30208.3333 | 0 | 73960.8145 | 73960.8145 | 9500 | 0 | 0 | 0 | 0 | 0 | 0
2022-10-11 15:00 | 0.41673 | 0.50523 | 35584 | 14384.0527 | 634 | 53556.8051 | 3 | 15824.3109 | 1.5824 | 37732.4942 | 0 | 590609.1773 | 19 | 9500 | 1754.4315 | 199.6997 | 20708.3333 | 104169.1478 | 30208.3333 | 0 | 73960.8145 | 73960.8145 | 9500 | 0 | 0 | 0 | 0 | 0 | 0
2022-10-11 16:00 | 0.21377 | 0.33308 | 35584 | 7378.5879 | 634 | 35308.0788 | 3 | 22829.7609 | 2.283 | 12478.3178 | 0 | 628341.6715 | 19 | 9500 | 1754.4315 | 199.6997 | 20708.3333 | 104169.1478 | 30208.3333 | 0 | 73960.8145 | 73960.8145 | 0 | 9500 | 0 | 0 | 0 | 0 | 0
2022-10-11 17:00 | 0.03585 | 0.03482 | 35584 | 1237.4158 | 634 | 3691.0871 | 3 | 28970.9201 | 2.8971 | 0 | 25279.833 | 640819.9894 | 19 | 9500 | 1754.4315 | 199.6997 | 20708.3333 | 104169.1478 | 30208.3333 | 0 | 73960.8145 | 73960.8145 | 0 | 9500 | 0 | 0 | 0 | 0 | 0
2022-10-11 18:00 | 0 | 0 | 35584 | 0 | 634 | 0 | 3 | 30000 | 3 | 0 | 30000 | 615540.1564 | 19 | 9291.6667 | 1754.4315 | 195.3203 | 20708.3333 | 104169.1478 | 30000 | 0 | 74169.1478 | 74169.1478 | 0 | 9291.6667 | 0 | 0 | 0 | 0 | 0
2022-10-11 19:00 | 0 | 0 | 35584 | 0 | 634 | 0 | 3 | 30000 | 3 | 0 | 30000 | 585540.1564 | 19 | 9291.6667 | 1754.4315 | 195.3203 | 20708.3333 | 104169.1478 | 30000 | 0 | 74169.1478 | 74169.1478 | 0 | 9291.6667 | 0 | 0 | 0 | 0 | 0
2022-10-11 20:00 | 0 | 0 | 35584 | 0 | 634 | 0 | 3 | 30000 | 3 | 0 | 30000 | 555540.1564 | 19 | 9291.6667 | 1754.4315 | 195.3203 | 20708.3333 | 104169.1478 | 30000 | 0 | 74169.1478 | 74169.1478 | 0 | 9291.6667 | 0 | 0 | 0 | 0 | 0
2022-10-11 21:00 | 0 | 0 | 35584 | 0 | 634 | 0 | 3 | 30000 | 3 | 0 | 30000 | 525540.1564 | 19 | 9291.6667 | 1754.4315 | 195.3203 | 20708.3333 | 104169.1478 | 30000 | 0 | 74169.1478 | 74169.1478 | 0 | 9291.6667 | 0 | 0 | 0 | 0 | 0
2022-10-11 22:00 | 0 | 0 | 35584 | 0 | 634 | 0 | 3 | 30000 | 3 | 0 | 30000 | 495540.1564 | 19 | 9291.6667 | 1754.4315 | 195.3203 | 20708.3333 | 104169.1478 | 30000 | 0 | 74169.1478 | 74169.1478 | 0 | 9291.6667 | 0 | 0 | 0 | 0 | 0
2022-10-11 23:00 | 0 | 0 | 35584 | 0 | 634 | 0 | 3 | 30000 | 3 | 0 | 30000 | 465540.1564 | 19 | 9291.6667 | 1754.4315 | 195.3203 | 20708.3333 | 104169.1478 | 30000 | 0 | 74169.1478 | 74169.1478 | 0 | 9291.6667 | 0 | 0 | 0 | 0 | 0
2022-10-12 | 0 | 0 | 35584 | 0 | 634 | 0 | 3 | 30000 | 3 | 0 | 30000 | 435540.1564 | 19 | 9166.6667 | 1754.4315 | 192.6927 | 20833.3333 | 104294.1478 | 30000 | 0 | 74294.1478 | 74294.1478 | 0 | 9166.6667 | 0 | 0 | 0 | 0 | 0
2022-10-12 01:00 | 0 | 0 | 35584 | 0 | 634 | 0 | 3 | 30000 | 3 | 0 | 30000 | 405540.1564 | 19 | 9166.6667 | 1754.4315 | 192.6927 | 20833.3333 | 104294.1478 | 30000 | 0 | 74294.1478 | 74294.1478 | 0 | 9166.6667 | 0 | 0 | 0 | 0 | 0
2022-10-12 02:00 | 0 | 0 | 35584 | 0 | 634 | 0 | 3 | 30000 | 3 | 0 | 30000 | 375540.1564 | 19 | 9166.6667 | 1754.4315 | 192.6927 | 20833.3333 | 104294.1478 | 30000 | 0 | 74294.1478 | 74294.1478 | 0 | 9166.6667 | 0 | 0 | 0 | 0 | 0
2022-10-12 03:00 | 0 | 0 | 35584 | 0 | 634 | 0 | 3 | 30000 | 3 | 0 | 30000 | 345540.1564 | 19 | 9166.6667 | 1754.4315 | 192.6927 | 20833.3333 | 104294.1478 | 30000 | 0 | 74294.1478 | 74294.1478 | 0 | 9166.6667 | 0 | 0 | 0 | 0 | 0
2022-10-12 04:00 | 0 | 0 | 35584 | 0 | 634 | 0 | 3 | 30000 | 3 | 0 | 30000 | 315540.1564 | 19 | 9166.6667 | 1754.4315 | 192.6927 | 20833.3333 | 104294.1478 | 30000 | 0 | 74294.1478 | 74294.1478 | 0 | 9166.6667 | 0 | 0 | 0 | 0 | 0
2022-10-12 05:00 | 0 | 0 | 35584 | 0 | 634 | 0 | 3 | 30000 | 3 | 0 | 30000 | 285540.1564 | 19 | 9166.6667 | 1754.4315 | 192.6927 | 20833.3333 | 104294.1478 | 30000 | 0 | 74294.1478 | 74294.1478 | 0 | 9166.6667 | 0 | 0 | 0 | 0 | 0
2022-10-12 06:00 | 0.01312 | 0.00404 | 35584 | 452.8562 | 634 | 428.2594 | 3 | 29880.4781 | 2.988 | 0 | 29452.2187 | 255540.1564 | 19 | 9500 | 1754.4315 | 199.6997 | 20833.3333 | 104294.1478 | 30333.3333 | 0 | 73960.8145 | 73960.8145 | 452.8553 | 9047.1447 | 0 | 0 | 0 | 0 | 0
2022-10-12 07:00 | 0.1582 | 0.27045 | 35584 | 5460.5071 | 634 | 28668.9982 | 3 | 24872.8377 | 2.4873 | 3796.1605 | 0 | 226087.9377 | 19 | 9500 | 1754.4315 | 199.6997 | 20833.3333 | 104294.1478 | 30333.3333 | 0 | 73960.8145 | 73960.8145 | 5460.4956 | 4039.5044 | 0 | 0 | 0 | 0 | 0
2022-10-12 08:00 | 0.36765 | 0.49905 | 35584 | 12689.9839 | 634 | 52901.6954 | 3 | 17643.3762 | 1.7643 | 35258.3193 | 0 | 229884.0982 | 19 | 9500 | 1754.4315 | 199.6997 | 20833.3333 | 104294.1478 | 30333.3333 | 0 | 73960.8145 | 73960.8145 | 9500 | 0 | 0 | 0 | 0 | 0 | 0
2022-10-12 09:00 | 0.56262 | 0.63815 | 35584 | 19419.662 | 634 | 67646.9631 | 3 | 10913.7122 | 1.0914 | 56733.2509 | 0 | 265142.4174 | 19 | 9500 | 1754.4315 | 199.6997 | 20833.3333 | 104294.1478 | 30333.3333 | 0 | 73960.8145 | 73960.8145 | 9500 | 0 | 0 | 0 | 0 | 0 | 0
2022-10-12 10:00 | 0.7094 | 0.71324 | 35584 | 24485.9909 | 634 | 75606.8636 | 3 | 5847.394 | 0.58474 | 69759.4696 | 0 | 321875.6683 | 19 | 9500 | 1754.4315 | 199.6997 | 20833.3333 | 104294.1478 | 30333.3333 | 0 | 73960.8145 | 73960.8145 | 3652.606 | 5847.394 | 0 | 0 | 0 | 0 | 0
2022-10-12 11:00 | 0.79197 | 0.73703 | 35584 | 27336.0167 | 634 | 78128.7177 | 3 | 2997.3742 | 0.29974 | 75131.3435 | 0 | 391635.1379 | 19 | 9500 | 1754.4315 | 199.6997 | 20833.3333 | 104294.1478 | 30333.3333 | 0 | 73960.8145 | 73960.8145 | 9500 | 0 | 0 | 0 | 0 | 0 | 0
2022-10-12 12:00 | 0.7815 | 0.64621 | 35584 | 26974.6291 | 634 | 68501.3618 | 3 | 3358.761 | 0.33588 | 65142.6008 | 0 | 466766.4814 | 19 | 9500 | 1754.4315 | 199.6997 | 20833.3333 | 104294.1478 | 30333.3333 | 0 | 73960.8145 | 73960.8145 | 9500 | 0 | 0 | 0 | 0 | 0 | 0
2022-10-12 13:00 | 0.72115 | 0.6301 | 35584 | 24891.5596 | 634 | 66793.6245 | 3 | 5441.8262 | 0.54418 | 66793.6245 | 5441.8262 | 531909.0822 | 19 | 9500 | 1754.4315 | 199.6997 | 20833.3333 | 104294.1478 | 30333.3333 | 0 | 73960.8145 | 73960.8145 | 9500 | 0 | 0 | 0 | 0 | 0 | 0
2022-10-12 14:00 | 0.59235 | 0.57164 | 35584 | 20445.8369 | 634 | 60596.5839 | 3 | 9887.5395 | 0.98875 | 50709.0444 | 0 | 593260.8805 | 19 | 9500 | 1754.4315 | 199.6997 | 20833.3333 | 104294.1478 | 30333.3333 | 0 | 73960.8145 | 73960.8145 | 0 | 9500 | 0 | 0 | 0 | 0 | 0
2022-10-12 15:00 | 0.41152 | 0.45402 | 35584 | 14204.2218 | 634 | 48128.2993 | 3 | 16129.1414 | 1.6129 | 31999.1579 | 0 | 643969.9249 | 19 | 9500 | 1754.4315 | 199.6997 | 20833.3333 | 104294.1478 | 30333.3333 | 0 | 73960.8145 | 73960.8145 | 0 | 9500 | 0 | 0 | 0 | 0 | 0
2022-10-12 16:00 | 0.20693 | 0.26557 | 35584 | 7142.4952 | 634 | 28151.6947 | 3 | 23190.8532 | 2.3191 | 4960.8416 | 0 | 675969.0828 | 19 | 9500 | 1754.4315 | 199.6997 | 20833.3333 | 104294.1478 | 30333.3333 | 0 | 73960.8145 | 73960.8145 | 0 | 9500 | 0 | 0 | 0 | 0 | 0
2022-10-12 17:00 | 0.0336 | 0.01569 | 35584 | 1159.7537 | 634 | 1663.2153 | 3 | 29173.582 | 2.9174 | 0 | 27510.3667 | 680929.9244 | 19 | 9500 | 1754.4315 | 199.6997 | 20833.3333 | 104294.1478 | 30333.3333 | 0 | 73960.8145 | 73960.8145 | 1159.7513 | 8340.2487 | 0 | 0 | 0 | 0 | 0
2022-10-12 18:00 | 0 | 0 | 35584 | 0 | 634 | 0 | 3 | 30000 | 3 | 0 | 30000 | 653419.5577 | 19 | 9166.6667 | 1754.4315 | 192.6927 | 20833.3333 | 104294.1478 | 30000 | 0 | 74294.1478 | 74294.1478 | 0 | 9166.6667 | 0 | 0 | 0 | 0 | 0
2022-10-12 19:00 | 0 | 0 | 35584 | 0 | 634 | 0 | 3 | 30000 | 3 | 0 | 30000 | 623419.5577 | 19 | 9166.6667 | 1754.4315 | 192.6927 | 20833.3333 | 104294.1478 | 30000 | 0 | 74294.1478 | 74294.1478 | 0 | 9166.6667 | 0 | 0 | 0 | 0 | 0
2022-10-12 20:00 | 0 | 0 | 35584 | 0 | 634 | 0 | 3 | 30000 | 3 | 0 | 30000 | 593419.5577 | 19 | 9166.6667 | 1754.4315 | 192.6927 | 20833.3333 | 104294.1478 | 30000 | 0 | 74294.1478 | 74294.1478 | 0 | 9166.6667 | 0 | 0 | 0 | 0 | 0
2022-10-12 21:00 | 0 | 0 | 35584 | 0 | 634 | 0 | 3 | 30000 | 3 | 0 | 30000 | 563419.5577 | 19 | 9166.6667 | 1754.4315 | 192.6927 | 20833.3333 | 104294.1478 | 30000 | 0 | 74294.1478 | 74294.1478 | 0 | 9166.6667 | 0 | 0 | 0 | 0 | 0
2022-10-12 22:00 | 0 | 0 | 35584 | 0 | 634 | 0 | 3 | 30000 | 3 | 0 | 30000 | 533419.5577 | 19 | 9166.6667 | 1754.4315 | 192.6927 | 20833.3333 | 104294.1478 | 30000 | 0 | 74294.1478 | 74294.1478 | 0 | 9166.6667 | 0 | 0 | 0 | 0 | 0
2022-10-12 23:00 | 0 | 0 | 35584 | 0 | 634 | 0 | 3 | 30000 | 3 | 0 | 30000 | 503419.5577 | 19 | 9166.6667 | 1754.4315 | 192.6927 | 20833.3333 | 104294.1478 | 30000 | 0 | 74294.1478 | 74294.1478 | 0 | 9166.6667 | 0 | 0 | 0 | 0 | 0
2022-10-13 | 0 | 0 | 35584 | 0 | 634 | 0 | 3 | 29987.5 | 2.9987 | 0 | 29987.5 | 473419.5577 | 19 | 9500 | 1754.4315 | 199.6997 | 20487.5 | 103948.3145 | 29987.5 | 0 | 73960.8145 | 73960.8145 | 0 | 9500 | 0 | 0 | 0 | 0 | 0
2022-10-13 01:00 | 0 | 0 | 35584 | 0 | 634 | 0 | 3 | 29987.5 | 2.9987 | 0 | 29987.5 | 443432.0577 | 19 | 9500 | 1754.4315 | 199.6997 | 20487.5 | 103948.3145 | 29987.5 | 0 | 73960.8145 | 73960.8145 | 0 | 9500 | 0 | 0 | 0 | 0 | 0
2022-10-13 02:00 | 0 | 0 | 35584 | 0 | 634 | 0 | 3 | 29987.5 | 2.9987 | 0 | 29987.5 | 413444.5577 | 19 | 9500 | 1754.4315 | 199.6997 | 20487.5 | 103948.3145 | 29987.5 | 0 | 73960.8145 | 73960.8145 | 0 | 9500 | 0 | 0 | 0 | 0 | 0
2022-10-13 03:00 | 0 | 0 | 35584 | 0 | 634 | 0 | 3 | 29987.5 | 2.9987 | 0 | 29987.5 | 383457.0577 | 19 | 9500 | 1754.4315 | 199.6997 | 20487.5 | 103948.3145 | 29987.5 | 0 | 73960.8145 | 73960.8145 | 0 | 9500 | 0 | 0 | 0 | 0 | 0
2022-10-13 04:00 | 0 | 0 | 35584 | 0 | 634 | 0 | 3 | 29987.5 | 2.9987 | 0 | 29987.5 | 353469.5577 | 19 | 9500 | 1754.4315 | 199.6997 | 20487.5 | 103948.3145 | 29987.5 | 0 | 73960.8145 | 73960.8145 | 0 | 9500 | 0 | 0 | 0 | 0 | 0
2022-10-13 05:00 | 0 | 0 | 35584 | 0 | 634 | 0 | 3 | 29987.5 | 2.9987 | 0 | 29987.5 | 323482.0577 | 19 | 9500 | 1754.4315 | 199.6997 | 20487.5 | 103948.3145 | 29987.5 | 0 | 73960.8145 | 73960.8145 | 0 | 9500 | 0 | 0 | 0 | 0 | 0
2022-10-13 06:00 | 0.01252 | 0.00146 | 35584 | 432.1463 | 634 | 154.767 | 3 | 29555.3546 | 2.9555 | 0 | 29400.5876 | 293494.5577 | 19 | 9500 | 1754.4315 | 199.6997 | 20487.5 | 103948.3145 | 29987.5 | 0 | 73960.8145 | 73960.8145 | 432.1454 | 9067.8546 | 0 | 0 | 0 | 0 | 0
2022-10-13 07:00 | 0.15315 | 0.22547 | 35584 | 5286.1989 | 634 | 23900.9023 | 3 | 24701.3122 | 2.4701 | 0 | 800.41 | 264093.9701 | 19 | 9500 | 1754.4315 | 199.6997 | 20487.5 | 103948.3145 | 29987.5 | 0 | 73960.8145 | 73960.8145 | 0 | 9500 | 0 | 0 | 0 | 0 | 0
2022-10-13 08:00 | 0.3619 | 0.47458 | 35584 | 12491.5141 | 634 | 50307.758 | 3 | 17496.0122 | 1.7496 | 32811.7458 | 0 | 263293.5601 | 19 | 9500 | 1754.4315 | 199.6997 | 20487.5 | 103948.3145 | 29987.5 | 0 | 73960.8145 | 73960.8145 | 9500 | 0 | 0 | 0 | 0 | 0 | 0
2022-10-13 09:00 | 0.55672 | 0.60892 | 35584 | 19216.0147 | 634 | 64548.4428 | 3 | 10771.5257 | 1.0772 | 53776.9171 | 0 | 296105.3059 | 19 | 9500 | 1754.4315 | 199.6997 | 20487.5 | 103948.3145 | 29987.5 | 0 | 73960.8145 | 73960.8145 | 9500 | 0 | 0 | 0 | 0 | 0 | 0
2022-10-13 10:00 | 0.7051 | 0.70325 | 35584 | 24337.57 | 634 | 74547.8756 | 3 | 5649.9812 | 0.565 | 68897.8944 | 0 | 349882.223 | 19 | 9500 | 1754.4315 | 199.6997 | 20487.5 | 103948.3145 | 29987.5 | 0 | 73960.8145 | 73960.8145 | 9500 | 0 | 0 | 0 | 0 | 0 | 0
2022-10-13 11:00 | 0.78772 | 0.73152 | 35584 | 27189.3216 | 634 | 77544.6313 | 3 | 2798.2356 | 0.27982 | 74746.3957 | 0 | 418780.1175 | 19 | 9500 | 1754.4315 | 199.6997 | 20487.5 | 103948.3145 | 29987.5 | 0 | 73960.8145 | 73960.8145 | 9500 | 0 | 0 | 0 | 0 | 0 | 0
2022-10-13 12:00 | 0.79347 | 0.71459 | 35584 | 27387.7914 | 634 | 75749.97 | 3 | 2599.7663 | 0.25998 | 73150.2038 | 0 | 493526.5131 | 19 | 9500 | 1754.4315 | 199.6997 | 20487.5 | 103948.3145 | 29987.5 | 0 | 73960.8145 | 73960.8145 | 9500 | 0 | 0 | 0 | 0 | 0 | 0
2022-10-13 13:00 | 0.73465 | 0.70817 | 35584 | 25357.532 | 634 | 75069.4192 | 3 | 4630.0214 | 0.463 | 70439.3979 | 0 | 566676.7169 | 19 | 9500 | 1754.4315 | 199.6997 | 20487.5 | 103948.3145 | 29987.5 | 0 | 73960.8145 | 73960.8145 | 4869.9786 | 4630.0214 | 0 | 0 | 0 | 0 | 0
2022-10-13 14:00 | 0.60753 | 0.66331 | 35584 | 20969.7971 | 634 | 70314.0439 | 3 | 9017.7471 | 0.90177 | 70314.0439 | 9017.7471 | 637116.1147 | 19 | 9500 | 1754.4315 | 199.6997 | 20487.5 | 103948.3145 | 29987.5 | 0 | 73960.8145 | 73960.8145 | 482.2529 | 9017.7471 | 0 | 0 | 0 | 0 | 0
2022-10-13 15:00 | 0.4257 | 0.56429 | 35584 | 14693.6655 | 634 | 59817.4486 | 3 | 15293.8654 | 1.5294 | 44523.5832 | 0 | 698412.4116 | 19 | 9500 | 1754.4315 | 199.6997 | 20487.5 | 103948.3145 | 29987.5 | 0 | 73960.8145 | 73960.8145 | 9500 | 0 | 0 | 0 | 0 | 0 | 0
2022-10-13 16:00 | 0.21723 | 0.387 | 35584 | 7498.015 | 634 | 41023.8576 | 3 | 22489.5008 | 2.249 | 18534.3568 | 0 | 742935.9948 | 19 | 9500 | 1754.4315 | 199.6997 | 20487.5 | 103948.3145 | 29987.5 | 0 | 73960.8145 | 73960.8145 | 0 | 9500 | 0 | 0 | 0 | 0 | 0
2022-10-13 17:00 | 0.03385 | 0.04024 | 35584 | 1168.3828 | 634 | 4265.6332 | 3 | 28819.1196 | 2.8819 | 0 | 24553.4865 | 761470.3515 | 19 | 9500 | 1754.4315 | 199.6997 | 20487.5 | 103948.3145 | 29987.5 | 0 | 73960.8145 | 73960.8145 | 1168.3804 | 8331.6196 | 0 | 0 | 0 | 0 | 0
2022-10-13 18:00 | 0 | 0 | 35584 | 0 | 634 | 0 | 3 | 29987.5 | 2.9987 | 0 | 29987.5 | 736916.8651 | 19 | 9500 | 1754.4315 | 199.6997 | 20487.5 | 103948.3145 | 29987.5 | 0 | 73960.8145 | 73960.8145 | 0 | 9500 | 0 | 0 | 0 | 0 | 0
2022-10-13 19:00 | 0 | 0 | 35584 | 0 | 634 | 0 | 3 | 29987.5 | 2.9987 | 0 | 29987.5 | 706929.3651 | 19 | 9500 | 1754.4315 | 199.6997 | 20487.5 | 103948.3145 | 29987.5 | 0 | 73960.8145 | 73960.8145 | 0 | 9500 | 0 | 0 | 0 | 0 | 0
2022-10-13 20:00 | 0 | 0 | 35584 | 0 | 634 | 0 | 3 | 29987.5 | 2.9987 | 0 | 29987.5 | 676941.8651 | 19 | 9500 | 1754.4315 | 199.6997 | 20487.5 | 103948.3145 | 29987.5 | 0 | 73960.8145 | 73960.8145 | 0 | 9500 | 0 | 0 | 0 | 0 | 0
2022-10-13 21:00 | 0 | 0 | 35584 | 0 | 634 | 0 | 3 | 29987.5 | 2.9987 | 0 | 29987.5 | 646954.3651 | 19 | 9500 | 1754.4315 | 199.6997 | 20487.5 | 103948.3145 | 29987.5 | 0 | 73960.8145 | 73960.8145 | 0 | 9500 | 0 | 0 | 0 | 0 | 0
2022-10-13 22:00 | 0 | 0 | 35584 | 0 | 634 | 0 | 3 | 29987.5 | 2.9987 | 0 | 29987.5 | 616966.8651 | 19 | 9500 | 1754.4315 | 199.6997 | 20487.5 | 103948.3145 | 29987.5 | 0 | 73960.8145 | 73960.8145 | 0 | 9500 | 0 | 0 | 0 | 0 | 0
2022-10-13 23:00 | 0 | 0 | 35584 | 0 | 634 | 0 | 3 | 29987.5 | 2.9987 | 0 | 29987.5 | 586979.3651 | 19 | 9500 | 1754.4315 | 199.6997 | 20487.5 | 103948.3145 | 29987.5 | 0 | 73960.8145 | 73960.8145 | 0 | 9500 | 0 | 0 | 0 | 0 | 0
2022-10-14 | 0 | 0 | 35584 | 0 | 634 | 0 | 3 | 29929.1667 | 2.9929 | 0 | 29929.1667 | 556991.8651 | 19 | 9500 | 1754.4315 | 199.6997 | 20429.1667 | 103889.9812 | 29929.1667 | 0 | 73960.8145 | 73960.8145 | 0 | 9500 | 0 | 0 | 0 | 0 | 0
2022-10-14 01:00 | 0 | 0 | 35584 | 0 | 634 | 0 | 3 | 29929.1667 | 2.9929 | 0 | 29929.1667 | 527062.6984 | 19 | 9500 | 1754.4315 | 199.6997 | 20429.1667 | 103889.9812 | 29929.1667 | 0 | 73960.8145 | 73960.8145 | 0 | 9500 | 0 | 0 | 0 | 0 | 0
2022-10-14 02:00 | 0 | 0 | 35584 | 0 | 634 | 0 | 3 | 29929.1667 | 2.9929 | 0 | 29929.1667 | 497133.5317 | 19 | 9500 | 1754.4315 | 199.6997 | 20429.1667 | 103889.9812 | 29929.1667 | 0 | 73960.8145 | 73960.8145 | 0 | 9500 | 0 | 0 | 0 | 0 | 0
2022-10-14 03:00 | 0 | 0 | 35584 | 0 | 634 | 0 | 3 | 29929.1667 | 2.9929 | 0 | 29929.1667 | 467204.3651 | 19 | 9500 | 1754.4315 | 199.6997 | 20429.1667 | 103889.9812 | 29929.1667 | 0 | 73960.8145 | 73960.8145 | 0 | 9500 | 0 | 0 | 0 | 0 | 0
2022-10-14 04:00 | 0 | 0 | 35584 | 0 | 634 | 0 | 3 | 29929.1667 | 2.9929 | 0 | 29929.1667 | 437275.1984 | 19 | 9500 | 1754.4315 | 199.6997 | 20429.1667 | 103889.9812 | 29929.1667 | 0 | 73960.8145 | 73960.8145 | 0 | 9500 | 0 | 0 | 0 | 0 | 0
2022-10-14 05:00 | 0 | 0 | 35584 | 0 | 634 | 0 | 3 | 29929.1667 | 2.9929 | 0 | 29929.1667 | 407346.0317 | 19 | 9500 | 1754.4315 | 199.6997 | 20429.1667 | 103889.9812 | 29929.1667 | 0 | 73960.8145 | 73960.8145 | 0 | 9500 | 0 | 0 | 0 | 0 | 0
2022-10-14 06:00 | 0.01238 | 0.01038 | 35584 | 427.314 | 634 | 1100.3298 | 3 | 29501.8535 | 2.9502 | 0 | 28401.5237 | 377416.8651 | 19 | 9500 | 1754.4315 | 199.6997 | 20429.1667 | 103889.9812 | 29929.1667 | 0 | 73960.8145 | 73960.8145 | 427.3131 | 9072.6869 | 0 | 0 | 0 | 0 | 0
2022-10-14 07:00 | 0.16262 | 0.35703 | 35584 | 5613.07 | 634 | 37846.8937 | 3 | 24316.1085 | 2.4316 | 13530.7852 | 0 | 349015.3414 | 19 | 9500 | 1754.4315 | 199.6997 | 20429.1667 | 103889.9812 | 29929.1667 | 0 | 73960.8145 | 73960.8145 | 5613.0582 | 3886.9418 | 0 | 0 | 0 | 0 | 0
2022-10-14 08:00 | 0.3742 | 0.59574 | 35584 | 12916.0668 | 634 | 63151.2996 | 3 | 17013.127 | 1.7013 | 46138.1725 | 0 | 362546.1266 | 19 | 9500 | 1754.4315 | 199.6997 | 20429.1667 | 103889.9812 | 29929.1667 | 0 | 73960.8145 | 73960.8145 | 9500 | 0 | 0 | 0 | 0 | 0 | 0
2022-10-14 09:00 | 0.5678 | 0.7162 | 35584 | 19598.4573 | 634 | 75920.6378 | 3 | 10330.7506 | 1.0331 | 65589.8872 | 0 | 408684.2991 | 19 | 9500 | 1754.4315 | 199.6997 | 20429.1667 | 103889.9812 | 29929.1667 | 0 | 73960.8145 | 73960.8145 | 9500 | 0 | 0 | 0 | 0 | 0 | 0
2022-10-14 10:00 | 0.71233 | 0.79767 | 35584 | 24587.1242 | 634 | 84556.8488 | 3 | 5342.0942 | 0.53421 | 79214.7546 | 0 | 474274.1863 | 19 | 9500 | 1754.4315 | 199.6997 | 20429.1667 | 103889.9812 | 29929.1667 | 0 | 73960.8145 | 73960.8145 | 9500 | 0 | 0 | 0 | 0 | 0 | 0
2022-10-14 11:00 | 0.79367 | 0.82574 | 35584 | 27394.6947 | 634 | 87532.4036 | 3 | 2534.5297 | 0.25345 | 84997.8739 | 0 | 553488.9409 | 19 | 9500 | 1754.4315 | 199.6997 | 20429.1667 | 103889.9812 | 29929.1667 | 0 | 73960.8145 | 73960.8145 | 9500 | 0 | 0 | 0 | 0 | 0 | 0
2022-10-14 12:00 | 0.8006 | 0.80969 | 35584 | 27633.8939 | 634 | 85831.0265 | 3 | 2295.331 | 0.22953 | 83535.6956 | 0 | 638486.8147 | 19 | 9500 | 1754.4315 | 199.6997 | 20429.1667 | 103889.9812 | 29929.1667 | 0 | 73960.8145 | 73960.8145 | 9500 | 0 | 0 | 0 | 0 | 0 | 0
2022-10-14 13:00 | 0.74022 | 0.80288 | 35584 | 25549.7888 | 634 | 85109.1338 | 3 | 4379.4316 | 0.43794 | 85109.1338 | 4379.4316 | 722022.5103 | 19 | 9500 | 1754.4315 | 199.6997 | 20429.1667 | 103889.9812 | 29929.1667 | 0 | 73960.8145 | 73960.8145 | 5120.5684 | 4379.4316 | 0 | 0 | 0 | 0 | 0
2022-10-14 14:00 | 0.61285 | 0.75467 | 35584 | 21153.4248 | 634 | 79998.6424 | 3 | 8775.7864 | 0.87758 | 71222.856 | 0 | 802752.2125 | 19 | 9500 | 1754.4315 | 199.6997 | 20429.1667 | 103889.9812 | 29929.1667 | 0 | 73960.8145 | 73960.8145 | 724.2136 | 8775.7864 | 0 | 0 | 0 | 0 | 0
2022-10-14 15:00 | 0.4317 | 0.65563 | 35584 | 14900.7644 | 634 | 69499.927 | 3 | 15028.4336 | 1.5028 | 54471.4934 | 0 | 873975.0685 | 19 | 9500 | 1754.4315 | 199.6997 | 20429.1667 | 103889.9812 | 29929.1667 | 0 | 73960.8145 | 73960.8145 | 0 | 9500 | 0 | 0 | 0 | 0 | 0
2022-10-14 16:00 | 0.22105 | 0.47506 | 35584 | 7629.8679 | 634 | 50358.6403 | 3 | 22299.3148 | 2.2299 | 28059.3255 | 0 | 928446.5619 | 19 | 9500 | 1754.4315 | 199.6997 | 20429.1667 | 103889.9812 | 29929.1667 | 0 | 73960.8145 | 73960.8145 | 7629.8518 | 1870.1482 | 0 | 0 | 0 | 0 | 0
2022-10-14 17:00 | 0.03353 | 0.06655 | 35584 | 1157.3376 | 634 | 7054.6194 | 3 | 28771.8315 | 2.8772 | 0 | 21717.2121 | 956505.8873 | 19 | 9500 | 1754.4315 | 199.6997 | 20429.1667 | 103889.9812 | 29929.1667 | 0 | 73960.8145 | 73960.8145 | 1157.3351 | 8342.6649 | 0 | 0 | 0 | 0 | 0
2022-10-14 18:00 | 0 | 0 | 35584 | 0 | 634 | 0 | 3 | 29929.1667 | 2.9929 | 0 | 29929.1667 | 934788.6752 | 19 | 9500 | 1754.4315 | 199.6997 | 20429.1667 | 103889.9812 | 29929.1667 | 0 | 73960.8145 | 73960.8145 | 0 | 9500 | 0 | 0 | 0 | 0 | 0
2022-10-14 19:00 | 0 | 0 | 35584 | 0 | 634 | 0 | 3 | 29929.1667 | 2.9929 | 0 | 29929.1667 | 904859.5086 | 19 | 9500 | 1754.4315 | 199.6997 | 20429.1667 | 103889.9812 | 29929.1667 | 0 | 73960.8145 | 73960.8145 | 0 | 9500 | 0 | 0 | 0 | 0 | 0
2022-10-14 20:00 | 0 | 0 | 35584 | 0 | 634 | 0 | 3 | 29929.1667 | 2.9929 | 0 | 29929.1667 | 874930.3419 | 19 | 9500 | 1754.4315 | 199.6997 | 20429.1667 | 103889.9812 | 29929.1667 | 0 | 73960.8145 | 73960.8145 | 0 | 9500 | 0 | 0 | 0 | 0 | 0
2022-10-14 21:00 | 0 | 0 | 35584 | 0 | 634 | 0 | 3 | 29929.1667 | 2.9929 | 0 | 29929.1667 | 845001.1752 | 19 | 9500 | 1754.4315 | 199.6997 | 20429.1667 | 103889.9812 | 29929.1667 | 0 | 73960.8145 | 73960.8145 | 0 | 9500 | 0 | 0 | 0 | 0 | 0
2022-10-14 22:00 | 0 | 0 | 35584 | 0 | 634 | 0 | 3 | 29929.1667 | 2.9929 | 0 | 29929.1667 | 815072.0086 | 19 | 9500 | 1754.4315 | 199.6997 | 20429.1667 | 103889.9812 | 29929.1667 | 0 | 73960.8145 | 73960.8145 | 0 | 9500 | 0 | 0 | 0 | 0 | 0
2022-10-14 23:00 | 0 | 0 | 35584 | 0 | 634 | 0 | 3 | 29929.1667 | 2.9929 | 0 | 29929.1667 | 785142.8419 | 19 | 9500 | 1754.4315 | 199.6997 | 20429.1667 | 103889.9812 | 29929.1667 | 0 | 73960.8145 | 73960.8145 | 0 | 9500 | 0 | 0 | 0 | 0 | 0
2022-10-15 | 0 | 0 | 35584 | 0 | 634 | 0 | 3 | 29791.6667 | 2.9792 | 0 | 29791.6667 | 755213.6752 | 19 | 9500 | 1754.4315 | 199.6997 | 20291.6667 | 103752.4812 | 29791.6667 | 0 | 73960.8145 | 73960.8145 | 0 | 9500 | 0 | 0 | 0 | 0 | 0
2022-10-15 01:00 | 0 | 0 | 35584 | 0 | 634 | 0 | 3 | 29791.6667 | 2.9792 | 0 | 29791.6667 | 725422.0086 | 19 | 9500 | 1754.4315 | 199.6997 | 20291.6667 | 103752.4812 | 29791.6667 | 0 | 73960.8145 | 73960.8145 | 0 | 9500 | 0 | 0 | 0 | 0 | 0
2022-10-15 02:00 | 0 | 0 | 35584 | 0 | 634 | 0 | 3 | 29791.6667 | 2.9792 | 0 | 29791.6667 | 695630.3419 | 19 | 9500 | 1754.4315 | 199.6997 | 20291.6667 | 103752.4812 | 29791.6667 | 0 | 73960.8145 | 73960.8145 | 0 | 9500 | 0 | 0 | 0 | 0 | 0
2022-10-15 03:00 | 0 | 0 | 35584 | 0 | 634 | 0 | 3 | 29791.6667 | 2.9792 | 0 | 29791.6667 | 665838.6752 | 19 | 9500 | 1754.4315 | 199.6997 | 20291.6667 | 103752.4812 | 29791.6667 | 0 | 73960.8145 | 73960.8145 | 0 | 9500 | 0 | 0 | 0 | 0 | 0
2022-10-15 04:00 | 0 | 0 | 35584 | 0 | 634 | 0 | 3 | 29791.6667 | 2.9792 | 0 | 29791.6667 | 636047.0086 | 19 | 9500 | 1754.4315 | 199.6997 | 20291.6667 | 103752.4812 | 29791.6667 | 0 | 73960.8145 | 73960.8145 | 0 | 9500 | 0 | 0 | 0 | 0 | 0
2022-10-15 05:00 | 0 | 0 | 35584 | 0 | 634 | 0 | 3 | 29791.6667 | 2.9792 | 0 | 29791.6667 | 606255.3419 | 19 | 9500 | 1754.4315 | 199.6997 | 20291.6667 | 103752.4812 | 29791.6667 | 0 | 73960.8145 | 73960.8145 | 0 | 9500 | 0 | 0 | 0 | 0 | 0
2022-10-15 06:00 | 0.01205 | 0.0113 | 35584 | 415.9236 | 634 | 1197.8542 | 3 | 29375.744 | 2.9376 | 0 | 28177.8897 | 576463.6752 | 19 | 9500 | 1754.4315 | 199.6997 | 20291.6667 | 103752.4812 | 29791.6667 | 0 | 73960.8145 | 73960.8145 | 0 | 9500 | 0 | 0 | 0 | 0 | 0
2022-10-15 07:00 | 0.16518 | 0.40467 | 35584 | 5701.4322 | 634 | 42896.9624 | 3 | 24090.2465 | 2.409 | 42896.9624 | 24090.2465 | 548285.7855 | 19 | 9500 | 1754.4315 | 199.6997 | 20291.6667 | 103752.4812 | 29791.6667 | 0 | 73960.8145 | 73960.8145 | 5701.4202 | 3798.5798 | 0 | 0 | 0 | 0 | 0
2022-10-15 08:00 | 0.3765 | 0.62365 | 35584 | 12995.4547 | 634 | 66109.8935 | 3 | 16796.2393 | 1.6796 | 49313.6542 | 0 | 567092.5014 | 19 | 9500 | 1754.4315 | 199.6997 | 20291.6667 | 103752.4812 | 29791.6667 | 0 | 73960.8145 | 73960.8145 | 9500 | 0 | 0 | 0 | 0 | 0 | 0
2022-10-15 09:00 | 0.56938 | 0.73373 | 35584 | 19652.9934 | 634 | 77778.9019 | 3 | 10138.7147 | 1.0139 | 67640.1872 | 0 | 616406.1557 | 19 | 9500 | 1754.4315 | 199.6997 | 20291.6667 | 103752.4812 | 29791.6667 | 0 | 73960.8145 | 73960.8145 | 0 | 9500 | 0 | 0 | 0 | 0 | 0
2022-10-15 10:00 | 0.71405 | 0.80853 | 35584 | 24646.4925 | 634 | 85708.0609 | 3 | 5145.226 | 0.51452 | 80562.8349 | 0 | 684046.3429 | 19 | 9500 | 1754.4315 | 199.6997 | 20291.6667 | 103752.4812 | 29791.6667 | 0 | 73960.8145 | 73960.8145 | 4354.774 | 5145.226 | 0 | 0 | 0 | 0 | 0
2022-10-15 11:00 | 0.79458 | 0.8261 | 35584 | 27426.1047 | 634 | 87570.5653 | 3 | 2365.6197 | 0.23656 | 85204.9455 | 0 | 764609.1778 | 19 | 9500 | 1754.4315 | 199.6997 | 20291.6667 | 103752.4812 | 29791.6667 | 0 | 73960.8145 | 73960.8145 | 9500 | 0 | 0 | 0 | 0 | 0 | 0
2022-10-15 12:00 | 0.79903 | 0.79382 | 35584 | 27579.703 | 634 | 84148.7303 | 3 | 2212.0217 | 0.2212 | 81936.7086 | 0 | 849814.1234 | 19 | 9500 | 1754.4315 | 199.6997 | 20291.6667 | 103752.4812 | 29791.6667 | 0 | 73960.8145 | 73960.8145 | 9500 | 0 | 0 | 0 | 0 | 0 | 0
2022-10-15 13:00 | 0.73372 | 0.75941 | 35584 | 25325.4317 | 634 | 80501.1052 | 3 | 4466.2883 | 0.44663 | 76034.8169 | 0 | 931750.832 | 19 | 9500 | 1754.4315 | 199.6997 | 20291.6667 | 103752.4812 | 29791.6667 | 0 | 73960.8145 | 73960.8145 | 9500 | 0 | 0 | 0 | 0 | 0 | 0
2022-10-15 14:00 | 0.6039 | 0.73038 | 35584 | 20844.5023 | 634 | 77423.7858 | 3 | 8947.2083 | 0.89472 | 68476.5775 | 0 | 1007785.6489 | 19 | 9500 | 1754.4315 | 199.6997 | 20291.6667 | 103752.4812 | 29791.6667 | 0 | 73960.8145 | 73960.8145 | 552.7917 | 8947.2083 | 0 | 0 | 0 | 0 | 0
2022-10-15 15:00 | 0.41967 | 0.57652 | 35584 | 14485.5312 | 634 | 61113.8873 | 3 | 15306.166 | 1.5306 | 45807.7213 | 0 | 1076262.2264 | 19 | 9500 | 1754.4315 | 199.6997 | 20291.6667 | 103752.4812 | 29791.6667 | 0 | 73960.8145 | 73960.8145 | 9500 | 0 | 0 | 0 | 0 | 0 | 0
2022-10-15 16:00 | 0.20988 | 0.36812 | 35584 | 7244.3188 | 634 | 39022.487 | 3 | 22547.3631 | 2.2547 | 16475.1239 | 0 | 1122069.9477 | 19 | 9500 | 1754.4315 | 199.6997 | 20291.6667 | 103752.4812 | 29791.6667 | 0 | 73960.8145 | 73960.8145 | 7244.3036 | 2255.6964 | 0 | 0 | 0 | 0 | 0
2022-10-15 17:00 | 0.0312 | 0.0243 | 35584 | 1076.9142 | 634 | 2575.9166 | 3 | 28714.7548 | 2.8715 | 0 | 26138.8381 | 1138545.0716 | 19 | 9500 | 1754.4315 | 199.6997 | 20291.6667 | 103752.4812 | 29791.6667 | 0 | 73960.8145 | 73960.8145 | 1076.9119 | 8423.0881 | 0 | 0 | 0 | 0 | 0
2022-10-15 18:00 | 0 | 0 | 35584 | 0 | 634 | 0 | 3 | 29791.6667 | 2.9792 | 0 | 29791.6667 | 1112406.2335 | 19 | 9500 | 1754.4315 | 199.6997 | 20291.6667 | 103752.4812 | 29791.6667 | 0 | 73960.8145 | 73960.8145 | 0 | 9500 | 0 | 0 | 0 | 0 | 0
2022-10-15 19:00 | 0 | 0 | 35584 | 0 | 634 | 0 | 3 | 29791.6667 | 2.9792 | 0 | 29791.6667 | 1082614.5668 | 19 | 9500 | 1754.4315 | 199.6997 | 20291.6667 | 103752.4812 | 29791.6667 | 0 | 73960.8145 | 73960.8145 | 0 | 9500 | 0 | 0 | 0 | 0 | 0
2022-10-15 20:00 | 0 | 0 | 35584 | 0 | 634 | 0 | 3 | 29791.6667 | 2.9792 | 0 | 29791.6667 | 1052822.9001 | 19 | 9500 | 1754.4315 | 199.6997 | 20291.6667 | 103752.4812 | 29791.6667 | 0 | 73960.8145 | 73960.8145 | 0 | 9500 | 0 | 0 | 0 | 0 | 0
2022-10-15 21:00 | 0 | 0 | 35584 | 0 | 634 | 0 | 3 | 29791.6667 | 2.9792 | 0 | 29791.6667 | 1023031.2335 | 19 | 9500 | 1754.4315 | 199.6997 | 20291.6667 | 103752.4812 | 29791.6667 | 0 | 73960.8145 | 73960.8145 | 0 | 9500 | 0 | 0 | 0 | 0 | 0
2022-10-15 22:00 | 0 | 0 | 35584 | 0 | 634 | 0 | 3 | 29791.6667 | 2.9792 | 0 | 29791.6667 | 993239.5668 | 19 | 9500 | 1754.4315 | 199.6997 | 20291.6667 | 103752.4812 | 29791.6667 | 0 | 73960.8145 | 73960.8145 | 0 | 9500 | 0 | 0 | 0 | 0 | 0
2022-10-15 23:00 | 0 | 0 | 35584 | 0 | 634 | 0 | 3 | 29791.6667 | 2.9792 | 0 | 29791.6667 | 963447.9001 | 19 | 9500 | 1754.4315 | 199.6997 | 20291.6667 | 103752.4812 | 29791.6667 | 0 | 73960.8145 | 73960.8145 | 0 | 9500 | 0 | 0 | 0 | 0 | 0
2022-10-16 | 0 | 0 | 35584 | 0 | 634 | 0 | 3 | 30000 | 3 | 0 | 30000 | 933656.2335 | 19 | 9333.3333 | 1754.4315 | 196.1962 | 20666.6667 | 104127.4812 | 30000 | 0 | 74127.4812 | 74127.4812 | 0 | 9333.3333 | 0 | 0 | 0 | 0 | 0
2022-10-16 01:00 | 0 | 0 | 35584 | 0 | 634 | 0 | 3 | 30000 | 3 | 0 | 30000 | 903656.2335 | 19 | 9333.3333 | 1754.4315 | 196.1962 | 20666.6667 | 104127.4812 | 30000 | 0 | 74127.4812 | 74127.4812 | 0 | 9333.3333 | 0 | 0 | 0 | 0 | 0
2022-10-16 02:00 | 0 | 0 | 35584 | 0 | 634 | 0 | 3 | 30000 | 3 | 0 | 30000 | 873656.2335 | 19 | 9333.3333 | 1754.4315 | 196.1962 | 20666.6667 | 104127.4812 | 30000 | 0 | 74127.4812 | 74127.4812 | 0 | 9333.3333 | 0 | 0 | 0 | 0 | 0
2022-10-16 03:00 | 0 | 0 | 35584 | 0 | 634 | 0 | 3 | 30000 | 3 | 0 | 30000 | 843656.2335 | 19 | 9333.3333 | 1754.4315 | 196.1962 | 20666.6667 | 104127.4812 | 30000 | 0 | 74127.4812 | 74127.4812 | 0 | 9333.3333 | 0 | 0 | 0 | 0 | 0
2022-10-16 04:00 | 0 | 0 | 35584 | 0 | 634 | 0 | 3 | 30000 | 3 | 0 | 30000 | 813656.2335 | 19 | 9333.3333 | 1754.4315 | 196.1962 | 20666.6667 | 104127.4812 | 30000 | 0 | 74127.4812 | 74127.4812 | 0 | 9333.3333 | 0 | 0 | 0 | 0 | 0
2022-10-16 05:00 | 0 | 0 | 35584 | 0 | 634 | 0 | 3 | 30000 | 3 | 0 | 30000 | 783656.2335 | 19 | 9333.3333 | 1754.4315 | 196.1962 | 20666.6667 | 104127.4812 | 30000 | 0 | 74127.4812 | 74127.4812 | 0 | 9333.3333 | 0 | 0 | 0 | 0 | 0
2022-10-16 06:00 | 0.01098 | 0.004 | 35584 | 378.991 | 634 | 424.0192 | 3 | 29787.6765 | 2.9788 | 0 | 29363.6573 | 753656.2335 | 19 | 9500 | 1754.4315 | 199.6997 | 20666.6667 | 104127.4812 | 30166.6667 | 0 | 73960.8145 | 73960.8145 | 378.9902 | 9121.0098 | 0 | 0 | 0 | 0 | 0
2022-10-16 07:00 | 0.15302 | 0.29573 | 35584 | 5281.7118 | 634 | 31348.7995 | 3 | 24884.966 | 2.4885 | 6463.8335 | 0 | 724292.5762 | 19 | 9500 | 1754.4315 | 199.6997 | 20666.6667 | 104127.4812 | 30166.6667 | 0 | 73960.8145 | 73960.8145 | 5281.7006 | 4218.2994 | 0 | 0 | 0 | 0 | 0
2022-10-16 08:00 | 0.35942 | 0.51775 | 35584 | 12405.9132 | 634 | 54883.9852 | 3 | 17760.7795 | 1.7761 | 37123.2057 | 0 | 730756.4096 | 19 | 9500 | 1754.4315 | 199.6997 | 20666.6667 | 104127.4812 | 30166.6667 | 0 | 73960.8145 | 73960.8145 | 9500 | 0 | 0 | 0 | 0 | 0 | 0
2022-10-16 09:00 | 0.54975 | 0.65501 | 35584 | 18975.4349 | 634 | 69434.204 | 3 | 11191.2717 | 1.1191 | 58242.9323 | 0 | 767879.6153 | 19 | 9500 | 1754.4315 | 199.6997 | 20666.6667 | 104127.4812 | 30166.6667 | 0 | 73960.8145 | 73960.8145 | 9500 | 0 | 0 | 0 | 0 | 0 | 0
2022-10-16 10:00 | 0.6931 | 0.70703 | 35584 | 23923.3723 | 634 | 74948.5737 | 3 | 6243.3447 | 0.62433 | 68705.229 | 0 | 826122.5476 | 19 | 9500 | 1754.4315 | 199.6997 | 20666.6667 | 104127.4812 | 30166.6667 | 0 | 73960.8145 | 73960.8145 | 3256.6553 | 6243.3447 | 0 | 0 | 0 | 0 | 0
2022-10-16 11:00 | 0.77238 | 0.74096 | 35584 | 26659.8388 | 634 | 78545.3166 | 3 | 3506.884 | 0.35069 | 75038.4326 | 0 | 894827.7766 | 19 | 9500 | 1754.4315 | 199.6997 | 20666.6667 | 104127.4812 | 30166.6667 | 0 | 73960.8145 | 73960.8145 | 5993.116 | 3506.884 | 0 | 0 | 0 | 0 | 0
2022-10-16 12:00 | 0.7756 | 0.70501 | 35584 | 26770.9819 | 634 | 74734.444 | 3 | 3395.7411 | 0.33957 | 71338.7029 | 0 | 969866.2092 | 19 | 9500 | 1754.4315 | 199.6997 | 20666.6667 | 104127.4812 | 30166.6667 | 0 | 73960.8145 | 73960.8145 | 9500 | 0 | 0 | 0 | 0 | 0 | 0
2022-10-16 13:00 | 0.7092 | 0.67949 | 35584 | 24479.0876 | 634 | 72029.2016 | 3 | 5687.6306 | 0.56876 | 66341.571 | 0 | 1041204.9122 | 19 | 9500 | 1754.4315 | 199.6997 | 20666.6667 | 104127.4812 | 30166.6667 | 0 | 73960.8145 | 73960.8145 | 9500 | 0 | 0 | 0 | 0 | 0 | 0
2022-10-16 14:00 | 0.57555 | 0.60408 | 35584 | 19865.9601 | 634 | 64035.3796 | 3 | 10300.7484 | 1.0301 | 53734.6312 | 0 | 1107546.4831 | 19 | 9500 | 1754.4315 | 199.6997 | 20666.6667 | 104127.4812 | 30166.6667 | 0 | 73960.8145 | 73960.8145 | 0 | 9500 | 0 | 0 | 0 | 0 | 0
2022-10-16 15:00 | 0.39108 | 0.45866 | 35584 | 13498.705 | 634 | 48620.1616 | 3 | 16667.9901 | 1.6668 | 31952.1715 | 0 | 1161281.1143 | 19 | 9500 | 1754.4315 | 199.6997 | 20666.6667 | 104127.4812 | 30166.6667 | 0 | 73960.8145 | 73960.8145 | 0 | 9500 | 0 | 0 | 0 | 0 | 0
2022-10-16 16:00 | 0.19223 | 0.28582 | 35584 | 6635.103 | 634 | 30298.2919 | 3 | 23531.5777 | 2.3532 | 6766.7143 | 0 | 1193233.2857 | 19 | 9500 | 1754.4315 | 199.6997 | 20666.6667 | 104127.4812 | 30166.6667 | 0 | 73960.8145 | 73960.8145 | 6635.089 | 2864.911 | 0 | 0 | 0 | 0 | 0
2022-10-16 17:00 | 0.0261 | 0.01241 | 35584 | 900.8801 | 634 | 1315.5196 | 3 | 20666.6667 | 2.0667 | 0 | 19351.1471 | 1200000 | 19 | 900.8782 | 1754.4315 | 18.9374 | 20666.6667 | 104127.4812 | 21567.5449 | 0 | 82559.9363 | 82559.9363 | 900.8782 | 0 | 0 | 0 | 0 | 0 | 0
2022-10-16 18:00 | 0 | 0 | 35584 | 0 | 634 | 0 | 3 | 30000 | 3 | 0 | 30000 | 1180648.8529 | 19 | 9333.3333 | 1754.4315 | 196.1962 | 20666.6667 | 104127.4812 | 30000 | 0 | 74127.4812 | 74127.4812 | 0 | 9333.3333 | 0 | 0 | 0 | 0 | 0
2022-10-16 19:00 | 0 | 0 | 35584 | 0 | 634 | 0 | 3 | 30000 | 3 | 0 | 30000 | 1150648.8529 | 19 | 9333.3333 | 1754.4315 | 196.1962 | 20666.6667 | 104127.4812 | 30000 | 0 | 74127.4812 | 74127.4812 | 0 | 9333.3333 | 0 | 0 | 0 | 0 | 0
2022-10-16 20:00 | 0 | 0 | 35584 | 0 | 634 | 0 | 3 | 30000 | 3 | 0 | 30000 | 1120648.8529 | 19 | 9333.3333 | 1754.4315 | 196.1962 | 20666.6667 | 104127.4812 | 30000 | 0 | 74127.4812 | 74127.4812 | 0 | 9333.3333 | 0 | 0 | 0 | 0 | 0
2022-10-16 21:00 | 0 | 0 | 35584 | 0 | 634 | 0 | 3 | 30000 | 3 | 0 | 30000 | 1090648.8529 | 19 | 9333.3333 | 1754.4315 | 196.1962 | 20666.6667 | 104127.4812 | 30000 | 0 | 74127.4812 | 74127.4812 | 0 | 9333.3333 | 0 | 0 | 0 | 0 | 0
2022-10-16 22:00 | 0 | 0 | 35584 | 0 | 634 | 0 | 3 | 30000 | 3 | 0 | 30000 | 1060648.8529 | 19 | 9333.3333 | 1754.4315 | 196.1962 | 20666.6667 | 104127.4812 | 30000 | 0 | 74127.4812 | 74127.4812 | 0 | 9333.3333 | 0 | 0 | 0 | 0 | 0
2022-10-16 23:00 | 0 | 0 | 35584 | 0 | 634 | 0 | 3 | 30000 | 3 | 0 | 30000 | 1030648.8529 | 19 | 9333.3333 | 1754.4315 | 196.1962 | 20666.6667 | 104127.4812 | 30000 | 0 | 74127.4812 | 74127.4812 | 0 | 9333.3333 | 0 | 0 | 0 | 0 | 0
2022-10-17 | 0 | 0 | 35584 | 0 | 634 | 0 | 3 | 29541.6667 | 2.9542 | 0 | 29541.6667 | 1000648.8529 | 19 | 9500 | 1754.4315 | 199.6997 | 20041.6667 | 103502.4812 | 29541.6667 | 0 | 73960.8145 | 73960.8145 | 0 | 9500 | 0 | 0 | 0 | 0 | 0
2022-10-17 01:00 | 0 | 0 | 35584 | 0 | 634 | 0 | 3 | 29541.6667 | 2.9542 | 0 | 29541.6667 | 971107.1862 | 19 | 9500 | 1754.4315 | 199.6997 | 20041.6667 | 103502.4812 | 29541.6667 | 0 | 73960.8145 | 73960.8145 | 0 | 9500 | 0 | 0 | 0 | 0 | 0
2022-10-17 02:00 | 0 | 0 | 35584 | 0 | 634 | 0 | 3 | 29541.6667 | 2.9542 | 0 | 29541.6667 | 941565.5196 | 19 | 9500 | 1754.4315 | 199.6997 | 20041.6667 | 103502.4812 | 29541.6667 | 0 | 73960.8145 | 73960.8145 | 0 | 9500 | 0 | 0 | 0 | 0 | 0
2022-10-17 03:00 | 0 | 0 | 35584 | 0 | 634 | 0 | 3 | 29541.6667 | 2.9542 | 0 | 29541.6667 | 912023.8529 | 19 | 9500 | 1754.4315 | 199.6997 | 20041.6667 | 103502.4812 | 29541.6667 | 0 | 73960.8145 | 73960.8145 | 0 | 9500 | 0 | 0 | 0 | 0 | 0
2022-10-17 04:00 | 0 | 0 | 35584 | 0 | 634 | 0 | 3 | 29541.6667 | 2.9542 | 0 | 29541.6667 | 882482.1862 | 19 | 9500 | 1754.4315 | 199.6997 | 20041.6667 | 103502.4812 | 29541.6667 | 0 | 73960.8145 | 73960.8145 | 0 | 9500 | 0 | 0 | 0 | 0 | 0
2022-10-17 05:00 | 0 | 0 | 35584 | 0 | 634 | 0 | 3 | 29541.6667 | 2.9542 | 0 | 29541.6667 | 852940.5196 | 19 | 9500 | 1754.4315 | 199.6997 | 20041.6667 | 103502.4812 | 29541.6667 | 0 | 73960.8145 | 73960.8145 | 0 | 9500 | 0 | 0 | 0 | 0 | 0
2022-10-17 06:00 | 0.00945 | 0.00051 | 35584 | 326.1807 | 634 | 54.0624 | 3 | 29215.4866 | 2.9215 | 54.0624 | 29215.4866 | 823398.8529 | 19 | 9500 | 1754.4315 | 199.6997 | 20041.6667 | 103502.4812 | 29541.6667 | 0 | 73960.8145 | 73960.8145 | 326.18 | 9173.82 | 0 | 0 | 0 | 0 | 0
2022-10-17 07:00 | 0.1264 | 0.10987 | 35584 | 4362.8831 | 634 | 11646.7474 | 3 | 25178.7928 | 2.5179 | 0 | 13532.0454 | 794237.4287 | 19 | 9500 | 1754.4315 | 199.6997 | 20041.6667 | 103502.4812 | 29541.6667 | 0 | 73960.8145 | 73960.8145 | 4362.8739 | 5137.1261 | 0 | 0 | 0 | 0 | 0
2022-10-17 08:00 | 0.3173 | 0.33189 | 35584 | 10952.0791 | 634 | 35181.9331 | 3 | 9089.6106 | 0.90896 | 26092.3225 | 0 | 780705.3833 | 19 | 0 | 1754.4315 | 0 | 20041.6667 | 103502.4812 | 20041.6667 | 0 | 83460.8145 | 83460.8145 | 0 | 0 | 0 | 0 | 0 | 0 | 0
2022-10-17 09:00 | 0.51865 | 0.5209 | 35584 | 17901.9724 | 634 | 55217.9003 | 3 | 11639.732 | 1.164 | 43578.1683 | 0 | 806797.7058 | 19 | 9500 | 1754.4315 | 199.6997 | 20041.6667 | 103502.4812 | 29541.6667 | 0 | 73960.8145 | 73960.8145 | 9500 | 0 | 0 | 0 | 0 | 0 | 0
2022-10-17 10:00 | 0.66522 | 0.61291 | 35584 | 22961.0528 | 634 | 64971.402 | 3 | 6580.6622 | 0.65807 | 58390.7398 | 0 | 850375.8741 | 19 | 9500 | 1754.4315 | 199.6997 | 20041.6667 | 103502.4812 | 29541.6667 | 0 | 73960.8145 | 73960.8145 | 9500 | 0 | 0 | 0 | 0 | 0 | 0
2022-10-17 11:00 | 0.74512 | 0.6384 | 35584 | 25718.9196 | 634 | 67673.4643 | 3 | 3822.8012 | 0.38228 | 63850.6631 | 0 | 908766.6139 | 19 | 9500 | 1754.4315 | 199.6997 | 20041.6667 | 103502.4812 | 29541.6667 | 0 | 73960.8145 | 73960.8145 | 9500 | 0 | 0 | 0 | 0 | 0 | 0
2022-10-17 12:00 | 0.74342 | 0.60068 | 35584 | 25660.2416 | 634 | 63674.9633 | 3 | 3881.4791 | 0.38815 | 59793.4841 | 0 | 972617.277 | 19 | 9500 | 1754.4315 | 199.6997 | 20041.6667 | 103502.4812 | 29541.6667 | 0 | 73960.8145 | 73960.8145 | 5618.5209 | 3881.4791 | 0 | 0 | 0 | 0 | 0
2022-10-17 13:00 | 0.6764 | 0.56987 | 35584 | 23346.9471 | 634 | 60408.9554 | 3 | 6194.7687 | 0.61948 | 54214.1866 | 0 | 1032410.7611 | 19 | 9500 | 1754.4315 | 199.6997 | 20041.6667 | 103502.4812 | 29541.6667 | 0 | 73960.8145 | 73960.8145 | 9500 | 0 | 0 | 0 | 0 | 0 | 0
2022-10-17 14:00 | 0.54528 | 0.49496 | 35584 | 18821.1462 | 634 | 52468.1358 | 3 | 10720.5601 | 1.0721 | 41747.5757 | 0 | 1086624.9477 | 19 | 9500 | 1754.4315 | 199.6997 | 20041.6667 | 103502.4812 | 29541.6667 | 0 | 73960.8145 | 73960.8145 | 0 | 9500 | 0 | 0 | 0 | 0 | 0
2022-10-17 15:00 | 0.36575 | 0.38684 | 35584 | 12624.4026 | 634 | 41006.8968 | 3 | 16917.2907 | 1.6917 | 24089.6061 | 0 | 1128372.5234 | 19 | 9500 | 1754.4315 | 199.6997 | 20041.6667 | 103502.4812 | 29541.6667 | 0 | 73960.8145 | 73960.8145 | 9500 | 0 | 0 | 0 | 0 | 0 | 0
2022-10-17 16:00 | 0.17535 | 0.2081 | 35584 | 6052.4648 | 634 | 22059.5989 | 3 | 22059.5989 | 2.206 | 0 | 0 | 1152462.1296 | 19 | 8070.3842 | 1754.4315 | 169.6477 | 20041.6667 | 103502.4812 | 28112.0509 | 0 | 75390.4303 | 75390.4303 | 6052.452 | 2017.9322 | 0 | 0 | 0 | 0 | 0
2022-10-17 17:00 | 0.02345 | 0.00752 | 35584 | 809.4115 | 634 | 797.1561 | 3 | 28732.2569 | 2.8732 | 797.1561 | 28732.2569 | 1152462.1296 | 19 | 9500 | 1754.4315 | 199.6997 | 20041.6667 | 103502.4812 | 29541.6667 | 0 | 73960.8145 | 73960.8145 | 809.4098 | 8690.5902 | 0 | 0 | 0 | 0 | 0
2022-10-17 18:00 | 0 | 0 | 35584 | 0 | 634 | 0 | 3 | 29541.6667 | 2.9542 | 0 | 29541.6667 | 1124527.0288 | 19 | 9500 | 1754.4315 | 199.6997 | 20041.6667 | 103502.4812 | 29541.6667 | 0 | 73960.8145 | 73960.8145 | 0 | 9500 | 0 | 0 | 0 | 0 | 0
2022-10-17 19:00 | 0 | 0 | 35584 | 0 | 634 | 0 | 3 | 29541.6667 | 2.9542 | 0 | 29541.6667 | 1094985.3621 | 19 | 9500 | 1754.4315 | 199.6997 | 20041.6667 | 103502.4812 | 29541.6667 | 0 | 73960.8145 | 73960.8145 | 0 | 9500 | 0 | 0 | 0 | 0 | 0
2022-10-17 20:00 | 0 | 0 | 35584 | 0 | 634 | 0 | 3 | 29541.6667 | 2.9542 | 0 | 29541.6667 | 1065443.6954 | 19 | 9500 | 1754.4315 | 199.6997 | 20041.6667 | 103502.4812 | 29541.6667 | 0 | 73960.8145 | 73960.8145 | 0 | 9500 | 0 | 0 | 0 | 0 | 0
2022-10-17 21:00 | 0 | 0 | 35584 | 0 | 634 | 0 | 3 | 29541.6667 | 2.9542 | 0 | 29541.6667 | 1035902.0288 | 19 | 9500 | 1754.4315 | 199.6997 | 20041.6667 | 103502.4812 | 29541.6667 | 0 | 73960.8145 | 73960.8145 | 0 | 9500 | 0 | 0 | 0 | 0 | 0
2022-10-17 22:00 | 0 | 0 | 35584 | 0 | 634 | 0 | 3 | 29541.6667 | 2.9542 | 0 | 29541.6667 | 1006360.3621 | 19 | 9500 | 1754.4315 | 199.6997 | 20041.6667 | 103502.4812 | 29541.6667 | 0 | 73960.8145 | 73960.8145 | 0 | 9500 | 0 | 0 | 0 | 0 | 0
2022-10-17 23:00 | 0 | 0 | 35584 | 0 | 634 | 0 | 3 | 29541.6667 | 2.9542 | 0 | 29541.6667 | 976818.6954 | 19 | 9500 | 1754.4315 | 199.6997 | 20041.6667 | 103502.4812 | 29541.6667 | 0 | 73960.8145 | 73960.8145 | 0 | 9500 | 0 | 0 | 0 | 0 | 0
2022-10-18 | 0 | 0 | 35584 | 0 | 634 | 0 | 3 | 30000 | 3 | 0 | 30000 | 947277.0288 | 19 | 9179.1667 | 1754.4315 | 192.9555 | 20820.8333 | 104281.6478 | 30000 | 0 | 74281.6478 | 74281.6478 | 0 | 9179.1667 | 0 | 0 | 0 | 0 | 0
2022-10-18 01:00 | 0 | 0 | 35584 | 0 | 634 | 0 | 3 | 30000 | 3 | 0 | 30000 | 917277.0288 | 19 | 9179.1667 | 1754.4315 | 192.9555 | 20820.8333 | 104281.6478 | 30000 | 0 | 74281.6478 | 74281.6478 | 0 | 9179.1667 | 0 | 0 | 0 | 0 | 0
2022-10-18 02:00 | 0 | 0 | 35584 | 0 | 634 | 0 | 3 | 30000 | 3 | 0 | 30000 | 887277.0288 | 19 | 9179.1667 | 1754.4315 | 192.9555 | 20820.8333 | 104281.6478 | 30000 | 0 | 74281.6478 | 74281.6478 | 0 | 9179.1667 | 0 | 0 | 0 | 0 | 0
2022-10-18 03:00 | 0 | 0 | 35584 | 0 | 634 | 0 | 3 | 30000 | 3 | 0 | 30000 | 857277.0288 | 19 | 9179.1667 | 1754.4315 | 192.9555 | 20820.8333 | 104281.6478 | 30000 | 0 | 74281.6478 | 74281.6478 | 0 | 9179.1667 | 0 | 0 | 0 | 0 | 0
2022-10-18 04:00 | 0 | 0 | 35584 | 0 | 634 | 0 | 3 | 30000 | 3 | 0 | 30000 | 827277.0288 | 19 | 9179.1667 | 1754.4315 | 192.9555 | 20820.8333 | 104281.6478 | 30000 | 0 | 74281.6478 | 74281.6478 | 0 | 9179.1667 | 0 | 0 | 0 | 0 | 0
2022-10-18 05:00 | 0 | 0 | 35584 | 0 | 634 | 0 | 3 | 30000 | 3 | 0 | 30000 | 797277.0288 | 19 | 9179.1667 | 1754.4315 | 192.9555 | 20820.8333 | 104281.6478 | 30000 | 0 | 74281.6478 | 74281.6478 | 0 | 9179.1667 | 0 | 0 | 0 | 0 | 0
2022-10-18 06:00 | 0.00912 | 0.00048 | 35584 | 314.7903 | 634 | 50.8823 | 3 | 30000 | 3 | 0 | 29949.1177 | 767277.0288 | 19 | 9493.9563 | 1754.4315 | 199.5727 | 20820.8333 | 104281.6478 | 30314.7896 | 0 | 73966.8582 | 73966.8582 | 314.7896 | 9179.1667 | 0 | 0 | 0 | 0 | 0
2022-10-18 07:00 | 0.13332 | 0.17843 | 35584 | 4601.7371 | 634 | 18914.4365 | 3 | 25719.1059 | 2.5719 | 0 | 6804.6694 | 737327.9111 | 19 | 9500 | 1754.4315 | 199.6997 | 20820.8333 | 104281.6478 | 30320.8333 | 0 | 73960.8145 | 73960.8145 | 4601.7274 | 4898.2726 | 0 | 0 | 0 | 0 | 0
2022-10-18 08:00 | 0.3272 | 0.38596 | 35584 | 11293.7923 | 634 | 40913.6126 | 3 | 9527.0649 | 0.95271 | 31386.5478 | 0 | 730523.2416 | 19 | 0 | 1754.4315 | 0 | 20820.8333 | 104281.6478 | 20820.8333 | 0 | 83460.8145 | 83460.8145 | 0 | 0 | 0 | 0 | 0 | 0 | 0
2022-10-18 09:00 | 0.51558 | 0.5268 | 35584 | 17796.0068 | 634 | 55843.3286 | 3 | 12524.864 | 1.2525 | 43318.4646 | 0 | 761909.7894 | 19 | 9500 | 1754.4315 | 199.6997 | 20820.8333 | 104281.6478 | 30320.8333 | 0 | 73960.8145 | 73960.8145 | 0 | 9500 | 0 | 0 | 0 | 0 | 0
2022-10-18 10:00 | 0.65715 | 0.60831 | 35584 | 22682.5048 | 634 | 64483.7799 | 3 | 0 | 0 | 64483.7799 | 0 | 805228.254 | 19 | 1861.6237 | 1754.4315 | 39.1332 | 20820.8333 | 104281.6478 | 22682.4571 | 0 | 81599.1908 | 81599.1908 | 1861.6237 | 0 | 0 | 0 | 0 | 0 | 0
2022-10-18 11:00 | 0.73615 | 0.63445 | 35584 | 25409.3068 | 634 | 67254.7454 | 3 | 4911.5801 | 0.49116 | 62343.1653 | 0 | 869712.0339 | 19 | 9500 | 1754.4315 | 199.6997 | 20820.8333 | 104281.6478 | 30320.8333 | 0 | 73960.8145 | 73960.8145 | 9500 | 0 | 0 | 0 | 0 | 0 | 0
2022-10-18 12:00 | 0.74215 | 0.62403 | 35584 | 25616.4056 | 634 | 66150.1753 | 3 | 4704.4816 | 0.47045 | 61445.6937 | 0 | 932055.1992 | 19 | 9500 | 1754.4315 | 199.6997 | 20820.8333 | 104281.6478 | 30320.8333 | 0 | 73960.8145 | 73960.8145 | 4795.5184 | 4704.4816 | 0 | 0 | 0 | 0 | 0
2022-10-18 13:00 | 0.68025 | 0.60826 | 35584 | 23479.8355 | 634 | 64478.4796 | 3 | 6841.0472 | 0.6841 | 57637.4324 | 0 | 993500.8929 | 19 | 9500 | 1754.4315 | 199.6997 | 20820.8333 | 104281.6478 | 30320.8333 | 0 | 73960.8145 | 73960.8145 | 9500 | 0 | 0 | 0 | 0 | 0 | 0
2022-10-18 14:00 | 0.54935 | 0.53122 | 35584 | 18961.6283 | 634 | 56311.8699 | 3 | 11359.245 | 1.1359 | 44952.6249 | 0 | 1051138.3253 | 19 | 9500 | 1754.4315 | 199.6997 | 20820.8333 | 104281.6478 | 30320.8333 | 0 | 73960.8145 | 73960.8145 | 0 | 9500 | 0 | 0 | 0 | 0 | 0
2022-10-18 15:00 | 0.37075 | 0.42351 | 35584 | 12796.985 | 634 | 44894.0928 | 3 | 17523.8753 | 1.7524 | 27370.2175 | 0 | 1096090.9502 | 19 | 9500 | 1754.4315 | 199.6997 | 20820.8333 | 104281.6478 | 30320.8333 | 0 | 73960.8145 | 73960.8145 | 9500 | 0 | 0 | 0 | 0 | 0 | 0
2022-10-18 16:00 | 0.17585 | 0.23061 | 35584 | 6069.723 | 634 | 24445.7669 | 3 | 20820.8333 | 2.0821 | 3624.9336 | 0 | 1123461.1677 | 19 | 6069.7102 | 1754.4315 | 127.5915 | 20820.8333 | 104281.6478 | 26890.5436 | 0 | 77391.1043 | 77391.1043 | 6069.7102 | 0 | 0 | 0 | 0 | 0 | 0
2022-10-18 17:00 | 0.0225 | 0.00678 | 35584 | 776.6208 | 634 | 718.7125 | 3 | 29544.2142 | 2.9544 | 0 | 28825.5016 | 1127086.1013 | 19 | 9500 | 1754.4315 | 199.6997 | 20820.8333 | 104281.6478 | 30320.8333 | 0 | 73960.8145 | 73960.8145 | 0 | 9500 | 0 | 0 | 0 | 0 | 0
2022-10-18 18:00 | 0 | 0 | 35584 | 0 | 634 | 0 | 3 | 30000 | 3 | 0 | 30000 | 1098260.5997 | 19 | 9179.1667 | 1754.4315 | 192.9555 | 20820.8333 | 104281.6478 | 30000 | 0 | 74281.6478 | 74281.6478 | 0 | 9179.1667 | 0 | 0 | 0 | 0 | 0
2022-10-18 19:00 | 0 | 0 | 35584 | 0 | 634 | 0 | 3 | 30000 | 3 | 0 | 30000 | 1068260.5997 | 19 | 9179.1667 | 1754.4315 | 192.9555 | 20820.8333 | 104281.6478 | 30000 | 0 | 74281.6478 | 74281.6478 | 0 | 9179.1667 | 0 | 0 | 0 | 0 | 0
2022-10-18 20:00 | 0 | 0 | 35584 | 0 | 634 | 0 | 3 | 30000 | 3 | 0 | 30000 | 1038260.5997 | 19 | 9179.1667 | 1754.4315 | 192.9555 | 20820.8333 | 104281.6478 | 30000 | 0 | 74281.6478 | 74281.6478 | 0 | 9179.1667 | 0 | 0 | 0 | 0 | 0
2022-10-18 21:00 | 0 | 0 | 35584 | 0 | 634 | 0 | 3 | 30000 | 3 | 0 | 30000 | 1008260.5997 | 19 | 9179.1667 | 1754.4315 | 192.9555 | 20820.8333 | 104281.6478 | 30000 | 0 | 74281.6478 | 74281.6478 | 0 | 9179.1667 | 0 | 0 | 0 | 0 | 0
2022-10-18 22:00 | 0 | 0 | 35584 | 0 | 634 | 0 | 3 | 30000 | 3 | 0 | 30000 | 978260.5997 | 19 | 9179.1667 | 1754.4315 | 192.9555 | 20820.8333 | 104281.6478 | 30000 | 0 | 74281.6478 | 74281.6478 | 0 | 9179.1667 | 0 | 0 | 0 | 0 | 0
2022-10-18 23:00 | 0 | 0 | 35584 | 0 | 634 | 0 | 3 | 30000 | 3 | 0 | 30000 | 948260.5997 | 19 | 9179.1667 | 1754.4315 | 192.9555 | 20820.8333 | 104281.6478 | 30000 | 0 | 74281.6478 | 74281.6478 | 0 | 9179.1667 | 0 | 0 | 0 | 0 | 0
2022-10-19 | 0 | 0 | 35584 | 0 | 634 | 0 | 3 | 30000 | 3 | 0 | 30000 | 918260.5997 | 19 | 9162.5 | 1754.4315 | 192.6051 | 20837.5 | 104298.3145 | 30000 | 0 | 74298.3145 | 74298.3145 | 0 | 9162.5 | 0 | 0 | 0 | 0 | 0
2022-10-19 01:00 | 0 | 0 | 35584 | 0 | 634 | 0 | 3 | 30000 | 3 | 0 | 30000 | 888260.5997 | 19 | 9162.5 | 1754.4315 | 192.6051 | 20837.5 | 104298.3145 | 30000 | 0 | 74298.3145 | 74298.3145 | 0 | 9162.5 | 0 | 0 | 0 | 0 | 0
2022-10-19 02:00 | 0 | 0 | 35584 | 0 | 634 | 0 | 3 | 30000 | 3 | 0 | 30000 | 858260.5997 | 19 | 9162.5 | 1754.4315 | 192.6051 | 20837.5 | 104298.3145 | 30000 | 0 | 74298.3145 | 74298.3145 | 0 | 9162.5 | 0 | 0 | 0 | 0 | 0
2022-10-19 03:00 | 0 | 0 | 35584 | 0 | 634 | 0 | 3 | 30000 | 3 | 0 | 30000 | 828260.5997 | 19 | 9162.5 | 1754.4315 | 192.6051 | 20837.5 | 104298.3145 | 30000 | 0 | 74298.3145 | 74298.3145 | 0 | 9162.5 | 0 | 0 | 0 | 0 | 0
2022-10-19 04:00 | 0 | 0 | 35584 | 0 | 634 | 0 | 3 | 30000 | 3 | 0 | 30000 | 798260.5997 | 19 | 9162.5 | 1754.4315 | 192.6051 | 20837.5 | 104298.3145 | 30000 | 0 | 74298.3145 | 74298.3145 | 0 | 9162.5 | 0 | 0 | 0 | 0 | 0
2022-10-19 05:00 | 0 | 0 | 35584 | 0 | 634 | 0 | 3 | 30000 | 3 | 0 | 30000 | 768260.5997 | 19 | 9162.5 | 1754.4315 | 192.6051 | 20837.5 | 104298.3145 | 30000 | 0 | 74298.3145 | 74298.3145 | 0 | 9162.5 | 0 | 0 | 0 | 0 | 0
2022-10-19 06:00 | 0.00818 | 0 | 35584 | 282.3448 | 634 | 0 | 3 | 30000 | 3 | 0 | 30000 | 738260.5997 | 19 | 9444.8442 | 1754.4315 | 198.5403 | 20837.5 | 104298.3145 | 30282.3442 | 0 | 74015.9703 | 74015.9703 | 282.3442 | 9162.5 | 0 | 0 | 0 | 0 | 0
2022-10-19 07:00 | 0.12365 | 0.11718 | 35584 | 4267.9628 | 634 | 12421.6425 | 3 | 26069.5462 | 2.607 | 0 | 13647.9038 | 708260.5997 | 19 | 9500 | 1754.4315 | 199.6997 | 20837.5 | 104298.3145 | 30337.5 | 0 | 73960.8145 | 73960.8145 | 4267.9538 | 5232.0462 | 0 | 0 | 0 | 0 | 0
2022-10-19 08:00 | 0.31885 | 0.33643 | 35584 | 11005.5796 | 634 | 35663.1949 | 3 | 19331.9435 | 1.9332 | 16331.2513 | 0 | 694612.6959 | 19 | 9500 | 1754.4315 | 199.6997 | 20837.5 | 104298.3145 | 30337.5 | 0 | 73960.8145 | 73960.8145 | 0 | 9500 | 0 | 0 | 0 | 0 | 0
2022-10-19 09:00 | 0.51127 | 0.47961 | 35584 | 17647.2407 | 634 | 50840.9621 | 3 | 3190.2964 | 0.31903 | 47650.6657 | 0 | 710943.9472 | 19 | 0 | 1754.4315 | 0 | 20837.5 | 104298.3145 | 20837.5 | 0 | 83460.8145 | 83460.8145 | 0 | 0 | 0 | 0 | 0 | 0 | 0
2022-10-19 10:00 | 0.65758 | 0.56341 | 35584 | 22697.3469 | 634 | 59724.1644 | 3 | 7640.2009 | 0.76402 | 52083.9635 | 0 | 758594.6129 | 19 | 9500 | 1754.4315 | 199.6997 | 20837.5 | 104298.3145 | 30337.5 | 0 | 73960.8145 | 73960.8145 | 9500 | 0 | 0 | 0 | 0 | 0 | 0
2022-10-19 11:00 | 0.73905 | 0.56275 | 35584 | 25509.4045 | 634 | 59654.2012 | 3 | 4828.1492 | 0.48281 | 54826.052 | 0 | 810678.5764 | 19 | 9500 | 1754.4315 | 199.6997 | 20837.5 | 104298.3145 | 30337.5 | 0 | 73960.8145 | 73960.8145 | 4671.8508 | 4828.1492 | 0 | 0 | 0 | 0 | 0
2022-10-19 12:00 | 0.76217 | 0.64646 | 35584 | 26307.4256 | 634 | 68527.863 | 3 | 4030.1298 | 0.40301 | 64497.7332 | 0 | 865504.6285 | 19 | 9500 | 1754.4315 | 199.6997 | 20837.5 | 104298.3145 | 30337.5 | 0 | 73960.8145 | 73960.8145 | 5469.8702 | 4030.1298 | 0 | 0 | 0 | 0 | 0
2022-10-19 13:00 | 0.70312 | 0.67493 | 35584 | 24269.2274 | 634 | 71545.8197 | 3 | 6068.3237 | 0.60683 | 65477.496 | 0 | 930002.3616 | 19 | 9500 | 1754.4315 | 199.6997 | 20837.5 | 104298.3145 | 30337.5 | 0 | 73960.8145 | 73960.8145 | 3431.6763 | 6068.3237 | 0 | 0 | 0 | 0 | 0
2022-10-19 14:00 | 0.52597 | 0.4244 | 35584 | 18154.633 | 634 | 44988.4371 | 3 | 2682.9052 | 0.26829 | 42305.5319 | 0 | 995479.8576 | 19 | 0 | 1754.4315 | 0 | 20837.5 | 104298.3145 | 20837.5 | 0 | 83460.8145 | 83460.8145 | 0 | 0 | 0 | 0 | 0 | 0 | 0
2022-10-19 15:00 | 0.35315 | 0.32945 | 35584 | 12189.4949 | 634 | 34923.2814 | 3 | 18148.0308 | 1.8148 | 16775.2506 | 0 | 1037785.3895 | 19 | 9500 | 1754.4315 | 199.6997 | 20837.5 | 104298.3145 | 30337.5 | 0 | 73960.8145 | 73960.8145 | 9500 | 0 | 0 | 0 | 0 | 0 | 0
2022-10-19 16:00 | 0.17027 | 0.15555 | 35584 | 5877.121 | 634 | 16489.0466 | 3 | 16489.0466 | 1.6489 | 0 | 0 | 1054560.6401 | 19 | 1528.6553 | 1754.4315 | 32.1339 | 20837.5 | 104298.3145 | 22366.1553 | 0 | 81932.1592 | 81932.1592 | 0 | 1528.6553 | 0 | 0 | 0 | 0 | 0
2022-10-19 17:00 | 0.0213 | 0.00821 | 35584 | 735.201 | 634 | 870.2994 | 3 | 29602.3005 | 2.9602 | 0 | 28732.0011 | 1054560.6401 | 19 | 9500 | 1754.4315 | 199.6997 | 20837.5 | 104298.3145 | 30337.5 | 0 | 73960.8145 | 73960.8145 | 735.1995 | 8764.8005 | 0 | 0 | 0 | 0 | 0
2022-10-19 18:00 | 0 | 0 | 35584 | 0 | 634 | 0 | 3 | 30000 | 3 | 0 | 30000 | 1025828.639 | 19 | 9162.5 | 1754.4315 | 192.6051 | 20837.5 | 104298.3145 | 30000 | 0 | 74298.3145 | 74298.3145 | 0 | 9162.5 | 0 | 0 | 0 | 0 | 0
2022-10-19 19:00 | 0 | 0 | 35584 | 0 | 634 | 0 | 3 | 30000 | 3 | 0 | 30000 | 995828.639 | 19 | 9162.5 | 1754.4315 | 192.6051 | 20837.5 | 104298.3145 | 30000 | 0 | 74298.3145 | 74298.3145 | 0 | 9162.5 | 0 | 0 | 0 | 0 | 0
2022-10-19 20:00 | 0 | 0 | 35584 | 0 | 634 | 0 | 3 | 30000 | 3 | 0 | 30000 | 965828.639 | 19 | 9162.5 | 1754.4315 | 192.6051 | 20837.5 | 104298.3145 | 30000 | 0 | 74298.3145 | 74298.3145 | 0 | 9162.5 | 0 | 0 | 0 | 0 | 0
2022-10-19 21:00 | 0 | 0 | 35584 | 0 | 634 | 0 | 3 | 30000 | 3 | 0 | 30000 | 935828.639 | 19 | 9162.5 | 1754.4315 | 192.6051 | 20837.5 | 104298.3145 | 30000 | 0 | 74298.3145 | 74298.3145 | 0 | 9162.5 | 0 | 0 | 0 | 0 | 0
2022-10-19 22:00 | 0 | 0 | 35584 | 0 | 634 | 0 | 3 | 30000 | 3 | 0 | 30000 | 905828.639 | 19 | 9162.5 | 1754.4315 | 192.6051 | 20837.5 | 104298.3145 | 30000 | 0 | 74298.3145 | 74298.3145 | 0 | 9162.5 | 0 | 0 | 0 | 0 | 0
2022-10-19 23:00 | 0 | 0 | 35584 | 0 | 634 | 0 | 3 | 30000 | 3 | 0 | 30000 | 875828.639 | 19 | 9162.5 | 1754.4315 | 192.6051 | 20837.5 | 104298.3145 | 30000 | 0 | 74298.3145 | 74298.3145 | 0 | 9162.5 | 0 | 0 | 0 | 0 | 0
2022-10-20 | 0 | 0 | 35584 | 0 | 634 | 0 | 3 | 30000 | 3 | 0 | 30000 | 845828.639 | 19 | 8566.6667 | 1754.4315 | 180.0801 | 21433.3333 | 104894.1478 | 30000 | 0 | 74894.1478 | 74894.1478 | 0 | 8566.6667 | 0 | 0 | 0 | 0 | 0
2022-10-20 01:00 | 0 | 0 | 35584 | 0 | 634 | 0 | 3 | 30000 | 3 | 0 | 30000 | 815828.639 | 19 | 8566.6667 | 1754.4315 | 180.0801 | 21433.3333 | 104894.1478 | 30000 | 0 | 74894.1478 | 74894.1478 | 0 | 8566.6667 | 0 | 0 | 0 | 0 | 0
2022-10-20 02:00 | 0 | 0 | 35584 | 0 | 634 | 0 | 3 | 30000 | 3 | 0 | 30000 | 785828.639 | 19 | 8566.6667 | 1754.4315 | 180.0801 | 21433.3333 | 104894.1478 | 30000 | 0 | 74894.1478 | 74894.1478 | 0 | 8566.6667 | 0 | 0 | 0 | 0 | 0
2022-10-20 03:00 | 0 | 0 | 35584 | 0 | 634 | 0 | 3 | 30000 | 3 | 0 | 30000 | 755828.639 | 19 | 8566.6667 | 1754.4315 | 180.0801 | 21433.3333 | 104894.1478 | 30000 | 0 | 74894.1478 | 74894.1478 | 0 | 8566.6667 | 0 | 0 | 0 | 0 | 0
2022-10-20 04:00 | 0 | 0 | 35584 | 0 | 634 | 0 | 3 | 30000 | 3 | 0 | 30000 | 725828.639 | 19 | 8566.6667 | 1754.4315 | 180.0801 | 21433.3333 | 104894.1478 | 30000 | 0 | 74894.1478 | 74894.1478 | 0 | 8566.6667 | 0 | 0 | 0 | 0 | 0
2022-10-20 05:00 | 0 | 0 | 35584 | 0 | 634 | 0 | 3 | 30000 | 3 | 0 | 30000 | 695828.639 | 19 | 8566.6667 | 1754.4315 | 180.0801 | 21433.3333 | 104894.1478 | 30000 | 0 | 74894.1478 | 74894.1478 | 0 | 8566.6667 | 0 | 0 | 0 | 0 | 0
2022-10-20 06:00 | 0.00843 | 0.00188 | 35584 | 290.9739 | 634 | 199.289 | 3 | 30000 | 3 | 0 | 29800.711 | 665828.639 | 19 | 8857.64 | 1754.4315 | 186.1966 | 21433.3333 | 104894.1478 | 30290.9733 | 0 | 74603.1745 | 74603.1745 | 290.9733 | 8566.6667 | 0 | 0 | 0 | 0 | 0
2022-10-20 07:00 | 0.1318 | 0.20009 | 35584 | 4549.2721 | 634 | 21210.5004 | 3 | 26384.0708 | 2.6384 | 0 | 5173.5704 | 636027.928 | 19 | 9500 | 1754.4315 | 199.6997 | 21433.3333 | 104894.1478 | 30933.3333 | 0 | 73960.8145 | 73960.8145 | 0 | 9500 | 0 | 0 | 0 | 0 | 0
2022-10-20 08:00 | 0.3275 | 0.41002 | 35584 | 11304.1472 | 634 | 43464.0881 | 3 | 19629.2099 | 1.9629 | 23834.8782 | 0 | 630854.3576 | 19 | 9500 | 1754.4315 | 199.6997 | 21433.3333 | 104894.1478 | 30933.3333 | 0 | 73960.8145 | 73960.8145 | 9500 | 0 | 0 | 0 | 0 | 0 | 0
2022-10-20 09:00 | 0.5107 | 0.54783 | 35584 | 17627.5663 | 634 | 58072.6096 | 3 | 3805.8041 | 0.38058 | 54266.8055 | 0 | 654689.2358 | 19 | 0 | 1754.4315 | 0 | 21433.3333 | 104894.1478 | 21433.3333 | 0 | 83460.8145 | 83460.8145 | 0 | 0 | 0 | 0 | 0 | 0 | 0
2022-10-20 10:00 | 0.62295 | 0.47287 | 35584 | 21502.0412 | 634 | 50126.4898 | 3 | 9431.3374 | 0.94313 | 40695.1524 | 0 | 708956.0413 | 19 | 9500 | 1754.4315 | 199.6997 | 21433.3333 | 104894.1478 | 30933.3333 | 0 | 73960.8145 | 73960.8145 | 9500 | 0 | 0 | 0 | 0 | 0 | 0
2022-10-20 11:00 | 0.66978 | 0.33014 | 35584 | 23118.448 | 634 | 34996.4247 | 3 | 7814.934 | 0.78149 | 27181.4906 | 0 | 749651.1936 | 19 | 9500 | 1754.4315 | 199.6997 | 21433.3333 | 104894.1478 | 30933.3333 | 0 | 73960.8145 | 73960.8145 | 9500 | 0 | 0 | 0 | 0 | 0 | 0
2022-10-20 12:00 | 0.64072 | 0.29963 | 35584 | 22115.3991 | 634 | 31762.2182 | 3 | 8817.9808 | 0.8818 | 22944.2374 | 0 | 776832.6843 | 19 | 9500 | 1754.4315 | 199.6997 | 21433.3333 | 104894.1478 | 30933.3333 | 0 | 73960.8145 | 73960.8145 | 9500 | 0 | 0 | 0 | 0 | 0 | 0
2022-10-20 13:00 | 0.5464 | 0.29078 | 35584 | 18859.8047 | 634 | 30824.0757 | 3 | 2573.5684 | 0.25736 | 28250.5074 | 0 | 799776.9217 | 19 | 0 | 1754.4315 | 0 | 21433.3333 | 104894.1478 | 21433.3333 | 0 | 83460.8145 | 83460.8145 | 0 | 0 | 0 | 0 | 0 | 0 | 0
2022-10-20 14:00 | 0.4257 | 0.17714 | 35584 | 14693.6655 | 634 | 18777.6903 | 3 | 6739.6987 | 0.67397 | 12037.9915 | 0 | 828027.4291 | 19 | 0 | 1754.4315 | 0 | 21433.3333 | 104894.1478 | 21433.3333 | 0 | 83460.8145 | 83460.8145 | 0 | 0 | 0 | 0 | 0 | 0 | 0
2022-10-20 15:00 | 0.29585 | 0.18688 | 35584 | 10211.7006 | 634 | 19810.177 | 3 | 19810.177 | 1.981 | 0 | 0 | 840065.4206 | 19 | 8588.5228 | 1754.4315 | 180.5395 | 21433.3333 | 104894.1478 | 30021.8561 | 0 | 74872.2917 | 74872.2917 | 0 | 8588.5228 | 0 | 0 | 0 | 0 | 0
2022-10-20 16:00 | 0.1479 | 0.1307 | 35584 | 5104.9874 | 634 | 13854.8274 | 3 | 25828.3567 | 2.5828 | 0 | 11973.5293 | 840065.4206 | 19 | 9500 | 1754.4315 | 199.6997 | 21433.3333 | 104894.1478 | 30933.3333 | 0 | 73960.8145 | 73960.8145 | 0 | 9500 | 0 | 0 | 0 | 0 | 0
2022-10-20 17:00 | 0.01827 | 0.00529 | 35584 | 630.6161 | 634 | 560.7654 | 3 | 30000 | 3 | 560.7654 | 30000 | 828091.8913 | 19 | 9197.2814 | 1754.4315 | 193.3362 | 21433.3333 | 104894.1478 | 30630.6148 | 0 | 74263.5331 | 74263.5331 | 0 | 9197.2814 | 0 | 0 | 0 | 0 | 0
2022-10-20 18:00 | 0 | 0 | 35584 | 0 | 634 | 0 | 3 | 30000 | 3 | 0 | 30000 | 798652.6567 | 19 | 8566.6667 | 1754.4315 | 180.0801 | 21433.3333 | 104894.1478 | 30000 | 0 | 74894.1478 | 74894.1478 | 0 | 8566.6667 | 0 | 0 | 0 | 0 | 0
2022-10-20 19:00 | 0 | 0 | 35584 | 0 | 634 | 0 | 3 | 30000 | 3 | 0 | 30000 | 768652.6567 | 19 | 8566.6667 | 1754.4315 | 180.0801 | 21433.3333 | 104894.1478 | 30000 | 0 | 74894.1478 | 74894.1478 | 0 | 8566.6667 | 0 | 0 | 0 | 0 | 0
2022-10-20 20:00 | 0 | 0 | 35584 | 0 | 634 | 0 | 3 | 30000 | 3 | 0 | 30000 | 738652.6567 | 19 | 8566.6667 | 1754.4315 | 180.0801 | 21433.3333 | 104894.1478 | 30000 | 0 | 74894.1478 | 74894.1478 | 0 | 8566.6667 | 0 | 0 | 0 | 0 | 0
2022-10-20 21:00 | 0 | 0 | 35584 | 0 | 634 | 0 | 3 | 30000 | 3 | 0 | 30000 | 708652.6567 | 19 | 8566.6667 | 1754.4315 | 180.0801 | 21433.3333 | 104894.1478 | 30000 | 0 | 74894.1478 | 74894.1478 | 0 | 8566.6667 | 0 | 0 | 0 | 0 | 0
2022-10-20 22:00 | 0 | 0 | 35584 | 0 | 634 | 0 | 3 | 30000 | 3 | 0 | 30000 | 678652.6567 | 19 | 8566.6667 | 1754.4315 | 180.0801 | 21433.3333 | 104894.1478 | 30000 | 0 | 74894.1478 | 74894.1478 | 0 | 8566.6667 | 0 | 0 | 0 | 0 | 0
2022-10-20 23:00 | 0 | 0 | 35584 | 0 | 634 | 0 | 3 | 30000 | 3 | 0 | 30000 | 648652.6567 | 19 | 8566.6667 | 1754.4315 | 180.0801 | 21433.3333 | 104894.1478 | 30000 | 0 | 74894.1478 | 74894.1478 | 0 | 8566.6667 | 0 | 0 | 0 | 0 | 0
2022-10-21 | 0 | 0 | 35584 | 0 | 634 | 0 | 3 | 30000 | 3 | 0 | 30000 | 618652.6567 | 19 | 8925 | 1754.4315 | 187.6126 | 21075 | 104535.8145 | 30000 | 0 | 74535.8145 | 74535.8145 | 0 | 8925 | 0 | 0 | 0 | 0 | 0
2022-10-21 01:00 | 0 | 0 | 35584 | 0 | 634 | 0 | 3 | 30000 | 3 | 0 | 30000 | 588652.6567 | 19 | 8925 | 1754.4315 | 187.6126 | 21075 | 104535.8145 | 30000 | 0 | 74535.8145 | 74535.8145 | 0 | 8925 | 0 | 0 | 0 | 0 | 0
2022-10-21 02:00 | 0 | 0 | 35584 | 0 | 634 | 0 | 3 | 30000 | 3 | 0 | 30000 | 558652.6567 | 19 | 8925 | 1754.4315 | 187.6126 | 21075 | 104535.8145 | 30000 | 0 | 74535.8145 | 74535.8145 | 0 | 8925 | 0 | 0 | 0 | 0 | 0
2022-10-21 03:00 | 0 | 0 | 35584 | 0 | 634 | 0 | 3 | 30000 | 3 | 0 | 30000 | 528652.6567 | 19 | 8925 | 1754.4315 | 187.6126 | 21075 | 104535.8145 | 30000 | 0 | 74535.8145 | 74535.8145 | 0 | 8925 | 0 | 0 | 0 | 0 | 0
2022-10-21 04:00 | 0 | 0 | 35584 | 0 | 634 | 0 | 3 | 30000 | 3 | 0 | 30000 | 498652.6567 | 19 | 8925 | 1754.4315 | 187.6126 | 21075 | 104535.8145 | 30000 | 0 | 74535.8145 | 74535.8145 | 0 | 8925 | 0 | 0 | 0 | 0 | 0
2022-10-21 05:00 | 0 | 0 | 35584 | 0 | 634 | 0 | 3 | 30000 | 3 | 0 | 30000 | 468652.6567 | 19 | 8925 | 1754.4315 | 187.6126 | 21075 | 104535.8145 | 30000 | 0 | 74535.8145 | 74535.8145 | 0 | 8925 | 0 | 0 | 0 | 0 | 0
2022-10-21 06:00 | 0.00782 | 0.00064 | 35584 | 269.9189 | 634 | 67.8431 | 3 | 30000 | 3 | 0 | 29932.1569 | 438652.6567 | 19 | 9194.9183 | 1754.4315 | 193.2866 | 21075 | 104535.8145 | 30269.9183 | 0 | 74265.8962 | 74265.8962 | 269.9183 | 8925 | 0 | 0 | 0 | 0 | 0
2022-10-21 07:00 | 0.11118 | 0.09323 | 35584 | 3837.5422 | 634 | 9882.8275 | 3 | 21075 | 2.1075 | 0 | 11192.1725 | 408720.4997 | 19 | 3837.5342 | 1754.4315 | 80.6689 | 21075 | 104535.8145 | 24912.5342 | 0 | 79623.2803 | 79623.2803 | 3837.5342 | 0 | 0 | 0 | 0 | 0 | 0
2022-10-21 08:00 | 0.25235 | 0.14448 | 35584 | 8710.2337 | 634 | 15315.5735 | 3 | 21864.7846 | 2.1865 | 0 | 6549.2111 | 397528.3272 | 19 | 9500 | 1754.4315 | 199.6997 | 21075 | 104535.8145 | 30575 | 0 | 73960.8145 | 73960.8145 | 0 | 9500 | 0 | 0 | 0 | 0 | 0
2022-10-21 09:00 | 0.39242 | 0.2789 | 35584 | 13544.9571 | 634 | 29564.7387 | 3 | 17030.0714 | 1.703 | 12534.6673 | 0 | 390979.1161 | 19 | 9500 | 1754.4315 | 199.6997 | 21075 | 104535.8145 | 30575 | 0 | 73960.8145 | 73960.8145 | 0 | 9500 | 0 | 0 | 0 | 0 | 0
2022-10-21 10:00 | 0.48577 | 0.24464 | 35584 | 16767.0705 | 634 | 25933.0143 | 3 | 4307.9648 | 0.4308 | 21625.0495 | 0 | 403513.7834 | 19 | 0 | 1754.4315 | 0 | 21075 | 104535.8145 | 21075 | 0 | 83460.8145 | 83460.8145 | 0 | 0 | 0 | 0 | 0 | 0 | 0
2022-10-21 11:00 | 0.46762 | 0.02569 | 35584 | 16140.5964 | 634 | 2723.2633 | 3 | 14434.4376 | 1.4434 | 0 | 11711.1743 | 425138.8329 | 19 | 9500 | 1754.4315 | 199.6997 | 21075 | 104535.8145 | 30575 | 0 | 73960.8145 | 73960.8145 | 9500 | 0 | 0 | 0 | 0 | 0 | 0
2022-10-21 12:00 | 0.41788 | 0.21434 | 35584 | 14423.7467 | 634 | 22721.0688 | 3 | 6651.2837 | 0.66513 | 16069.7851 | 0 | 413427.6586 | 19 | 0 | 1754.4315 | 0 | 21075 | 104535.8145 | 21075 | 0 | 83460.8145 | 83460.8145 | 0 | 0 | 0 | 0 | 0 | 0 | 0
2022-10-21 13:00 | 0.386 | 0.08207 | 35584 | 13323.3613 | 634 | 8699.8139 | 3 | 17251.6668 | 1.7252 | 0 | 8551.8528 | 429497.4437 | 19 | 9500 | 1754.4315 | 199.6997 | 21075 | 104535.8145 | 30575 | 0 | 73960.8145 | 73960.8145 | 9500 | 0 | 0 | 0 | 0 | 0 | 0
2022-10-21 14:00 | 0.32398 | 0.13775 | 35584 | 11182.6492 | 634 | 14602.1612 | 3 | 14602.1612 | 1.4602 | 0 | 0 | 420945.5909 | 19 | 4709.7868 | 1754.4315 | 99.0045 | 21075 | 104535.8145 | 25784.7868 | 0 | 78751.0277 | 78751.0277 | 4709.7868 | 0 | 0 | 0 | 0 | 0 | 0
2022-10-21 15:00 | 0.21998 | 0.10861 | 35584 | 7592.9353 | 634 | 11513.1813 | 3 | 22982.0807 | 2.2982 | 0 | 11468.8994 | 420945.5909 | 19 | 9500 | 1754.4315 | 199.6997 | 21075 | 104535.8145 | 30575 | 0 | 73960.8145 | 73960.8145 | 7592.9193 | 1907.0807 | 0 | 0 | 0 | 0 | 0
2022-10-21 16:00 | 0.11628 | 0.05329 | 35584 | 4013.5763 | 634 | 5648.9958 | 3 | 21075 | 2.1075 | 0 | 15426.0042 | 409476.6915 | 19 | 4013.5678 | 1754.4315 | 84.3693 | 21075 | 104535.8145 | 25088.5678 | 0 | 79447.2467 | 79447.2467 | 4013.5678 | 0 | 0 | 0 | 0 | 0 | 0
2022-10-21 17:00 | 0.01602 | 0.00157 | 35584 | 552.954 | 634 | 166.4275 | 3 | 30000 | 3 | 0 | 29833.5725 | 394050.6873 | 19 | 9477.9528 | 1754.4315 | 199.2362 | 21075 | 104535.8145 | 30552.9528 | 0 | 73982.8617 | 73982.8617 | 552.9528 | 8925 | 0 | 0 | 0 | 0 | 0
2022-10-21 18:00 | 0 | 0 | 35584 | 0 | 634 | 0 | 3 | 30000 | 3 | 0 | 30000 | 364217.1148 | 19 | 8925 | 1754.4315 | 187.6126 | 21075 | 104535.8145 | 30000 | 0 | 74535.8145 | 74535.8145 | 0 | 8925 | 0 | 0 | 0 | 0 | 0
2022-10-21 19:00 | 0 | 0 | 35584 | 0 | 634 | 0 | 3 | 30000 | 3 | 0 | 30000 | 334217.1148 | 19 | 8925 | 1754.4315 | 187.6126 | 21075 | 104535.8145 | 30000 | 0 | 74535.8145 | 74535.8145 | 0 | 8925 | 0 | 0 | 0 | 0 | 0
2022-10-21 20:00 | 0 | 0 | 35584 | 0 | 634 | 0 | 3 | 30000 | 3 | 0 | 30000 | 304217.1148 | 19 | 8925 | 1754.4315 | 187.6126 | 21075 | 104535.8145 | 30000 | 0 | 74535.8145 | 74535.8145 | 0 | 8925 | 0 | 0 | 0 | 0 | 0
2022-10-21 21:00 | 0 | 0 | 35584 | 0 | 634 | 0 | 3 | 30000 | 3 | 0 | 30000 | 274217.1148 | 19 | 8925 | 1754.4315 | 187.6126 | 21075 | 104535.8145 | 30000 | 0 | 74535.8145 | 74535.8145 | 0 | 8925 | 0 | 0 | 0 | 0 | 0
2022-10-21 22:00 | 0 | 0 | 35584 | 0 | 634 | 0 | 3 | 30000 | 3 | 0 | 30000 | 244217.1148 | 19 | 8925 | 1754.4315 | 187.6126 | 21075 | 104535.8145 | 30000 | 0 | 74535.8145 | 74535.8145 | 0 | 8925 | 0 | 0 | 0 | 0 | 0
2022-10-21 23:00 | 0 | 0 | 35584 | 0 | 634 | 0 | 3 | 21075 | 2.1075 | 0 | 21075 | 214217.1148 | 19 | 0 | 1754.4315 | 0 | 21075 | 104535.8145 | 21075 | 0 | 83460.8145 | 83460.8145 | 0 | 0 | 0 | 0 | 0 | 0 | 0
2022-10-22 | 0 | 0 | 35584 | 0 | 634 | 0 | 3 | 30000 | 3 | 0 | 30000 | 193142.1148 | 19 | 9208.3333 | 1754.4315 | 193.5686 | 20791.6667 | 104252.4812 | 30000 | 0 | 74252.4812 | 74252.4812 | 0 | 9208.3333 | 0 | 0 | 0 | 0 | 0
2022-10-22 01:00 | 0 | 0 | 35584 | 0 | 634 | 0 | 3 | 30000 | 3 | 0 | 30000 | 163142.1148 | 19 | 9208.3333 | 1754.4315 | 193.5686 | 20791.6667 | 104252.4812 | 30000 | 0 | 74252.4812 | 74252.4812 | 0 | 9208.3333 | 0 | 0 | 0 | 0 | 0
2022-10-22 02:00 | 0 | 0 | 35584 | 0 | 634 | 0 | 3 | 30000 | 3 | 0 | 30000 | 133142.1148 | 19 | 9208.3333 | 1754.4315 | 193.5686 | 20791.6667 | 104252.4812 | 30000 | 0 | 74252.4812 | 74252.4812 | 0 | 9208.3333 | 0 | 0 | 0 | 0 | 0
2022-10-22 03:00 | 0 | 0 | 35584 | 0 | 634 | 0 | 3 | 20791.6667 | 2.0792 | 0 | 20791.6667 | 103142.1148 | 19 | 0 | 1754.4315 | 0 | 20791.6667 | 104252.4812 | 20791.6667 | 0 | 83460.8145 | 83460.8145 | 0 | 0 | 0 | 0 | 0 | 0 | 0
2022-10-22 04:00 | 0 | 0 | 35584 | 0 | 634 | 0 | 3 | 20791.6667 | 2.0792 | 0 | 20791.6667 | 82350.4481 | 19 | 0 | 1754.4315 | 0 | 20791.6667 | 104252.4812 | 20791.6667 | 0 | 83460.8145 | 83460.8145 | 0 | 0 | 0 | 0 | 0 | 0 | 0
2022-10-22 05:00 | 0 | 0 | 35584 | 0 | 634 | 0 | 3 | 20791.6667 | 2.0792 | 0 | 20791.6667 | 61558.7815 | 19 | 0 | 1754.4315 | 0 | 20791.6667 | 104252.4812 | 20791.6667 | 0 | 83460.8145 | 83460.8145 | 0 | 0 | 0 | 0 | 0 | 0 | 0
2022-10-22 06:00 | 0.00707 | 0.00061 | 35584 | 244.0315 | 634 | 64.6629 | 3 | 20547.6357 | 2.0548 | 0 | 20482.9727 | 40767.1148 | 19 | 0 | 1754.4315 | 0 | 20791.6667 | 104252.4812 | 20791.6667 | 0 | 83460.8145 | 83460.8145 | 0 | 0 | 0 | 0 | 0 | 0 | 0
2022-10-22 07:00 | 0.11853 | 0.1249 | 35584 | 4091.2384 | 634 | 13239.9995 | 3 | 16700.4369 | 1.67 | 0 | 3460.4374 | 20284.1421 | 19 | 0 | 1754.4315 | 0 | 20791.6667 | 104252.4812 | 20791.6667 | 0 | 83460.8145 | 83460.8145 | 0 | 0 | 0 | 0 | 0 | 0 | 0
2022-10-22 08:00 | 0.30985 | 0.34485 | 35584 | 10694.9313 | 634 | 36555.7553 | 3 | 10096.7579 | 1.0097 | 26458.9974 | 0 | 16823.7047 | 19 | 0 | 1754.4315 | 0 | 20791.6667 | 104252.4812 | 20791.6667 | 0 | 83460.8145 | 83460.8145 | 0 | 0 | 0 | 0 | 0 | 0 | 0
2022-10-22 09:00 | 0.5007 | 0.50147 | 35584 | 17282.4015 | 634 | 53158.2271 | 3 | 3509.3015 | 0.35093 | 49648.9255 | 0 | 43282.7021 | 19 | 0 | 1754.4315 | 0 | 20791.6667 | 104252.4812 | 20791.6667 | 0 | 83460.8145 | 83460.8145 | 0 | 0 | 0 | 0 | 0 | 0 | 0
2022-10-22 10:00 | 0.64485 | 0.60852 | 35584 | 22257.9521 | 634 | 64506.0409 | 3 | 0 | 0 | 64506.0409 | 0 | 92931.6276 | 19 | 1466.2386 | 1754.4315 | 30.8218 | 20791.6667 | 104252.4812 | 22257.9053 | 0 | 81994.5759 | 81994.5759 | 1466.2386 | 0 | 0 | 0 | 0 | 0 | 0
2022-10-22 11:00 | 0.72638 | 0.66684 | 35584 | 25072.0807 | 634 | 70688.2408 | 3 | 0 | 0 | 70688.2408 | 0 | 157437.6685 | 19 | 4280.3613 | 1754.4315 | 89.9776 | 20791.6667 | 104252.4812 | 25072.028 | 0 | 79180.4532 | 79180.4532 | 4280.3613 | 0 | 0 | 0 | 0 | 0 | 0
2022-10-22 12:00 | 0.6899 | 0.49448 | 35584 | 23812.9196 | 634 | 52417.2535 | 3 | 0 | 0 | 52417.2535 | 0 | 228125.9094 | 19 | 3021.2027 | 1754.4315 | 63.5088 | 20791.6667 | 104252.4812 | 23812.8694 | 0 | 80439.6118 | 80439.6118 | 3021.2027 | 0 | 0 | 0 | 0 | 0 | 0
2022-10-22 13:00 | 0.62308 | 0.48456 | 35584 | 21506.5284 | 634 | 51365.6859 | 3 | 0 | 0 | 51365.6859 | 0 | 280543.1629 | 19 | 714.8164 | 1754.4315 | 15.0262 | 20791.6667 | 104252.4812 | 21506.4831 | 0 | 82745.9981 | 82745.9981 | 714.8164 | 0 | 0 | 0 | 0 | 0 | 0
2022-10-22 14:00 | 0.5057 | 0.43136 | 35584 | 17454.9839 | 634 | 45726.2305 | 3 | 3336.7195 | 0.33367 | 42389.511 | 0 | 331908.8488 | 19 | 0 | 1754.4315 | 0 | 20791.6667 | 104252.4812 | 20791.6667 | 0 | 83460.8145 | 83460.8145 | 0 | 0 | 0 | 0 | 0 | 0 | 0
2022-10-22 15:00 | 0.33202 | 0.32326 | 35584 | 11460.1617 | 634 | 34267.1116 | 3 | 9331.5291 | 0.93315 | 24935.5825 | 0 | 374298.3598 | 19 | 0 | 1754.4315 | 0 | 20791.6667 | 104252.4812 | 20791.6667 | 0 | 83460.8145 | 83460.8145 | 0 | 0 | 0 | 0 | 0 | 0 | 0
2022-10-22 16:00 | 0.15238 | 0.15466 | 35584 | 5259.6212 | 634 | 16394.7024 | 3 | 15532.0565 | 1.5532 | 862.6459 | 0 | 399233.9424 | 19 | 0 | 1754.4315 | 0 | 20791.6667 | 104252.4812 | 20791.6667 | 0 | 83460.8145 | 83460.8145 | 0 | 0 | 0 | 0 | 0 | 0 | 0
2022-10-22 17:00 | 0.0172 | 0.00211 | 35584 | 593.6835 | 634 | 223.6701 | 3 | 20197.9845 | 2.0198 | 0 | 19974.3143 | 400096.5882 | 19 | 0 | 1754.4315 | 0 | 20791.6667 | 104252.4812 | 20791.6667 | 0 | 83460.8145 | 83460.8145 | 0 | 0 | 0 | 0 | 0 | 0 | 0
2022-10-22 18:00 | 0 | 0 | 35584 | 0 | 634 | 0 | 3 | 20791.6667 | 2.0792 | 0 | 20791.6667 | 380122.2739 | 19 | 0 | 1754.4315 | 0 | 20791.6667 | 104252.4812 | 20791.6667 | 0 | 83460.8145 | 83460.8145 | 0 | 0 | 0 | 0 | 0 | 0 | 0
2022-10-22 19:00 | 0 | 0 | 35584 | 0 | 634 | 0 | 3 | 20791.6667 | 2.0792 | 0 | 20791.6667 | 359330.6072 | 19 | 0 | 1754.4315 | 0 | 20791.6667 | 104252.4812 | 20791.6667 | 0 | 83460.8145 | 83460.8145 | 0 | 0 | 0 | 0 | 0 | 0 | 0
2022-10-22 20:00 | 0 | 0 | 35584 | 0 | 634 | 0 | 3 | 20791.6667 | 2.0792 | 0 | 20791.6667 | 338538.9405 | 19 | 0 | 1754.4315 | 0 | 20791.6667 | 104252.4812 | 20791.6667 | 0 | 83460.8145 | 83460.8145 | 0 | 0 | 0 | 0 | 0 | 0 | 0
2022-10-22 21:00 | 0 | 0 | 35584 | 0 | 634 | 0 | 3 | 20791.6667 | 2.0792 | 0 | 20791.6667 | 317747.2739 | 19 | 0 | 1754.4315 | 0 | 20791.6667 | 104252.4812 | 20791.6667 | 0 | 83460.8145 | 83460.8145 | 0 | 0 | 0 | 0 | 0 | 0 | 0
2022-10-22 22:00 | 0 | 0 | 35584 | 0 | 634 | 0 | 3 | 20791.6667 | 2.0792 | 0 | 20791.6667 | 296955.6072 | 19 | 0 | 1754.4315 | 0 | 20791.6667 | 104252.4812 | 20791.6667 | 0 | 83460.8145 | 83460.8145 | 0 | 0 | 0 | 0 | 0 | 0 | 0
2022-10-22 23:00 | 0 | 0 | 35584 | 0 | 634 | 0 | 3 | 20791.6667 | 2.0792 | 0 | 20791.6667 | 276163.9405 | 19 | 0 | 1754.4315 | 0 | 20791.6667 | 104252.4812 | 20791.6667 | 0 | 83460.8145 | 83460.8145 | 0 | 0 | 0 | 0 | 0 | 0 | 0
2022-10-23 | 0 | 0 | 35584 | 0 | 634 | 0 | 3 | 22166.6667 | 2.2167 | 0 | 22166.6667 | 255372.2739 | 19 | 0 | 1754.4315 | 0 | 22166.6667 | 105627.4812 | 22166.6667 | 0 | 83460.8145 | 83460.8145 | 0 | 0 | 0 | 0 | 0 | 0 | 0
2022-10-23 01:00 | 0 | 0 | 35584 | 0 | 634 | 0 | 3 | 22166.6667 | 2.2167 | 0 | 22166.6667 | 233205.6072 | 19 | 0 | 1754.4315 | 0 | 22166.6667 | 105627.4812 | 22166.6667 | 0 | 83460.8145 | 83460.8145 | 0 | 0 | 0 | 0 | 0 | 0 | 0
2022-10-23 02:00 | 0 | 0 | 35584 | 0 | 634 | 0 | 3 | 22166.6667 | 2.2167 | 0 | 22166.6667 | 211038.9405 | 19 | 0 | 1754.4315 | 0 | 22166.6667 | 105627.4812 | 22166.6667 | 0 | 83460.8145 | 83460.8145 | 0 | 0 | 0 | 0 | 0 | 0 | 0
2022-10-23 03:00 | 0 | 0 | 35584 | 0 | 634 | 0 | 3 | 22166.6667 | 2.2167 | 0 | 22166.6667 | 188872.2739 | 19 | 0 | 1754.4315 | 0 | 22166.6667 | 105627.4812 | 22166.6667 | 0 | 83460.8145 | 83460.8145 | 0 | 0 | 0 | 0 | 0 | 0 | 0
2022-10-23 04:00 | 0 | 0 | 35584 | 0 | 634 | 0 | 3 | 22166.6667 | 2.2167 | 0 | 22166.6667 | 166705.6072 | 19 | 0 | 1754.4315 | 0 | 22166.6667 | 105627.4812 | 22166.6667 | 0 | 83460.8145 | 83460.8145 | 0 | 0 | 0 | 0 | 0 | 0 | 0
2022-10-23 05:00 | 0 | 0 | 35584 | 0 | 634 | 0 | 3 | 22166.6667 | 2.2167 | 0 | 22166.6667 | 144538.9405 | 19 | 0 | 1754.4315 | 0 | 22166.6667 | 105627.4812 | 22166.6667 | 0 | 83460.8145 | 83460.8145 | 0 | 0 | 0 | 0 | 0 | 0 | 0
2022-10-23 06:00 | 0.007 | 0.00113 | 35584 | 241.6154 | 634 | 119.7854 | 3 | 21925.0518 | 2.1925 | 0 | 21805.2664 | 122372.2739 | 19 | 0 | 1754.4315 | 0 | 22166.6667 | 105627.4812 | 22166.6667 | 0 | 83460.8145 | 83460.8145 | 0 | 0 | 0 | 0 | 0 | 0 | 0
2022-10-23 07:00 | 0.12785 | 0.22865 | 35584 | 4412.932 | 634 | 24237.9975 | 3 | 17753.744 | 1.7754 | 6484.2535 | 0 | 100567.0075 | 19 | 0 | 1754.4315 | 0 | 22166.6667 | 105627.4812 | 22166.6667 | 0 | 83460.8145 | 83460.8145 | 0 | 0 | 0 | 0 | 0 | 0 | 0
2022-10-23 08:00 | 0.3241 | 0.45108 | 35584 | 11186.7912 | 634 | 47816.6452 | 3 | 10979.8991 | 1.098 | 36836.7461 | 0 | 107051.261 | 19 | 0 | 1754.4315 | 0 | 22166.6667 | 105627.4812 | 22166.6667 | 0 | 83460.8145 | 83460.8145 | 0 | 0 | 0 | 0 | 0 | 0 | 0
2022-10-23 09:00 | 0.50955 | 0.59201 | 35584 | 17587.8724 | 634 | 62755.9016 | 3 | 4578.8313 | 0.45788 | 58177.0703 | 0 | 143888.0071 | 19 | 0 | 1754.4315 | 0 | 22166.6667 | 105627.4812 | 22166.6667 | 0 | 83460.8145 | 83460.8145 | 0 | 0 | 0 | 0 | 0 | 0 | 0
2022-10-23 10:00 | 0.6496 | 0.67386 | 35584 | 22421.9054 | 634 | 71432.3945 | 3 | 0 | 0 | 71432.3945 | 0 | 202065.0775 | 19 | 255.1915 | 1754.4315 | 5.3644 | 22166.6667 | 105627.4812 | 22421.8582 | 0 | 83205.623 | 83205.623 | 255.1915 | 0 | 0 | 0 | 0 | 0 | 0
2022-10-23 11:00 | 0.7263 | 0.70463 | 35584 | 25069.3194 | 634 | 74694.1622 | 3 | 0 | 0 | 74694.1622 | 0 | 273497.472 | 19 | 2902.6 | 1754.4315 | 61.0156 | 22166.6667 | 105627.4812 | 25069.2666 | 0 | 80558.2145 | 80558.2145 | 2902.6 | 0 | 0 | 0 | 0 | 0 | 0
2022-10-23 12:00 | 0.69717 | 0.55071 | 35584 | 24063.8544 | 634 | 58377.9034 | 3 | 0 | 0 | 58377.9034 | 0 | 348191.6342 | 19 | 1897.137 | 1754.4315 | 39.8798 | 22166.6667 | 105627.4812 | 24063.8037 | 0 | 81563.6775 | 81563.6775 | 1897.137 | 0 | 0 | 0 | 0 | 0 | 0
2022-10-23 13:00 | 0.63583 | 0.5374 | 35584 | 21946.6135 | 634 | 56966.9795 | 3 | 220.0994 | 0.02201 | 56746.8801 | 0 | 406569.5376 | 19 | 0 | 1754.4315 | 0 | 22166.6667 | 105627.4812 | 22166.6667 | 0 | 83460.8145 | 83460.8145 | 0 | 0 | 0 | 0 | 0 | 0 | 0
2022-10-23 14:00 | 0.501 | 0.45322 | 35584 | 17292.7565 | 634 | 48043.4955 | 3 | 4873.9466 | 0.48739 | 43169.5489 | 0 | 463316.4178 | 19 | 0 | 1754.4315 | 0 | 22166.6667 | 105627.4812 | 22166.6667 | 0 | 83460.8145 | 83460.8145 | 0 | 0 | 0 | 0 | 0 | 0 | 0
2022-10-23 15:00 | 0.32655 | 0.32629 | 35584 | 11271.3565 | 634 | 34588.3062 | 3 | 10895.3339 | 1.0895 | 23692.9723 | 0 | 506485.9666 | 19 | 0 | 1754.4315 | 0 | 22166.6667 | 105627.4812 | 22166.6667 | 0 | 83460.8145 | 83460.8145 | 0 | 0 | 0 | 0 | 0 | 0 | 0
2022-10-23 16:00 | 0.14552 | 0.14878 | 35584 | 5022.8382 | 634 | 15771.3941 | 3 | 17143.8391 | 1.7144 | 0 | 1372.4449 | 530178.939 | 19 | 0 | 1754.4315 | 0 | 22166.6667 | 105627.4812 | 22166.6667 | 0 | 83460.8145 | 83460.8145 | 0 | 0 | 0 | 0 | 0 | 0 | 0
2022-10-23 17:00 | 0.01485 | 0.00177 | 35584 | 512.5697 | 634 | 187.6285 | 3 | 24195.0712 | 2.4195 | 0 | 24007.4427 | 528806.494 | 19 | 2540.9732 | 1754.4315 | 53.4139 | 22166.6667 | 105627.4812 | 24707.6399 | 0 | 80919.8413 | 80919.8413 | 0 | 2540.9732 | 0 | 0 | 0 | 0 | 0
2022-10-23 18:00 | 0 | 0 | 35584 | 0 | 634 | 0 | 3 | 22166.6667 | 2.2167 | 0 | 22166.6667 | 504799.0513 | 19 | 0 | 1754.4315 | 0 | 22166.6667 | 105627.4812 | 22166.6667 | 0 | 83460.8145 | 83460.8145 | 0 | 0 | 0 | 0 | 0 | 0 | 0
2022-10-23 19:00 | 0 | 0 | 35584 | 0 | 634 | 0 | 3 | 22166.6667 | 2.2167 | 0 | 22166.6667 | 482632.3846 | 19 | 0 | 1754.4315 | 0 | 22166.6667 | 105627.4812 | 22166.6667 | 0 | 83460.8145 | 83460.8145 | 0 | 0 | 0 | 0 | 0 | 0 | 0
2022-10-23 20:00 | 0 | 0 | 35584 | 0 | 634 | 0 | 3 | 22166.6667 | 2.2167 | 0 | 22166.6667 | 460465.718 | 19 | 0 | 1754.4315 | 0 | 22166.6667 | 105627.4812 | 22166.6667 | 0 | 83460.8145 | 83460.8145 | 0 | 0 | 0 | 0 | 0 | 0 | 0
2022-10-23 21:00 | 0 | 0 | 35584 | 0 | 634 | 0 | 3 | 22166.6667 | 2.2167 | 0 | 22166.6667 | 438299.0513 | 19 | 0 | 1754.4315 | 0 | 22166.6667 | 105627.4812 | 22166.6667 | 0 | 83460.8145 | 83460.8145 | 0 | 0 | 0 | 0 | 0 | 0 | 0
2022-10-23 22:00 | 0 | 0 | 35584 | 0 | 634 | 0 | 3 | 22166.6667 | 2.2167 | 0 | 22166.6667 | 416132.3846 | 19 | 0 | 1754.4315 | 0 | 22166.6667 | 105627.4812 | 22166.6667 | 0 | 83460.8145 | 83460.8145 | 0 | 0 | 0 | 0 | 0 | 0 | 0
2022-10-23 23:00 | 0 | 0 | 35584 | 0 | 634 | 0 | 3 | 22166.6667 | 2.2167 | 0 | 22166.6667 | 393965.718 | 19 | 0 | 1754.4315 | 0 | 22166.6667 | 105627.4812 | 22166.6667 | 0 | 83460.8145 | 83460.8145 | 0 | 0 | 0 | 0 | 0 | 0 | 0
2022-10-24 | 0 | 0 | 35584 | 0 | 634 | 0 | 3 | 20875 | 2.0875 | 0 | 20875 | 371799.0513 | 19 | 0 | 1754.4315 | 0 | 20875 | 104335.8145 | 20875 | 0 | 83460.8145 | 83460.8145 | 0 | 0 | 0 | 0 | 0 | 0 | 0
2022-10-24 01:00 | 0 | 0 | 35584 | 0 | 634 | 0 | 3 | 20875 | 2.0875 | 0 | 20875 | 350924.0513 | 19 | 0 | 1754.4315 | 0 | 20875 | 104335.8145 | 20875 | 0 | 83460.8145 | 83460.8145 | 0 | 0 | 0 | 0 | 0 | 0 | 0
2022-10-24 02:00 | 0 | 0 | 35584 | 0 | 634 | 0 | 3 | 20875 | 2.0875 | 0 | 20875 | 330049.0513 | 19 | 0 | 1754.4315 | 0 | 20875 | 104335.8145 | 20875 | 0 | 83460.8145 | 83460.8145 | 0 | 0 | 0 | 0 | 0 | 0 | 0
2022-10-24 03:00 | 0 | 0 | 35584 | 0 | 634 | 0 | 3 | 20875 | 2.0875 | 0 | 20875 | 309174.0513 | 19 | 0 | 1754.4315 | 0 | 20875 | 104335.8145 | 20875 | 0 | 83460.8145 | 83460.8145 | 0 | 0 | 0 | 0 | 0 | 0 | 0
2022-10-24 04:00 | 0 | 0 | 35584 | 0 | 634 | 0 | 3 | 20875 | 2.0875 | 0 | 20875 | 288299.0513 | 19 | 0 | 1754.4315 | 0 | 20875 | 104335.8145 | 20875 | 0 | 83460.8145 | 83460.8145 | 0 | 0 | 0 | 0 | 0 | 0 | 0
2022-10-24 05:00 | 0 | 0 | 35584 | 0 | 634 | 0 | 3 | 20875 | 2.0875 | 0 | 20875 | 267424.0513 | 19 | 0 | 1754.4315 | 0 | 20875 | 104335.8145 | 20875 | 0 | 83460.8145 | 83460.8145 | 0 | 0 | 0 | 0 | 0 | 0 | 0
2022-10-24 06:00 | 0.00618 | 0.00055 | 35584 | 213.3118 | 634 | 58.3026 | 3 | 20661.6886 | 2.0662 | 0 | 20603.386 | 246549.0513 | 19 | 0 | 1754.4315 | 0 | 20875 | 104335.8145 | 20875 | 0 | 83460.8145 | 83460.8145 | 0 | 0 | 0 | 0 | 0 | 0 | 0
2022-10-24 07:00 | 0.1072 | 0.09013 | 35584 | 3700.1667 | 634 | 9554.2126 | 3 | 17174.8411 | 1.7175 | 0 | 7620.6285 | 225945.6653 | 19 | 0 | 1754.4315 | 0 | 20875 | 104335.8145 | 20875 | 0 | 83460.8145 | 83460.8145 | 0 | 0 | 0 | 0 | 0 | 0 | 0
2022-10-24 08:00 | 0.26623 | 0.1922 | 35584 | 9189.3225 | 634 | 20374.1226 | 3 | 11685.6969 | 1.1686 | 8688.4257 | 0 | 218325.0368 | 19 | 0 | 1754.4315 | 0 | 20875 | 104335.8145 | 20875 | 0 | 83460.8145 | 83460.8145 | 0 | 0 | 0 | 0 | 0 | 0 | 0
2022-10-24 09:00 | 0.42425 | 0.26616 | 35584 | 14643.6166 | 634 | 28214.2376 | 3 | 6231.4142 | 0.62314 | 21982.8234 | 0 | 227013.4625 | 19 | 0 | 1754.4315 | 0 | 20875 | 104335.8145 | 20875 | 0 | 83460.8145 | 83460.8145 | 0 | 0 | 0 | 0 | 0 | 0 | 0
2022-10-24 10:00 | 0.51628 | 0.18768 | 35584 | 17820.1683 | 634 | 19894.9809 | 3 | 3054.8692 | 0.30549 | 16840.1116 | 0 | 248996.2859 | 19 | 0 | 1754.4315 | 0 | 20875 | 104335.8145 | 20875 | 0 | 83460.8145 | 83460.8145 | 0 | 0 | 0 | 0 | 0 | 0 | 0
2022-10-24 11:00 | 0.59915 | 0.31862 | 35584 | 20680.549 | 634 | 33775.2494 | 3 | 194.4945 | 0.019449 | 33580.7548 | 0 | 265836.3975 | 19 | 0 | 1754.4315 | 0 | 20875 | 104335.8145 | 20875 | 0 | 83460.8145 | 83460.8145 | 0 | 0 | 0 | 0 | 0 | 0 | 0
2022-10-24 12:00 | 0.61242 | 0.32674 | 35584 | 21138.5827 | 634 | 34636.0084 | 3 | 0 | 0 | 34636.0084 | 0 | 299417.1523 | 19 | 263.5382 | 1754.4315 | 5.5398 | 20875 | 104335.8145 | 21138.5382 | 0 | 83197.2763 | 83197.2763 | 263.5382 | 0 | 0 | 0 | 0 | 0 | 0
2022-10-24 13:00 | 0.57035 | 0.31662 | 35584 | 19686.4744 | 634 | 33563.2398 | 3 | 1188.5671 | 0.11886 | 32374.6727 | 0 | 334053.1607 | 19 | 0 | 1754.4315 | 0 | 20875 | 104335.8145 | 20875 | 0 | 83460.8145 | 83460.8145 | 0 | 0 | 0 | 0 | 0 | 0 | 0
2022-10-24 14:00 | 0.43562 | 0.26947 | 35584 | 15036.069 | 634 | 28565.1135 | 3 | 5838.9626 | 0.5839 | 22726.1508 | 0 | 366427.8334 | 19 | 0 | 1754.4315 | 0 | 20875 | 104335.8145 | 20875 | 0 | 83460.8145 | 83460.8145 | 0 | 0 | 0 | 0 | 0 | 0 | 0
2022-10-24 15:00 | 0.28738 | 0.19157 | 35584 | 9919.346 | 634 | 20307.3395 | 3 | 10955.6749 | 1.0956 | 9351.6647 | 0 | 389153.9842 | 19 | 0 | 1754.4315 | 0 | 20875 | 104335.8145 | 20875 | 0 | 83460.8145 | 83460.8145 | 0 | 0 | 0 | 0 | 0 | 0 | 0
2022-10-24 16:00 | 0.13388 | 0.07753 | 35584 | 4621.0663 | 634 | 8218.5521 | 3 | 16253.9434 | 1.6254 | 0 | 8035.3912 | 398505.6489 | 19 | 0 | 1754.4315 | 0 | 20875 | 104335.8145 | 20875 | 0 | 83460.8145 | 83460.8145 | 0 | 0 | 0 | 0 | 0 | 0 | 0
2022-10-24 17:00 | 0.01465 | 0.00116 | 35584 | 505.6664 | 634 | 122.9656 | 3 | 20369.3346 | 2.0369 | 122.9656 | 20369.3346 | 390470.2576 | 19 | 0 | 1754.4315 | 0 | 20875 | 104335.8145 | 20875 | 0 | 83460.8145 | 83460.8145 | 0 | 0 | 0 | 0 | 0 | 0 | 0
2022-10-24 18:00 | 0 | 0 | 35584 | 0 | 634 | 0 | 3 | 20875 | 2.0875 | 0 | 20875 | 370223.8886 | 19 | 0 | 1754.4315 | 0 | 20875 | 104335.8145 | 20875 | 0 | 83460.8145 | 83460.8145 | 0 | 0 | 0 | 0 | 0 | 0 | 0
2022-10-24 19:00 | 0 | 0 | 35584 | 0 | 634 | 0 | 3 | 20875 | 2.0875 | 0 | 20875 | 349348.8886 | 19 | 0 | 1754.4315 | 0 | 20875 | 104335.8145 | 20875 | 0 | 83460.8145 | 83460.8145 | 0 | 0 | 0 | 0 | 0 | 0 | 0
2022-10-24 20:00 | 0 | 0 | 35584 | 0 | 634 | 0 | 3 | 20875 | 2.0875 | 0 | 20875 | 328473.8886 | 19 | 0 | 1754.4315 | 0 | 20875 | 104335.8145 | 20875 | 0 | 83460.8145 | 83460.8145 | 0 | 0 | 0 | 0 | 0 | 0 | 0
2022-10-24 21:00 | 0 | 0 | 35584 | 0 | 634 | 0 | 3 | 20875 | 2.0875 | 0 | 20875 | 307598.8886 | 19 | 0 | 1754.4315 | 0 | 20875 | 104335.8145 | 20875 | 0 | 83460.8145 | 83460.8145 | 0 | 0 | 0 | 0 | 0 | 0 | 0
2022-10-24 22:00 | 0 | 0 | 35584 | 0 | 634 | 0 | 3 | 20875 | 2.0875 | 0 | 20875 | 286723.8886 | 19 | 0 | 1754.4315 | 0 | 20875 | 104335.8145 | 20875 | 0 | 83460.8145 | 83460.8145 | 0 | 0 | 0 | 0 | 0 | 0 | 0
2022-10-24 23:00 | 0 | 0 | 35584 | 0 | 634 | 0 | 3 | 20875 | 2.0875 | 0 | 20875 | 265848.8886 | 19 | 0 | 1754.4315 | 0 | 20875 | 104335.8145 | 20875 | 0 | 83460.8145 | 83460.8145 | 0 | 0 | 0 | 0 | 0 | 0 | 0
2022-10-25 | 0 | 0 | 35584 | 0 | 634 | 0 | 3 | 21875 | 2.1875 | 0 | 21875 | 244973.8886 | 19 | 0 | 1754.4315 | 0 | 21875 | 105335.8145 | 21875 | 0 | 83460.8145 | 83460.8145 | 0 | 0 | 0 | 0 | 0 | 0 | 0
2022-10-25 01:00 | 0 | 0 | 35584 | 0 | 634 | 0 | 3 | 21875 | 2.1875 | 0 | 21875 | 223098.8886 | 19 | 0 | 1754.4315 | 0 | 21875 | 105335.8145 | 21875 | 0 | 83460.8145 | 83460.8145 | 0 | 0 | 0 | 0 | 0 | 0 | 0
2022-10-25 02:00 | 0 | 0 | 35584 | 0 | 634 | 0 | 3 | 21875 | 2.1875 | 0 | 21875 | 201223.8886 | 19 | 0 | 1754.4315 | 0 | 21875 | 105335.8145 | 21875 | 0 | 83460.8145 | 83460.8145 | 0 | 0 | 0 | 0 | 0 | 0 | 0
2022-10-25 03:00 | 0 | 0 | 35584 | 0 | 634 | 0 | 3 | 21875 | 2.1875 | 0 | 21875 | 179348.8886 | 19 | 0 | 1754.4315 | 0 | 21875 | 105335.8145 | 21875 | 0 | 83460.8145 | 83460.8145 | 0 | 0 | 0 | 0 | 0 | 0 | 0
2022-10-25 04:00 | 0 | 0 | 35584 | 0 | 634 | 0 | 3 | 21875 | 2.1875 | 0 | 21875 | 157473.8886 | 19 | 0 | 1754.4315 | 0 | 21875 | 105335.8145 | 21875 | 0 | 83460.8145 | 83460.8145 | 0 | 0 | 0 | 0 | 0 | 0 | 0
2022-10-25 05:00 | 0 | 0 | 35584 | 0 | 634 | 0 | 3 | 21875 | 2.1875 | 0 | 21875 | 135598.8886 | 19 | 0 | 1754.4315 | 0 | 21875 | 105335.8145 | 21875 | 0 | 83460.8145 | 83460.8145 | 0 | 0 | 0 | 0 | 0 | 0 | 0
2022-10-25 06:00 | 0.00555 | 0.00061 | 35584 | 191.5665 | 634 | 64.6629 | 3 | 21683.4339 | 2.1683 | 0 | 21618.771 | 113723.8886 | 19 | 0 | 1754.4315 | 0 | 21875 | 105335.8145 | 21875 | 0 | 83460.8145 | 83460.8145 | 0 | 0 | 0 | 0 | 0 | 0 | 0
2022-10-25 07:00 | 0.10797 | 0.11447 | 35584 | 3726.7443 | 634 | 12134.3695 | 3 | 18148.2635 | 1.8148 | 0 | 6013.894 | 92105.1176 | 19 | 0 | 1754.4315 | 0 | 21875 | 105335.8145 | 21875 | 0 | 83460.8145 | 83460.8145 | 0 | 0 | 0 | 0 | 0 | 0 | 0
2022-10-25 08:00 | 0.28838 | 0.31327 | 35584 | 9953.8625 | 634 | 33208.1237 | 3 | 11921.1585 | 1.1921 | 21286.9652 | 0 | 86091.2235 | 19 | 0 | 1754.4315 | 0 | 21875 | 105335.8145 | 21875 | 0 | 83460.8145 | 83460.8145 | 0 | 0 | 0 | 0 | 0 | 0 | 0
2022-10-25 09:00 | 0.47398 | 0.49267 | 35584 | 16360.1212 | 634 | 52225.3848 | 3 | 5514.9133 | 0.55149 | 46710.4716 | 0 | 107378.1888 | 19 | 0 | 1754.4315 | 0 | 21875 | 105335.8145 | 21875 | 0 | 83460.8145 | 83460.8145 | 0 | 0 | 0 | 0 | 0 | 0 | 0
2022-10-25 10:00 | 0.6217 | 0.59527 | 35584 | 21458.8956 | 634 | 63101.4773 | 3 | 416.1496 | 0.041615 | 62685.3277 | 0 | 154088.6603 | 19 | 0 | 1754.4315 | 0 | 21875 | 105335.8145 | 21875 | 0 | 83460.8145 | 83460.8145 | 0 | 0 | 0 | 0 | 0 | 0 | 0
2022-10-25 11:00 | 0.67317 | 0.55559 | 35584 | 23235.4588 | 634 | 58895.2068 | 3 | 0 | 0 | 58895.2068 | 0 | 216773.9881 | 19 | 1360.4099 | 1754.4315 | 28.5972 | 21875 | 105335.8145 | 23235.4099 | 0 | 82100.4046 | 82100.4046 | 1360.4099 | 0 | 0 | 0 | 0 | 0 | 0
2022-10-25 12:00 | 0.70215 | 0.60648 | 35584 | 24235.7464 | 634 | 64289.7911 | 3 | 0 | 0 | 64289.7911 | 0 | 275669.1949 | 19 | 2360.6954 | 1754.4315 | 49.6242 | 21875 | 105335.8145 | 24235.6954 | 0 | 81100.1191 | 81100.1191 | 2360.6954 | 0 | 0 | 0 | 0 | 0 | 0
2022-10-25 13:00 | 0.62365 | 0.54367 | 35584 | 21526.2028 | 634 | 57631.6296 | 3 | 348.8426 | 0.034884 | 57282.787 | 0 | 339958.986 | 19 | 0 | 1754.4315 | 0 | 21875 | 105335.8145 | 21875 | 0 | 83460.8145 | 83460.8145 | 0 | 0 | 0 | 0 | 0 | 0 | 0
2022-10-25 14:00 | 0.49685 | 0.46201 | 35584 | 17149.5131 | 634 | 48975.2776 | 3 | 4725.523 | 0.47255 | 44249.7546 | 0 | 397241.773 | 19 | 0 | 1754.4315 | 0 | 21875 | 105335.8145 | 21875 | 0 | 83460.8145 | 83460.8145 | 0 | 0 | 0 | 0 | 0 | 0 | 0
2022-10-25 15:00 | 0.32045 | 0.28186 | 35584 | 11060.806 | 634 | 29878.5129 | 3 | 10814.2173 | 1.0814 | 19064.2957 | 0 | 441491.5277 | 19 | 0 | 1754.4315 | 0 | 21875 | 105335.8145 | 21875 | 0 | 83460.8145 | 83460.8145 | 0 | 0 | 0 | 0 | 0 | 0 | 0
2022-10-25 16:00 | 0.1404 | 0.08838 | 35584 | 4846.1138 | 634 | 9368.7042 | 3 | 17028.8964 | 1.7029 | 0 | 7660.1922 | 460555.8233 | 19 | 0 | 1754.4315 | 0 | 21875 | 105335.8145 | 21875 | 0 | 83460.8145 | 83460.8145 | 0 | 0 | 0 | 0 | 0 | 0 | 0
2022-10-25 17:00 | 0.01457 | 0 | 35584 | 502.9051 | 634 | 0 | 3 | 21372.0959 | 2.1372 | 0 | 21372.0959 | 452895.6311 | 19 | 0 | 1754.4315 | 0 | 21875 | 105335.8145 | 21875 | 0 | 83460.8145 | 83460.8145 | 0 | 0 | 0 | 0 | 0 | 0 | 0
2022-10-25 18:00 | 0 | 0 | 35584 | 0 | 634 | 0 | 3 | 21875 | 2.1875 | 0 | 21875 | 431523.5352 | 19 | 0 | 1754.4315 | 0 | 21875 | 105335.8145 | 21875 | 0 | 83460.8145 | 83460.8145 | 0 | 0 | 0 | 0 | 0 | 0 | 0
2022-10-25 19:00 | 0 | 0 | 35584 | 0 | 634 | 0 | 3 | 21875 | 2.1875 | 0 | 21875 | 409648.5352 | 19 | 0 | 1754.4315 | 0 | 21875 | 105335.8145 | 21875 | 0 | 83460.8145 | 83460.8145 | 0 | 0 | 0 | 0 | 0 | 0 | 0
2022-10-25 20:00 | 0 | 0 | 35584 | 0 | 634 | 0 | 3 | 21875 | 2.1875 | 0 | 21875 | 387773.5352 | 19 | 0 | 1754.4315 | 0 | 21875 | 105335.8145 | 21875 | 0 | 83460.8145 | 83460.8145 | 0 | 0 | 0 | 0 | 0 | 0 | 0
2022-10-25 21:00 | 0 | 0 | 35584 | 0 | 634 | 0 | 3 | 21875 | 2.1875 | 0 | 21875 | 365898.5352 | 19 | 0 | 1754.4315 | 0 | 21875 | 105335.8145 | 21875 | 0 | 83460.8145 | 83460.8145 | 0 | 0 | 0 | 0 | 0 | 0 | 0
2022-10-25 22:00 | 0 | 0 | 35584 | 0 | 634 | 0 | 3 | 21875 | 2.1875 | 0 | 21875 | 344023.5352 | 19 | 0 | 1754.4315 | 0 | 21875 | 105335.8145 | 21875 | 0 | 83460.8145 | 83460.8145 | 0 | 0 | 0 | 0 | 0 | 0 | 0
2022-10-25 23:00 | 0 | 0 | 35584 | 0 | 634 | 0 | 3 | 21875 | 2.1875 | 0 | 21875 | 322148.5352 | 19 | 0 | 1754.4315 | 0 | 21875 | 105335.8145 | 21875 | 0 | 83460.8145 | 83460.8145 | 0 | 0 | 0 | 0 | 0 | 0 | 0
2022-10-26 | 0 | 0 | 35584 | 0 | 634 | 0 | 3 | 22291.6667 | 2.2292 | 0 | 22291.6667 | 300273.5352 | 19 | 0 | 1754.4315 | 0 | 22291.6667 | 105752.4812 | 22291.6667 | 0 | 83460.8145 | 83460.8145 | 0 | 0 | 0 | 0 | 0 | 0 | 0
2022-10-26 01:00 | 0 | 0 | 35584 | 0 | 634 | 0 | 3 | 22291.6667 | 2.2292 | 0 | 22291.6667 | 277981.8685 | 19 | 0 | 1754.4315 | 0 | 22291.6667 | 105752.4812 | 22291.6667 | 0 | 83460.8145 | 83460.8145 | 0 | 0 | 0 | 0 | 0 | 0 | 0
2022-10-26 02:00 | 0 | 0 | 35584 | 0 | 634 | 0 | 3 | 22291.6667 | 2.2292 | 0 | 22291.6667 | 255690.2019 | 19 | 0 | 1754.4315 | 0 | 22291.6667 | 105752.4812 | 22291.6667 | 0 | 83460.8145 | 83460.8145 | 0 | 0 | 0 | 0 | 0 | 0 | 0
2022-10-26 03:00 | 0 | 0 | 35584 | 0 | 634 | 0 | 3 | 22291.6667 | 2.2292 | 0 | 22291.6667 | 233398.5352 | 19 | 0 | 1754.4315 | 0 | 22291.6667 | 105752.4812 | 22291.6667 | 0 | 83460.8145 | 83460.8145 | 0 | 0 | 0 | 0 | 0 | 0 | 0
2022-10-26 04:00 | 0 | 0 | 35584 | 0 | 634 | 0 | 3 | 22291.6667 | 2.2292 | 0 | 22291.6667 | 211106.8685 | 19 | 0 | 1754.4315 | 0 | 22291.6667 | 105752.4812 | 22291.6667 | 0 | 83460.8145 | 83460.8145 | 0 | 0 | 0 | 0 | 0 | 0 | 0
2022-10-26 05:00 | 0 | 0 | 35584 | 0 | 634 | 0 | 3 | 22291.6667 | 2.2292 | 0 | 22291.6667 | 188815.2019 | 19 | 0 | 1754.4315 | 0 | 22291.6667 | 105752.4812 | 22291.6667 | 0 | 83460.8145 | 83460.8145 | 0 | 0 | 0 | 0 | 0 | 0 | 0
2022-10-26 06:00 | 0.00338 | 0 | 35584 | 116.6657 | 634 | 0 | 3 | 22175.0012 | 2.2175 | 0 | 22175.0012 | 166523.5352 | 19 | 0 | 1754.4315 | 0 | 22291.6667 | 105752.4812 | 22291.6667 | 0 | 83460.8145 | 83460.8145 | 0 | 0 | 0 | 0 | 0 | 0 | 0
2022-10-26 07:00 | 0.08047 | 0.01175 | 35584 | 2777.5411 | 634 | 1245.5564 | 3 | 22291.6667 | 2.2292 | 0 | 21046.1103 | 144348.534 | 19 | 2777.5353 | 1754.4315 | 58.3866 | 22291.6667 | 105752.4812 | 25069.202 | 0 | 80683.2792 | 80683.2792 | 2777.5353 | 0 | 0 | 0 | 0 | 0 | 0
2022-10-26 08:00 | 0.2193 | 0.04854 | 35584 | 7569.4641 | 634 | 5145.473 | 3 | 14722.2185 | 1.4722 | 0 | 9576.7455 | 123302.4237 | 19 | 0 | 1754.4315 | 0 | 22291.6667 | 105752.4812 | 22291.6667 | 0 | 83460.8145 | 83460.8145 | 0 | 0 | 0 | 0 | 0 | 0 | 0
2022-10-26 09:00 | 0.36655 | 0.20067 | 35584 | 12652.0157 | 634 | 21271.9832 | 3 | 9639.6776 | 0.96397 | 11632.3057 | 0 | 113725.6782 | 19 | 0 | 1754.4315 | 0 | 22291.6667 | 105752.4812 | 22291.6667 | 0 | 83460.8145 | 83460.8145 | 0 | 0 | 0 | 0 | 0 | 0 | 0
2022-10-26 10:00 | 0.4909 | 0.20658 | 35584 | 16944.14 | 634 | 21898.4716 | 3 | 5347.5623 | 0.53476 | 16550.9093 | 0 | 125357.9838 | 19 | 0 | 1754.4315 | 0 | 22291.6667 | 105752.4812 | 22291.6667 | 0 | 83460.8145 | 83460.8145 | 0 | 0 | 0 | 0 | 0 | 0 | 0
2022-10-26 11:00 | 0.56528 | 0.3857 | 35584 | 19511.4758 | 634 | 40886.0514 | 3 | 2780.2319 | 0.27802 | 38105.8194 | 0 | 141908.8931 | 19 | 0 | 1754.4315 | 0 | 22291.6667 | 105752.4812 | 22291.6667 | 0 | 83460.8145 | 83460.8145 | 0 | 0 | 0 | 0 | 0 | 0 | 0
2022-10-26 12:00 | 0.58755 | 0.38782 | 35584 | 20280.1578 | 634 | 41110.7815 | 3 | 2011.5515 | 0.20116 | 39099.23 | 0 | 180014.7125 | 19 | 0 | 1754.4315 | 0 | 22291.6667 | 105752.4812 | 22291.6667 | 0 | 83460.8145 | 83460.8145 | 0 | 0 | 0 | 0 | 0 | 0 | 0
2022-10-26 13:00 | 0.59242 | 0.4267 | 35584 | 20448.2531 | 634 | 45232.2482 | 3 | 1843.4566 | 0.18435 | 43388.7915 | 0 | 219113.9425 | 19 | 0 | 1754.4315 | 0 | 22291.6667 | 105752.4812 | 22291.6667 | 0 | 83460.8145 | 83460.8145 | 0 | 0 | 0 | 0 | 0 | 0 | 0
2022-10-26 14:00 | 0.42775 | 0.32758 | 35584 | 14764.4243 | 634 | 34725.0524 | 3 | 7527.2734 | 0.75273 | 27197.779 | 0 | 262502.7341 | 19 | 0 | 1754.4315 | 0 | 22291.6667 | 105752.4812 | 22291.6667 | 0 | 83460.8145 | 83460.8145 | 0 | 0 | 0 | 0 | 0 | 0 | 0
2022-10-26 15:00 | 0.27567 | 0.23327 | 35584 | 9515.158 | 634 | 24727.7397 | 3 | 12776.5287 | 1.2777 | 11951.211 | 0 | 289700.513 | 19 | 0 | 1754.4315 | 0 | 22291.6667 | 105752.4812 | 22291.6667 | 0 | 83460.8145 | 83460.8145 | 0 | 0 | 0 | 0 | 0 | 0 | 0
2022-10-26 16:00 | 0.11988 | 0.08507 | 35584 | 4137.8356 | 634 | 9017.8283 | 3 | 18153.8398 | 1.8154 | 0 | 9136.0114 | 301651.724 | 19 | 0 | 1754.4315 | 0 | 22291.6667 | 105752.4812 | 22291.6667 | 0 | 83460.8145 | 83460.8145 | 0 | 0 | 0 | 0 | 0 | 0 | 0
2022-10-26 17:00 | 0.0116 | 0.00043 | 35584 | 400.3912 | 634 | 45.5821 | 3 | 21891.2763 | 2.1891 | 0 | 21845.6943 | 292515.7126 | 19 | 0 | 1754.4315 | 0 | 22291.6667 | 105752.4812 | 22291.6667 | 0 | 83460.8145 | 83460.8145 | 0 | 0 | 0 | 0 | 0 | 0 | 0
2022-10-26 18:00 | 0 | 0 | 35584 | 0 | 634 | 0 | 3 | 22291.6667 | 2.2292 | 0 | 22291.6667 | 270670.0183 | 19 | 0 | 1754.4315 | 0 | 22291.6667 | 105752.4812 | 22291.6667 | 0 | 83460.8145 | 83460.8145 | 0 | 0 | 0 | 0 | 0 | 0 | 0
2022-10-26 19:00 | 0 | 0 | 35584 | 0 | 634 | 0 | 3 | 22291.6667 | 2.2292 | 0 | 22291.6667 | 248378.3517 | 19 | 0 | 1754.4315 | 0 | 22291.6667 | 105752.4812 | 22291.6667 | 0 | 83460.8145 | 83460.8145 | 0 | 0 | 0 | 0 | 0 | 0 | 0
2022-10-26 20:00 | 0 | 0 | 35584 | 0 | 634 | 0 | 3 | 22291.6667 | 2.2292 | 0 | 22291.6667 | 226086.685 | 19 | 0 | 1754.4315 | 0 | 22291.6667 | 105752.4812 | 22291.6667 | 0 | 83460.8145 | 83460.8145 | 0 | 0 | 0 | 0 | 0 | 0 | 0
2022-10-26 21:00 | 0 | 0 | 35584 | 0 | 634 | 0 | 3 | 22291.6667 | 2.2292 | 0 | 22291.6667 | 203795.0183 | 19 | 0 | 1754.4315 | 0 | 22291.6667 | 105752.4812 | 22291.6667 | 0 | 83460.8145 | 83460.8145 | 0 | 0 | 0 | 0 | 0 | 0 | 0
2022-10-26 22:00 | 0 | 0 | 35584 | 0 | 634 | 0 | 3 | 22291.6667 | 2.2292 | 0 | 22291.6667 | 181503.3517 | 19 | 0 | 1754.4315 | 0 | 22291.6667 | 105752.4812 | 22291.6667 | 0 | 83460.8145 | 83460.8145 | 0 | 0 | 0 | 0 | 0 | 0 | 0
2022-10-26 23:00 | 0 | 0 | 35584 | 0 | 634 | 0 | 3 | 22291.6667 | 2.2292 | 0 | 22291.6667 | 159211.685 | 19 | 0 | 1754.4315 | 0 | 22291.6667 | 105752.4812 | 22291.6667 | 0 | 83460.8145 | 83460.8145 | 0 | 0 | 0 | 0 | 0 | 0 | 0
2022-10-27 | 0 | 0 | 35584 | 0 | 634 | 0 | 3 | 19000 | 1.9 | 0 | 19000 | 136920.0183 | 19 | 0 | 1754.4315 | 0 | 19000 | 102460.8145 | 19000 | 0 | 83460.8145 | 83460.8145 | 0 | 0 | 0 | 0 | 0 | 0 | 0
2022-10-27 01:00 | 0 | 0 | 35584 | 0 | 634 | 0 | 3 | 19000 | 1.9 | 0 | 19000 | 117920.0183 | 19 | 0 | 1754.4315 | 0 | 19000 | 102460.8145 | 19000 | 0 | 83460.8145 | 83460.8145 | 0 | 0 | 0 | 0 | 0 | 0 | 0
2022-10-27 02:00 | 0 | 0 | 35584 | 0 | 634 | 0 | 3 | 19000 | 1.9 | 0 | 19000 | 98920.0183 | 19 | 0 | 1754.4315 | 0 | 19000 | 102460.8145 | 19000 | 0 | 83460.8145 | 83460.8145 | 0 | 0 | 0 | 0 | 0 | 0 | 0
2022-10-27 03:00 | 0 | 0 | 35584 | 0 | 634 | 0 | 3 | 19000 | 1.9 | 0 | 19000 | 79920.0183 | 19 | 0 | 1754.4315 | 0 | 19000 | 102460.8145 | 19000 | 0 | 83460.8145 | 83460.8145 | 0 | 0 | 0 | 0 | 0 | 0 | 0
2022-10-27 04:00 | 0 | 0 | 35584 | 0 | 634 | 0 | 3 | 19000 | 1.9 | 0 | 19000 | 60920.0183 | 19 | 0 | 1754.4315 | 0 | 19000 | 102460.8145 | 19000 | 0 | 83460.8145 | 83460.8145 | 0 | 0 | 0 | 0 | 0 | 0 | 0
2022-10-27 05:00 | 0 | 0 | 35584 | 0 | 634 | 0 | 3 | 19000 | 1.9 | 0 | 19000 | 41920.0183 | 19 | 0 | 1754.4315 | 0 | 19000 | 102460.8145 | 19000 | 0 | 83460.8145 | 83460.8145 | 0 | 0 | 0 | 0 | 0 | 0 | 0
2022-10-27 06:00 | 0.0049 | 0 | 35584 | 169.1308 | 634 | 0 | 3 | 18830.8696 | 1.8831 | 0 | 18830.8696 | 22920.0183 | 19 | 0 | 1754.4315 | 0 | 19000 | 102460.8145 | 19000 | 0 | 83460.8145 | 83460.8145 | 0 | 0 | 0 | 0 | 0 | 0 | 0
2022-10-27 07:00 | 0.1055 | 0.10631 | 35584 | 3641.4886 | 634 | 11269.3703 | 3 | 15358.519 | 1.5359 | 0 | 4089.1487 | 4089.1487 | 19 | 0 | 1754.4315 | 0 | 19000 | 102460.8145 | 19000 | 0 | 83460.8145 | 83460.8145 | 0 | 0 | 0 | 0 | 0 | 0 | 0
2022-10-27 08:00 | 0.28852 | 0.32779 | 35584 | 9958.6948 | 634 | 34747.3134 | 3 | 18541.3262 | 1.8541 | 16205.9872 | 0 | 0 | 19 | 9500 | 1754.4315 | 199.6997 | 19000 | 102460.8145 | 28500 | 0 | 73960.8145 | 73960.8145 | 0 | 9500 | 0 | 0 | 0 | 0 | 0
2022-10-27 09:00 | 0.4724 | 0.46501 | 35584 | 16305.5852 | 634 | 49293.292 | 3 | 12194.4492 | 1.2194 | 37098.8429 | 0 | 16205.9872 | 19 | 9500 | 1754.4315 | 199.6997 | 19000 | 102460.8145 | 28500 | 0 | 73960.8145 | 73960.8145 | 9500 | 0 | 0 | 0 | 0 | 0 | 0
2022-10-27 10:00 | 0.61512 | 0.56444 | 35584 | 21231.7772 | 634 | 59833.3493 | 3 | 7268.2675 | 0.72683 | 52565.0818 | 0 | 53304.8301 | 19 | 9500 | 1754.4315 | 199.6997 | 19000 | 102460.8145 | 28500 | 0 | 73960.8145 | 73960.8145 | 9500 | 0 | 0 | 0 | 0 | 0 | 0
2022-10-27 11:00 | 0.6971 | 0.62856 | 35584 | 24061.4382 | 634 | 66630.3771 | 3 | 4438.6125 | 0.44386 | 62191.7646 | 0 | 105869.9119 | 19 | 9500 | 1754.4315 | 199.6997 | 19000 | 102460.8145 | 28500 | 0 | 73960.8145 | 73960.8145 | 5061.3875 | 4438.6125 | 0 | 0 | 0 | 0 | 0
2022-10-27 12:00 | 0.733 | 0.77208 | 35584 | 25300.5798 | 634 | 81844.186 | 3 | 3199.4734 | 0.31995 | 78644.7126 | 0 | 168061.6765 | 19 | 9500 | 1754.4315 | 199.6997 | 19000 | 102460.8145 | 28500 | 0 | 73960.8145 | 73960.8145 | 9500 | 0 | 0 | 0 | 0 | 0 | 0
2022-10-27 13:00 | 0.67315 | 0.762 | 35584 | 23234.7685 | 634 | 80775.6576 | 3 | 5265.2804 | 0.52653 | 75510.3772 | 0 | 246706.3891 | 19 | 9500 | 1754.4315 | 199.6997 | 19000 | 102460.8145 | 28500 | 0 | 73960.8145 | 73960.8145 | 9500 | 0 | 0 | 0 | 0 | 0 | 0
2022-10-27 14:00 | 0.54415 | 0.6829 | 35584 | 18782.1426 | 634 | 72390.6779 | 3 | 9717.897 | 0.97179 | 62672.781 | 0 | 322216.7663 | 19 | 9500 | 1754.4315 | 199.6997 | 19000 | 102460.8145 | 28500 | 0 | 73960.8145 | 73960.8145 | 9500 | 0 | 0 | 0 | 0 | 0 | 0
2022-10-27 15:00 | 0.3642 | 0.55479 | 35584 | 12570.902 | 634 | 58810.403 | 3 | 15929.1245 | 1.5929 | 42881.2785 | 0 | 384889.5472 | 19 | 9500 | 1754.4315 | 199.6997 | 19000 | 102460.8145 | 28500 | 0 | 73960.8145 | 73960.8145 | 9500 | 0 | 0 | 0 | 0 | 0 | 0
2022-10-27 16:00 | 0.16143 | 0.3248 | 35584 | 5571.9954 | 634 | 34430.359 | 3 | 22928.0164 | 2.2928 | 11502.3427 | 0 | 427770.8258 | 19 | 9500 | 1754.4315 | 199.6997 | 19000 | 102460.8145 | 28500 | 0 | 73960.8145 | 73960.8145 | 5571.9836 | 3928.0164 | 0 | 0 | 0 | 0 | 0
2022-10-27 17:00 | 0.01343 | 0.00662 | 35584 | 463.5563 | 634 | 701.7518 | 3 | 28036.4446 | 2.8036 | 0 | 27334.6929 | 439273.1685 | 19 | 9500 | 1754.4315 | 199.6997 | 19000 | 102460.8145 | 28500 | 0 | 73960.8145 | 73960.8145 | 463.5554 | 9036.4446 | 0 | 0 | 0 | 0 | 0
2022-10-27 18:00 | 0 | 0 | 35584 | 0 | 634 | 0 | 3 | 28500 | 2.85 | 0 | 28500 | 411938.4756 | 19 | 9500 | 1754.4315 | 199.6997 | 19000 | 102460.8145 | 28500 | 0 | 73960.8145 | 73960.8145 | 0 | 9500 | 0 | 0 | 0 | 0 | 0
2022-10-27 19:00 | 0 | 0 | 35584 | 0 | 634 | 0 | 3 | 28500 | 2.85 | 0 | 28500 | 383438.4756 | 19 | 9500 | 1754.4315 | 199.6997 | 19000 | 102460.8145 | 28500 | 0 | 73960.8145 | 73960.8145 | 0 | 9500 | 0 | 0 | 0 | 0 | 0
2022-10-27 20:00 | 0 | 0 | 35584 | 0 | 634 | 0 | 3 | 28500 | 2.85 | 0 | 28500 | 354938.4756 | 19 | 9500 | 1754.4315 | 199.6997 | 19000 | 102460.8145 | 28500 | 0 | 73960.8145 | 73960.8145 | 0 | 9500 | 0 | 0 | 0 | 0 | 0
2022-10-27 21:00 | 0 | 0 | 35584 | 0 | 634 | 0 | 3 | 28500 | 2.85 | 0 | 28500 | 326438.4756 | 19 | 9500 | 1754.4315 | 199.6997 | 19000 | 102460.8145 | 28500 | 0 | 73960.8145 | 73960.8145 | 0 | 9500 | 0 | 0 | 0 | 0 | 0
2022-10-27 22:00 | 0 | 0 | 35584 | 0 | 634 | 0 | 3 | 28500 | 2.85 | 0 | 28500 | 297938.4756 | 19 | 9500 | 1754.4315 | 199.6997 | 19000 | 102460.8145 | 28500 | 0 | 73960.8145 | 73960.8145 | 0 | 9500 | 0 | 0 | 0 | 0 | 0
2022-10-27 23:00 | 0 | 0 | 35584 | 0 | 634 | 0 | 3 | 28500 | 2.85 | 0 | 28500 | 269438.4756 | 19 | 9500 | 1754.4315 | 199.6997 | 19000 | 102460.8145 | 28500 | 0 | 73960.8145 | 73960.8145 | 0 | 9500 | 0 | 0 | 0 | 0 | 0
2022-10-28 | 0 | 0 | 35584 | 0 | 634 | 0 | 3 | 30000 | 3 | 0 | 30000 | 240938.4756 | 19 | 7525 | 1754.4315 | 158.1832 | 22475 | 105935.8145 | 30000 | 0 | 75935.8145 | 75935.8145 | 0 | 7525 | 0 | 0 | 0 | 0 | 0
2022-10-28 01:00 | 0 | 0 | 35584 | 0 | 634 | 0 | 3 | 30000 | 3 | 0 | 30000 | 210938.4756 | 19 | 7525 | 1754.4315 | 158.1832 | 22475 | 105935.8145 | 30000 | 0 | 75935.8145 | 75935.8145 | 0 | 7525 | 0 | 0 | 0 | 0 | 0
2022-10-28 02:00 | 0 | 0 | 35584 | 0 | 634 | 0 | 3 | 30000 | 3 | 0 | 30000 | 180938.4756 | 19 | 7525 | 1754.4315 | 158.1832 | 22475 | 105935.8145 | 30000 | 0 | 75935.8145 | 75935.8145 | 0 | 7525 | 0 | 0 | 0 | 0 | 0
2022-10-28 03:00 | 0 | 0 | 35584 | 0 | 634 | 0 | 3 | 30000 | 3 | 0 | 30000 | 150938.4756 | 19 | 7525 | 1754.4315 | 158.1832 | 22475 | 105935.8145 | 30000 | 0 | 75935.8145 | 75935.8145 | 0 | 7525 | 0 | 0 | 0 | 0 | 0
2022-10-28 04:00 | 0 | 0 | 35584 | 0 | 634 | 0 | 3 | 30000 | 3 | 0 | 30000 | 120938.4756 | 19 | 7525 | 1754.4315 | 158.1832 | 22475 | 105935.8145 | 30000 | 0 | 75935.8145 | 75935.8145 | 0 | 7525 | 0 | 0 | 0 | 0 | 0
2022-10-28 05:00 | 0 | 0 | 35584 | 0 | 634 | 0 | 3 | 30000 | 3 | 0 | 30000 | 90938.4756 | 19 | 7525 | 1754.4315 | 158.1832 | 22475 | 105935.8145 | 30000 | 0 | 75935.8145 | 75935.8145 | 0 | 7525 | 0 | 0 | 0 | 0 | 0
2022-10-28 06:00 | 0.00515 | 0.00212 | 35584 | 177.7599 | 634 | 224.7302 | 3 | 30000 | 3 | 0 | 29775.2698 | 60938.4756 | 19 | 7702.7595 | 1754.4315 | 161.9199 | 22475 | 105935.8145 | 30177.7595 | 0 | 75758.055 | 75758.055 | 177.7595 | 7525 | 0 | 0 | 0 | 0 | 0
2022-10-28 07:00 | 0.12585 | 0.2884 | 35584 | 4343.899 | 634 | 30571.7843 | 3 | 27631.1101 | 2.7631 | 2940.6742 | 0 | 31163.2058 | 19 | 9500 | 1754.4315 | 199.6997 | 22475 | 105935.8145 | 31975 | 0 | 73960.8145 | 73960.8145 | 4343.8899 | 5156.1101 | 0 | 0 | 0 | 0 | 0
2022-10-28 08:00 | 0.32992 | 0.55907 | 35584 | 11387.6771 | 634 | 59264.1035 | 3 | 20587.3469 | 2.0587 | 38676.7566 | 0 | 34103.8799 | 19 | 9500 | 1754.4315 | 199.6997 | 22475 | 105935.8145 | 31975 | 0 | 73960.8145 | 73960.8145 | 0 | 9500 | 0 | 0 | 0 | 0 | 0
2022-10-28 09:00 | 0.51822 | 0.70663 | 35584 | 17887.1303 | 634 | 74906.1718 | 3 | 14087.9074 | 1.4088 | 60818.2644 | 0 | 72780.6366 | 19 | 9500 | 1754.4315 | 199.6997 | 22475 | 105935.8145 | 31975 | 0 | 73960.8145 | 73960.8145 | 9500 | 0 | 0 | 0 | 0 | 0 | 0
2022-10-28 10:00 | 0.6583 | 0.78327 | 35584 | 22722.1988 | 634 | 83030.3797 | 3 | 9252.8491 | 0.92528 | 73777.5306 | 0 | 133598.901 | 19 | 9500 | 1754.4315 | 199.6997 | 22475 | 105935.8145 | 31975 | 0 | 73960.8145 | 73960.8145 | 9500 | 0 | 0 | 0 | 0 | 0 | 0
2022-10-28 11:00 | 0.73528 | 0.82047 | 35584 | 25379.2774 | 634 | 86973.7583 | 3 | 6595.776 | 0.65958 | 80377.9822 | 0 | 207376.4317 | 19 | 9500 | 1754.4315 | 199.6997 | 22475 | 105935.8145 | 31975 | 0 | 73960.8145 | 73960.8145 | 2904.224 | 6595.776 | 0 | 0 | 0 | 0 | 0
2022-10-28 12:00 | 0.72347 | 0.71384 | 35584 | 24971.6378 | 634 | 75670.4664 | 3 | 7003.4148 | 0.70034 | 68667.0516 | 0 | 287754.4139 | 19 | 9500 | 1754.4315 | 199.6997 | 22475 | 105935.8145 | 31975 | 0 | 73960.8145 | 73960.8145 | 2496.5852 | 7003.4148 | 0 | 0 | 0 | 0 | 0
2022-10-28 13:00 | 0.6606 | 0.69114 | 35584 | 22801.5867 | 634 | 73264.1575 | 3 | 9173.4613 | 0.91735 | 64090.6962 | 0 | 356421.4655 | 19 | 9500 | 1754.4315 | 199.6997 | 22475 | 105935.8145 | 31975 | 0 | 73960.8145 | 73960.8145 | 326.5387 | 9173.4613 | 0 | 0 | 0 | 0 | 0
2022-10-28 14:00 | 0.52897 | 0.60642 | 35584 | 18258.1824 | 634 | 64283.4308 | 3 | 13716.856 | 1.3717 | 50566.5748 | 0 | 420512.1617 | 19 | 9500 | 1754.4315 | 199.6997 | 22475 | 105935.8145 | 31975 | 0 | 73960.8145 | 73960.8145 | 0 | 9500 | 0 | 0 | 0 | 0 | 0
2022-10-28 15:00 | 0.34838 | 0.48572 | 35584 | 12024.8513 | 634 | 51488.6515 | 3 | 19950.174 | 1.995 | 31538.4774 | 0 | 471078.7365 | 19 | 9500 | 1754.4315 | 199.6997 | 22475 | 105935.8145 | 31975 | 0 | 73960.8145 | 73960.8145 | 9500 | 0 | 0 | 0 | 0 | 0 | 0
2022-10-28 16:00 | 0.15102 | 0.25154 | 35584 | 5212.6788 | 634 | 26664.4474 | 3 | 26762.3322 | 2.6762 | 0 | 97.8848 | 502617.2139 | 19 | 9500 | 1754.4315 | 199.6997 | 22475 | 105935.8145 | 31975 | 0 | 73960.8145 | 73960.8145 | 5212.6678 | 4287.3322 | 0 | 0 | 0 | 0 | 0
2022-10-28 17:00 | 0.01238 | 0.00329 | 35584 | 427.314 | 634 | 348.7558 | 3 | 30000 | 3 | 348.7558 | 30000 | 502519.3292 | 19 | 7952.3131 | 1754.4315 | 167.1657 | 22475 | 105935.8145 | 30427.3131 | 0 | 75508.5014 | 75508.5014 | 427.3131 | 7525 | 0 | 0 | 0 | 0 | 0
2022-10-28 18:00 | 0 | 0 | 35584 | 0 | 634 | 0 | 3 | 30000 | 3 | 0 | 30000 | 472868.085 | 19 | 7525 | 1754.4315 | 158.1832 | 22475 | 105935.8145 | 30000 | 0 | 75935.8145 | 75935.8145 | 0 | 7525 | 0 | 0 | 0 | 0 | 0
2022-10-28 19:00 | 0 | 0 | 35584 | 0 | 634 | 0 | 3 | 30000 | 3 | 0 | 30000 | 442868.085 | 19 | 7525 | 1754.4315 | 158.1832 | 22475 | 105935.8145 | 30000 | 0 | 75935.8145 | 75935.8145 | 0 | 7525 | 0 | 0 | 0 | 0 | 0
2022-10-28 20:00 | 0 | 0 | 35584 | 0 | 634 | 0 | 3 | 30000 | 3 | 0 | 30000 | 412868.085 | 19 | 7525 | 1754.4315 | 158.1832 | 22475 | 105935.8145 | 30000 | 0 | 75935.8145 | 75935.8145 | 0 | 7525 | 0 | 0 | 0 | 0 | 0
2022-10-28 21:00 | 0 | 0 | 35584 | 0 | 634 | 0 | 3 | 30000 | 3 | 0 | 30000 | 382868.085 | 19 | 7525 | 1754.4315 | 158.1832 | 22475 | 105935.8145 | 30000 | 0 | 75935.8145 | 75935.8145 | 0 | 7525 | 0 | 0 | 0 | 0 | 0
2022-10-28 22:00 | 0 | 0 | 35584 | 0 | 634 | 0 | 3 | 30000 | 3 | 0 | 30000 | 352868.085 | 19 | 7525 | 1754.4315 | 158.1832 | 22475 | 105935.8145 | 30000 | 0 | 75935.8145 | 75935.8145 | 0 | 7525 | 0 | 0 | 0 | 0 | 0
2022-10-28 23:00 | 0 | 0 | 35584 | 0 | 634 | 0 | 3 | 30000 | 3 | 0 | 30000 | 322868.085 | 19 | 7525 | 1754.4315 | 158.1832 | 22475 | 105935.8145 | 30000 | 0 | 75935.8145 | 75935.8145 | 0 | 7525 | 0 | 0 | 0 | 0 | 0
2022-10-29 | 0 | 0 | 35584 | 0 | 634 | 0 | 3 | 28558.3333 | 2.8558 | 0 | 28558.3333 | 292868.085 | 19 | 9500 | 1754.4315 | 199.6997 | 19058.3333 | 102519.1478 | 28558.3333 | 0 | 73960.8145 | 73960.8145 | 0 | 9500 | 0 | 0 | 0 | 0 | 0
2022-10-29 01:00 | 0 | 0 | 35584 | 0 | 634 | 0 | 3 | 28558.3333 | 2.8558 | 0 | 28558.3333 | 264309.7516 | 19 | 9500 | 1754.4315 | 199.6997 | 19058.3333 | 102519.1478 | 28558.3333 | 0 | 73960.8145 | 73960.8145 | 0 | 9500 | 0 | 0 | 0 | 0 | 0
2022-10-29 02:00 | 0 | 0 | 35584 | 0 | 634 | 0 | 3 | 28558.3333 | 2.8558 | 0 | 28558.3333 | 235751.4183 | 19 | 9500 | 1754.4315 | 199.6997 | 19058.3333 | 102519.1478 | 28558.3333 | 0 | 73960.8145 | 73960.8145 | 0 | 9500 | 0 | 0 | 0 | 0 | 0
2022-10-29 03:00 | 0 | 0 | 35584 | 0 | 634 | 0 | 3 | 28558.3333 | 2.8558 | 0 | 28558.3333 | 207193.085 | 19 | 9500 | 1754.4315 | 199.6997 | 19058.3333 | 102519.1478 | 28558.3333 | 0 | 73960.8145 | 73960.8145 | 0 | 9500 | 0 | 0 | 0 | 0 | 0
2022-10-29 04:00 | 0 | 0 | 35584 | 0 | 634 | 0 | 3 | 28558.3333 | 2.8558 | 0 | 28558.3333 | 178634.7516 | 19 | 9500 | 1754.4315 | 199.6997 | 19058.3333 | 102519.1478 | 28558.3333 | 0 | 73960.8145 | 73960.8145 | 0 | 9500 | 0 | 0 | 0 | 0 | 0
2022-10-29 05:00 | 0 | 0 | 35584 | 0 | 634 | 0 | 3 | 28558.3333 | 2.8558 | 0 | 28558.3333 | 150076.4183 | 19 | 9500 | 1754.4315 | 199.6997 | 19058.3333 | 102519.1478 | 28558.3333 | 0 | 73960.8145 | 73960.8145 | 0 | 9500 | 0 | 0 | 0 | 0 | 0
2022-10-29 06:00 | 0.0047 | 0.00068 | 35584 | 162.2275 | 634 | 72.0833 | 3 | 28396.1062 | 2.8396 | 0 | 28324.023 | 121518.085 | 19 | 9500 | 1754.4315 | 199.6997 | 19058.3333 | 102519.1478 | 28558.3333 | 0 | 73960.8145 | 73960.8145 | 162.2271 | 9337.7729 | 0 | 0 | 0 | 0 | 0
2022-10-29 07:00 | 0.11057 | 0.16578 | 35584 | 3816.4872 | 634 | 17573.4757 | 3 | 24741.8542 | 2.4742 | 0 | 7168.3784 | 93194.062 | 19 | 9500 | 1754.4315 | 199.6997 | 19058.3333 | 102519.1478 | 28558.3333 | 0 | 73960.8145 | 73960.8145 | 3816.4792 | 5683.5208 | 0 | 0 | 0 | 0 | 0
2022-10-29 08:00 | 0.30058 | 0.42379 | 35584 | 10374.9636 | 634 | 44923.7742 | 3 | 18183.3916 | 1.8183 | 44923.7742 | 18183.3916 | 86025.6836 | 19 | 9500 | 1754.4315 | 199.6997 | 19058.3333 | 102519.1478 | 28558.3333 | 0 | 73960.8145 | 73960.8145 | 0 | 9500 | 0 | 0 | 0 | 0 | 0
2022-10-29 09:00 | 0.48533 | 0.55846 | 35584 | 16751.8832 | 634 | 59199.4406 | 3 | 11806.4854 | 1.1806 | 47392.9552 | 0 | 112766.0661 | 19 | 9500 | 1754.4315 | 199.6997 | 19058.3333 | 102519.1478 | 28558.3333 | 0 | 73960.8145 | 73960.8145 | 0 | 9500 | 0 | 0 | 0 | 0 | 0
2022-10-29 10:00 | 0.58665 | 0.56108 | 35584 | 20249.093 | 634 | 59477.1732 | 3 | 8309.283 | 0.83093 | 59477.1732 | 8309.283 | 160159.0214 | 19 | 9500 | 1754.4315 | 199.6997 | 19058.3333 | 102519.1478 | 28558.3333 | 0 | 73960.8145 | 73960.8145 | 9500 | 0 | 0 | 0 | 0 | 0 | 0
2022-10-29 11:00 | 0.66258 | 0.57428 | 35584 | 22869.9293 | 634 | 60876.4365 | 3 | 5688.4522 | 0.56885 | 55187.9844 | 0 | 211326.9116 | 19 | 9500 | 1754.4315 | 199.6997 | 19058.3333 | 102519.1478 | 28558.3333 | 0 | 73960.8145 | 73960.8145 | 3811.5478 | 5688.4522 | 0 | 0 | 0 | 0 | 0
2022-10-29 12:00 | 0.68962 | 0.60509 | 35584 | 23803.2549 | 634 | 64142.4444 | 3 | 4755.1285 | 0.47551 | 59387.3159 | 0 | 266514.896 | 19 | 9500 | 1754.4315 | 199.6997 | 19058.3333 | 102519.1478 | 28558.3333 | 0 | 73960.8145 | 73960.8145 | 4744.8715 | 4755.1285 | 0 | 0 | 0 | 0 | 0
2022-10-29 13:00 | 0.62972 | 0.62843 | 35584 | 21735.7178 | 634 | 66616.5965 | 3 | 6822.6613 | 0.68227 | 59793.9352 | 0 | 325902.2119 | 19 | 9500 | 1754.4315 | 199.6997 | 19058.3333 | 102519.1478 | 28558.3333 | 0 | 73960.8145 | 73960.8145 | 2677.3387 | 6822.6613 | 0 | 0 | 0 | 0 | 0
2022-10-29 14:00 | 0.49492 | 0.51786 | 35584 | 17082.8963 | 634 | 54895.6457 | 3 | 4938.1758 | 0.49382 | 49957.4699 | 0 | 385696.147 | 19 | 2962.7028 | 1754.4315 | 62.279 | 19058.3333 | 102519.1478 | 22021.0361 | 0 | 80498.1117 | 80498.1117 | 2962.7028 | 0 | 0 | 0 | 0 | 0 | 0
2022-10-29 15:00 | 0.31695 | 0.37429 | 35584 | 10939.9983 | 634 | 39676.5366 | 3 | 17618.358 | 1.7618 | 22058.1786 | 0 | 435653.617 | 19 | 9500 | 1754.4315 | 199.6997 | 19058.3333 | 102519.1478 | 28558.3333 | 0 | 73960.8145 | 73960.8145 | 0 | 9500 | 0 | 0 | 0 | 0 | 0
2022-10-29 16:00 | 0.13348 | 0.16566 | 35584 | 4607.2598 | 634 | 17560.7552 | 3 | 23951.0833 | 2.3951 | 0 | 6390.3281 | 457711.7955 | 19 | 9500 | 1754.4315 | 199.6997 | 19058.3333 | 102519.1478 | 28558.3333 | 0 | 73960.8145 | 73960.8145 | 4607.2501 | 4892.7499 | 0 | 0 | 0 | 0 | 0
2022-10-29 17:00 | 0.0107 | 0.00074 | 35584 | 369.3263 | 634 | 78.4436 | 3 | 19058.3333 | 1.9058 | 0 | 18979.8898 | 451321.4674 | 19 | 369.3256 | 1754.4315 | 7.7636 | 19058.3333 | 102519.1478 | 19427.6589 | 0 | 83091.489 | 83091.489 | 369.3256 | 0 | 0 | 0 | 0 | 0 | 0
2022-10-29 18:00 | 0 | 0 | 35584 | 0 | 634 | 0 | 3 | 28558.3333 | 2.8558 | 0 | 28558.3333 | 432341.5776 | 19 | 9500 | 1754.4315 | 199.6997 | 19058.3333 | 102519.1478 | 28558.3333 | 0 | 73960.8145 | 73960.8145 | 0 | 9500 | 0 | 0 | 0 | 0 | 0
2022-10-29 19:00 | 0 | 0 | 35584 | 0 | 634 | 0 | 3 | 19058.3333 | 1.9058 | 0 | 19058.3333 | 403783.2443 | 19 | 0 | 1754.4315 | 0 | 19058.3333 | 102519.1478 | 19058.3333 | 0 | 83460.8145 | 83460.8145 | 0 | 0 | 0 | 0 | 0 | 0 | 0
2022-10-29 20:00 | 0 | 0 | 35584 | 0 | 634 | 0 | 3 | 28558.3333 | 2.8558 | 0 | 28558.3333 | 384724.911 | 19 | 9500 | 1754.4315 | 199.6997 | 19058.3333 | 102519.1478 | 28558.3333 | 0 | 73960.8145 | 73960.8145 | 0 | 9500 | 0 | 0 | 0 | 0 | 0
2022-10-29 21:00 | 0 | 0 | 35584 | 0 | 634 | 0 | 3 | 28558.3333 | 2.8558 | 0 | 28558.3333 | 356166.5776 | 19 | 9500 | 1754.4315 | 199.6997 | 19058.3333 | 102519.1478 | 28558.3333 | 0 | 73960.8145 | 73960.8145 | 0 | 9500 | 0 | 0 | 0 | 0 | 0
2022-10-29 22:00 | 0 | 0 | 35584 | 0 | 634 | 0 | 3 | 19058.3333 | 1.9058 | 0 | 19058.3333 | 327608.2443 | 19 | 0 | 1754.4315 | 0 | 19058.3333 | 102519.1478 | 19058.3333 | 0 | 83460.8145 | 83460.8145 | 0 | 0 | 0 | 0 | 0 | 0 | 0
2022-10-29 23:00 | 0 | 0 | 35584 | 0 | 634 | 0 | 3 | 19058.3333 | 1.9058 | 0 | 19058.3333 | 308549.911 | 19 | 0 | 1754.4315 | 0 | 19058.3333 | 102519.1478 | 19058.3333 | 0 | 83460.8145 | 83460.8145 | 0 | 0 | 0 | 0 | 0 | 0 | 0
2022-10-30 | 0 | 0 | 35584 | 0 | 634 | 0 | 3 | 30000 | 3 | 0 | 30000 | 289491.5776 | 19 | 7783.3333 | 1754.4315 | 163.6136 | 22216.6667 | 105677.4812 | 30000 | 0 | 75677.4812 | 75677.4812 | 0 | 7783.3333 | 0 | 0 | 0 | 0 | 0
2022-10-30 01:00 | 0 | 0 | 35584 | 0 | 634 | 0 | 3 | 30000 | 3 | 0 | 30000 | 259491.5776 | 19 | 7783.3333 | 1754.4315 | 163.6136 | 22216.6667 | 105677.4812 | 30000 | 0 | 75677.4812 | 75677.4812 | 0 | 7783.3333 | 0 | 0 | 0 | 0 | 0
2022-10-30 02:00 | 0 | 0 | 35584 | 0 | 634 | 0 | 3 | 30000 | 3 | 0 | 30000 | 229491.5776 | 19 | 7783.3333 | 1754.4315 | 163.6136 | 22216.6667 | 105677.4812 | 30000 | 0 | 75677.4812 | 75677.4812 | 0 | 7783.3333 | 0 | 0 | 0 | 0 | 0
2022-10-30 03:00 | 0 | 0 | 35584 | 0 | 634 | 0 | 3 | 30000 | 3 | 0 | 30000 | 199491.5776 | 19 | 7783.3333 | 1754.4315 | 163.6136 | 22216.6667 | 105677.4812 | 30000 | 0 | 75677.4812 | 75677.4812 | 0 | 7783.3333 | 0 | 0 | 0 | 0 | 0
2022-10-30 04:00 | 0 | 0 | 35584 | 0 | 634 | 0 | 3 | 30000 | 3 | 0 | 30000 | 169491.5776 | 19 | 7783.3333 | 1754.4315 | 163.6136 | 22216.6667 | 105677.4812 | 30000 | 0 | 75677.4812 | 75677.4812 | 0 | 7783.3333 | 0 | 0 | 0 | 0 | 0
2022-10-30 05:00 | 0 | 0 | 35584 | 0 | 634 | 0 | 3 | 30000 | 3 | 0 | 30000 | 139491.5776 | 19 | 7783.3333 | 1754.4315 | 163.6136 | 22216.6667 | 105677.4812 | 30000 | 0 | 75677.4812 | 75677.4812 | 0 | 7783.3333 | 0 | 0 | 0 | 0 | 0
2022-10-30 06:00 | 0.00345 | 0 | 35584 | 119.0819 | 634 | 0 | 3 | 30000 | 3 | 0 | 30000 | 109491.5776 | 19 | 7902.4149 | 1754.4315 | 166.1168 | 22216.6667 | 105677.4812 | 30119.0816 | 0 | 75558.3996 | 75558.3996 | 119.0816 | 7783.3333 | 0 | 0 | 0 | 0 | 0
2022-10-30 07:00 | 0.08905 | 0.07095 | 35584 | 3073.6925 | 634 | 7521.0406 | 3 | 28642.9806 | 2.8643 | 0 | 21121.94 | 79491.5776 | 19 | 9500 | 1754.4315 | 199.6997 | 22216.6667 | 105677.4812 | 31716.6667 | 0 | 73960.8145 | 73960.8145 | 3073.6861 | 6426.3139 | 0 | 0 | 0 | 0 | 0
2022-10-30 08:00 | 0.24273 | 0.22516 | 35584 | 8378.1852 | 634 | 23868.0408 | 3 | 23338.4991 | 2.3338 | 529.5417 | 0 | 58369.6376 | 19 | 9500 | 1754.4315 | 199.6997 | 22216.6667 | 105677.4812 | 31716.6667 | 0 | 73960.8145 | 73960.8145 | 8378.1676 | 1121.8324 | 0 | 0 | 0 | 0 | 0
2022-10-30 09:00 | 0.4052 | 0.36491 | 35584 | 13986.0777 | 634 | 38682.2116 | 3 | 17730.6184 | 1.7731 | 20951.5932 | 0 | 58899.1792 | 19 | 9500 | 1754.4315 | 199.6997 | 22216.6667 | 105677.4812 | 31716.6667 | 0 | 73960.8145 | 73960.8145 | 0 | 9500 | 0 | 0 | 0 | 0 | 0
2022-10-30 10:00 | 0.54275 | 0.45093 | 35584 | 18733.8195 | 634 | 47800.7445 | 3 | 12982.8866 | 1.2983 | 34817.8579 | 0 | 79850.7724 | 19 | 9500 | 1754.4315 | 199.6997 | 22216.6667 | 105677.4812 | 31716.6667 | 0 | 73960.8145 | 73960.8145 | 9500 | 0 | 0 | 0 | 0 | 0 | 0
2022-10-30 11:00 | 0.61683 | 0.43033 | 35584 | 21290.8004 | 634 | 45617.0456 | 3 | 10425.9111 | 1.0426 | 35191.1345 | 0 | 114668.6303 | 19 | 9500 | 1754.4315 | 199.6997 | 22216.6667 | 105677.4812 | 31716.6667 | 0 | 73960.8145 | 73960.8145 | 0 | 9500 | 0 | 0 | 0 | 0 | 0
2022-10-30 12:00 | 0.5899 | 0.38851 | 35584 | 20361.2716 | 634 | 41183.9248 | 3 | 1855.438 | 0.18554 | 39328.4869 | 0 | 149859.7647 | 19 | 0 | 1754.4315 | 0 | 22216.6667 | 105677.4812 | 22216.6667 | 0 | 83460.8145 | 83460.8145 | 0 | 0 | 0 | 0 | 0 | 0 | 0
2022-10-30 13:00 | 0.48395 | 0.42114 | 35584 | 16704.2505 | 634 | 44642.8615 | 3 | 15012.4513 | 1.5012 | 29630.4101 | 0 | 189188.2516 | 19 | 9500 | 1754.4315 | 199.6997 | 22216.6667 | 105677.4812 | 31716.6667 | 0 | 73960.8145 | 73960.8145 | 9500 | 0 | 0 | 0 | 0 | 0 | 0
2022-10-30 14:00 | 0.40912 | 0.37672 | 35584 | 14121.3823 | 634 | 39934.1283 | 3 | 8095.3141 | 0.80953 | 31838.8142 | 0 | 218818.6617 | 19 | 0 | 1754.4315 | 0 | 22216.6667 | 105677.4812 | 22216.6667 | 0 | 83460.8145 | 83460.8145 | 0 | 0 | 0 | 0 | 0 | 0 | 0
2022-10-30 15:00 | 0.26845 | 0.28299 | 35584 | 9265.9491 | 634 | 29998.2984 | 3 | 12950.7371 | 1.2951 | 17047.5612 | 0 | 250657.4759 | 19 | 0 | 1754.4315 | 0 | 22216.6667 | 105677.4812 | 22216.6667 | 0 | 83460.8145 | 83460.8145 | 0 | 0 | 0 | 0 | 0 | 0 | 0
2022-10-30 16:00 | 0.11953 | 0.13326 | 35584 | 4125.7549 | 634 | 14126.1996 | 3 | 27590.9205 | 2.7591 | 0 | 13464.7209 | 267705.0371 | 19 | 9500 | 1754.4315 | 199.6997 | 22216.6667 | 105677.4812 | 31716.6667 | 0 | 73960.8145 | 73960.8145 | 4125.7462 | 5374.2538 | 0 | 0 | 0 | 0 | 0
2022-10-30 17:00 | 0.00952 | 0.00039 | 35584 | 328.5969 | 634 | 41.3419 | 3 | 22216.6667 | 2.2217 | 41.3419 | 22216.6667 | 254240.3162 | 19 | 328.5962 | 1754.4315 | 6.9074 | 22216.6667 | 105677.4812 | 22545.2629 | 0 | 83132.2183 | 83132.2183 | 328.5962 | 0 | 0 | 0 | 0 | 0 | 0
2022-10-30 18:00 | 0 | 0 | 35584 | 0 | 634 | 0 | 3 | 30000 | 3 | 0 | 30000 | 232064.9915 | 19 | 7783.3333 | 1754.4315 | 163.6136 | 22216.6667 | 105677.4812 | 30000 | 0 | 75677.4812 | 75677.4812 | 0 | 7783.3333 | 0 | 0 | 0 | 0 | 0
2022-10-30 19:00 | 0 | 0 | 35584 | 0 | 634 | 0 | 3 | 30000 | 3 | 0 | 30000 | 202064.9915 | 19 | 7783.3333 | 1754.4315 | 163.6136 | 22216.6667 | 105677.4812 | 30000 | 0 | 75677.4812 | 75677.4812 | 0 | 7783.3333 | 0 | 0 | 0 | 0 | 0
2022-10-30 20:00 | 0 | 0 | 35584 | 0 | 634 | 0 | 3 | 30000 | 3 | 0 | 30000 | 172064.9915 | 19 | 7783.3333 | 1754.4315 | 163.6136 | 22216.6667 | 105677.4812 | 30000 | 0 | 75677.4812 | 75677.4812 | 0 | 7783.3333 | 0 | 0 | 0 | 0 | 0
2022-10-30 21:00 | 0 | 0 | 35584 | 0 | 634 | 0 | 3 | 22216.6667 | 2.2217 | 0 | 22216.6667 | 142064.9915 | 19 | 0 | 1754.4315 | 0 | 22216.6667 | 105677.4812 | 22216.6667 | 0 | 83460.8145 | 83460.8145 | 0 | 0 | 0 | 0 | 0 | 0 | 0
2022-10-30 22:00 | 0 | 0 | 35584 | 0 | 634 | 0 | 3 | 22216.6667 | 2.2217 | 0 | 22216.6667 | 119848.3248 | 19 | 0 | 1754.4315 | 0 | 22216.6667 | 105677.4812 | 22216.6667 | 0 | 83460.8145 | 83460.8145 | 0 | 0 | 0 | 0 | 0 | 0 | 0
2022-10-30 23:00 | 0 | 0 | 35584 | 0 | 634 | 0 | 3 | 22216.6667 | 2.2217 | 0 | 22216.6667 | 97631.6581 | 19 | 0 | 1754.4315 | 0 | 22216.6667 | 105677.4812 | 22216.6667 | 0 | 83460.8145 | 83460.8145 | 0 | 0 | 0 | 0 | 0 | 0 | 0
2022-10-31 | 0 | 0 | 35584 | 0 | 634 | 0 | 3 | 10791.6667 | 1.0792 | 0 | 10791.6667 | 75414.9915 | 19 | 0 | 1754.4315 | 0 | 10791.6667 | 94252.4812 | 10791.6667 | 0 | 83460.8145 | 83460.8145 | 0 | 0 | 0 | 0 | 0 | 0 | 0
2022-10-31 01:00 | 0 | 0 | 35584 | 0 | 634 | 0 | 3 | 10791.6667 | 1.0792 | 0 | 10791.6667 | 64623.3248 | 19 | 0 | 1754.4315 | 0 | 10791.6667 | 94252.4812 | 10791.6667 | 0 | 83460.8145 | 83460.8145 | 0 | 0 | 0 | 0 | 0 | 0 | 0
2022-10-31 02:00 | 0 | 0 | 35584 | 0 | 634 | 0 | 3 | 10791.6667 | 1.0792 | 0 | 10791.6667 | 53831.6581 | 19 | 0 | 1754.4315 | 0 | 10791.6667 | 94252.4812 | 10791.6667 | 0 | 83460.8145 | 83460.8145 | 0 | 0 | 0 | 0 | 0 | 0 | 0
2022-10-31 03:00 | 0 | 0 | 35584 | 0 | 634 | 0 | 3 | 10791.6667 | 1.0792 | 0 | 10791.6667 | 43039.9915 | 19 | 0 | 1754.4315 | 0 | 10791.6667 | 94252.4812 | 10791.6667 | 0 | 83460.8145 | 83460.8145 | 0 | 0 | 0 | 0 | 0 | 0 | 0
2022-10-31 04:00 | 0 | 0 | 35584 | 0 | 634 | 0 | 3 | 10791.6667 | 1.0792 | 0 | 10791.6667 | 32248.3248 | 19 | 0 | 1754.4315 | 0 | 10791.6667 | 94252.4812 | 10791.6667 | 0 | 83460.8145 | 83460.8145 | 0 | 0 | 0 | 0 | 0 | 0 | 0
2022-10-31 05:00 | 0 | 0 | 35584 | 0 | 634 | 0 | 3 | 10791.6667 | 1.0792 | 0 | 10791.6667 | 21456.6581 | 19 | 0 | 1754.4315 | 0 | 10791.6667 | 94252.4812 | 10791.6667 | 0 | 83460.8145 | 83460.8145 | 0 | 0 | 0 | 0 | 0 | 0 | 0
2022-10-31 06:00 | 0.00367 | 0 | 35584 | 126.6755 | 634 | 0 | 3 | 10664.9915 | 1.0665 | 0 | 10664.9915 | 10664.9915 | 19 | 0 | 1754.4315 | 0 | 10791.6667 | 94252.4812 | 10791.6667 | 0 | 83460.8145 | 83460.8145 | 0 | 0 | 0 | 0 | 0 | 0 | 0
2022-10-31 07:00 | 0.1045 | 0.14877 | 35584 | 3606.9722 | 634 | 15770.3341 | 3 | 15770.3341 | 1.577 | 0 | 0 | 0 | 19 | 8585.632 | 1754.4315 | 180.4788 | 10791.6667 | 94252.4812 | 19377.2987 | 0 | 74875.1825 | 74875.1825 | 3606.9646 | 4978.6674 | 0 | 0 | 0 | 0 | 0
2022-10-31 08:00 | 0.29658 | 0.41526 | 35584 | 10236.8976 | 634 | 44019.5532 | 3 | 554.7906 | 0.055479 | 43464.7627 | 0 | 0 | 19 | 0 | 1754.4315 | 0 | 10791.6667 | 94252.4812 | 10791.6667 | 0 | 83460.8145 | 83460.8145 | 0 | 0 | 0 | 0 | 0 | 0 | 0
2022-10-31 09:00 | 0.48358 | 0.57812 | 35584 | 16691.4794 | 634 | 61283.495 | 3 | 3600.2224 | 0.36002 | 57683.2726 | 0 | 43464.7627 | 19 | 9500 | 1754.4315 | 199.6997 | 10791.6667 | 94252.4812 | 20291.6667 | 0 | 73960.8145 | 73960.8145 | 9500 | 0 | 0 | 0 | 0 | 0 | 0
2022-10-31 10:00 | 0.6266 | 0.67411 | 35584 | 21628.0264 | 634 | 71458.8957 | 3 | 0 | 0 | 71458.8957 | 0 | 101148.0352 | 19 | 9500 | 1754.4315 | 199.6997 | 10791.6667 | 94252.4812 | 20291.6667 | 0 | 73960.8145 | 73960.8145 | 9500 | 0 | 0 | 0 | 0 | 0 | 0
2022-10-31 11:00 | 0.7071 | 0.72495 | 35584 | 24406.603 | 634 | 76848.1798 | 3 | 0 | 0 | 76848.1798 | 0 | 172606.931 | 19 | 9500 | 1754.4315 | 199.6997 | 10791.6667 | 94252.4812 | 20291.6667 | 0 | 73960.8145 | 73960.8145 | 9500 | 0 | 0 | 0 | 0 | 0 | 0
2022-10-31 12:00 | 0.7175 | 0.74425 | 35584 | 24765.5744 | 634 | 78894.0724 | 3 | 0 | 0 | 78894.0724 | 0 | 249455.1107 | 19 | 9500 | 1754.4315 | 199.6997 | 10791.6667 | 94252.4812 | 20291.6667 | 0 | 73960.8145 | 73960.8145 | 9500 | 0 | 0 | 0 | 0 | 0 | 0
2022-10-31 13:00 | 0.65285 | 0.70629 | 35584 | 22534.084 | 634 | 74870.1302 | 3 | 0 | 0 | 74870.1302 | 0 | 328349.1831 | 19 | 9500 | 1754.4315 | 199.6997 | 10791.6667 | 94252.4812 | 20291.6667 | 0 | 73960.8145 | 73960.8145 | 9500 | 0 | 0 | 0 | 0 | 0 | 0
2022-10-31 14:00 | 0.52308 | 0.63598 | 35584 | 18054.8804 | 634 | 67416.9327 | 3 | 2236.8243 | 0.22368 | 65180.1084 | 0 | 403219.3133 | 19 | 9500 | 1754.4315 | 199.6997 | 10791.6667 | 94252.4812 | 20291.6667 | 0 | 73960.8145 | 73960.8145 | 7263.1757 | 2236.8243 | 0 | 0 | 0 | 0 | 0
2022-10-31 15:00 | 0.34267 | 0.49297 | 35584 | 11827.7622 | 634 | 52257.1863 | 3 | 8463.9294 | 0.84639 | 43793.2569 | 0 | 468399.4217 | 19 | 9500 | 1754.4315 | 199.6997 | 10791.6667 | 94252.4812 | 20291.6667 | 0 | 73960.8145 | 73960.8145 | 1036.0706 | 8463.9294 | 0 | 0 | 0 | 0 | 0
2022-10-31 16:00 | 0.14477 | 0.26513 | 35584 | 4996.9508 | 634 | 28105.0526 | 3 | 15294.7264 | 1.5295 | 12810.3262 | 0 | 512192.6786 | 19 | 9500 | 1754.4315 | 199.6997 | 10791.6667 | 94252.4812 | 20291.6667 | 0 | 73960.8145 | 73960.8145 | 4996.9403 | 4503.0597 | 0 | 0 | 0 | 0 | 0
2022-10-31 17:00 | 0.01015 | 0.00188 | 35584 | 350.3423 | 634 | 199.289 | 3 | 19941.3251 | 1.9941 | 0 | 19742.0361 | 525003.0048 | 19 | 9500 | 1754.4315 | 199.6997 | 10791.6667 | 94252.4812 | 20291.6667 | 0 | 73960.8145 | 73960.8145 | 350.3415 | 9149.6585 | 0 | 0 | 0 | 0 | 0
2022-10-31 18:00 | 0 | 0 | 35584 | 0 | 634 | 0 | 3 | 20291.6667 | 2.0292 | 0 | 20291.6667 | 505260.9687 | 19 | 9500 | 1754.4315 | 199.6997 | 10791.6667 | 94252.4812 | 20291.6667 | 0 | 73960.8145 | 73960.8145 | 0 | 9500 | 0 | 0 | 0 | 0 | 0
2022-10-31 19:00 | 0 | 0 | 35584 | 0 | 634 | 0 | 3 | 20291.6667 | 2.0292 | 0 | 20291.6667 | 484969.3021 | 19 | 9500 | 1754.4315 | 199.6997 | 10791.6667 | 94252.4812 | 20291.6667 | 0 | 73960.8145 | 73960.8145 | 0 | 9500 | 0 | 0 | 0 | 0 | 0
2022-10-31 20:00 | 0 | 0 | 35584 | 0 | 634 | 0 | 3 | 20291.6667 | 2.0292 | 0 | 20291.6667 | 464677.6354 | 19 | 9500 | 1754.4315 | 199.6997 | 10791.6667 | 94252.4812 | 20291.6667 | 0 | 73960.8145 | 73960.8145 | 0 | 9500 | 0 | 0 | 0 | 0 | 0
2022-10-31 21:00 | 0 | 0 | 35584 | 0 | 634 | 0 | 3 | 20291.6667 | 2.0292 | 0 | 20291.6667 | 444385.9687 | 19 | 9500 | 1754.4315 | 199.6997 | 10791.6667 | 94252.4812 | 20291.6667 | 0 | 73960.8145 | 73960.8145 | 0 | 9500 | 0 | 0 | 0 | 0 | 0
2022-10-31 22:00 | 0 | 0 | 35584 | 0 | 634 | 0 | 3 | 20291.6667 | 2.0292 | 0 | 20291.6667 | 424094.3021 | 19 | 9500 | 1754.4315 | 199.6997 | 10791.6667 | 94252.4812 | 20291.6667 | 0 | 73960.8145 | 73960.8145 | 0 | 9500 | 0 | 0 | 0 | 0 | 0
2022-10-31 23:00 | 0 | 0 | 35584 | 0 | 634 | 0 | 3 | 20291.6667 | 2.0292 | 0 | 20291.6667 | 403802.6354 | 19 | 9500 | 1754.4315 | 199.6997 | 10791.6667 | 94252.4812 | 20291.6667 | 0 | 73960.8145 | 73960.8145 | 0 | 9500 | 0 | 0 | 0 | 0 | 0
2022-11-01 | 0 | 0 | 35584 | 0 | 634 | 0 | 3 | 30000 | 3 | 0 | 30000 | 383510.9687 | 19 | 7475 | 2008.4474 | 157.1321 | 22525 | 118069.7126 | 30000 | 0 | 88069.7126 | 88069.7126 | 0 | 7475 | 0 | 0 | 0 | 0 | 0
2022-11-01 01:00 | 0 | 0 | 35584 | 0 | 634 | 0 | 3 | 30000 | 3 | 0 | 30000 | 353510.9687 | 19 | 7475 | 2008.4474 | 157.1321 | 22525 | 118069.7126 | 30000 | 0 | 88069.7126 | 88069.7126 | 0 | 7475 | 0 | 0 | 0 | 0 | 0
2022-11-01 02:00 | 0 | 0 | 35584 | 0 | 634 | 0 | 3 | 30000 | 3 | 0 | 30000 | 323510.9687 | 19 | 7475 | 2008.4474 | 157.1321 | 22525 | 118069.7126 | 30000 | 0 | 88069.7126 | 88069.7126 | 0 | 7475 | 0 | 0 | 0 | 0 | 0
2022-11-01 03:00 | 0 | 0 | 35584 | 0 | 634 | 0 | 3 | 30000 | 3 | 0 | 30000 | 293510.9687 | 19 | 7475 | 2008.4474 | 157.1321 | 22525 | 118069.7126 | 30000 | 0 | 88069.7126 | 88069.7126 | 0 | 7475 | 0 | 0 | 0 | 0 | 0
2022-11-01 04:00 | 0 | 0 | 35584 | 0 | 634 | 0 | 3 | 30000 | 3 | 0 | 30000 | 263510.9687 | 19 | 7475 | 2008.4474 | 157.1321 | 22525 | 118069.7126 | 30000 | 0 | 88069.7126 | 88069.7126 | 0 | 7475 | 0 | 0 | 0 | 0 | 0
2022-11-01 05:00 | 0 | 0 | 35584 | 0 | 634 | 0 | 3 | 30000 | 3 | 0 | 30000 | 233510.9687 | 19 | 7475 | 2008.4474 | 157.1321 | 22525 | 118069.7126 | 30000 | 0 | 88069.7126 | 88069.7126 | 0 | 7475 | 0 | 0 | 0 | 0 | 0
2022-11-01 06:00 | 0 | 0 | 35584 | 0 | 634 | 0 | 3 | 30000 | 3 | 0 | 30000 | 203510.9687 | 19 | 7475 | 2008.4474 | 157.1321 | 22525 | 118069.7126 | 30000 | 0 | 88069.7126 | 88069.7126 | 0 | 7475 | 0 | 0 | 0 | 0 | 0
2022-11-01 07:00 | 0.10912 | 0.18026 | 35584 | 3766.4383 | 634 | 19108.4252 | 3 | 28258.5696 | 2.8259 | 0 | 9150.1444 | 173510.9687 | 19 | 9500 | 2008.4474 | 199.6997 | 22525 | 118069.7126 | 32025 | 0 | 86044.7126 | 86044.7126 | 0 | 9500 | 0 | 0 | 0 | 0 | 0
2022-11-01 08:00 | 0.27615 | 0.37058 | 35584 | 9531.726 | 634 | 39283.2588 | 3 | 22493.2941 | 2.2493 | 39283.2588 | 22493.2941 | 164360.8243 | 19 | 9500 | 2008.4474 | 199.6997 | 22525 | 118069.7126 | 32025 | 0 | 86044.7126 | 86044.7126 | 9500 | 0 | 0 | 0 | 0 | 0 | 0
2022-11-01 09:00 | 0.43938 | 0.4922 | 35584 | 15165.851 | 634 | 52175.5626 | 3 | 16859.1809 | 1.6859 | 35316.3816 | 0 | 181150.789 | 19 | 9500 | 2008.4474 | 199.6997 | 22525 | 118069.7126 | 32025 | 0 | 86044.7126 | 86044.7126 | 9500 | 0 | 0 | 0 | 0 | 0 | 0
2022-11-01 10:00 | 0.56147 | 0.57959 | 35584 | 19379.968 | 634 | 61439.322 | 3 | 12645.0728 | 1.2645 | 48794.2493 | 0 | 216467.1706 | 19 | 9500 | 2008.4474 | 199.6997 | 22525 | 118069.7126 | 32025 | 0 | 86044.7126 | 86044.7126 | 0 | 9500 | 0 | 0 | 0 | 0 | 0
2022-11-01 11:00 | 0.63312 | 0.51018 | 35584 | 21853.0738 | 634 | 54081.5289 | 3 | 10171.9722 | 1.0172 | 43909.5567 | 0 | 265261.4199 | 19 | 9500 | 2008.4474 | 199.6997 | 22525 | 118069.7126 | 32025 | 0 | 86044.7126 | 86044.7126 | 0 | 9500 | 0 | 0 | 0 | 0 | 0
2022-11-01 12:00 | 0.56133 | 0.29822 | 35584 | 19375.1357 | 634 | 31612.7515 | 3 | 12649.9051 | 1.265 | 18962.8464 | 0 | 309170.9765 | 19 | 9500 | 2008.4474 | 199.6997 | 22525 | 118069.7126 | 32025 | 0 | 86044.7126 | 86044.7126 | 0 | 9500 | 0 | 0 | 0 | 0 | 0
2022-11-01 13:00 | 0.48533 | 0.23769 | 35584 | 16751.8832 | 634 | 25196.2809 | 3 | 15273.152 | 1.5273 | 9923.1289 | 0 | 328133.8229 | 19 | 9500 | 2008.4474 | 199.6997 | 22525 | 118069.7126 | 32025 | 0 | 86044.7126 | 86044.7126 | 9500 | 0 | 0 | 0 | 0 | 0 | 0
2022-11-01 14:00 | 0.3996 | 0.40628 | 35584 | 13792.7854 | 634 | 43067.6301 | 3 | 18232.2436 | 1.8232 | 24835.3865 | 0 | 338056.9518 | 19 | 9500 | 2008.4474 | 199.6997 | 22525 | 118069.7126 | 32025 | 0 | 86044.7126 | 86044.7126 | 9500 | 0 | 0 | 0 | 0 | 0 | 0
2022-11-01 15:00 | 0.25627 | 0.31807 | 35584 | 8845.5383 | 634 | 33716.9467 | 3 | 23179.4803 | 2.3179 | 10537.4664 | 0 | 362892.3383 | 19 | 9500 | 2008.4474 | 199.6997 | 22525 | 118069.7126 | 32025 | 0 | 86044.7126 | 86044.7126 | 0 | 9500 | 0 | 0 | 0 | 0 | 0
2022-11-01 16:00 | 0.1068 | 0.14094 | 35584 | 3686.3601 | 634 | 14940.3165 | 3 | 26922.0178 | 2.6922 | 0 | 11981.7013 | 373429.8048 | 19 | 8083.3701 | 2008.4474 | 169.9207 | 22525 | 118069.7126 | 30608.3701 | 0 | 87461.3425 | 87461.3425 | 3686.3523 | 4397.0178 | 0 | 0 | 0 | 0 | 0
2022-11-01 17:00 | 0.00757 | 0.00056 | 35584 | 261.2898 | 634 | 59.3627 | 3 | 22263.7108 | 2.2264 | 59.3627 | 22263.7108 | 361448.1035 | 19 | 0 | 2008.4474 | 0 | 22525 | 118069.7126 | 22525 | 0 | 95544.7126 | 95544.7126 | 0 | 0 | 0 | 0 | 0 | 0 | 0
2022-11-01 18:00 | 0 | 0 | 35584 | 0 | 634 | 0 | 3 | 22525 | 2.2525 | 0 | 22525 | 339243.7554 | 19 | 0 | 2008.4474 | 0 | 22525 | 118069.7126 | 22525 | 0 | 95544.7126 | 95544.7126 | 0 | 0 | 0 | 0 | 0 | 0 | 0
2022-11-01 19:00 | 0 | 0 | 35584 | 0 | 634 | 0 | 3 | 22525 | 2.2525 | 0 | 22525 | 316718.7554 | 19 | 0 | 2008.4474 | 0 | 22525 | 118069.7126 | 22525 | 0 | 95544.7126 | 95544.7126 | 0 | 0 | 0 | 0 | 0 | 0 | 0
2022-11-01 20:00 | 0 | 0 | 35584 | 0 | 634 | 0 | 3 | 22525 | 2.2525 | 0 | 22525 | 294193.7554 | 19 | 0 | 2008.4474 | 0 | 22525 | 118069.7126 | 22525 | 0 | 95544.7126 | 95544.7126 | 0 | 0 | 0 | 0 | 0 | 0 | 0
2022-11-01 21:00 | 0 | 0 | 35584 | 0 | 634 | 0 | 3 | 22525 | 2.2525 | 0 | 22525 | 271668.7554 | 19 | 0 | 2008.4474 | 0 | 22525 | 118069.7126 | 22525 | 0 | 95544.7126 | 95544.7126 | 0 | 0 | 0 | 0 | 0 | 0 | 0
2022-11-01 22:00 | 0 | 0 | 35584 | 0 | 634 | 0 | 3 | 22525 | 2.2525 | 0 | 22525 | 249143.7554 | 19 | 0 | 2008.4474 | 0 | 22525 | 118069.7126 | 22525 | 0 | 95544.7126 | 95544.7126 | 0 | 0 | 0 | 0 | 0 | 0 | 0
2022-11-01 23:00 | 0 | 0 | 35584 | 0 | 634 | 0 | 3 | 22525 | 2.2525 | 0 | 22525 | 226618.7554 | 19 | 0 | 2008.4474 | 0 | 22525 | 118069.7126 | 22525 | 0 | 95544.7126 | 95544.7126 | 0 | 0 | 0 | 0 | 0 | 0 | 0
2022-11-02 | 0 | 0 | 35584 | 0 | 634 | 0 | 3 | 23416.6667 | 2.3417 | 0 | 23416.6667 | 204093.7554 | 19 | 0 | 2008.4474 | 0 | 23416.6667 | 118961.3793 | 23416.6667 | 0 | 95544.7126 | 95544.7126 | 0 | 0 | 0 | 0 | 0 | 0 | 0
2022-11-02 01:00 | 0 | 0 | 35584 | 0 | 634 | 0 | 3 | 23416.6667 | 2.3417 | 0 | 23416.6667 | 180677.0887 | 19 | 0 | 2008.4474 | 0 | 23416.6667 | 118961.3793 | 23416.6667 | 0 | 95544.7126 | 95544.7126 | 0 | 0 | 0 | 0 | 0 | 0 | 0
2022-11-02 02:00 | 0 | 0 | 35584 | 0 | 634 | 0 | 3 | 23416.6667 | 2.3417 | 0 | 23416.6667 | 157260.4221 | 19 | 0 | 2008.4474 | 0 | 23416.6667 | 118961.3793 | 23416.6667 | 0 | 95544.7126 | 95544.7126 | 0 | 0 | 0 | 0 | 0 | 0 | 0
2022-11-02 03:00 | 0 | 0 | 35584 | 0 | 634 | 0 | 3 | 23416.6667 | 2.3417 | 0 | 23416.6667 | 133843.7554 | 19 | 0 | 2008.4474 | 0 | 23416.6667 | 118961.3793 | 23416.6667 | 0 | 95544.7126 | 95544.7126 | 0 | 0 | 0 | 0 | 0 | 0 | 0
2022-11-02 04:00 | 0 | 0 | 35584 | 0 | 634 | 0 | 3 | 23416.6667 | 2.3417 | 0 | 23416.6667 | 110427.0887 | 19 | 0 | 2008.4474 | 0 | 23416.6667 | 118961.3793 | 23416.6667 | 0 | 95544.7126 | 95544.7126 | 0 | 0 | 0 | 0 | 0 | 0 | 0
2022-11-02 05:00 | 0 | 0 | 35584 | 0 | 634 | 0 | 3 | 23416.6667 | 2.3417 | 0 | 23416.6667 | 87010.4221 | 19 | 0 | 2008.4474 | 0 | 23416.6667 | 118961.3793 | 23416.6667 | 0 | 95544.7126 | 95544.7126 | 0 | 0 | 0 | 0 | 0 | 0 | 0
2022-11-02 06:00 | 0 | 0 | 35584 | 0 | 634 | 0 | 3 | 23416.6667 | 2.3417 | 0 | 23416.6667 | 63593.7554 | 19 | 0 | 2008.4474 | 0 | 23416.6667 | 118961.3793 | 23416.6667 | 0 | 95544.7126 | 95544.7126 | 0 | 0 | 0 | 0 | 0 | 0 | 0
2022-11-02 07:00 | 0.09265 | 0.09211 | 35584 | 3197.9519 | 634 | 9764.1021 | 3 | 20218.7215 | 2.0219 | 0 | 10454.6194 | 40177.0887 | 19 | 0 | 2008.4474 | 0 | 23416.6667 | 118961.3793 | 23416.6667 | 0 | 95544.7126 | 95544.7126 | 0 | 0 | 0 | 0 | 0 | 0 | 0
2022-11-02 08:00 | 0.25575 | 0.27936 | 35584 | 8827.5898 | 634 | 29613.5009 | 3 | 14589.0955 | 1.4589 | 15024.4054 | 0 | 29722.4693 | 19 | 0 | 2008.4474 | 0 | 23416.6667 | 118961.3793 | 23416.6667 | 0 | 95544.7126 | 95544.7126 | 0 | 0 | 0 | 0 | 0 | 0 | 0
2022-11-02 09:00 | 0.43148 | 0.44107 | 35584 | 14893.1708 | 634 | 46755.5371 | 3 | 8523.5272 | 0.85235 | 38232.0099 | 0 | 44746.8748 | 19 | 0 | 2008.4474 | 0 | 23416.6667 | 118961.3793 | 23416.6667 | 0 | 95544.7126 | 95544.7126 | 0 | 0 | 0 | 0 | 0 | 0 | 0
2022-11-02 10:00 | 0.58395 | 0.55408 | 35584 | 20155.8985 | 634 | 58735.1396 | 3 | 3260.8106 | 0.32608 | 55474.329 | 0 | 82978.8847 | 19 | 0 | 2008.4474 | 0 | 23416.6667 | 118961.3793 | 23416.6667 | 0 | 95544.7126 | 95544.7126 | 0 | 0 | 0 | 0 | 0 | 0 | 0
2022-11-02 11:00 | 0.65888 | 0.59376 | 35584 | 22742.2183 | 634 | 62941.41 | 3 | 674.4962 | 0.06745 | 62266.9138 | 0 | 138453.2136 | 19 | 0 | 2008.4474 | 0 | 23416.6667 | 118961.3793 | 23416.6667 | 0 | 95544.7126 | 95544.7126 | 0 | 0 | 0 | 0 | 0 | 0 | 0
2022-11-02 12:00 | 0.66565 | 0.57939 | 35584 | 22975.8949 | 634 | 61418.1211 | 3 | 440.8201 | 0.044082 | 60977.3009 | 0 | 200720.1275 | 19 | 0 | 2008.4474 | 0 | 23416.6667 | 118961.3793 | 23416.6667 | 0 | 95544.7126 | 95544.7126 | 0 | 0 | 0 | 0 | 0 | 0 | 0
2022-11-02 13:00 | 0.53103 | 0.50886 | 35584 | 18329.2864 | 634 | 53941.6025 | 3 | 5087.4189 | 0.50874 | 48854.1836 | 0 | 261697.4284 | 19 | 0 | 2008.4474 | 0 | 23416.6667 | 118961.3793 | 23416.6667 | 0 | 95544.7126 | 95544.7126 | 0 | 0 | 0 | 0 | 0 | 0 | 0
2022-11-02 14:00 | 0.3769 | 0.33905 | 35584 | 13009.2613 | 634 | 35940.9274 | 3 | 10407.4327 | 1.0407 | 25533.4947 | 0 | 310551.6121 | 19 | 0 | 2008.4474 | 0 | 23416.6667 | 118961.3793 | 23416.6667 | 0 | 95544.7126 | 95544.7126 | 0 | 0 | 0 | 0 | 0 | 0 | 0
2022-11-02 15:00 | 0.2298 | 0.19721 | 35584 | 7931.8871 | 634 | 20905.2066 | 3 | 15484.7963 | 1.5485 | 5420.4103 | 0 | 336085.1068 | 19 | 0 | 2008.4474 | 0 | 23416.6667 | 118961.3793 | 23416.6667 | 0 | 95544.7126 | 95544.7126 | 0 | 0 | 0 | 0 | 0 | 0 | 0
2022-11-02 16:00 | 0.08938 | 0.07091 | 35584 | 3085.083 | 634 | 7516.8004 | 3 | 20331.5902 | 2.0332 | 0 | 12814.7898 | 341505.5171 | 19 | 0 | 2008.4474 | 0 | 23416.6667 | 118961.3793 | 23416.6667 | 0 | 95544.7126 | 95544.7126 | 0 | 0 | 0 | 0 | 0 | 0 | 0
2022-11-02 17:00 | 0.00625 | 0 | 35584 | 215.728 | 634 | 0 | 3 | 23200.9391 | 2.3201 | 0 | 23200.9391 | 328690.7273 | 19 | 0 | 2008.4474 | 0 | 23416.6667 | 118961.3793 | 23416.6667 | 0 | 95544.7126 | 95544.7126 | 0 | 0 | 0 | 0 | 0 | 0 | 0
2022-11-02 18:00 | 0 | 0 | 35584 | 0 | 634 | 0 | 3 | 23416.6667 | 2.3417 | 0 | 23416.6667 | 305489.7882 | 19 | 0 | 2008.4474 | 0 | 23416.6667 | 118961.3793 | 23416.6667 | 0 | 95544.7126 | 95544.7126 | 0 | 0 | 0 | 0 | 0 | 0 | 0
2022-11-02 19:00 | 0 | 0 | 35584 | 0 | 634 | 0 | 3 | 23416.6667 | 2.3417 | 0 | 23416.6667 | 282073.1215 | 19 | 0 | 2008.4474 | 0 | 23416.6667 | 118961.3793 | 23416.6667 | 0 | 95544.7126 | 95544.7126 | 0 | 0 | 0 | 0 | 0 | 0 | 0
2022-11-02 20:00 | 0 | 0 | 35584 | 0 | 634 | 0 | 3 | 23416.6667 | 2.3417 | 0 | 23416.6667 | 258656.4548 | 19 | 0 | 2008.4474 | 0 | 23416.6667 | 118961.3793 | 23416.6667 | 0 | 95544.7126 | 95544.7126 | 0 | 0 | 0 | 0 | 0 | 0 | 0
2022-11-02 21:00 | 0 | 0 | 35584 | 0 | 634 | 0 | 3 | 23416.6667 | 2.3417 | 0 | 23416.6667 | 235239.7882 | 19 | 0 | 2008.4474 | 0 | 23416.6667 | 118961.3793 | 23416.6667 | 0 | 95544.7126 | 95544.7126 | 0 | 0 | 0 | 0 | 0 | 0 | 0
2022-11-02 22:00 | 0 | 0 | 35584 | 0 | 634 | 0 | 3 | 23416.6667 | 2.3417 | 0 | 23416.6667 | 211823.1215 | 19 | 0 | 2008.4474 | 0 | 23416.6667 | 118961.3793 | 23416.6667 | 0 | 95544.7126 | 95544.7126 | 0 | 0 | 0 | 0 | 0 | 0 | 0
2022-11-02 23:00 | 0 | 0 | 35584 | 0 | 634 | 0 | 3 | 23416.6667 | 2.3417 | 0 | 23416.6667 | 188406.4548 | 19 | 0 | 2008.4474 | 0 | 23416.6667 | 118961.3793 | 23416.6667 | 0 | 95544.7126 | 95544.7126 | 0 | 0 | 0 | 0 | 0 | 0 | 0
2022-11-03 | 0 | 0 | 35584 | 0 | 634 | 0 | 3 | 23279.1667 | 2.3279 | 0 | 23279.1667 | 164989.7882 | 19 | 0 | 2008.4474 | 0 | 23279.1667 | 118823.8793 | 23279.1667 | 0 | 95544.7126 | 95544.7126 | 0 | 0 | 0 | 0 | 0 | 0 | 0
2022-11-03 01:00 | 0 | 0 | 35584 | 0 | 634 | 0 | 3 | 23279.1667 | 2.3279 | 0 | 23279.1667 | 141710.6215 | 19 | 0 | 2008.4474 | 0 | 23279.1667 | 118823.8793 | 23279.1667 | 0 | 95544.7126 | 95544.7126 | 0 | 0 | 0 | 0 | 0 | 0 | 0
2022-11-03 02:00 | 0 | 0 | 35584 | 0 | 634 | 0 | 3 | 23279.1667 | 2.3279 | 0 | 23279.1667 | 118431.4548 | 19 | 0 | 2008.4474 | 0 | 23279.1667 | 118823.8793 | 23279.1667 | 0 | 95544.7126 | 95544.7126 | 0 | 0 | 0 | 0 | 0 | 0 | 0
2022-11-03 03:00 | 0 | 0 | 35584 | 0 | 634 | 0 | 3 | 23279.1667 | 2.3279 | 0 | 23279.1667 | 95152.2882 | 19 | 0 | 2008.4474 | 0 | 23279.1667 | 118823.8793 | 23279.1667 | 0 | 95544.7126 | 95544.7126 | 0 | 0 | 0 | 0 | 0 | 0 | 0
2022-11-03 04:00 | 0 | 0 | 35584 | 0 | 634 | 0 | 3 | 23279.1667 | 2.3279 | 0 | 23279.1667 | 71873.1215 | 19 | 0 | 2008.4474 | 0 | 23279.1667 | 118823.8793 | 23279.1667 | 0 | 95544.7126 | 95544.7126 | 0 | 0 | 0 | 0 | 0 | 0 | 0
2022-11-03 05:00 | 0 | 0 | 35584 | 0 | 634 | 0 | 3 | 23279.1667 | 2.3279 | 0 | 23279.1667 | 48593.9548 | 19 | 0 | 2008.4474 | 0 | 23279.1667 | 118823.8793 | 23279.1667 | 0 | 95544.7126 | 95544.7126 | 0 | 0 | 0 | 0 | 0 | 0 | 0
2022-11-03 06:00 | 0 | 0 | 35584 | 0 | 634 | 0 | 3 | 23279.1667 | 2.3279 | 0 | 23279.1667 | 25314.7882 | 19 | 0 | 2008.4474 | 0 | 23279.1667 | 118823.8793 | 23279.1667 | 0 | 95544.7126 | 95544.7126 | 0 | 0 | 0 | 0 | 0 | 0 | 0
2022-11-03 07:00 | 0.10295 | 0.16688 | 35584 | 3553.4716 | 634 | 17690.081 | 3 | 19725.7025 | 1.9726 | 0 | 2035.6215 | 2035.6215 | 19 | 0 | 2008.4474 | 0 | 23279.1667 | 118823.8793 | 23279.1667 | 0 | 95544.7126 | 95544.7126 | 0 | 0 | 0 | 0 | 0 | 0 | 0
2022-11-03 08:00 | 0.28348 | 0.43989 | 35584 | 9784.7318 | 634 | 46630.4515 | 3 | 22994.4555 | 2.2994 | 23635.996 | 0 | 0 | 19 | 9500 | 2008.4474 | 199.6997 | 23279.1667 | 118823.8793 | 32779.1667 | 0 | 86044.7126 | 86044.7126 | 9500 | 0 | 0 | 0 | 0 | 0 | 0
2022-11-03 09:00 | 0.46317 | 0.5873 | 35584 | 15986.998 | 634 | 62256.619 | 3 | 16792.2023 | 1.6792 | 45464.4168 | 0 | 23635.996 | 19 | 9500 | 2008.4474 | 199.6997 | 23279.1667 | 118823.8793 | 32779.1667 | 0 | 86044.7126 | 86044.7126 | 9500 | 0 | 0 | 0 | 0 | 0 | 0
2022-11-03 10:00 | 0.59808 | 0.68221 | 35584 | 20643.6164 | 634 | 72317.5346 | 3 | 12135.5938 | 1.2136 | 60181.9408 | 0 | 69100.4127 | 19 | 9500 | 2008.4474 | 199.6997 | 23279.1667 | 118823.8793 | 32779.1667 | 0 | 86044.7126 | 86044.7126 | 0 | 9500 | 0 | 0 | 0 | 0 | 0
2022-11-03 11:00 | 0.6722 | 0.73792 | 35584 | 23201.9779 | 634 | 78223.062 | 3 | 9577.2377 | 0.95772 | 68645.8244 | 0 | 129282.3535 | 19 | 9500 | 2008.4474 | 199.6997 | 23279.1667 | 118823.8793 | 32779.1667 | 0 | 86044.7126 | 86044.7126 | 9500 | 0 | 0 | 0 | 0 | 0 | 0
2022-11-03 12:00 | 0.67338 | 0.72508 | 35584 | 23242.7073 | 634 | 76861.9604 | 3 | 9536.5083 | 0.95365 | 67325.4521 | 0 | 197928.1779 | 19 | 9500 | 2008.4474 | 199.6997 | 23279.1667 | 118823.8793 | 32779.1667 | 0 | 86044.7126 | 86044.7126 | 9500 | 0 | 0 | 0 | 0 | 0 | 0
2022-11-03 13:00 | 0.61635 | 0.6752 | 35584 | 21274.2324 | 634 | 71574.441 | 3 | 11504.979 | 1.1505 | 60069.462 | 0 | 265253.63 | 19 | 9500 | 2008.4474 | 199.6997 | 23279.1667 | 118823.8793 | 32779.1667 | 0 | 86044.7126 | 86044.7126 | 0 | 9500 | 0 | 0 | 0 | 0 | 0
2022-11-03 14:00 | 0.49127 | 0.6104 | 35584 | 16956.9111 | 634 | 64705.3299 | 3 | 15822.2912 | 1.5822 | 48883.0387 | 0 | 325323.0919 | 19 | 9500 | 2008.4474 | 199.6997 | 23279.1667 | 118823.8793 | 32779.1667 | 0 | 86044.7126 | 86044.7126 | 9500 | 0 | 0 | 0 | 0 | 0 | 0
2022-11-03 15:00 | 0.32317 | 0.52938 | 35584 | 11154.6908 | 634 | 56116.821 | 3 | 21624.4993 | 2.1624 | 34492.3217 | 0 | 374206.1306 | 19 | 9500 | 2008.4474 | 199.6997 | 23279.1667 | 118823.8793 | 32779.1667 | 0 | 86044.7126 | 86044.7126 | 0 | 9500 | 0 | 0 | 0 | 0 | 0
2022-11-03 16:00 | 0.13465 | 0.30722 | 35584 | 4647.644 | 634 | 32566.7947 | 3 | 28131.5324 | 2.8132 | 4435.2622 | 0 | 408698.4523 | 19 | 9500 | 2008.4474 | 199.6997 | 23279.1667 | 118823.8793 | 32779.1667 | 0 | 86044.7126 | 86044.7126 | 0 | 9500 | 0 | 0 | 0 | 0 | 0
2022-11-03 17:00 | 0.00815 | 0.00797 | 35584 | 281.3093 | 634 | 844.8583 | 3 | 30000 | 3 | 0 | 29155.1417 | 413133.7146 | 19 | 7002.1421 | 2008.4474 | 147.1922 | 23279.1667 | 118823.8793 | 30281.3087 | 0 | 88542.5706 | 88542.5706 | 281.3087 | 6720.8333 | 0 | 0 | 0 | 0 | 0
2022-11-03 18:00 | 0 | 0 | 35584 | 0 | 634 | 0 | 3 | 30000 | 3 | 0 | 30000 | 383978.5728 | 19 | 6720.8333 | 2008.4474 | 141.2788 | 23279.1667 | 118823.8793 | 30000 | 0 | 88823.8793 | 88823.8793 | 0 | 6720.8333 | 0 | 0 | 0 | 0 | 0
2022-11-03 19:00 | 0 | 0 | 35584 | 0 | 634 | 0 | 3 | 30000 | 3 | 0 | 30000 | 353978.5728 | 19 | 6720.8333 | 2008.4474 | 141.2788 | 23279.1667 | 118823.8793 | 30000 | 0 | 88823.8793 | 88823.8793 | 0 | 6720.8333 | 0 | 0 | 0 | 0 | 0
2022-11-03 20:00 | 0 | 0 | 35584 | 0 | 634 | 0 | 3 | 30000 | 3 | 0 | 30000 | 323978.5728 | 19 | 6720.8333 | 2008.4474 | 141.2788 | 23279.1667 | 118823.8793 | 30000 | 0 | 88823.8793 | 88823.8793 | 0 | 6720.8333 | 0 | 0 | 0 | 0 | 0
2022-11-03 21:00 | 0 | 0 | 35584 | 0 | 634 | 0 | 3 | 30000 | 3 | 0 | 30000 | 293978.5728 | 19 | 6720.8333 | 2008.4474 | 141.2788 | 23279.1667 | 118823.8793 | 30000 | 0 | 88823.8793 | 88823.8793 | 0 | 6720.8333 | 0 | 0 | 0 | 0 | 0
2022-11-03 22:00 | 0 | 0 | 35584 | 0 | 634 | 0 | 3 | 30000 | 3 | 0 | 30000 | 263978.5728 | 19 | 6720.8333 | 2008.4474 | 141.2788 | 23279.1667 | 118823.8793 | 30000 | 0 | 88823.8793 | 88823.8793 | 0 | 6720.8333 | 0 | 0 | 0 | 0 | 0
2022-11-03 23:00 | 0 | 0 | 35584 | 0 | 634 | 0 | 3 | 30000 | 3 | 0 | 30000 | 233978.5728 | 19 | 6720.8333 | 2008.4474 | 141.2788 | 23279.1667 | 118823.8793 | 30000 | 0 | 88823.8793 | 88823.8793 | 0 | 6720.8333 | 0 | 0 | 0 | 0 | 0
2022-11-04 | 0 | 0 | 35584 | 0 | 634 | 0 | 3 | 30000 | 3 | 0 | 30000 | 203978.5728 | 19 | 7904.1667 | 2008.4474 | 166.1537 | 22095.8333 | 117640.546 | 30000 | 0 | 87640.546 | 87640.546 | 0 | 7904.1667 | 0 | 0 | 0 | 0 | 0
2022-11-04 01:00 | 0 | 0 | 35584 | 0 | 634 | 0 | 3 | 30000 | 3 | 0 | 30000 | 173978.5728 | 19 | 7904.1667 | 2008.4474 | 166.1537 | 22095.8333 | 117640.546 | 30000 | 0 | 87640.546 | 87640.546 | 0 | 7904.1667 | 0 | 0 | 0 | 0 | 0
2022-11-04 02:00 | 0 | 0 | 35584 | 0 | 634 | 0 | 3 | 30000 | 3 | 0 | 30000 | 143978.5728 | 19 | 7904.1667 | 2008.4474 | 166.1537 | 22095.8333 | 117640.546 | 30000 | 0 | 87640.546 | 87640.546 | 0 | 7904.1667 | 0 | 0 | 0 | 0 | 0
2022-11-04 03:00 | 0 | 0 | 35584 | 0 | 634 | 0 | 3 | 30000 | 3 | 0 | 30000 | 113978.5728 | 19 | 7904.1667 | 2008.4474 | 166.1537 | 22095.8333 | 117640.546 | 30000 | 0 | 87640.546 | 87640.546 | 0 | 7904.1667 | 0 | 0 | 0 | 0 | 0
2022-11-04 04:00 | 0 | 0 | 35584 | 0 | 634 | 0 | 3 | 30000 | 3 | 0 | 30000 | 83978.5728 | 19 | 7904.1667 | 2008.4474 | 166.1537 | 22095.8333 | 117640.546 | 30000 | 0 | 87640.546 | 87640.546 | 0 | 7904.1667 | 0 | 0 | 0 | 0 | 0
2022-11-04 05:00 | 0 | 0 | 35584 | 0 | 634 | 0 | 3 | 23978.5728 | 2.3979 | 0 | 23978.5728 | 53978.5728 | 19 | 1882.7395 | 2008.4474 | 39.5771 | 22095.8333 | 117640.546 | 23978.5728 | 0 | 93661.9731 | 93661.9731 | 0 | 1882.7395 | 0 | 0 | 0 | 0 | 0
2022-11-04 06:00 | 0 | 0 | 35584 | 0 | 634 | 0 | 3 | 30000 | 3 | 0 | 30000 | 30000 | 19 | 7904.1667 | 2008.4474 | 166.1537 | 22095.8333 | 117640.546 | 30000 | 0 | 87640.546 | 87640.546 | 0 | 7904.1667 | 0 | 0 | 0 | 0 | 0
2022-11-04 07:00 | 0.11265 | 0.28942 | 35584 | 3888.2815 | 634 | 30679.9092 | 3 | 27707.56 | 2.7708 | 2972.3492 | 0 | 0 | 19 | 9500 | 2008.4474 | 199.6997 | 22095.8333 | 117640.546 | 31595.8333 | 0 | 86044.7126 | 86044.7126 | 3888.2733 | 5611.7267 | 0 | 0 | 0 | 0 | 0
2022-11-04 08:00 | 0.30358 | 0.59104 | 35584 | 10478.513 | 634 | 62653.077 | 3 | 21117.3424 | 2.1117 | 41535.7346 | 0 | 2972.3492 | 19 | 9500 | 2008.4474 | 199.6997 | 22095.8333 | 117640.546 | 31595.8333 | 0 | 86044.7126 | 86044.7126 | 0 | 9500 | 0 | 0 | 0 | 0 | 0
2022-11-04 09:00 | 0.488 | 0.7221 | 35584 | 16844.0422 | 634 | 76546.0661 | 3 | 14751.8266 | 1.4752 | 61794.2395 | 0 | 44508.0838 | 19 | 9500 | 2008.4474 | 199.6997 | 22095.8333 | 117640.546 | 31595.8333 | 0 | 86044.7126 | 86044.7126 | 0 | 9500 | 0 | 0 | 0 | 0 | 0
2022-11-04 10:00 | 0.6258 | 0.79309 | 35584 | 21600.4132 | 634 | 84071.3468 | 3 | 9995.4656 | 0.99955 | 74075.8812 | 0 | 106302.3233 | 19 | 9500 | 2008.4474 | 199.6997 | 22095.8333 | 117640.546 | 31595.8333 | 0 | 86044.7126 | 86044.7126 | 0 | 9500 | 0 | 0 | 0 | 0 | 0
2022-11-04 11:00 | 0.70145 | 0.82451 | 35584 | 24211.5849 | 634 | 87402.0176 | 3 | 7384.2994 | 0.73843 | 80017.7182 | 0 | 180378.2045 | 19 | 9500 | 2008.4474 | 199.6997 | 22095.8333 | 117640.546 | 31595.8333 | 0 | 86044.7126 | 86044.7126 | 2115.7006 | 7384.2994 | 0 | 0 | 0 | 0 | 0
2022-11-04 12:00 | 0.71865 | 0.8807 | 35584 | 24805.2684 | 634 | 93358.4274 | 3 | 6790.6172 | 0.67906 | 86567.8102 | 0 | 260395.9227 | 19 | 9500 | 2008.4474 | 199.6997 | 22095.8333 | 117640.546 | 31595.8333 | 0 | 86044.7126 | 86044.7126 | 9500 | 0 | 0 | 0 | 0 | 0 | 0
2022-11-04 13:00 | 0.65585 | 0.85188 | 35584 | 22637.6334 | 634 | 90303.369 | 3 | 8958.2476 | 0.89582 | 81345.1214 | 0 | 346963.7329 | 19 | 9500 | 2008.4474 | 199.6997 | 22095.8333 | 117640.546 | 31595.8333 | 0 | 86044.7126 | 86044.7126 | 9500 | 0 | 0 | 0 | 0 | 0 | 0
2022-11-04 14:00 | 0.5291 | 0.78349 | 35584 | 18262.6696 | 634 | 83053.7008 | 3 | 13333.2022 | 1.3333 | 69720.4985 | 0 | 428308.8543 | 19 | 9500 | 2008.4474 | 199.6997 | 22095.8333 | 117640.546 | 31595.8333 | 0 | 86044.7126 | 86044.7126 | 0 | 9500 | 0 | 0 | 0 | 0 | 0
2022-11-04 15:00 | 0.3499 | 0.65298 | 35584 | 12077.3164 | 634 | 69219.0143 | 3 | 19518.5424 | 1.9519 | 69219.0143 | 19518.5424 | 498029.3529 | 19 | 9500 | 2008.4474 | 199.6997 | 22095.8333 | 117640.546 | 31595.8333 | 0 | 86044.7126 | 86044.7126 | 0 | 9500 | 0 | 0 | 0 | 0 | 0
2022-11-04 16:00 | 0.14598 | 0.39149 | 35584 | 5038.7158 | 634 | 41499.8192 | 3 | 26557.1282 | 2.6557 | 14942.691 | 0 | 547729.8248 | 19 | 9500 | 2008.4474 | 199.6997 | 22095.8333 | 117640.546 | 31595.8333 | 0 | 86044.7126 | 86044.7126 | 0 | 9500 | 0 | 0 | 0 | 0 | 0
2022-11-04 17:00 | 0.0084 | 0.01291 | 35584 | 289.9384 | 634 | 1368.522 | 3 | 30000 | 3 | 0 | 28631.478 | 562672.5157 | 19 | 8194.1045 | 2008.4474 | 172.2484 | 22095.8333 | 117640.546 | 30289.9378 | 0 | 87350.6081 | 87350.6081 | 289.9378 | 7904.1667 | 0 | 0 | 0 | 0 | 0
2022-11-04 18:00 | 0 | 0 | 35584 | 0 | 634 | 0 | 3 | 30000 | 3 | 0 | 30000 | 534041.0377 | 19 | 7904.1667 | 2008.4474 | 166.1537 | 22095.8333 | 117640.546 | 30000 | 0 | 87640.546 | 87640.546 | 0 | 7904.1667 | 0 | 0 | 0 | 0 | 0
2022-11-04 19:00 | 0 | 0 | 35584 | 0 | 634 | 0 | 3 | 30000 | 3 | 0 | 30000 | 504041.0377 | 19 | 7904.1667 | 2008.4474 | 166.1537 | 22095.8333 | 117640.546 | 30000 | 0 | 87640.546 | 87640.546 | 0 | 7904.1667 | 0 | 0 | 0 | 0 | 0
2022-11-04 20:00 | 0 | 0 | 35584 | 0 | 634 | 0 | 3 | 30000 | 3 | 0 | 30000 | 474041.0377 | 19 | 7904.1667 | 2008.4474 | 166.1537 | 22095.8333 | 117640.546 | 30000 | 0 | 87640.546 | 87640.546 | 0 | 7904.1667 | 0 | 0 | 0 | 0 | 0
2022-11-04 21:00 | 0 | 0 | 35584 | 0 | 634 | 0 | 3 | 30000 | 3 | 0 | 30000 | 444041.0377 | 19 | 7904.1667 | 2008.4474 | 166.1537 | 22095.8333 | 117640.546 | 30000 | 0 | 87640.546 | 87640.546 | 0 | 7904.1667 | 0 | 0 | 0 | 0 | 0
2022-11-04 22:00 | 0 | 0 | 35584 | 0 | 634 | 0 | 3 | 30000 | 3 | 0 | 30000 | 414041.0377 | 19 | 7904.1667 | 2008.4474 | 166.1537 | 22095.8333 | 117640.546 | 30000 | 0 | 87640.546 | 87640.546 | 0 | 7904.1667 | 3.5811e-12 | 0 | 0 | 0 | 0
2022-11-04 23:00 | 0 | 0 | 35584 | 0 | 634 | 0 | 3 | 30000 | 3 | 0 | 30000 | 384041.0377 | 19 | 7904.1667 | 2008.4474 | 166.1537 | 22095.8333 | 117640.546 | 30000 | 0 | 87640.546 | 87640.546 | 0 | 7904.1667 | 0 | 0 | -3.7336e-12 | 0 | 0
2022-11-05 | 0 | 0 | 35584 | 0 | 634 | 0 | 3 | 30000 | 3 | 0 | 30000 | 354041.0377 | 19 | 8208.3333 | 2008.4474 | 172.5475 | 21791.6667 | 117336.3793 | 30000 | 0 | 87336.3793 | 87336.3793 | 0 | 8208.3333 | 0 | 0 | -3.7336e-12 | 0 | 0
2022-11-05 01:00 | 0 | 0 | 35584 | 0 | 634 | 0 | 3 | 30000 | 3 | 0 | 30000 | 324041.0377 | 19 | 8208.3333 | 2008.4474 | 172.5475 | 21791.6667 | 117336.3793 | 30000 | 0 | 87336.3793 | 87336.3793 | 0 | 8208.3333 | 0 | 0 | -3.7336e-12 | 0 | 0
2022-11-05 02:00 | 0 | 0 | 35584 | 0 | 634 | 0 | 3 | 30000 | 3 | 0 | 30000 | 294041.0377 | 19 | 8208.3333 | 2008.4474 | 172.5475 | 21791.6667 | 117336.3793 | 30000 | 0 | 87336.3793 | 87336.3793 | 0 | 8208.3333 | 0 | 0 | -3.7336e-12 | 0 | 0
2022-11-05 03:00 | 0 | 0 | 35584 | 0 | 634 | 0 | 3 | 30000 | 3 | 0 | 30000 | 264041.0377 | 19 | 8208.3333 | 2008.4474 | 172.5475 | 21791.6667 | 117336.3793 | 30000 | 0 | 87336.3793 | 87336.3793 | 0 | 8208.3333 | 0 | 0 | -3.7336e-12 | 0 | 0
2022-11-05 04:00 | 0 | 0 | 35584 | 0 | 634 | 0 | 3 | 30000 | 3 | 0 | 30000 | 234041.0377 | 19 | 8208.3333 | 2008.4474 | 172.5475 | 21791.6667 | 117336.3793 | 30000 | 0 | 87336.3793 | 87336.3793 | 0 | 8208.3333 | 0 | 0 | -3.7336e-12 | 0 | 0
2022-11-05 05:00 | 0 | 0 | 35584 | 0 | 634 | 0 | 3 | 30000 | 3 | 0 | 30000 | 204041.0377 | 19 | 8208.3333 | 2008.4474 | 172.5475 | 21791.6667 | 117336.3793 | 30000 | 0 | 87336.3793 | 87336.3793 | 0 | 8208.3333 | 0 | 0 | -3.7336e-12 | 0 | 0
2022-11-05 06:00 | 0 | 0 | 35584 | 0 | 634 | 0 | 3 | 30000 | 3 | 0 | 30000 | 174041.0377 | 19 | 8208.3333 | 2008.4474 | 172.5475 | 21791.6667 | 117336.3793 | 30000 | 0 | 87336.3793 | 87336.3793 | 0 | 8208.3333 | 0 | 0 | -3.7336e-12 | 0 | 0
2022-11-05 07:00 | 0.09945 | 0.13988 | 35584 | 3432.6639 | 634 | 14827.9514 | 3 | 27859.01 | 2.7859 | 0 | 13031.0585 | 144041.0377 | 19 | 9500 | 2008.4474 | 199.6997 | 21791.6667 | 117336.3793 | 31291.6667 | 0 | 86044.7126 | 86044.7126 | 3432.6567 | 6067.3433 | 0 | 0 | -3.7336e-12 | 0 | 0
2022-11-05 08:00 | 0.2805 | 0.39102 | 35584 | 9681.8726 | 634 | 41449.9969 | 3 | 21609.8144 | 2.161 | 19840.1825 | 0 | 131009.9791 | 19 | 9500 | 2008.4474 | 199.6997 | 21791.6667 | 117336.3793 | 31291.6667 | 0 | 86044.7126 | 86044.7126 | 0 | 9500 | 0 | 0 | 0 | 0 | 0
2022-11-05 09:00 | 0.46167 | 0.54443 | 35584 | 15935.2233 | 634 | 57712.1933 | 3 | 15356.4769 | 1.5356 | 42355.7164 | 0 | 150850.1616 | 19 | 9500 | 2008.4474 | 199.6997 | 21791.6667 | 117336.3793 | 31291.6667 | 0 | 86044.7126 | 86044.7126 | 9500 | 0 | 0 | 0 | 0 | 0 | 0
2022-11-05 10:00 | 0.60042 | 0.65321 | 35584 | 20724.3849 | 634 | 69243.3954 | 3 | 10567.3254 | 1.0567 | 58676.07 | 0 | 193205.878 | 19 | 9500 | 2008.4474 | 199.6997 | 21791.6667 | 117336.3793 | 31291.6667 | 0 | 86044.7126 | 86044.7126 | 9500 | 0 | 0 | 0 | 0 | 0 | 0
2022-11-05 11:00 | 0.67892 | 0.70922 | 35584 | 23433.9286 | 634 | 75180.7243 | 3 | 7857.7874 | 0.78578 | 67322.9369 | 0 | 251881.948 | 19 | 9500 | 2008.4474 | 199.6997 | 21791.6667 | 117336.3793 | 31291.6667 | 0 | 86044.7126 | 86044.7126 | 1642.2126 | 7857.7874 | 0 | 0 | 0 | 0 | 0
2022-11-05 12:00 | 0.68412 | 0.75619 | 35584 | 23613.4143 | 634 | 80159.7697 | 3 | 7678.3021 | 0.76783 | 72481.4676 | 0 | 319204.8849 | 19 | 9500 | 2008.4474 | 199.6997 | 21791.6667 | 117336.3793 | 31291.6667 | 0 | 86044.7126 | 86044.7126 | 1821.6979 | 7678.3021 | 0 | 0 | 0 | 0 | 0
2022-11-05 13:00 | 0.6284 | 0.71804 | 35584 | 21690.156 | 634 | 76115.6866 | 3 | 9601.5563 | 0.96016 | 66514.1303 | 0 | 391686.3525 | 19 | 9500 | 2008.4474 | 199.6997 | 21791.6667 | 117336.3793 | 31291.6667 | 0 | 86044.7126 | 86044.7126 | 0 | 9500 | 0 | 0 | 0 | 0 | 0
2022-11-05 14:00 | 0.50267 | 0.66729 | 35584 | 17350.399 | 634 | 70735.943 | 3 | 13941.3042 | 1.3941 | 56794.6388 | 0 | 458200.4828 | 19 | 9500 | 2008.4474 | 199.6997 | 21791.6667 | 117336.3793 | 31291.6667 | 0 | 86044.7126 | 86044.7126 | 9500 | 0 | 0 | 0 | 0 | 0 | 0
2022-11-05 15:00 | 0.32238 | 0.50079 | 35584 | 11127.4228 | 634 | 53086.1438 | 3 | 20164.2673 | 2.0164 | 32921.8765 | 0 | 514995.1216 | 19 | 9500 | 2008.4474 | 199.6997 | 21791.6667 | 117336.3793 | 31291.6667 | 0 | 86044.7126 | 86044.7126 | 9500 | 0 | 0 | 0 | 0 | 0 | 0
2022-11-05 16:00 | 0.12823 | 0.2525 | 35584 | 4426.0482 | 634 | 26766.212 | 3 | 26865.6278 | 2.6866 | 0 | 99.4158 | 547916.9981 | 19 | 9500 | 2008.4474 | 199.6997 | 21791.6667 | 117336.3793 | 31291.6667 | 0 | 86044.7126 | 86044.7126 | 4426.0389 | 5073.9611 | 0 | 0 | 0 | 0 | 0
2022-11-05 17:00 | 0.00705 | 0.00097 | 35584 | 243.3412 | 634 | 102.8247 | 3 | 30000 | 3 | 0 | 29897.1753 | 547817.5824 | 19 | 8451.674 | 2008.4474 | 177.6628 | 21791.6667 | 117336.3793 | 30243.3407 | 0 | 87093.0386 | 87093.0386 | 243.3407 | 8208.3333 | 0 | 0 | 0 | 0 | 0
2022-11-05 18:00 | 0 | 0 | 35584 | 0 | 634 | 0 | 3 | 30000 | 3 | 0 | 30000 | 517920.407 | 19 | 8208.3333 | 2008.4474 | 172.5475 | 21791.6667 | 117336.3793 | 30000 | 0 | 87336.3793 | 87336.3793 | 0 | 8208.3333 | 0 | 0 | 0 | 0 | 0
2022-11-05 19:00 | 0 | 0 | 35584 | 0 | 634 | 0 | 3 | 30000 | 3 | 0 | 30000 | 487920.407 | 19 | 8208.3333 | 2008.4474 | 172.5475 | 21791.6667 | 117336.3793 | 30000 | 0 | 87336.3793 | 87336.3793 | 0 | 8208.3333 | 0 | 0 | 0 | 0 | 0
2022-11-05 20:00 | 0 | 0 | 35584 | 0 | 634 | 0 | 3 | 30000 | 3 | 0 | 30000 | 457920.407 | 19 | 8208.3333 | 2008.4474 | 172.5475 | 21791.6667 | 117336.3793 | 30000 | 0 | 87336.3793 | 87336.3793 | 0 | 8208.3333 | 0 | 0 | 0 | 0 | 0
2022-11-05 21:00 | 0 | 0 | 35584 | 0 | 634 | 0 | 3 | 30000 | 3 | 0 | 30000 | 427920.407 | 19 | 8208.3333 | 2008.4474 | 172.5475 | 21791.6667 | 117336.3793 | 30000 | 0 | 87336.3793 | 87336.3793 | 0 | 8208.3333 | 0 | 0 | 0 | 0 | 0
2022-11-05 22:00 | 0 | 0 | 35584 | 0 | 634 | 0 | 3 | 30000 | 3 | 0 | 30000 | 397920.407 | 19 | 8208.3333 | 2008.4474 | 172.5475 | 21791.6667 | 117336.3793 | 30000 | 0 | 87336.3793 | 87336.3793 | 0 | 8208.3333 | 0 | 0 | 0 | 0 | 0
2022-11-05 23:00 | 0 | 0 | 35584 | 0 | 634 | 0 | 3 | 30000 | 3 | 0 | 30000 | 367920.407 | 19 | 8208.3333 | 2008.4474 | 172.5475 | 21791.6667 | 117336.3793 | 30000 | 0 | 87336.3793 | 87336.3793 | 0 | 8208.3333 | 0 | 0 | 0 | 0 | 0
2022-11-06 | 0 | 0 | 35584 | 0 | 634 | 0 | 3 | 30000 | 3 | 0 | 30000 | 337920.407 | 19 | 8779.1667 | 2008.4474 | 184.547 | 21220.8333 | 116765.546 | 30000 | 0 | 86765.546 | 86765.546 | 0 | 8779.1667 | 0 | 0 | 0 | 0 | 0
2022-11-06 01:00 | 0 | 0 | 35584 | 0 | 634 | 0 | 3 | 30000 | 3 | 0 | 30000 | 307920.407 | 19 | 8779.1667 | 2008.4474 | 184.547 | 21220.8333 | 116765.546 | 30000 | 0 | 86765.546 | 86765.546 | 0 | 8779.1667 | 0 | 0 | 0 | 0 | 0
2022-11-06 02:00 | 0 | 0 | 35584 | 0 | 634 | 0 | 3 | 30000 | 3 | 0 | 30000 | 277920.407 | 19 | 8779.1667 | 2008.4474 | 184.547 | 21220.8333 | 116765.546 | 30000 | 0 | 86765.546 | 86765.546 | 0 | 8779.1667 | 0 | 0 | 0 | 0 | 0
2022-11-06 03:00 | 0 | 0 | 35584 | 0 | 634 | 0 | 3 | 30000 | 3 | 0 | 30000 | 247920.407 | 19 | 8779.1667 | 2008.4474 | 184.547 | 21220.8333 | 116765.546 | 30000 | 0 | 86765.546 | 86765.546 | 0 | 8779.1667 | 0 | 0 | 0 | 0 | 0
2022-11-06 04:00 | 0 | 0 | 35584 | 0 | 634 | 0 | 3 | 30000 | 3 | 0 | 30000 | 217920.407 | 19 | 8779.1667 | 2008.4474 | 184.547 | 21220.8333 | 116765.546 | 30000 | 0 | 86765.546 | 86765.546 | 0 | 8779.1667 | 0 | 0 | 0 | 0 | 0
2022-11-06 05:00 | 0 | 0 | 35584 | 0 | 634 | 0 | 3 | 30000 | 3 | 0 | 30000 | 187920.407 | 19 | 8779.1667 | 2008.4474 | 184.547 | 21220.8333 | 116765.546 | 30000 | 0 | 86765.546 | 86765.546 | 0 | 8779.1667 | 0 | 0 | 0 | 0 | 0
2022-11-06 06:00 | 0 | 0 | 35584 | 0 | 634 | 0 | 3 | 30000 | 3 | 0 | 30000 | 157920.407 | 19 | 8779.1667 | 2008.4474 | 184.547 | 21220.8333 | 116765.546 | 30000 | 0 | 86765.546 | 86765.546 | 0 | 8779.1667 | 0 | 0 | 0 | 0 | 0
2022-11-06 07:00 | 0.08288 | 0.08501 | 35584 | 2860.7259 | 634 | 9011.468 | 3 | 27860.1135 | 2.786 | 0 | 18848.6454 | 127920.407 | 19 | 9500 | 2008.4474 | 199.6997 | 21220.8333 | 116765.546 | 30720.8333 | 0 | 86044.7126 | 86044.7126 | 0 | 9500 | 0 | 0 | 0 | 0 | 0
2022-11-06 08:00 | 0.24412 | 0.30723 | 35584 | 8426.1631 | 634 | 32567.8547 | 3 | 22294.688 | 2.2295 | 10273.1667 | 0 | 109071.7616 | 19 | 9500 | 2008.4474 | 199.6997 | 21220.8333 | 116765.546 | 30720.8333 | 0 | 86044.7126 | 86044.7126 | 0 | 9500 | 0 | 0 | 0 | 0 | 0
2022-11-06 09:00 | 0.4147 | 0.45297 | 35584 | 14313.9843 | 634 | 48016.9943 | 3 | 16406.8792 | 1.6407 | 31610.115 | 0 | 119344.9283 | 19 | 9500 | 2008.4474 | 199.6997 | 21220.8333 | 116765.546 | 30720.8333 | 0 | 86044.7126 | 86044.7126 | 9500 | 0 | 0 | 0 | 0 | 0 | 0
2022-11-06 10:00 | 0.55183 | 0.56148 | 35584 | 19047.2292 | 634 | 59519.5751 | 3 | 11673.6443 | 1.1674 | 47845.9308 | 0 | 150955.0433 | 19 | 9500 | 2008.4474 | 199.6997 | 21220.8333 | 116765.546 | 30720.8333 | 0 | 86044.7126 | 86044.7126 | 9500 | 0 | 0 | 0 | 0 | 0 | 0
2022-11-06 11:00 | 0.65492 | 0.64046 | 35584 | 22605.5331 | 634 | 67891.8342 | 3 | 8115.3478 | 0.81153 | 59776.4864 | 0 | 198800.9742 | 19 | 9500 | 2008.4474 | 199.6997 | 21220.8333 | 116765.546 | 30720.8333 | 0 | 86044.7126 | 86044.7126 | 1384.6522 | 8115.3478 | 0 | 0 | 0 | 0 | 0
2022-11-06 12:00 | 0.63662 | 0.64304 | 35584 | 21973.8815 | 634 | 68165.3266 | 3 | 8746.9981 | 0.8747 | 59418.3285 | 0 | 258577.4605 | 19 | 9500 | 2008.4474 | 199.6997 | 21220.8333 | 116765.546 | 30720.8333 | 0 | 86044.7126 | 86044.7126 | 753.0019 | 8746.9981 | 0 | 0 | 0 | 0 | 0
2022-11-06 13:00 | 0.60028 | 0.6157 | 35584 | 20719.5526 | 634 | 65267.1554 | 3 | 10001.3243 | 1.0001 | 55265.831 | 0 | 317995.789 | 19 | 9500 | 2008.4474 | 199.6997 | 21220.8333 | 116765.546 | 30720.8333 | 0 | 86044.7126 | 86044.7126 | 9500 | 0 | 0 | 0 | 0 | 0 | 0
2022-11-06 14:00 | 0.4711 | 0.55366 | 35584 | 16260.7137 | 634 | 58690.6176 | 3 | 14460.1538 | 1.446 | 44230.4637 | 0 | 373261.62 | 19 | 9500 | 2008.4474 | 199.6997 | 21220.8333 | 116765.546 | 30720.8333 | 0 | 86044.7126 | 86044.7126 | 9500 | 0 | 0 | 0 | 0 | 0 | 0
2022-11-06 15:00 | 0.2992 | 0.40336 | 35584 | 10327.3308 | 634 | 42758.0961 | 3 | 20393.5243 | 2.0394 | 22364.5719 | 0 | 417492.0838 | 19 | 9500 | 2008.4474 | 199.6997 | 21220.8333 | 116765.546 | 30720.8333 | 0 | 86044.7126 | 86044.7126 | 9500 | 0 | 0 | 0 | 0 | 0 | 0
2022-11-06 16:00 | 0.11418 | 0.143 | 35584 | 3941.0917 | 634 | 15158.6864 | 3 | 26779.7499 | 2.678 | 0 | 11621.0635 | 439856.6556 | 19 | 9500 | 2008.4474 | 199.6997 | 21220.8333 | 116765.546 | 30720.8333 | 0 | 86044.7126 | 86044.7126 | 3941.0834 | 5558.9166 | 0 | 0 | 0 | 0 | 0
2022-11-06 17:00 | 0.00628 | 0 | 35584 | 216.7635 | 634 | 0 | 3 | 30000 | 3 | 0 | 30000 | 428235.5921 | 19 | 8995.9297 | 2008.4474 | 189.1036 | 21220.8333 | 116765.546 | 30216.763 | 0 | 86548.7829 | 86548.7829 | 216.763 | 8779.1667 | 0 | 0 | 0 | 0 | 0
2022-11-06 18:00 | 0 | 0 | 35584 | 0 | 634 | 0 | 3 | 30000 | 3 | 0 | 30000 | 398235.5921 | 19 | 8779.1667 | 2008.4474 | 184.547 | 21220.8333 | 116765.546 | 30000 | 0 | 86765.546 | 86765.546 | 0 | 8779.1667 | 0 | 0 | 0 | 0 | 0
2022-11-06 19:00 | 0 | 0 | 35584 | 0 | 634 | 0 | 3 | 30000 | 3 | 0 | 30000 | 368235.5921 | 19 | 8779.1667 | 2008.4474 | 184.547 | 21220.8333 | 116765.546 | 30000 | 0 | 86765.546 | 86765.546 | 0 | 8779.1667 | 0 | 0 | 0 | 0 | 0
2022-11-06 20:00 | 0 | 0 | 35584 | 0 | 634 | 0 | 3 | 30000 | 3 | 0 | 30000 | 338235.5921 | 19 | 8779.1667 | 2008.4474 | 184.547 | 21220.8333 | 116765.546 | 30000 | 0 | 86765.546 | 86765.546 | 0 | 8779.1667 | 0 | 0 | 0 | 0 | 0
2022-11-06 21:00 | 0 | 0 | 35584 | 0 | 634 | 0 | 3 | 30000 | 3 | 0 | 30000 | 308235.5921 | 19 | 8779.1667 | 2008.4474 | 184.547 | 21220.8333 | 116765.546 | 30000 | 0 | 86765.546 | 86765.546 | 0 | 8779.1667 | -1.5632e-13 | 0 | 0 | 0 | 0
2022-11-06 22:00 | 0 | 0 | 35584 | 0 | 634 | 0 | 3 | 30000 | 3 | 0 | 30000 | 278235.5921 | 19 | 8779.1667 | 2008.4474 | 184.547 | 21220.8333 | 116765.546 | 30000 | 0 | 86765.546 | 86765.546 | 0 | 8779.1667 | 0 | 0 | 0 | 0 | 0
2022-11-06 23:00 | 0 | 0 | 35584 | 0 | 634 | 0 | 3 | 30000 | 3 | 0 | 30000 | 248235.5921 | 19 | 8779.1667 | 2008.4474 | 184.547 | 21220.8333 | 116765.546 | 30000 | 0 | 86765.546 | 86765.546 | 0 | 8779.1667 | 0 | 0 | 0 | 0 | 0
2022-11-07 | 0 | 0 | 35584 | 0 | 634 | 0 | 3 | 29987.5 | 2.9987 | 0 | 29987.5 | 218235.5921 | 19 | 9500 | 2008.4474 | 199.6997 | 20487.5 | 116032.2126 | 29987.5 | 0 | 86044.7126 | 86044.7126 | 0 | 9500 | 0 | 0 | 0 | 0 | 0
2022-11-07 01:00 | 0 | 0 | 35584 | 0 | 634 | 0 | 3 | 29987.5 | 2.9987 | 0 | 29987.5 | 188248.0921 | 19 | 9500 | 2008.4474 | 199.6997 | 20487.5 | 116032.2126 | 29987.5 | 0 | 86044.7126 | 86044.7126 | 0 | 9500 | 0 | 0 | 1.6297e-13 | 0 | 0
2022-11-07 02:00 | 0 | 0 | 35584 | 0 | 634 | 0 | 3 | 29987.5 | 2.9987 | 0 | 29987.5 | 158260.5921 | 19 | 9500 | 2008.4474 | 199.6997 | 20487.5 | 116032.2126 | 29987.5 | 0 | 86044.7126 | 86044.7126 | 0 | 9500 | 1.5632e-13 | 0 | 1.6297e-13 | 0 | 0
2022-11-07 03:00 | 0 | 0 | 35584 | 0 | 634 | 0 | 3 | 29987.5 | 2.9987 | 0 | 29987.5 | 128273.0921 | 19 | 9500 | 2008.4474 | 199.6997 | 20487.5 | 116032.2126 | 29987.5 | 0 | 86044.7126 | 86044.7126 | 0 | 9500 | 0 | 0 | 0 | 0 | 0
2022-11-07 04:00 | 0 | 0 | 35584 | 0 | 634 | 0 | 3 | 29987.5 | 2.9987 | 0 | 29987.5 | 98285.5921 | 19 | 9500 | 2008.4474 | 199.6997 | 20487.5 | 116032.2126 | 29987.5 | 0 | 86044.7126 | 86044.7126 | 0 | 9500 | 0 | 0 | 0 | 0 | 0
2022-11-07 05:00 | 0 | 0 | 35584 | 0 | 634 | 0 | 3 | 29987.5 | 2.9987 | 0 | 29987.5 | 68298.0921 | 19 | 9500 | 2008.4474 | 199.6997 | 20487.5 | 116032.2126 | 29987.5 | 0 | 86044.7126 | 86044.7126 | 0 | 9500 | 0 | 0 | 0 | 0 | 0
2022-11-07 06:00 | 0 | 0 | 35584 | 0 | 634 | 0 | 3 | 29987.5 | 2.9987 | 0 | 29987.5 | 38310.5921 | 19 | 9500 | 2008.4474 | 199.6997 | 20487.5 | 116032.2126 | 29987.5 | 0 | 86044.7126 | 86044.7126 | 0 | 9500 | 0 | 0 | 0 | 0 | 0
2022-11-07 07:00 | 0.08668 | 0.08921 | 35584 | 2991.8885 | 634 | 9456.6882 | 3 | 17779.7803 | 1.778 | 0 | 8323.0921 | 8323.0921 | 19 | 284.1625 | 2008.4474 | 5.9734 | 20487.5 | 116032.2126 | 20771.6625 | 0 | 95260.5501 | 95260.5501 | 284.1625 | 0 | 0 | 0 | 0 | 0 | 0
2022-11-07 08:00 | 0.25948 | 0.32478 | 35584 | 8956.3362 | 634 | 34428.2389 | 3 | 21031.1826 | 2.1031 | 13397.0563 | 0 | 0 | 19 | 9500 | 2008.4474 | 199.6997 | 20487.5 | 116032.2126 | 29987.5 | 0 | 86044.7126 | 86044.7126 | 0 | 9500 | 0 | 0 | 0 | 0 | 0
2022-11-07 09:00 | 0.44323 | 0.5465 | 35584 | 15298.7394 | 634 | 57931.6232 | 3 | 14688.7928 | 1.4689 | 43242.8304 | 0 | 13397.0563 | 19 | 9500 | 2008.4474 | 199.6997 | 20487.5 | 116032.2126 | 29987.5 | 0 | 86044.7126 | 86044.7126 | 9500 | 0 | 0 | 0 | 0 | 0 | 0
2022-11-07 10:00 | 0.5857 | 0.67518 | 35584 | 20216.3023 | 634 | 71572.3209 | 3 | 9771.2402 | 0.97712 | 61801.0806 | 0 | 56639.8867 | 19 | 9500 | 2008.4474 | 199.6997 | 20487.5 | 116032.2126 | 29987.5 | 0 | 86044.7126 | 86044.7126 | 9500 | 0 | 0 | 0 | 0 | 0 | 0
2022-11-07 11:00 | 0.66605 | 0.66076 | 35584 | 22989.7015 | 634 | 70043.7316 | 3 | 6997.8469 | 0.69978 | 63045.8847 | 0 | 118440.9674 | 19 | 9500 | 2008.4474 | 199.6997 | 20487.5 | 116032.2126 | 29987.5 | 0 | 86044.7126 | 86044.7126 | 9500 | 0 | 0 | 0 | 0 | 0 | 0
2022-11-07 12:00 | 0.6721 | 0.67234 | 35584 | 23198.5262 | 634 | 71271.2672 | 3 | 6789.0226 | 0.6789 | 64482.2446 | 0 | 181486.8521 | 19 | 9500 | 2008.4474 | 199.6997 | 20487.5 | 116032.2126 | 29987.5 | 0 | 86044.7126 | 86044.7126 | 2710.9774 | 6789.0226 | 0 | 0 | 0 | 0 | 0
2022-11-07 13:00 | 0.61 | 0.63455 | 35584 | 21055.0528 | 634 | 67265.3458 | 3 | 8932.4915 | 0.89325 | 58332.8543 | 0 | 245969.0967 | 19 | 9500 | 2008.4474 | 199.6997 | 20487.5 | 116032.2126 | 29987.5 | 0 | 86044.7126 | 86044.7126 | 9500 | 0 | 0 | 0 | 0 | 0 | 0
2022-11-07 14:00 | 0.4761 | 0.51757 | 35584 | 16433.2961 | 634 | 54864.9043 | 3 | 13554.2385 | 1.3554 | 41310.6659 | 0 | 304301.951 | 19 | 9500 | 2008.4474 | 199.6997 | 20487.5 | 116032.2126 | 29987.5 | 0 | 86044.7126 | 86044.7126 | 9500 | 0 | 0 | 0 | 0 | 0 | 0
2022-11-07 15:00 | 0.29477 | 0.34457 | 35584 | 10174.4228 | 634 | 36526.0739 | 3 | 19813.0986 | 1.9813 | 16712.9753 | 0 | 345612.6169 | 19 | 9500 | 2008.4474 | 199.6997 | 20487.5 | 116032.2126 | 29987.5 | 0 | 86044.7126 | 86044.7126 | 9500 | 0 | 0 | 0 | 0 | 0 | 0
2022-11-07 16:00 | 0.1089 | 0.09886 | 35584 | 3758.8447 | 634 | 10479.6345 | 3 | 26228.6632 | 2.6229 | 0 | 15749.0287 | 362325.5922 | 19 | 9500 | 2008.4474 | 199.6997 | 20487.5 | 116032.2126 | 29987.5 | 0 | 86044.7126 | 86044.7126 | 3758.8368 | 5741.1632 | 0 | 0 | 0 | 0 | 0
2022-11-07 17:00 | 0.00593 | 0 | 35584 | 204.6827 | 634 | 0 | 3 | 29782.8177 | 2.9783 | 0 | 29782.8177 | 346576.5635 | 19 | 9500 | 2008.4474 | 199.6997 | 20487.5 | 116032.2126 | 29987.5 | 0 | 86044.7126 | 86044.7126 | 204.6823 | 9295.3177 | 0 | 0 | 0 | 0 | 0
2022-11-07 18:00 | 0 | 0 | 35584 | 0 | 634 | 0 | 3 | 29987.5 | 2.9987 | 0 | 29987.5 | 316793.7458 | 19 | 9500 | 2008.4474 | 199.6997 | 20487.5 | 116032.2126 | 29987.5 | 0 | 86044.7126 | 86044.7126 | 0 | 9500 | 0 | 0 | 0 | 0 | 0
2022-11-07 19:00 | 0 | 0 | 35584 | 0 | 634 | 0 | 3 | 29987.5 | 2.9987 | 0 | 29987.5 | 286806.2458 | 19 | 9500 | 2008.4474 | 199.6997 | 20487.5 | 116032.2126 | 29987.5 | 0 | 86044.7126 | 86044.7126 | 0 | 9500 | 0 | 0 | 0 | 0 | 0
2022-11-07 20:00 | 0 | 0 | 35584 | 0 | 634 | 0 | 3 | 20487.5 | 2.0488 | 0 | 20487.5 | 256818.7458 | 19 | 0 | 2008.4474 | 0 | 20487.5 | 116032.2126 | 20487.5 | 0 | 95544.7126 | 95544.7126 | 0 | 0 | 0 | 0 | 0 | 0 | 0
2022-11-07 21:00 | 0 | 0 | 35584 | 0 | 634 | 0 | 3 | 26606.2458 | 2.6606 | 0 | 26606.2458 | 236331.2458 | 19 | 6118.7458 | 2008.4474 | 128.6223 | 20487.5 | 116032.2126 | 26606.2458 | 0 | 89425.9668 | 89425.9668 | 0 | 6118.7458 | 0 | 0 | 0 | 0 | 0
2022-11-07 22:00 | 0 | 0 | 35584 | 0 | 634 | 0 | 3 | 20487.5 | 2.0488 | 0 | 20487.5 | 209725 | 19 | 0 | 2008.4474 | 0 | 20487.5 | 116032.2126 | 20487.5 | 0 | 95544.7126 | 95544.7126 | 0 | 0 | 0 | 0 | 0 | 0 | 0
2022-11-07 23:00 | 0 | 0 | 35584 | 0 | 634 | 0 | 3 | 29987.5 | 2.9988 | 0 | 29987.5 | 189237.5 | 19 | 9500 | 2008.4474 | 199.6997 | 20487.5 | 116032.2126 | 29987.5 | 0 | 86044.7126 | 86044.7126 | 0 | 9500 | 0 | 0 | 0 | 0 | 0
2022-11-08 | 0 | 0 | 35584 | 0 | 634 | 0 | 3 | 30000 | 3 | 0 | 30000 | 159250 | 19 | 8458.3333 | 2008.4474 | 177.8028 | 21541.6667 | 117086.3793 | 30000 | 0 | 87086.3793 | 87086.3793 | 0 | 8458.3333 | 0 | 0 | 0 | 0 | 0
2022-11-08 01:00 | 0 | 0 | 35584 | 0 | 634 | 0 | 3 | 21541.6667 | 2.1542 | 0 | 21541.6667 | 129250 | 19 | 0 | 2008.4474 | 0 | 21541.6667 | 117086.3793 | 21541.6667 | 0 | 95544.7126 | 95544.7126 | 0 | 0 | 0 | 0 | 0 | 0 | 0
2022-11-08 02:00 | 0 | 0 | 35584 | 0 | 634 | 0 | 3 | 21541.6667 | 2.1542 | 0 | 21541.6667 | 107708.3333 | 19 | 0 | 2008.4474 | 0 | 21541.6667 | 117086.3793 | 21541.6667 | 0 | 95544.7126 | 95544.7126 | 0 | 0 | 0 | 0 | 0 | 0 | 0
2022-11-08 03:00 | 0 | 0 | 35584 | 0 | 634 | 0 | 3 | 21541.6667 | 2.1542 | 0 | 21541.6667 | 86166.6667 | 19 | 0 | 2008.4474 | 0 | 21541.6667 | 117086.3793 | 21541.6667 | 0 | 95544.7126 | 95544.7126 | 0 | 0 | 0 | 0 | 0 | 0 | 0
2022-11-08 04:00 | 0 | 0 | 35584 | 0 | 634 | 0 | 3 | 21541.6667 | 2.1542 | 0 | 21541.6667 | 64625 | 19 | 0 | 2008.4474 | 0 | 21541.6667 | 117086.3793 | 21541.6667 | 0 | 95544.7126 | 95544.7126 | 0 | 0 | 0 | 0 | 0 | 0 | 0
2022-11-08 05:00 | 0 | 0 | 35584 | 0 | 634 | 0 | 3 | 21541.6667 | 2.1542 | 0 | 21541.6667 | 43083.3333 | 19 | 0 | 2008.4474 | 0 | 21541.6667 | 117086.3793 | 21541.6667 | 0 | 95544.7126 | 95544.7126 | 0 | 0 | 0 | 0 | 0 | 0 | 0
2022-11-08 06:00 | 0 | 0 | 35584 | 0 | 634 | 0 | 3 | 21541.6667 | 2.1542 | 0 | 21541.6667 | 21541.6667 | 19 | 0 | 2008.4474 | 0 | 21541.6667 | 117086.3793 | 21541.6667 | 0 | 95544.7126 | 95544.7126 | 0 | 0 | 0 | 0 | 0 | 0 | 0
2022-11-08 07:00 | 0.09972 | 0.23566 | 35584 | 3441.9834 | 634 | 24981.0912 | 3 | 24981.0912 | 2.4981 | 0 | 0 | 0 | 19 | 6881.4006 | 2008.4474 | 144.6541 | 21541.6667 | 117086.3793 | 28423.0673 | 0 | 88663.312 | 88663.312 | 3441.9761 | 3439.4245 | 0 | 0 | 0 | 0 | 0
2022-11-08 08:00 | 0.29617 | 0.59572 | 35584 | 10222.7459 | 634 | 63149.1795 | 3 | 20818.9423 | 2.0819 | 42330.2371 | 0 | 0 | 19 | 9500 | 2008.4474 | 199.6997 | 21541.6667 | 117086.3793 | 31041.6667 | 0 | 86044.7126 | 86044.7126 | 9500 | 0 | 0 | 0 | 0 | 0 | 0
2022-11-08 09:00 | 0.48445 | 0.74404 | 35584 | 16721.5087 | 634 | 78871.8114 | 3 | 14320.1931 | 1.432 | 64551.6183 | 0 | 42330.2371 | 19 | 9500 | 2008.4474 | 199.6997 | 21541.6667 | 117086.3793 | 31041.6667 | 0 | 86044.7126 | 86044.7126 | 9500 | 0 | 0 | 0 | 0 | 0 | 0
2022-11-08 10:00 | 0.6231 | 0.84572 | 35584 | 21507.2187 | 634 | 89650.3795 | 3 | 9534.4933 | 0.95345 | 80115.8862 | 0 | 106881.8554 | 19 | 9500 | 2008.4474 | 199.6997 | 21541.6667 | 117086.3793 | 31041.6667 | 0 | 86044.7126 | 86044.7126 | 9500 | 0 | 0 | 0 | 0 | 0 | 0
2022-11-08 11:00 | 0.69885 | 0.884 | 35584 | 24121.842 | 634 | 93708.2432 | 3 | 6919.8754 | 0.69199 | 86788.3678 | 0 | 186997.7416 | 19 | 9500 | 2008.4474 | 199.6997 | 21541.6667 | 117086.3793 | 31041.6667 | 0 | 86044.7126 | 86044.7126 | 2580.1246 | 6919.8754 | 0 | 0 | 0 | 0 | 0
2022-11-08 12:00 | 0.6911 | 0.7907 | 35584 | 23854.3393 | 634 | 83817.9954 | 3 | 7187.3776 | 0.71874 | 76630.6178 | 0 | 273786.1094 | 19 | 9500 | 2008.4474 | 199.6997 | 21541.6667 | 117086.3793 | 31041.6667 | 0 | 86044.7126 | 86044.7126 | 9500 | 0 | 0 | 0 | 0 | 0 | 0
2022-11-08 13:00 | 0.63108 | 0.78195 | 35584 | 21782.6602 | 634 | 82890.4534 | 3 | 9259.0523 | 0.92591 | 73631.401 | 0 | 350416.7272 | 19 | 9500 | 2008.4474 | 199.6997 | 21541.6667 | 117086.3793 | 31041.6667 | 0 | 86044.7126 | 86044.7126 | 240.9477 | 9259.0523 | 0 | 0 | 0 | 0 | 0
2022-11-08 14:00 | 0.49605 | 0.68922 | 35584 | 17121.8999 | 634 | 73060.6283 | 3 | 13919.8028 | 1.392 | 59140.8254 | 0 | 424048.1282 | 19 | 9500 | 2008.4474 | 199.6997 | 21541.6667 | 117086.3793 | 31041.6667 | 0 | 86044.7126 | 86044.7126 | 9500 | 0 | 0 | 0 | 0 | 0 | 0
2022-11-08 15:00 | 0.31925 | 0.56404 | 35584 | 11019.3862 | 634 | 59790.9474 | 3 | 20022.3036 | 2.0022 | 39768.6438 | 0 | 483188.9537 | 19 | 9500 | 2008.4474 | 199.6997 | 21541.6667 | 117086.3793 | 31041.6667 | 0 | 86044.7126 | 86044.7126 | 9500 | 0 | 0 | 0 | 0 | 0 | 0
2022-11-08 16:00 | 0.12585 | 0.31449 | 35584 | 4343.899 | 634 | 33337.4496 | 3 | 26697.7768 | 2.6698 | 6639.6727 | 0 | 522957.5974 | 19 | 9500 | 2008.4474 | 199.6997 | 21541.6667 | 117086.3793 | 31041.6667 | 0 | 86044.7126 | 86044.7126 | 4343.8899 | 5156.1101 | 0 | 0 | 0 | 0 | 0
2022-11-08 17:00 | 0.00593 | 0.00456 | 35584 | 204.6827 | 634 | 483.3819 | 3 | 30000 | 3 | 483.3819 | 30000 | 529597.2702 | 19 | 8663.0156 | 2008.4474 | 182.1054 | 21541.6667 | 117086.3793 | 30204.6823 | 0 | 86881.697 | 86881.697 | 204.6823 | 8458.3333 | 0 | 0 | 0 | 0 | 0
2022-11-08 18:00 | 0 | 0 | 35584 | 0 | 634 | 0 | 3 | 30000 | 3 | 0 | 30000 | 500080.6521 | 19 | 8458.3333 | 2008.4474 | 177.8028 | 21541.6667 | 117086.3793 | 30000 | 0 | 87086.3793 | 87086.3793 | 0 | 8458.3333 | 0 | 0 | 0 | 0 | 0
2022-11-08 19:00 | 0 | 0 | 35584 | 0 | 634 | 0 | 3 | 30000 | 3 | 0 | 30000 | 470080.6521 | 19 | 8458.3333 | 2008.4474 | 177.8028 | 21541.6667 | 117086.3793 | 30000 | 0 | 87086.3793 | 87086.3793 | 0 | 8458.3333 | 0 | 0 | 0 | 0 | 0
2022-11-08 20:00 | 0 | 0 | 35584 | 0 | 634 | 0 | 3 | 30000 | 3 | 0 | 30000 | 440080.6521 | 19 | 8458.3333 | 2008.4474 | 177.8028 | 21541.6667 | 117086.3793 | 30000 | 0 | 87086.3793 | 87086.3793 | 0 | 8458.3333 | 0 | 0 | 0 | 0 | 0
2022-11-08 21:00 | 0 | 0 | 35584 | 0 | 634 | 0 | 3 | 30000 | 3 | 0 | 30000 | 410080.6521 | 19 | 8458.3333 | 2008.4474 | 177.8028 | 21541.6667 | 117086.3793 | 30000 | 0 | 87086.3793 | 87086.3793 | 0 | 8458.3333 | 0 | 0 | 0 | 0 | 0
2022-11-08 22:00 | 0 | 0 | 35584 | 0 | 634 | 0 | 3 | 30000 | 3 | 0 | 30000 | 380080.6521 | 19 | 8458.3333 | 2008.4474 | 177.8028 | 21541.6667 | 117086.3793 | 30000 | 0 | 87086.3793 | 87086.3793 | 0 | 8458.3333 | 0 | 0 | 0 | 0 | 0
2022-11-08 23:00 | 0 | 0 | 35584 | 0 | 634 | 0 | 3 | 30000 | 3 | 0 | 30000 | 350080.6521 | 19 | 8458.3333 | 2008.4474 | 177.8028 | 21541.6667 | 117086.3793 | 30000 | 0 | 87086.3793 | 87086.3793 | 0 | 8458.3333 | 0 | 0 | 0 | 0 | 0
2022-11-09 | 0 | 0 | 35584 | 0 | 634 | 0 | 3 | 30000 | 3 | 0 | 30000 | 320080.6521 | 19 | 8458.3333 | 2008.4474 | 177.8028 | 21541.6667 | 117086.3793 | 30000 | 0 | 87086.3793 | 87086.3793 | 0 | 8458.3333 | 0 | 0 | 0 | 0 | 0
2022-11-09 01:00 | 0 | 0 | 35584 | 0 | 634 | 0 | 3 | 30000 | 3 | 0 | 30000 | 290080.6521 | 19 | 8458.3333 | 2008.4474 | 177.8028 | 21541.6667 | 117086.3793 | 30000 | 0 | 87086.3793 | 87086.3793 | 0 | 8458.3333 | 0 | 0 | 0 | 0 | 0
2022-11-09 02:00 | 0 | 0 | 35584 | 0 | 634 | 0 | 3 | 30000 | 3 | 0 | 30000 | 260080.6521 | 19 | 8458.3333 | 2008.4474 | 177.8028 | 21541.6667 | 117086.3793 | 30000 | 0 | 87086.3793 | 87086.3793 | 0 | 8458.3333 | 0 | 0 | 0 | 0 | 0
2022-11-09 03:00 | 0 | 0 | 35584 | 0 | 634 | 0 | 3 | 30000 | 3 | 0 | 30000 | 230080.6521 | 19 | 8458.3333 | 2008.4474 | 177.8028 | 21541.6667 | 117086.3793 | 30000 | 0 | 87086.3793 | 87086.3793 | 0 | 8458.3333 | 0 | 0 | 0 | 0 | 0
2022-11-09 04:00 | 0 | 0 | 35584 | 0 | 634 | 0 | 3 | 30000 | 3 | 0 | 30000 | 200080.6521 | 19 | 8458.3333 | 2008.4474 | 177.8028 | 21541.6667 | 117086.3793 | 30000 | 0 | 87086.3793 | 87086.3793 | 0 | 8458.3333 | 0 | 0 | 0 | 0 | 0
2022-11-09 05:00 | 0 | 0 | 35584 | 0 | 634 | 0 | 3 | 30000 | 3 | 0 | 30000 | 170080.6521 | 19 | 8458.3333 | 2008.4474 | 177.8028 | 21541.6667 | 117086.3793 | 30000 | 0 | 87086.3793 | 87086.3793 | 0 | 8458.3333 | 0 | 0 | 0 | 0 | 0
2022-11-09 06:00 | 0 | 0 | 35584 | 0 | 634 | 0 | 3 | 30000 | 3 | 0 | 30000 | 140080.6521 | 19 | 8458.3333 | 2008.4474 | 177.8028 | 21541.6667 | 117086.3793 | 30000 | 0 | 87086.3793 | 87086.3793 | 0 | 8458.3333 | 0 | 0 | 0 | 0 | 0
2022-11-09 07:00 | 0.1007 | 0.30117 | 35584 | 3475.8095 | 634 | 31925.4656 | 3 | 27565.8644 | 2.7566 | 4359.6012 | 0 | 110080.6521 | 19 | 9500 | 2008.4474 | 199.6997 | 21541.6667 | 117086.3793 | 31041.6667 | 0 | 86044.7126 | 86044.7126 | 3475.8022 | 6024.1978 | 0 | 0 | 0 | 0 | 0
2022-11-09 08:00 | 0.29312 | 0.61529 | 35584 | 10117.4706 | 634 | 65223.6934 | 3 | 20924.2174 | 2.0924 | 44299.476 | 0 | 114440.2532 | 19 | 9500 | 2008.4474 | 199.6997 | 21541.6667 | 117086.3793 | 31041.6667 | 0 | 86044.7126 | 86044.7126 | 0 | 9500 | 0 | 0 | 0 | 0 | 0
2022-11-09 09:00 | 0.47227 | 0.74115 | 35584 | 16301.098 | 634 | 78565.4575 | 3 | 14740.603 | 1.4741 | 63824.8545 | 0 | 158739.7293 | 19 | 9500 | 2008.4474 | 199.6997 | 21541.6667 | 117086.3793 | 31041.6667 | 0 | 86044.7126 | 86044.7126 | 9500 | 0 | 0 | 0 | 0 | 0 | 0
2022-11-09 10:00 | 0.60525 | 0.81044 | 35584 | 20891.0995 | 634 | 85910.5301 | 3 | 10150.6111 | 1.0151 | 75759.919 | 0 | 222564.5838 | 19 | 9500 | 2008.4474 | 199.6997 | 21541.6667 | 117086.3793 | 31041.6667 | 0 | 86044.7126 | 86044.7126 | 0 | 9500 | 0 | 0 | 0 | 0 | 0
2022-11-09 11:00 | 0.66962 | 0.77144 | 35584 | 23112.9253 | 634 | 81776.3429 | 3 | 7928.79 | 0.79288 | 73847.5529 | 0 | 298324.5028 | 19 | 9500 | 2008.4474 | 199.6997 | 21541.6667 | 117086.3793 | 31041.6667 | 0 | 86044.7126 | 86044.7126 | 9500 | 0 | 0 | 0 | 0 | 0 | 0
2022-11-09 12:00 | 0.68672 | 0.83891 | 35584 | 23703.1571 | 634 | 88928.4868 | 3 | 7338.5594 | 0.73386 | 81589.9273 | 0 | 372172.0557 | 19 | 9500 | 2008.4474 | 199.6997 | 21541.6667 | 117086.3793 | 31041.6667 | 0 | 86044.7126 | 86044.7126 | 9500 | 0 | 0 | 0 | 0 | 0 | 0
2022-11-09 13:00 | 0.5666 | 0.70419 | 35584 | 19557.0376 | 634 | 74647.5201 | 3 | 11484.6703 | 1.1485 | 63162.8498 | 0 | 453761.9831 | 19 | 9500 | 2008.4474 | 199.6997 | 21541.6667 | 117086.3793 | 31041.6667 | 0 | 86044.7126 | 86044.7126 | 0 | 9500 | 0 | 0 | 0 | 0 | 0
2022-11-09 14:00 | 0.36733 | 0.42302 | 35584 | 12678.9386 | 634 | 44842.1505 | 3 | 18362.7548 | 1.8363 | 26479.3957 | 0 | 516924.8329 | 19 | 9500 | 2008.4474 | 199.6997 | 21541.6667 | 117086.3793 | 31041.6667 | 0 | 86044.7126 | 86044.7126 | 0 | 9500 | 0 | 0 | 0 | 0 | 0
2022-11-09 15:00 | 0.24788 | 0.33335 | 35584 | 8555.9451 | 634 | 35336.7001 | 3 | 22485.7396 | 2.2486 | 12850.9605 | 0 | 543404.2286 | 19 | 9500 | 2008.4474 | 199.6997 | 21541.6667 | 117086.3793 | 31041.6667 | 0 | 86044.7126 | 86044.7126 | 8555.927 | 944.073 | 0 | 0 | 0 | 0 | 0
2022-11-09 16:00 | 0.10507 | 0.21795 | 35584 | 3626.6466 | 634 | 23103.7462 | 3 | 27415.0277 | 2.7415 | 0 | 4311.2816 | 556255.1891 | 19 | 9500 | 2008.4474 | 199.6997 | 21541.6667 | 117086.3793 | 31041.6667 | 0 | 86044.7126 | 86044.7126 | 3626.6389 | 5873.3611 | 0 | 0 | 0 | 0 | 0
2022-11-09 17:00 | 0.00543 | 0.00564 | 35584 | 187.4245 | 634 | 597.8671 | 3 | 30000 | 3 | 597.8671 | 30000 | 551943.9075 | 19 | 8645.7574 | 2008.4474 | 181.7426 | 21541.6667 | 117086.3793 | 30187.4241 | 0 | 86898.9552 | 86898.9552 | 187.4241 | 8458.3333 | 0 | 0 | 0 | 0 | 0
2022-11-09 18:00 | 0 | 0 | 35584 | 0 | 634 | 0 | 3 | 30000 | 3 | 0 | 30000 | 522541.7746 | 19 | 8458.3333 | 2008.4474 | 177.8028 | 21541.6667 | 117086.3793 | 30000 | 0 | 87086.3793 | 87086.3793 | 0 | 8458.3333 | 0 | 0 | 0 | 0 | 0
2022-11-09 19:00 | 0 | 0 | 35584 | 0 | 634 | 0 | 3 | 30000 | 3 | 0 | 30000 | 492541.7746 | 19 | 8458.3333 | 2008.4474 | 177.8028 | 21541.6667 | 117086.3793 | 30000 | 0 | 87086.3793 | 87086.3793 | 0 | 8458.3333 | 0 | 0 | 0 | 0 | 0
2022-11-09 20:00 | 0 | 0 | 35584 | 0 | 634 | 0 | 3 | 30000 | 3 | 0 | 30000 | 462541.7746 | 19 | 8458.3333 | 2008.4474 | 177.8028 | 21541.6667 | 117086.3793 | 30000 | 0 | 87086.3793 | 87086.3793 | 0 | 8458.3333 | 0 | 0 | 0 | 0 | 0
2022-11-09 21:00 | 0 | 0 | 35584 | 0 | 634 | 0 | 3 | 30000 | 3 | 0 | 30000 | 432541.7746 | 19 | 8458.3333 | 2008.4474 | 177.8028 | 21541.6667 | 117086.3793 | 30000 | 0 | 87086.3793 | 87086.3793 | 0 | 8458.3333 | 0 | 0 | 0 | 0 | 0
2022-11-09 22:00 | 0 | 0 | 35584 | 0 | 634 | 0 | 3 | 30000 | 3 | 0 | 30000 | 402541.7746 | 19 | 8458.3333 | 2008.4474 | 177.8028 | 21541.6667 | 117086.3793 | 30000 | 0 | 87086.3793 | 87086.3793 | 0 | 8458.3333 | 0 | 0 | 0 | 0 | 0
2022-11-09 23:00 | 0 | 0 | 35584 | 0 | 634 | 0 | 3 | 30000 | 3 | 0 | 30000 | 372541.7746 | 19 | 8458.3333 | 2008.4474 | 177.8028 | 21541.6667 | 117086.3793 | 30000 | 0 | 87086.3793 | 87086.3793 | 0 | 8458.3333 | 0 | 0 | 0 | 0 | 0
2022-11-10 | 0 | 0 | 35584 | 0 | 634 | 0 | 3 | 30000 | 3 | 0 | 30000 | 342541.7746 | 19 | 8208.3333 | 2008.4474 | 172.5475 | 21791.6667 | 117336.3793 | 30000 | 0 | 87336.3793 | 87336.3793 | 0 | 8208.3333 | 0 | 0 | 0 | 0 | 0
2022-11-10 01:00 | 0 | 0 | 35584 | 0 | 634 | 0 | 3 | 30000 | 3 | 0 | 30000 | 312541.7746 | 19 | 8208.3333 | 2008.4474 | 172.5475 | 21791.6667 | 117336.3793 | 30000 | 0 | 87336.3793 | 87336.3793 | 0 | 8208.3333 | 0 | 0 | 0 | 0 | 0
2022-11-10 02:00 | 0 | 0 | 35584 | 0 | 634 | 0 | 3 | 30000 | 3 | 0 | 30000 | 282541.7746 | 19 | 8208.3333 | 2008.4474 | 172.5475 | 21791.6667 | 117336.3793 | 30000 | 0 | 87336.3793 | 87336.3793 | 0 | 8208.3333 | 0 | 0 | 0 | 0 | 0
2022-11-10 03:00 | 0 | 0 | 35584 | 0 | 634 | 0 | 3 | 30000 | 3 | 0 | 30000 | 252541.7746 | 19 | 8208.3333 | 2008.4474 | 172.5475 | 21791.6667 | 117336.3793 | 30000 | 0 | 87336.3793 | 87336.3793 | 0 | 8208.3333 | 0 | 0 | 0 | 0 | 0
2022-11-10 04:00 | 0 | 0 | 35584 | 0 | 634 | 0 | 3 | 24259.5568 | 2.426 | 0 | 24259.5568 | 222541.7746 | 19 | 2467.8901 | 2008.4474 | 51.8776 | 21791.6667 | 117336.3793 | 24259.5568 | 0 | 93076.8225 | 93076.8225 | 0 | 2467.8901 | 0 | 0 | 0 | 0 | 0
2022-11-10 05:00 | 0 | 0 | 35584 | 0 | 634 | 0 | 3 | 21791.6667 | 2.1792 | 0 | 21791.6667 | 198282.2178 | 19 | 0 | 2008.4474 | 0 | 21791.6667 | 117336.3793 | 21791.6667 | 0 | 95544.7126 | 95544.7126 | 0 | 0 | 0 | 0 | 0 | 0 | 0
2022-11-10 06:00 | 0 | 0 | 35584 | 0 | 634 | 0 | 3 | 21791.6667 | 2.1792 | 0 | 21791.6667 | 176490.5511 | 19 | 0 | 2008.4474 | 0 | 21791.6667 | 117336.3793 | 21791.6667 | 0 | 95544.7126 | 95544.7126 | 0 | 0 | 0 | 0 | 0 | 0 | 0
2022-11-10 07:00 | 0.0915 | 0.21577 | 35584 | 3158.2579 | 634 | 22872.6557 | 3 | 18633.4154 | 1.8633 | 4239.2403 | 0 | 154698.8845 | 19 | 0 | 2008.4474 | 0 | 21791.6667 | 117336.3793 | 21791.6667 | 0 | 95544.7126 | 95544.7126 | 0 | 0 | 0 | 0 | 0 | 0 | 0
2022-11-10 08:00 | 0.26838 | 0.4508 | 35584 | 9263.5329 | 634 | 47786.9638 | 3 | 12528.1533 | 1.2528 | 35258.8106 | 0 | 158938.1248 | 19 | 0 | 2008.4474 | 0 | 21791.6667 | 117336.3793 | 21791.6667 | 0 | 95544.7126 | 95544.7126 | 0 | 0 | 0 | 0 | 0 | 0 | 0
2022-11-10 09:00 | 0.432 | 0.51375 | 35584 | 14911.1194 | 634 | 54459.966 | 3 | 6880.5787 | 0.68806 | 47579.3873 | 0 | 194196.9353 | 19 | 0 | 2008.4474 | 0 | 21791.6667 | 117336.3793 | 21791.6667 | 0 | 95544.7126 | 95544.7126 | 0 | 0 | 0 | 0 | 0 | 0 | 0
2022-11-10 10:00 | 0.55405 | 0.61277 | 35584 | 19123.8557 | 634 | 64956.5613 | 3 | 2667.8512 | 0.26679 | 62288.7101 | 0 | 241776.3226 | 19 | 0 | 2008.4474 | 0 | 21791.6667 | 117336.3793 | 21791.6667 | 0 | 95544.7126 | 95544.7126 | 0 | 0 | 0 | 0 | 0 | 0 | 0
2022-11-10 11:00 | 0.6456 | 0.55368 | 35584 | 22283.8395 | 634 | 58692.7377 | 3 | 0 | 0 | 58692.7377 | 0 | 304065.0327 | 19 | 492.1259 | 2008.4474 | 10.345 | 21791.6667 | 117336.3793 | 22283.7926 | 0 | 95052.5867 | 95052.5867 | 492.1259 | 0 | 0 | 0 | 0 | 0 | 0
2022-11-10 12:00 | 0.6932 | 0.88731 | 35584 | 23926.8239 | 634 | 94059.1191 | 3 | 0 | 0 | 94059.1191 | 0 | 362757.7704 | 19 | 2135.1069 | 2008.4474 | 44.8821 | 21791.6667 | 117336.3793 | 23926.7736 | 0 | 93409.6057 | 93409.6057 | 2135.1069 | 0 | 0 | 0 | 0 | 0 | 0
2022-11-10 13:00 | 0.62303 | 0.82324 | 35584 | 21504.8025 | 634 | 87267.3916 | 3 | 286.9094 | 0.028691 | 86980.4821 | 0 | 456816.8895 | 19 | 0 | 2008.4474 | 0 | 21791.6667 | 117336.3793 | 21791.6667 | 0 | 95544.7126 | 95544.7126 | 0 | 0 | 0 | 0 | 0 | 0 | 0
2022-11-10 14:00 | 0.4683 | 0.65894 | 35584 | 16164.0676 | 634 | 69850.8029 | 3 | 5627.6331 | 0.56276 | 64223.1698 | 0 | 543797.3716 | 19 | 0 | 2008.4474 | 0 | 21791.6667 | 117336.3793 | 21791.6667 | 0 | 95544.7126 | 95544.7126 | 0 | 0 | 0 | 0 | 0 | 0 | 0
2022-11-10 15:00 | 0.29965 | 0.54145 | 35584 | 10342.8632 | 634 | 57396.299 | 3 | 11448.8252 | 1.1449 | 45947.4737 | 0 | 608020.5414 | 19 | 0 | 2008.4474 | 0 | 21791.6667 | 117336.3793 | 21791.6667 | 0 | 95544.7126 | 95544.7126 | 0 | 0 | 0 | 0 | 0 | 0 | 0
2022-11-10 16:00 | 0.1195 | 0.30493 | 35584 | 4124.7194 | 634 | 32324.0437 | 3 | 17666.956 | 1.7667 | 14657.0877 | 0 | 653968.0152 | 19 | 0 | 2008.4474 | 0 | 21791.6667 | 117336.3793 | 21791.6667 | 0 | 95544.7126 | 95544.7126 | 0 | 0 | 0 | 0 | 0 | 0 | 0
2022-11-10 17:00 | 0.00525 | 0.00337 | 35584 | 181.2115 | 634 | 357.2362 | 3 | 21610.4555 | 2.161 | 357.2362 | 21610.4555 | 668625.1029 | 19 | 0 | 2008.4474 | 0 | 21791.6667 | 117336.3793 | 21791.6667 | 0 | 95544.7126 | 95544.7126 | 0 | 0 | 0 | 0 | 0 | 0 | 0
2022-11-10 18:00 | 0 | 0 | 35584 | 0 | 634 | 0 | 3 | 21791.6667 | 2.1792 | 0 | 21791.6667 | 647371.8835 | 19 | 0 | 2008.4474 | 0 | 21791.6667 | 117336.3793 | 21791.6667 | 0 | 95544.7126 | 95544.7126 | 0 | 0 | 0 | 0 | 0 | 0 | 0
2022-11-10 19:00 | 0 | 0 | 35584 | 0 | 634 | 0 | 3 | 21791.6667 | 2.1792 | 0 | 21791.6667 | 625580.2168 | 19 | 0 | 2008.4474 | 0 | 21791.6667 | 117336.3793 | 21791.6667 | 0 | 95544.7126 | 95544.7126 | 0 | 0 | 0 | 0 | 0 | 0 | 0
2022-11-10 20:00 | 0 | 0 | 35584 | 0 | 634 | 0 | 3 | 21791.6667 | 2.1792 | 0 | 21791.6667 | 603788.5502 | 19 | 0 | 2008.4474 | 0 | 21791.6667 | 117336.3793 | 21791.6667 | 0 | 95544.7126 | 95544.7126 | 0 | 0 | 0 | 0 | 0 | 0 | 0
2022-11-10 21:00 | 0 | 0 | 35584 | 0 | 634 | 0 | 3 | 21791.6667 | 2.1792 | 0 | 21791.6667 | 581996.8835 | 19 | 0 | 2008.4474 | 0 | 21791.6667 | 117336.3793 | 21791.6667 | 0 | 95544.7126 | 95544.7126 | 0 | 0 | 0 | 0 | 0 | 0 | 0
2022-11-10 22:00 | 0 | 0 | 35584 | 0 | 634 | 0 | 3 | 21791.6667 | 2.1792 | 0 | 21791.6667 | 560205.2168 | 19 | 0 | 2008.4474 | 0 | 21791.6667 | 117336.3793 | 21791.6667 | 0 | 95544.7126 | 95544.7126 | 0 | 0 | 0 | 0 | 0 | 0 | 0
2022-11-10 23:00 | 0 | 0 | 35584 | 0 | 634 | 0 | 3 | 21791.6667 | 2.1792 | 0 | 21791.6667 | 538413.5502 | 19 | 0 | 2008.4474 | 0 | 21791.6667 | 117336.3793 | 21791.6667 | 0 | 95544.7126 | 95544.7126 | 0 | 0 | 0 | 0 | 0 | 0 | 0
2022-11-11 | 0 | 0 | 35584 | 0 | 634 | 0 | 3 | 22166.6667 | 2.2167 | 0 | 22166.6667 | 516621.8835 | 19 | 0 | 2008.4474 | 0 | 22166.6667 | 117711.3793 | 22166.6667 | 0 | 95544.7126 | 95544.7126 | 0 | 0 | 0 | 0 | 0 | 0 | 0
2022-11-11 01:00 | 0 | 0 | 35584 | 0 | 634 | 0 | 3 | 22166.6667 | 2.2167 | 0 | 22166.6667 | 494455.2168 | 19 | 0 | 2008.4474 | 0 | 22166.6667 | 117711.3793 | 22166.6667 | 0 | 95544.7126 | 95544.7126 | 0 | 0 | 0 | 0 | 0 | 0 | 0
2022-11-11 02:00 | 0 | 0 | 35584 | 0 | 634 | 0 | 3 | 22166.6667 | 2.2167 | 0 | 22166.6667 | 472288.5502 | 19 | 0 | 2008.4474 | 0 | 22166.6667 | 117711.3793 | 22166.6667 | 0 | 95544.7126 | 95544.7126 | 0 | 0 | 0 | 0 | 0 | 0 | 0
2022-11-11 03:00 | 0 | 0 | 35584 | 0 | 634 | 0 | 3 | 22166.6667 | 2.2167 | 0 | 22166.6667 | 450121.8835 | 19 | 0 | 2008.4474 | 0 | 22166.6667 | 117711.3793 | 22166.6667 | 0 | 95544.7126 | 95544.7126 | 0 | 0 | 0 | 0 | 0 | 0 | 0
2022-11-11 04:00 | 0 | 0 | 35584 | 0 | 634 | 0 | 3 | 22166.6667 | 2.2167 | 0 | 22166.6667 | 427955.2168 | 19 | 0 | 2008.4474 | 0 | 22166.6667 | 117711.3793 | 22166.6667 | 0 | 95544.7126 | 95544.7126 | 0 | 0 | 0 | 0 | 0 | 0 | 0
2022-11-11 05:00 | 0 | 0 | 35584 | 0 | 634 | 0 | 3 | 22166.6667 | 2.2167 | 0 | 22166.6667 | 405788.5502 | 19 | 0 | 2008.4474 | 0 | 22166.6667 | 117711.3793 | 22166.6667 | 0 | 95544.7126 | 95544.7126 | 0 | 0 | 0 | 0 | 0 | 0 | 0
2022-11-11 06:00 | 0 | 0 | 35584 | 0 | 634 | 0 | 3 | 22166.6667 | 2.2167 | 0 | 22166.6667 | 383621.8835 | 19 | 0 | 2008.4474 | 0 | 22166.6667 | 117711.3793 | 22166.6667 | 0 | 95544.7126 | 95544.7126 | 0 | 0 | 0 | 0 | 0 | 0 | 0
2022-11-11 07:00 | 0.06957 | 0.0347 | 35584 | 2401.3115 | 634 | 3678.3666 | 3 | 19765.3602 | 1.9765 | 0 | 16086.9936 | 361455.2168 | 19 | 0 | 2008.4474 | 0 | 22166.6667 | 117711.3793 | 22166.6667 | 0 | 95544.7126 | 95544.7126 | 0 | 0 | 0 | 0 | 0 | 0 | 0
2022-11-11 08:00 | 0.22348 | 0.19522 | 35584 | 7713.743 | 634 | 20694.2571 | 3 | 14452.94 | 1.4453 | 6241.3171 | 0 | 345368.2232 | 19 | 0 | 2008.4474 | 0 | 22166.6667 | 117711.3793 | 22166.6667 | 0 | 95544.7126 | 95544.7126 | 0 | 0 | 0 | 0 | 0 | 0 | 0
2022-11-11 09:00 | 0.39067 | 0.3216 | 35584 | 13484.5532 | 634 | 34091.1437 | 3 | 8682.1418 | 0.86821 | 25409.0019 | 0 | 351609.5403 | 19 | 0 | 2008.4474 | 0 | 22166.6667 | 117711.3793 | 22166.6667 | 0 | 95544.7126 | 95544.7126 | 0 | 0 | 0 | 0 | 0 | 0 | 0
2022-11-11 10:00 | 0.52258 | 0.40825 | 35584 | 18037.6221 | 634 | 43276.4596 | 3 | 4129.0825 | 0.41291 | 39147.3771 | 0 | 377018.5422 | 19 | 0 | 2008.4474 | 0 | 22166.6667 | 117711.3793 | 22166.6667 | 0 | 95544.7126 | 95544.7126 | 0 | 0 | 0 | 0 | 0 | 0 | 0
2022-11-11 11:00 | 0.59908 | 0.45846 | 35584 | 20678.1328 | 634 | 48598.9606 | 3 | 1488.5774 | 0.14886 | 47110.3832 | 0 | 416165.9192 | 19 | 0 | 2008.4474 | 0 | 22166.6667 | 117711.3793 | 22166.6667 | 0 | 95544.7126 | 95544.7126 | 0 | 0 | 0 | 0 | 0 | 0 | 0
2022-11-11 12:00 | 0.6687 | 0.75782 | 35584 | 23081.1702 | 634 | 80332.5575 | 3 | 0 | 0 | 80332.5575 | 0 | 463276.3025 | 19 | 914.4549 | 2008.4474 | 19.2228 | 22166.6667 | 117711.3793 | 23081.1216 | 0 | 94630.2577 | 94630.2577 | 914.4549 | 0 | 0 | 0 | 0 | 0 | 0
2022-11-11 13:00 | 0.60325 | 0.69831 | 35584 | 20822.0666 | 634 | 74024.2119 | 3 | 1344.6439 | 0.13446 | 72679.5679 | 0 | 543608.86 | 19 | 0 | 2008.4474 | 0 | 22166.6667 | 117711.3793 | 22166.6667 | 0 | 95544.7126 | 95544.7126 | 0 | 0 | 0 | 0 | 0 | 0 | 0
2022-11-11 14:00 | 0.47362 | 0.60575 | 35584 | 16347.6953 | 634 | 64212.4076 | 3 | 5819.0058 | 0.5819 | 58393.4018 | 0 | 616288.428 | 19 | 0 | 2008.4474 | 0 | 22166.6667 | 117711.3793 | 22166.6667 | 0 | 95544.7126 | 95544.7126 | 0 | 0 | 0 | 0 | 0 | 0 | 0
2022-11-11 15:00 | 0.29198 | 0.40789 | 35584 | 10078.1218 | 634 | 43238.2979 | 3 | 12088.5661 | 1.2089 | 31149.7318 | 0 | 674681.8297 | 19 | 0 | 2008.4474 | 0 | 22166.6667 | 117711.3793 | 22166.6667 | 0 | 95544.7126 | 95544.7126 | 0 | 0 | 0 | 0 | 0 | 0 | 0
2022-11-11 16:00 | 0.10765 | 0.15969 | 35584 | 3715.6991 | 634 | 16927.9065 | 3 | 18450.9754 | 1.8451 | 0 | 1523.0689 | 705831.5615 | 19 | 0 | 2008.4474 | 0 | 22166.6667 | 117711.3793 | 22166.6667 | 0 | 95544.7126 | 95544.7126 | 0 | 0 | 0 | 0 | 0 | 0 | 0
2022-11-11 17:00 | 0.00445 | 0 | 35584 | 153.5983 | 634 | 0 | 3 | 22013.0687 | 2.2013 | 0 | 22013.0687 | 704308.4926 | 19 | 0 | 2008.4474 | 0 | 22166.6667 | 117711.3793 | 22166.6667 | 0 | 95544.7126 | 95544.7126 | 0 | 0 | 0 | 0 | 0 | 0 | 0
2022-11-11 18:00 | 0 | 0 | 35584 | 0 | 634 | 0 | 3 | 22166.6667 | 2.2167 | 0 | 22166.6667 | 682295.424 | 19 | 0 | 2008.4474 | 0 | 22166.6667 | 117711.3793 | 22166.6667 | 0 | 95544.7126 | 95544.7126 | 0 | 0 | 0 | 0 | 0 | 0 | 0
2022-11-11 19:00 | 0 | 0 | 35584 | 0 | 634 | 0 | 3 | 22166.6667 | 2.2167 | 0 | 22166.6667 | 660128.7573 | 19 | 0 | 2008.4474 | 0 | 22166.6667 | 117711.3793 | 22166.6667 | 0 | 95544.7126 | 95544.7126 | 0 | 0 | 0 | 0 | 0 | 0 | 0
2022-11-11 20:00 | 0 | 0 | 35584 | 0 | 634 | 0 | 3 | 22166.6667 | 2.2167 | 0 | 22166.6667 | 637962.0907 | 19 | 0 | 2008.4474 | 0 | 22166.6667 | 117711.3793 | 22166.6667 | 0 | 95544.7126 | 95544.7126 | 0 | 0 | 0 | 0 | 0 | 0 | 0
2022-11-11 21:00 | 0 | 0 | 35584 | 0 | 634 | 0 | 3 | 22166.6667 | 2.2167 | 0 | 22166.6667 | 615795.424 | 19 | 0 | 2008.4474 | 0 | 22166.6667 | 117711.3793 | 22166.6667 | 0 | 95544.7126 | 95544.7126 | 0 | 0 | 0 | 0 | 0 | 0 | 0
2022-11-11 22:00 | 0 | 0 | 35584 | 0 | 634 | 0 | 3 | 22166.6667 | 2.2167 | 0 | 22166.6667 | 593628.7573 | 19 | 0 | 2008.4474 | 0 | 22166.6667 | 117711.3793 | 22166.6667 | 0 | 95544.7126 | 95544.7126 | 0 | 0 | 0 | 0 | 0 | 0 | 0
2022-11-11 23:00 | 0 | 0 | 35584 | 0 | 634 | 0 | 3 | 22166.6667 | 2.2167 | 0 | 22166.6667 | 571462.0907 | 19 | 0 | 2008.4474 | 0 | 22166.6667 | 117711.3793 | 22166.6667 | 0 | 95544.7126 | 95544.7126 | 0 | 0 | 0 | 0 | 0 | 0 | 0
2022-11-12 | 0 | 0 | 35584 | 0 | 634 | 0 | 3 | 22500 | 2.25 | 0 | 22500 | 549295.424 | 19 | 0 | 2008.4474 | 0 | 22500 | 118044.7126 | 22500 | 0 | 95544.7126 | 95544.7126 | 0 | 0 | 0 | 0 | 0 | 0 | 0
2022-11-12 01:00 | 0 | 0 | 35584 | 0 | 634 | 0 | 3 | 22500 | 2.25 | 0 | 22500 | 526795.424 | 19 | 0 | 2008.4474 | 0 | 22500 | 118044.7126 | 22500 | 0 | 95544.7126 | 95544.7126 | 0 | 0 | 0 | 0 | 0 | 0 | 0
2022-11-12 02:00 | 0 | 0 | 35584 | 0 | 634 | 0 | 3 | 22500 | 2.25 | 0 | 22500 | 504295.424 | 19 | 0 | 2008.4474 | 0 | 22500 | 118044.7126 | 22500 | 0 | 95544.7126 | 95544.7126 | 0 | 0 | 0 | 0 | 0 | 0 | 0
2022-11-12 03:00 | 0 | 0 | 35584 | 0 | 634 | 0 | 3 | 22500 | 2.25 | 0 | 22500 | 481795.424 | 19 | 0 | 2008.4474 | 0 | 22500 | 118044.7126 | 22500 | 0 | 95544.7126 | 95544.7126 | 0 | 0 | 0 | 0 | 0 | 0 | 0
2022-11-12 04:00 | 0 | 0 | 35584 | 0 | 634 | 0 | 3 | 22500 | 2.25 | 0 | 22500 | 459295.424 | 19 | 0 | 2008.4474 | 0 | 22500 | 118044.7126 | 22500 | 0 | 95544.7126 | 95544.7126 | 0 | 0 | 0 | 0 | 0 | 0 | 0
2022-11-12 05:00 | 0 | 0 | 35584 | 0 | 634 | 0 | 3 | 22500 | 2.25 | 0 | 22500 | 436795.424 | 19 | 0 | 2008.4474 | 0 | 22500 | 118044.7126 | 22500 | 0 | 95544.7126 | 95544.7126 | 0 | 0 | 0 | 0 | 0 | 0 | 0
2022-11-12 06:00 | 0 | 0 | 35584 | 0 | 634 | 0 | 3 | 22500 | 2.25 | 0 | 22500 | 414295.424 | 19 | 0 | 2008.4474 | 0 | 22500 | 118044.7126 | 22500 | 0 | 95544.7126 | 95544.7126 | 0 | 0 | 0 | 0 | 0 | 0 | 0
2022-11-12 07:00 | 0.06893 | 0.05289 | 35584 | 2379.221 | 634 | 5606.5939 | 3 | 20120.784 | 2.0121 | 0 | 14514.1902 | 391795.424 | 19 | 0 | 2008.4474 | 0 | 22500 | 118044.7126 | 22500 | 0 | 95544.7126 | 95544.7126 | 0 | 0 | 0 | 0 | 0 | 0 | 0
2022-11-12 08:00 | 0.22777 | 0.24441 | 35584 | 7861.8186 | 634 | 25908.6332 | 3 | 14638.1979 | 1.4638 | 11270.4353 | 0 | 377281.2338 | 19 | 0 | 2008.4474 | 0 | 22500 | 118044.7126 | 22500 | 0 | 95544.7126 | 95544.7126 | 0 | 0 | 0 | 0 | 0 | 0 | 0
2022-11-12 09:00 | 0.39642 | 0.37768 | 35584 | 13683.023 | 634 | 40035.8929 | 3 | 8817.0058 | 0.8817 | 31218.8871 | 0 | 388551.6691 | 19 | 0 | 2008.4474 | 0 | 22500 | 118044.7126 | 22500 | 0 | 95544.7126 | 95544.7126 | 0 | 0 | 0 | 0 | 0 | 0 | 0
2022-11-12 10:00 | 0.52722 | 0.46224 | 35584 | 18197.7786 | 634 | 48999.6588 | 3 | 4302.2597 | 0.43023 | 44697.399 | 0 | 419770.5561 | 19 | 0 | 2008.4474 | 0 | 22500 | 118044.7126 | 22500 | 0 | 95544.7126 | 95544.7126 | 0 | 0 | 0 | 0 | 0 | 0 | 0
2022-11-12 11:00 | 0.59655 | 0.48108 | 35584 | 20590.8061 | 634 | 50996.7892 | 3 | 1909.2372 | 0.19092 | 49087.552 | 0 | 464467.9552 | 19 | 0 | 2008.4474 | 0 | 22500 | 118044.7126 | 22500 | 0 | 95544.7126 | 95544.7126 | 0 | 0 | 0 | 0 | 0 | 0 | 0
2022-11-12 12:00 | 0.65705 | 0.73933 | 35584 | 22679.0532 | 634 | 78372.5288 | 3 | 0 | 0 | 78372.5288 | 0 | 513555.5071 | 19 | 179.0054 | 2008.4474 | 3.7629 | 22500 | 118044.7126 | 22679.0054 | 0 | 95365.7072 | 95365.7072 | 179.0054 | 0 | 0 | 0 | 0 | 0 | 0
2022-11-12 13:00 | 0.58342 | 0.71635 | 35584 | 20137.6048 | 634 | 75936.5385 | 3 | 2362.4376 | 0.23624 | 73574.1008 | 0 | 591928.0359 | 19 | 0 | 2008.4474 | 0 | 22500 | 118044.7126 | 22500 | 0 | 95544.7126 | 95544.7126 | 0 | 0 | 0 | 0 | 0 | 0 | 0
2022-11-12 14:00 | 0.4637 | 0.67202 | 35584 | 16005.2918 | 634 | 71237.3457 | 3 | 6494.7419 | 0.64947 | 64742.6038 | 0 | 665502.1368 | 19 | 0 | 2008.4474 | 0 | 22500 | 118044.7126 | 22500 | 0 | 95544.7126 | 95544.7126 | 0 | 0 | 0 | 0 | 0 | 0 | 0
2022-11-12 15:00 | 0.29675 | 0.53086 | 35584 | 10242.7654 | 634 | 56273.7081 | 3 | 12257.2561 | 1.2257 | 44016.452 | 0 | 730244.7405 | 19 | 0 | 2008.4474 | 0 | 22500 | 118044.7126 | 22500 | 0 | 95544.7126 | 95544.7126 | 0 | 0 | 0 | 0 | 0 | 0 | 0
2022-11-12 16:00 | 0.11353 | 0.26377 | 35584 | 3918.656 | 634 | 27960.8861 | 3 | 18581.3523 | 1.8581 | 9379.5338 | 0 | 774261.1925 | 19 | 0 | 2008.4474 | 0 | 22500 | 118044.7126 | 22500 | 0 | 95544.7126 | 95544.7126 | 0 | 0 | 0 | 0 | 0 | 0 | 0
2022-11-12 17:00 | 0.0046 | 0.00208 | 35584 | 158.7758 | 634 | 220.49 | 3 | 22341.2245 | 2.2341 | 0 | 22120.7345 | 783640.7264 | 19 | 0 | 2008.4474 | 0 | 22500 | 118044.7126 | 22500 | 0 | 95544.7126 | 95544.7126 | 0 | 0 | 0 | 0 | 0 | 0 | 0
2022-11-12 18:00 | 0 | 0 | 35584 | 0 | 634 | 0 | 3 | 22500 | 2.25 | 0 | 22500 | 761519.9918 | 19 | 0 | 2008.4474 | 0 | 22500 | 118044.7126 | 22500 | 0 | 95544.7126 | 95544.7126 | 0 | 0 | 0 | 0 | 0 | 0 | 0
2022-11-12 19:00 | 0 | 0 | 35584 | 0 | 634 | 0 | 3 | 22500 | 2.25 | 0 | 22500 | 739019.9918 | 19 | 0 | 2008.4474 | 0 | 22500 | 118044.7126 | 22500 | 0 | 95544.7126 | 95544.7126 | 0 | 0 | 0 | 0 | 0 | 0 | 0
2022-11-12 20:00 | 0 | 0 | 35584 | 0 | 634 | 0 | 3 | 22500 | 2.25 | 0 | 22500 | 716519.9918 | 19 | 0 | 2008.4474 | 0 | 22500 | 118044.7126 | 22500 | 0 | 95544.7126 | 95544.7126 | 0 | 0 | 0 | 0 | 0 | 0 | 0
2022-11-12 21:00 | 0 | 0 | 35584 | 0 | 634 | 0 | 3 | 22500 | 2.25 | 0 | 22500 | 694019.9918 | 19 | 0 | 2008.4474 | 0 | 22500 | 118044.7126 | 22500 | 0 | 95544.7126 | 95544.7126 | 0 | 0 | 0 | 0 | 0 | 0 | 0
2022-11-12 22:00 | 0 | 0 | 35584 | 0 | 634 | 0 | 3 | 22500 | 2.25 | 0 | 22500 | 671519.9918 | 19 | 0 | 2008.4474 | 0 | 22500 | 118044.7126 | 22500 | 0 | 95544.7126 | 95544.7126 | 0 | 0 | 0 | 0 | 0 | 0 | 0
2022-11-12 23:00 | 0 | 0 | 35584 | 0 | 634 | 0 | 3 | 22500 | 2.25 | 0 | 22500 | 649019.9918 | 19 | 0 | 2008.4474 | 0 | 22500 | 118044.7126 | 22500 | 0 | 95544.7126 | 95544.7126 | 0 | 0 | 0 | 0 | 0 | 0 | 0
2022-11-13 | 0 | 0 | 35584 | 0 | 634 | 0 | 3 | 21875 | 2.1875 | 0 | 21875 | 626519.9918 | 19 | 0 | 2008.4474 | 0 | 21875 | 117419.7126 | 21875 | 0 | 95544.7126 | 95544.7126 | 0 | 0 | 0 | 0 | 0 | 0 | 0
2022-11-13 01:00 | 0 | 0 | 35584 | 0 | 634 | 0 | 3 | 21875 | 2.1875 | 0 | 21875 | 604644.9918 | 19 | 0 | 2008.4474 | 0 | 21875 | 117419.7126 | 21875 | 0 | 95544.7126 | 95544.7126 | 0 | 0 | 0 | 0 | 0 | 0 | 0
2022-11-13 02:00 | 0 | 0 | 35584 | 0 | 634 | 0 | 3 | 21875 | 2.1875 | 0 | 21875 | 582769.9918 | 19 | 0 | 2008.4474 | 0 | 21875 | 117419.7126 | 21875 | 0 | 95544.7126 | 95544.7126 | 0 | 0 | 0 | 0 | 0 | 0 | 0
2022-11-13 03:00 | 0 | 0 | 35584 | 0 | 634 | 0 | 3 | 21875 | 2.1875 | 0 | 21875 | 560894.9918 | 19 | 0 | 2008.4474 | 0 | 21875 | 117419.7126 | 21875 | 0 | 95544.7126 | 95544.7126 | 0 | 0 | 0 | 0 | 0 | 0 | 0
2022-11-13 04:00 | 0 | 0 | 35584 | 0 | 634 | 0 | 3 | 21875 | 2.1875 | 0 | 21875 | 539019.9918 | 19 | 0 | 2008.4474 | 0 | 21875 | 117419.7126 | 21875 | 0 | 95544.7126 | 95544.7126 | 0 | 0 | 0 | 0 | 0 | 0 | 0
2022-11-13 05:00 | 0 | 0 | 35584 | 0 | 634 | 0 | 3 | 21875 | 2.1875 | 0 | 21875 | 517144.9918 | 19 | 0 | 2008.4474 | 0 | 21875 | 117419.7126 | 21875 | 0 | 95544.7126 | 95544.7126 | 0 | 0 | 0 | 0 | 0 | 0 | 0
2022-11-13 06:00 | 0 | 0 | 35584 | 0 | 634 | 0 | 3 | 21875 | 2.1875 | 0 | 21875 | 495269.9918 | 19 | 0 | 2008.4474 | 0 | 21875 | 117419.7126 | 21875 | 0 | 95544.7126 | 95544.7126 | 0 | 0 | 0 | 0 | 0 | 0 | 0
2022-11-13 07:00 | 0.06805 | 0.08297 | 35584 | 2348.8465 | 634 | 8795.2183 | 3 | 19526.1585 | 1.9526 | 0 | 10730.9402 | 473394.9918 | 19 | 0 | 2008.4474 | 0 | 21875 | 117419.7126 | 21875 | 0 | 95544.7126 | 95544.7126 | 0 | 0 | 0 | 0 | 0 | 0 | 0
2022-11-13 08:00 | 0.2045 | 0.26585 | 35584 | 7058.6202 | 634 | 28181.3761 | 3 | 14816.3947 | 1.4816 | 13364.9814 | 0 | 462664.0516 | 19 | 0 | 2008.4474 | 0 | 21875 | 117419.7126 | 21875 | 0 | 95544.7126 | 95544.7126 | 0 | 0 | 0 | 0 | 0 | 0 | 0
2022-11-13 09:00 | 0.33358 | 0.35395 | 35584 | 11514.0074 | 634 | 37520.399 | 3 | 10361.0168 | 1.0361 | 27159.3821 | 0 | 476029.033 | 19 | 0 | 2008.4474 | 0 | 21875 | 117419.7126 | 21875 | 0 | 95544.7126 | 95544.7126 | 0 | 0 | 0 | 0 | 0 | 0 | 0
2022-11-13 10:00 | 0.42188 | 0.39805 | 35584 | 14561.8126 | 634 | 42195.2106 | 3 | 7313.2181 | 0.73132 | 34881.9926 | 0 | 503188.4151 | 19 | 0 | 2008.4474 | 0 | 21875 | 117419.7126 | 21875 | 0 | 95544.7126 | 95544.7126 | 0 | 0 | 0 | 0 | 0 | 0 | 0
2022-11-13 11:00 | 0.27627 | 0.03086 | 35584 | 9535.8679 | 634 | 3271.3081 | 3 | 12339.1521 | 1.2339 | 0 | 9067.844 | 538070.4077 | 19 | 0 | 2008.4474 | 0 | 21875 | 117419.7126 | 21875 | 0 | 95544.7126 | 95544.7126 | 0 | 0 | 0 | 0 | 0 | 0 | 0
2022-11-13 12:00 | 0.33405 | 0.11867 | 35584 | 11530.2301 | 634 | 12579.5896 | 3 | 10344.7941 | 1.0345 | 2234.7955 | 0 | 529002.5636 | 19 | 0 | 2008.4474 | 0 | 21875 | 117419.7126 | 21875 | 0 | 95544.7126 | 95544.7126 | 0 | 0 | 0 | 0 | 0 | 0 | 0
2022-11-13 13:00 | 0.28517 | 0.25467 | 35584 | 9843.0646 | 634 | 26996.2424 | 3 | 12031.9561 | 1.2032 | 14964.2863 | 0 | 531237.3591 | 19 | 0 | 2008.4474 | 0 | 21875 | 117419.7126 | 21875 | 0 | 95544.7126 | 95544.7126 | 0 | 0 | 0 | 0 | 0 | 0 | 0
2022-11-13 14:00 | 0.22848 | 0.1632 | 35584 | 7886.3254 | 634 | 17299.9834 | 3 | 13988.6913 | 1.3989 | 3311.2921 | 0 | 546201.6454 | 19 | 0 | 2008.4474 | 0 | 21875 | 117419.7126 | 21875 | 0 | 95544.7126 | 95544.7126 | 0 | 0 | 0 | 0 | 0 | 0 | 0
2022-11-13 15:00 | 0.15138 | 0.10844 | 35584 | 5225.1047 | 634 | 11495.1605 | 3 | 16649.9063 | 1.665 | 0 | 5154.7457 | 549512.9375 | 19 | 0 | 2008.4474 | 0 | 21875 | 117419.7126 | 21875 | 0 | 95544.7126 | 95544.7126 | 0 | 0 | 0 | 0 | 0 | 0 | 0
2022-11-13 16:00 | 0.06715 | 0.04433 | 35584 | 2317.7816 | 634 | 4699.1928 | 3 | 19557.2232 | 1.9557 | 0 | 14858.0305 | 544358.1918 | 19 | 0 | 2008.4474 | 0 | 21875 | 117419.7126 | 21875 | 0 | 95544.7126 | 95544.7126 | 0 | 0 | 0 | 0 | 0 | 0 | 0
2022-11-13 17:00 | 0.00335 | 0 | 35584 | 115.6302 | 634 | 0 | 3 | 21759.37 | 2.1759 | 0 | 21759.37 | 529500.1613 | 19 | 0 | 2008.4474 | 0 | 21875 | 117419.7126 | 21875 | 0 | 95544.7126 | 95544.7126 | 0 | 0 | 0 | 0 | 0 | 0 | 0
2022-11-13 18:00 | 0 | 0 | 35584 | 0 | 634 | 0 | 3 | 21875 | 2.1875 | 0 | 21875 | 507740.7913 | 19 | 0 | 2008.4474 | 0 | 21875 | 117419.7126 | 21875 | 0 | 95544.7126 | 95544.7126 | 0 | 0 | 0 | 0 | 0 | 0 | 0
2022-11-13 19:00 | 0 | 0 | 35584 | 0 | 634 | 0 | 3 | 21875 | 2.1875 | 0 | 21875 | 485865.7913 | 19 | 0 | 2008.4474 | 0 | 21875 | 117419.7126 | 21875 | 0 | 95544.7126 | 95544.7126 | 0 | 0 | 0 | 0 | 0 | 0 | 0
2022-11-13 20:00 | 0 | 0 | 35584 | 0 | 634 | 0 | 3 | 21875 | 2.1875 | 0 | 21875 | 463990.7913 | 19 | 0 | 2008.4474 | 0 | 21875 | 117419.7126 | 21875 | 0 | 95544.7126 | 95544.7126 | 0 | 0 | 0 | 0 | 0 | 0 | 0
2022-11-13 21:00 | 0 | 0 | 35584 | 0 | 634 | 0 | 3 | 21875 | 2.1875 | 0 | 21875 | 442115.7913 | 19 | 0 | 2008.4474 | 0 | 21875 | 117419.7126 | 21875 | 0 | 95544.7126 | 95544.7126 | 0 | 0 | 0 | 0 | 0 | 0 | 0
2022-11-13 22:00 | 0 | 0 | 35584 | 0 | 634 | 0 | 3 | 21875 | 2.1875 | 0 | 21875 | 420240.7913 | 19 | 0 | 2008.4474 | 0 | 21875 | 117419.7126 | 21875 | 0 | 95544.7126 | 95544.7126 | 0 | 0 | 0 | 0 | 0 | 0 | 0
2022-11-13 23:00 | 0 | 0 | 35584 | 0 | 634 | 0 | 3 | 21875 | 2.1875 | 0 | 21875 | 398365.7913 | 19 | 0 | 2008.4474 | 0 | 21875 | 117419.7126 | 21875 | 0 | 95544.7126 | 95544.7126 | 0 | 0 | 0 | 0 | 0 | 0 | 0
2022-11-14 | 0 | 0 | 35584 | 0 | 634 | 0 | 3 | 22516.6667 | 2.2517 | 0 | 22516.6667 | 376490.7913 | 19 | 0 | 2008.4474 | 0 | 22516.6667 | 118061.3793 | 22516.6667 | 0 | 95544.7126 | 95544.7126 | 0 | 0 | 0 | 0 | 0 | 0 | 0
2022-11-14 01:00 | 0 | 0 | 35584 | 0 | 634 | 0 | 3 | 22516.6667 | 2.2517 | 0 | 22516.6667 | 353974.1246 | 19 | 0 | 2008.4474 | 0 | 22516.6667 | 118061.3793 | 22516.6667 | 0 | 95544.7126 | 95544.7126 | 0 | 0 | 0 | 0 | 0 | 0 | 0
2022-11-14 02:00 | 0 | 0 | 35584 | 0 | 634 | 0 | 3 | 22516.6667 | 2.2517 | 0 | 22516.6667 | 331457.4579 | 19 | 0 | 2008.4474 | 0 | 22516.6667 | 118061.3793 | 22516.6667 | 0 | 95544.7126 | 95544.7126 | 0 | 0 | 0 | 0 | 0 | 0 | 0
2022-11-14 03:00 | 0 | 0 | 35584 | 0 | 634 | 0 | 3 | 22516.6667 | 2.2517 | 0 | 22516.6667 | 308940.7913 | 19 | 0 | 2008.4474 | 0 | 22516.6667 | 118061.3793 | 22516.6667 | 0 | 95544.7126 | 95544.7126 | 0 | 0 | 0 | 0 | 0 | 0 | 0
2022-11-14 04:00 | 0 | 0 | 35584 | 0 | 634 | 0 | 3 | 22516.6667 | 2.2517 | 0 | 22516.6667 | 286424.1246 | 19 | 0 | 2008.4474 | 0 | 22516.6667 | 118061.3793 | 22516.6667 | 0 | 95544.7126 | 95544.7126 | 0 | 0 | 0 | 0 | 0 | 0 | 0
2022-11-14 05:00 | 0 | 0 | 35584 | 0 | 634 | 0 | 3 | 22516.6667 | 2.2517 | 0 | 22516.6667 | 263907.4579 | 19 | 0 | 2008.4474 | 0 | 22516.6667 | 118061.3793 | 22516.6667 | 0 | 95544.7126 | 95544.7126 | 0 | 0 | 0 | 0 | 0 | 0 | 0
2022-11-14 06:00 | 0 | 0 | 35584 | 0 | 634 | 0 | 3 | 22516.6667 | 2.2517 | 0 | 22516.6667 | 241390.7913 | 19 | 0 | 2008.4474 | 0 | 22516.6667 | 118061.3793 | 22516.6667 | 0 | 95544.7126 | 95544.7126 | 0 | 0 | 0 | 0 | 0 | 0 | 0
2022-11-14 07:00 | 0.06195 | 0.04935 | 35584 | 2138.2959 | 634 | 5231.3369 | 3 | 20378.3752 | 2.0378 | 0 | 15147.0384 | 218874.1246 | 19 | 0 | 2008.4474 | 0 | 22516.6667 | 118061.3793 | 22516.6667 | 0 | 95544.7126 | 95544.7126 | 0 | 0 | 0 | 0 | 0 | 0 | 0
2022-11-14 08:00 | 0.21382 | 0.22372 | 35584 | 7380.3138 | 634 | 23715.3939 | 3 | 15136.3685 | 1.5136 | 8579.0254 | 0 | 203727.0863 | 19 | 0 | 2008.4474 | 0 | 22516.6667 | 118061.3793 | 22516.6667 | 0 | 95544.7126 | 95544.7126 | 0 | 0 | 0 | 0 | 0 | 0 | 0
2022-11-14 09:00 | 0.37327 | 0.33322 | 35584 | 12883.9665 | 634 | 35322.9195 | 3 | 9632.7273 | 0.96327 | 25690.1922 | 0 | 212306.1117 | 19 | 0 | 2008.4474 | 0 | 22516.6667 | 118061.3793 | 22516.6667 | 0 | 95544.7126 | 95544.7126 | 0 | 0 | 0 | 0 | 0 | 0 | 0
2022-11-14 10:00 | 0.51555 | 0.44378 | 35584 | 17794.9713 | 634 | 47042.8101 | 3 | 4721.7329 | 0.47217 | 42321.0773 | 0 | 237996.3038 | 19 | 0 | 2008.4474 | 0 | 22516.6667 | 118061.3793 | 22516.6667 | 0 | 95544.7126 | 95544.7126 | 0 | 0 | 0 | 0 | 0 | 0 | 0
2022-11-14 11:00 | 0.61235 | 0.58696 | 35584 | 21136.1665 | 634 | 62220.5774 | 3 | 1380.5446 | 0.13805 | 60840.0328 | 0 | 280317.3811 | 19 | 0 | 2008.4474 | 0 | 22516.6667 | 118061.3793 | 22516.6667 | 0 | 95544.7126 | 95544.7126 | 0 | 0 | 0 | 0 | 0 | 0 | 0
2022-11-14 12:00 | 0.64547 | 0.72725 | 35584 | 22279.3523 | 634 | 77091.9908 | 3 | 237.3612 | 0.023736 | 76854.6296 | 0 | 341157.4139 | 19 | 0 | 2008.4474 | 0 | 22516.6667 | 118061.3793 | 22516.6667 | 0 | 95544.7126 | 95544.7126 | 0 | 0 | 0 | 0 | 0 | 0 | 0
2022-11-14 13:00 | 0.5841 | 0.70336 | 35584 | 20161.076 | 634 | 74559.5361 | 3 | 2355.6331 | 0.23556 | 72203.903 | 0 | 418012.0434 | 19 | 0 | 2008.4474 | 0 | 22516.6667 | 118061.3793 | 22516.6667 | 0 | 95544.7126 | 95544.7126 | 0 | 0 | 0 | 0 | 0 | 0 | 0
2022-11-14 14:00 | 0.4492 | 0.57022 | 35584 | 15504.8028 | 634 | 60446.0571 | 3 | 7011.8965 | 0.70119 | 53434.1606 | 0 | 490215.9464 | 19 | 0 | 2008.4474 | 0 | 22516.6667 | 118061.3793 | 22516.6667 | 0 | 95544.7126 | 95544.7126 | 0 | 0 | 0 | 0 | 0 | 0 | 0
2022-11-14 15:00 | 0.27377 | 0.38449 | 35584 | 9449.5767 | 634 | 40757.7856 | 3 | 13067.1098 | 1.3067 | 27690.6757 | 0 | 543650.107 | 19 | 0 | 2008.4474 | 0 | 22516.6667 | 118061.3793 | 22516.6667 | 0 | 95544.7126 | 95544.7126 | 0 | 0 | 0 | 0 | 0 | 0 | 0
2022-11-14 16:00 | 0.10003 | 0.14737 | 35584 | 3452.6835 | 634 | 15621.9274 | 3 | 19063.9904 | 1.9064 | 0 | 3442.0631 | 571340.7827 | 19 | 0 | 2008.4474 | 0 | 22516.6667 | 118061.3793 | 22516.6667 | 0 | 95544.7126 | 95544.7126 | 0 | 0 | 0 | 0 | 0 | 0 | 0
2022-11-14 17:00 | 0.0039 | 0.00111 | 35584 | 134.6143 | 634 | 117.6653 | 3 | 22382.0527 | 2.2382 | 0 | 22264.3874 | 567898.7196 | 19 | 0 | 2008.4474 | 0 | 22516.6667 | 118061.3793 | 22516.6667 | 0 | 95544.7126 | 95544.7126 | 0 | 0 | 0 | 0 | 0 | 0 | 0
2022-11-14 18:00 | 0 | 0 | 35584 | 0 | 634 | 0 | 3 | 22516.6667 | 2.2517 | 0 | 22516.6667 | 545634.3323 | 19 | 0 | 2008.4474 | 0 | 22516.6667 | 118061.3793 | 22516.6667 | 0 | 95544.7126 | 95544.7126 | 0 | 0 | 0 | 0 | 0 | 0 | 0
2022-11-14 19:00 | 0 | 0 | 35584 | 0 | 634 | 0 | 3 | 22516.6667 | 2.2517 | 0 | 22516.6667 | 523117.6656 | 19 | 0 | 2008.4474 | 0 | 22516.6667 | 118061.3793 | 22516.6667 | 0 | 95544.7126 | 95544.7126 | 0 | 0 | 0 | 0 | 0 | 0 | 0
2022-11-14 20:00 | 0 | 0 | 35584 | 0 | 634 | 0 | 3 | 22516.6667 | 2.2517 | 0 | 22516.6667 | 500600.9989 | 19 | 0 | 2008.4474 | 0 | 22516.6667 | 118061.3793 | 22516.6667 | 0 | 95544.7126 | 95544.7126 | 0 | 0 | 0 | 0 | 0 | 0 | 0
2022-11-14 21:00 | 0 | 0 | 35584 | 0 | 634 | 0 | 3 | 22516.6667 | 2.2517 | 0 | 22516.6667 | 478084.3323 | 19 | 0 | 2008.4474 | 0 | 22516.6667 | 118061.3793 | 22516.6667 | 0 | 95544.7126 | 95544.7126 | 0 | 0 | 0 | 0 | 0 | 0 | 0
2022-11-14 22:00 | 0 | 0 | 35584 | 0 | 634 | 0 | 3 | 22516.6667 | 2.2517 | 0 | 22516.6667 | 455567.6656 | 19 | 0 | 2008.4474 | 0 | 22516.6667 | 118061.3793 | 22516.6667 | 0 | 95544.7126 | 95544.7126 | 0 | 0 | 0 | 0 | 0 | 0 | 0
2022-11-14 23:00 | 0 | 0 | 35584 | 0 | 634 | 0 | 3 | 22516.6667 | 2.2517 | 0 | 22516.6667 | 433050.9989 | 19 | 0 | 2008.4474 | 0 | 22516.6667 | 118061.3793 | 22516.6667 | 0 | 95544.7126 | 95544.7126 | 0 | 0 | 0 | 0 | 0 | 0 | 0
2022-11-15 | 0 | 0 | 35584 | 0 | 634 | 0 | 3 | 22262.5 | 2.2262 | 0 | 22262.5 | 410534.3323 | 19 | 0 | 2008.4474 | 0 | 22262.5 | 117807.2126 | 22262.5 | 0 | 95544.7126 | 95544.7126 | 0 | 0 | 0 | 0 | 0 | 0 | 0
2022-11-15 01:00 | 0 | 0 | 35584 | 0 | 634 | 0 | 3 | 22262.5 | 2.2262 | 0 | 22262.5 | 388271.8323 | 19 | 0 | 2008.4474 | 0 | 22262.5 | 117807.2126 | 22262.5 | 0 | 95544.7126 | 95544.7126 | 0 | 0 | 0 | 0 | 0 | 0 | 0
2022-11-15 02:00 | 0 | 0 | 35584 | 0 | 634 | 0 | 3 | 22262.5 | 2.2262 | 0 | 22262.5 | 366009.3323 | 19 | 0 | 2008.4474 | 0 | 22262.5 | 117807.2126 | 22262.5 | 0 | 95544.7126 | 95544.7126 | 0 | 0 | 0 | 0 | 0 | 0 | 0
2022-11-15 03:00 | 0 | 0 | 35584 | 0 | 634 | 0 | 3 | 22262.5 | 2.2262 | 0 | 22262.5 | 343746.8323 | 19 | 0 | 2008.4474 | 0 | 22262.5 | 117807.2126 | 22262.5 | 0 | 95544.7126 | 95544.7126 | 0 | 0 | 0 | 0 | 0 | 0 | 0
2022-11-15 04:00 | 0 | 0 | 35584 | 0 | 634 | 0 | 3 | 22262.5 | 2.2262 | 0 | 22262.5 | 321484.3323 | 19 | 0 | 2008.4474 | 0 | 22262.5 | 117807.2126 | 22262.5 | 0 | 95544.7126 | 95544.7126 | 0 | 0 | 0 | 0 | 0 | 0 | 0
2022-11-15 05:00 | 0 | 0 | 35584 | 0 | 634 | 0 | 3 | 22262.5 | 2.2263 | 0 | 22262.5 | 299221.8323 | 19 | 0 | 2008.4474 | 0 | 22262.5 | 117807.2126 | 22262.5 | 0 | 95544.7126 | 95544.7126 | 0 | 0 | 0 | 0 | 0 | 0 | 0
2022-11-15 06:00 | 0 | 0 | 35584 | 0 | 634 | 0 | 3 | 22262.5 | 2.2262 | 0 | 22262.5 | 276959.3323 | 19 | 0 | 2008.4474 | 0 | 22262.5 | 117807.2126 | 22262.5 | 0 | 95544.7126 | 95544.7126 | 0 | 0 | 0 | 0 | 0 | 0 | 0
2022-11-15 07:00 | 0.06325 | 0.08147 | 35584 | 2183.1674 | 634 | 8636.2111 | 3 | 20079.3372 | 2.0079 | 0 | 11443.1262 | 254696.8323 | 19 | 0 | 2008.4474 | 0 | 22262.5 | 117807.2126 | 22262.5 | 0 | 95544.7126 | 95544.7126 | 0 | 0 | 0 | 0 | 0 | 0 | 0
2022-11-15 08:00 | 0.2181 | 0.33321 | 35584 | 7528.0443 | 634 | 35321.8594 | 3 | 14734.4716 | 1.4734 | 20587.3878 | 0 | 243253.7061 | 19 | 0 | 2008.4474 | 0 | 22262.5 | 117807.2126 | 22262.5 | 0 | 95544.7126 | 95544.7126 | 0 | 0 | 0 | 0 | 0 | 0 | 0
2022-11-15 09:00 | 0.3694 | 0.48519 | 35584 | 12750.3877 | 634 | 51432.4689 | 3 | 9512.1391 | 0.95121 | 41920.3298 | 0 | 263841.0939 | 19 | 0 | 2008.4474 | 0 | 22262.5 | 117807.2126 | 22262.5 | 0 | 95544.7126 | 95544.7126 | 0 | 0 | 0 | 0 | 0 | 0 | 0
2022-11-15 10:00 | 0.49025 | 0.54227 | 35584 | 16921.7043 | 634 | 57483.2229 | 3 | 5340.8313 | 0.53408 | 52142.3916 | 0 | 305761.4237 | 19 | 0 | 2008.4474 | 0 | 22262.5 | 117807.2126 | 22262.5 | 0 | 95544.7126 | 95544.7126 | 0 | 0 | 0 | 0 | 0 | 0 | 0
2022-11-15 11:00 | 0.58742 | 0.59414 | 35584 | 20275.6707 | 634 | 62981.6919 | 3 | 1986.872 | 0.19869 | 60994.8199 | 0 | 357903.8153 | 19 | 0 | 2008.4474 | 0 | 22262.5 | 117807.2126 | 22262.5 | 0 | 95544.7126 | 95544.7126 | 0 | 0 | 0 | 0 | 0 | 0 | 0
2022-11-15 12:00 | 0.58803 | 0.54326 | 35584 | 20296.7257 | 634 | 57588.1676 | 3 | 1965.817 | 0.19658 | 55622.3506 | 0 | 418898.6352 | 19 | 0 | 2008.4474 | 0 | 22262.5 | 117807.2126 | 22262.5 | 0 | 95544.7126 | 95544.7126 | 0 | 0 | 0 | 0 | 0 | 0 | 0
2022-11-15 13:00 | 0.48345 | 0.54101 | 35584 | 16686.9923 | 634 | 57349.6568 | 3 | 5575.5429 | 0.55755 | 51774.114 | 0 | 474520.9858 | 19 | 0 | 2008.4474 | 0 | 22262.5 | 117807.2126 | 22262.5 | 0 | 95544.7126 | 95544.7126 | 0 | 0 | 0 | 0 | 0 | 0 | 0
2022-11-15 14:00 | 0.3695 | 0.36008 | 35584 | 12753.8394 | 634 | 38170.2084 | 3 | 9508.6875 | 0.95087 | 28661.5209 | 0 | 526295.0998 | 19 | 0 | 2008.4474 | 0 | 22262.5 | 117807.2126 | 22262.5 | 0 | 95544.7126 | 95544.7126 | 0 | 0 | 0 | 0 | 0 | 0 | 0
2022-11-15 15:00 | 0.22425 | 0.25831 | 35584 | 7740.3206 | 634 | 27382.0999 | 3 | 14522.1957 | 1.4522 | 12859.9042 | 0 | 554956.6207 | 19 | 0 | 2008.4474 | 0 | 22262.5 | 117807.2126 | 22262.5 | 0 | 95544.7126 | 95544.7126 | 0 | 0 | 0 | 0 | 0 | 0 | 0
2022-11-15 16:00 | 0.08262 | 0.09575 | 35584 | 2851.7516 | 634 | 10149.9596 | 3 | 19410.7544 | 1.9411 | 0 | 9260.7948 | 567816.5249 | 19 | 0 | 2008.4474 | 0 | 22262.5 | 117807.2126 | 22262.5 | 0 | 95544.7126 | 95544.7126 | 0 | 0 | 0 | 0 | 0 | 0 | 0
2022-11-15 17:00 | 0.00317 | 0 | 35584 | 109.4172 | 634 | 0 | 3 | 22153.083 | 2.2153 | 0 | 22153.083 | 558555.7301 | 19 | 0 | 2008.4474 | 0 | 22262.5 | 117807.2126 | 22262.5 | 0 | 95544.7126 | 95544.7126 | 0 | 0 | 0 | 0 | 0 | 0 | 0
2022-11-15 18:00 | 0 | 0 | 35584 | 0 | 634 | 0 | 3 | 22262.5 | 2.2262 | 0 | 22262.5 | 536402.6471 | 19 | 0 | 2008.4474 | 0 | 22262.5 | 117807.2126 | 22262.5 | 0 | 95544.7126 | 95544.7126 | 0 | 0 | 0 | 0 | 0 | 0 | 0
2022-11-15 19:00 | 0 | 0 | 35584 | 0 | 634 | 0 | 3 | 22262.5 | 2.2262 | 0 | 22262.5 | 514140.1471 | 19 | 0 | 2008.4474 | 0 | 22262.5 | 117807.2126 | 22262.5 | 0 | 95544.7126 | 95544.7126 | 0 | 0 | 0 | 0 | 0 | 0 | 0
2022-11-15 20:00 | 0 | 0 | 35584 | 0 | 634 | 0 | 3 | 22262.5 | 2.2262 | 0 | 22262.5 | 491877.6471 | 19 | 0 | 2008.4474 | 0 | 22262.5 | 117807.2126 | 22262.5 | 0 | 95544.7126 | 95544.7126 | 0 | 0 | 0 | 0 | 0 | 0 | 0
2022-11-15 21:00 | 0 | 0 | 35584 | 0 | 634 | 0 | 3 | 22262.5 | 2.2262 | 0 | 22262.5 | 469615.1471 | 19 | 0 | 2008.4474 | 0 | 22262.5 | 117807.2126 | 22262.5 | 0 | 95544.7126 | 95544.7126 | 0 | 0 | 0 | 0 | 0 | 0 | 0
2022-11-15 22:00 | 0 | 0 | 35584 | 0 | 634 | 0 | 3 | 22262.5 | 2.2262 | 0 | 22262.5 | 447352.6471 | 19 | 0 | 2008.4474 | 0 | 22262.5 | 117807.2126 | 22262.5 | 0 | 95544.7126 | 95544.7126 | 0 | 0 | 0 | 0 | 0 | 0 | 0
2022-11-15 23:00 | 0 | 0 | 35584 | 0 | 634 | 0 | 3 | 22262.5 | 2.2262 | 0 | 22262.5 | 425090.1471 | 19 | 0 | 2008.4474 | 0 | 22262.5 | 117807.2126 | 22262.5 | 0 | 95544.7126 | 95544.7126 | 0 | 0 | 0 | 0 | 0 | 0 | 0
2022-11-16 | 0 | 0 | 35584 | 0 | 634 | 0 | 3 | 22125 | 2.2125 | 0 | 22125 | 402827.6471 | 19 | 0 | 2008.4474 | 0 | 22125 | 117669.7126 | 22125 | 0 | 95544.7126 | 95544.7126 | 0 | 0 | 0 | 0 | 0 | 0 | 0
2022-11-16 01:00 | 0 | 0 | 35584 | 0 | 634 | 0 | 3 | 22125 | 2.2125 | 0 | 22125 | 380702.6471 | 19 | 0 | 2008.4474 | 0 | 22125 | 117669.7126 | 22125 | 0 | 95544.7126 | 95544.7126 | 0 | 0 | 0 | 0 | 0 | 0 | 0
2022-11-16 02:00 | 0 | 0 | 35584 | 0 | 634 | 0 | 3 | 22125 | 2.2125 | 0 | 22125 | 358577.6471 | 19 | 0 | 2008.4474 | 0 | 22125 | 117669.7126 | 22125 | 0 | 95544.7126 | 95544.7126 | 0 | 0 | 0 | 0 | 0 | 0 | 0
2022-11-16 03:00 | 0 | 0 | 35584 | 0 | 634 | 0 | 3 | 22125 | 2.2125 | 0 | 22125 | 336452.6471 | 19 | 0 | 2008.4474 | 0 | 22125 | 117669.7126 | 22125 | 0 | 95544.7126 | 95544.7126 | 0 | 0 | 0 | 0 | 0 | 0 | 0
2022-11-16 04:00 | 0 | 0 | 35584 | 0 | 634 | 0 | 3 | 22125 | 2.2125 | 0 | 22125 | 314327.6471 | 19 | 0 | 2008.4474 | 0 | 22125 | 117669.7126 | 22125 | 0 | 95544.7126 | 95544.7126 | 0 | 0 | 0 | 0 | 0 | 0 | 0
2022-11-16 05:00 | 0 | 0 | 35584 | 0 | 634 | 0 | 3 | 22125 | 2.2125 | 0 | 22125 | 292202.6471 | 19 | 0 | 2008.4474 | 0 | 22125 | 117669.7126 | 22125 | 0 | 95544.7126 | 95544.7126 | 0 | 0 | 0 | 0 | 0 | 0 | 0
2022-11-16 06:00 | 0 | 0 | 35584 | 0 | 634 | 0 | 3 | 22125 | 2.2125 | 0 | 22125 | 270077.6471 | 19 | 0 | 2008.4474 | 0 | 22125 | 117669.7126 | 22125 | 0 | 95544.7126 | 95544.7126 | 0 | 0 | 0 | 0 | 0 | 0 | 0
2022-11-16 07:00 | 0.04265 | 0.02281 | 35584 | 1472.1279 | 634 | 2417.9695 | 3 | 20652.8752 | 2.0653 | 0 | 18234.9057 | 247952.6471 | 19 | 0 | 2008.4474 | 0 | 22125 | 117669.7126 | 22125 | 0 | 95544.7126 | 95544.7126 | 0 | 0 | 0 | 0 | 0 | 0 | 0
2022-11-16 08:00 | 0.1291 | 0.12998 | 35584 | 4456.0776 | 634 | 13778.5039 | 3 | 17668.9318 | 1.7669 | 0 | 3890.4279 | 229717.7414 | 19 | 0 | 2008.4474 | 0 | 22125 | 117669.7126 | 22125 | 0 | 95544.7126 | 95544.7126 | 0 | 0 | 0 | 0 | 0 | 0 | 0
2022-11-16 09:00 | 0.21602 | 0.18549 | 35584 | 7456.25 | 634 | 19662.8304 | 3 | 14668.7657 | 1.4669 | 4994.0647 | 0 | 225827.3135 | 19 | 0 | 2008.4474 | 0 | 22125 | 117669.7126 | 22125 | 0 | 95544.7126 | 95544.7126 | 0 | 0 | 0 | 0 | 0 | 0 | 0
2022-11-16 10:00 | 0.27033 | 0.19405 | 35584 | 9330.84 | 634 | 20570.2314 | 3 | 12794.1796 | 1.2794 | 7776.0518 | 0 | 230821.3781 | 19 | 0 | 2008.4474 | 0 | 22125 | 117669.7126 | 22125 | 0 | 95544.7126 | 95544.7126 | 0 | 0 | 0 | 0 | 0 | 0 | 0
2022-11-16 11:00 | 0.34058 | 0.23345 | 35584 | 11755.6228 | 634 | 24746.8206 | 3 | 10369.402 | 1.0369 | 14377.4186 | 0 | 238597.43 | 19 | 0 | 2008.4474 | 0 | 22125 | 117669.7126 | 22125 | 0 | 95544.7126 | 95544.7126 | 0 | 0 | 0 | 0 | 0 | 0 | 0
2022-11-16 12:00 | 0.47585 | 0.33836 | 35584 | 16424.667 | 634 | 35867.7841 | 3 | 5700.3676 | 0.57004 | 30167.4166 | 0 | 252974.8485 | 19 | 0 | 2008.4474 | 0 | 22125 | 117669.7126 | 22125 | 0 | 95544.7126 | 95544.7126 | 0 | 0 | 0 | 0 | 0 | 0 | 0
2022-11-16 13:00 | 0.41917 | 0.31786 | 35584 | 14468.2729 | 634 | 33694.6857 | 3 | 7656.7575 | 0.76568 | 26037.9282 | 0 | 283142.2651 | 19 | 0 | 2008.4474 | 0 | 22125 | 117669.7126 | 22125 | 0 | 95544.7126 | 95544.7126 | 0 | 0 | 0 | 0 | 0 | 0 | 0
2022-11-16 14:00 | 0.33333 | 0.29599 | 35584 | 11505.3783 | 634 | 31376.3608 | 3 | 10619.6459 | 1.062 | 20756.7148 | 0 | 309180.1933 | 19 | 0 | 2008.4474 | 0 | 22125 | 117669.7126 | 22125 | 0 | 95544.7126 | 95544.7126 | 0 | 0 | 0 | 0 | 0 | 0 | 0
2022-11-16 15:00 | 0.21315 | 0.20135 | 35584 | 7357.1877 | 634 | 21344.0665 | 3 | 14767.8278 | 1.4768 | 6576.2387 | 0 | 329936.9081 | 19 | 0 | 2008.4474 | 0 | 22125 | 117669.7126 | 22125 | 0 | 95544.7126 | 95544.7126 | 0 | 0 | 0 | 0 | 0 | 0 | 0
2022-11-16 16:00 | 0.0904 | 0.07173 | 35584 | 3120.2898 | 634 | 7603.7243 | 3 | 19004.7168 | 1.9005 | 0 | 11400.9925 | 336513.1468 | 19 | 0 | 2008.4474 | 0 | 22125 | 117669.7126 | 22125 | 0 | 95544.7126 | 95544.7126 | 0 | 0 | 0 | 0 | 0 | 0 | 0
2022-11-16 17:00 | 0 | 0 | 35584 | 0 | 634 | 0 | 3 | 22125 | 2.2125 | 0 | 22125 | 325112.1543 | 19 | 0 | 2008.4474 | 0 | 22125 | 117669.7126 | 22125 | 0 | 95544.7126 | 95544.7126 | 0 | 0 | 0 | 0 | 0 | 0 | 0
2022-11-16 18:00 | 0 | 0 | 35584 | 0 | 634 | 0 | 3 | 22125 | 2.2125 | 0 | 22125 | 302987.1543 | 19 | 0 | 2008.4474 | 0 | 22125 | 117669.7126 | 22125 | 0 | 95544.7126 | 95544.7126 | 0 | 0 | 0 | 0 | 0 | 0 | 0
2022-11-16 19:00 | 0 | 0 | 35584 | 0 | 634 | 0 | 3 | 22125 | 2.2125 | 0 | 22125 | 280862.1543 | 19 | 0 | 2008.4474 | 0 | 22125 | 117669.7126 | 22125 | 0 | 95544.7126 | 95544.7126 | 0 | 0 | 0 | 0 | 0 | 0 | 0
2022-11-16 20:00 | 0 | 0 | 35584 | 0 | 634 | 0 | 3 | 22125 | 2.2125 | 0 | 22125 | 258737.1543 | 19 | 0 | 2008.4474 | 0 | 22125 | 117669.7126 | 22125 | 0 | 95544.7126 | 95544.7126 | 0 | 0 | 0 | 0 | 0 | 0 | 0
2022-11-16 21:00 | 0 | 0 | 35584 | 0 | 634 | 0 | 3 | 22125 | 2.2125 | 0 | 22125 | 236612.1543 | 19 | 0 | 2008.4474 | 0 | 22125 | 117669.7126 | 22125 | 0 | 95544.7126 | 95544.7126 | 0 | 0 | 0 | 0 | 0 | 0 | 0
2022-11-16 22:00 | 0 | 0 | 35584 | 0 | 634 | 0 | 3 | 22125 | 2.2125 | 0 | 22125 | 214487.1543 | 19 | 0 | 2008.4474 | 0 | 22125 | 117669.7126 | 22125 | 0 | 95544.7126 | 95544.7126 | 0 | 0 | 0 | 0 | 0 | 0 | 0
2022-11-16 23:00 | 0 | 0 | 35584 | 0 | 634 | 0 | 3 | 22125 | 2.2125 | 0 | 22125 | 192362.1543 | 19 | 0 | 2008.4474 | 0 | 22125 | 117669.7126 | 22125 | 0 | 95544.7126 | 95544.7126 | 0 | 0 | 0 | 0 | 0 | 0 | 0
2022-11-17 | 0 | 0 | 35584 | 0 | 634 | 0 | 3 | 22245.8333 | 2.2246 | 0 | 22245.8333 | 170237.1543 | 19 | 0 | 2008.4474 | 0 | 22245.8333 | 117790.546 | 22245.8333 | 0 | 95544.7126 | 95544.7126 | 0 | 0 | 0 | 0 | 0 | 0 | 0
2022-11-17 01:00 | 0 | 0 | 35584 | 0 | 634 | 0 | 3 | 22245.8333 | 2.2246 | 0 | 22245.8333 | 147991.321 | 19 | 0 | 2008.4474 | 0 | 22245.8333 | 117790.546 | 22245.8333 | 0 | 95544.7126 | 95544.7126 | 0 | 0 | 0 | 0 | 0 | 0 | 0
2022-11-17 02:00 | 0 | 0 | 35584 | 0 | 634 | 0 | 3 | 22245.8333 | 2.2246 | 0 | 22245.8333 | 125745.4876 | 19 | 0 | 2008.4474 | 0 | 22245.8333 | 117790.546 | 22245.8333 | 0 | 95544.7126 | 95544.7126 | 0 | 0 | 0 | 0 | 0 | 0 | 0
2022-11-17 03:00 | 0 | 0 | 35584 | 0 | 634 | 0 | 3 | 22245.8333 | 2.2246 | 0 | 22245.8333 | 103499.6543 | 19 | 0 | 2008.4474 | 0 | 22245.8333 | 117790.546 | 22245.8333 | 0 | 95544.7126 | 95544.7126 | 0 | 0 | 0 | 0 | 0 | 0 | 0
2022-11-17 04:00 | 0 | 0 | 35584 | 0 | 634 | 0 | 3 | 22245.8333 | 2.2246 | 0 | 22245.8333 | 81253.821 | 19 | 0 | 2008.4474 | 0 | 22245.8333 | 117790.546 | 22245.8333 | 0 | 95544.7126 | 95544.7126 | 0 | 0 | 0 | 0 | 0 | 0 | 0
2022-11-17 05:00 | 0 | 0 | 35584 | 0 | 634 | 0 | 3 | 22245.8333 | 2.2246 | 0 | 22245.8333 | 59007.9876 | 19 | 0 | 2008.4474 | 0 | 22245.8333 | 117790.546 | 22245.8333 | 0 | 95544.7126 | 95544.7126 | 0 | 0 | 0 | 0 | 0 | 0 | 0
2022-11-17 06:00 | 0 | 0 | 35584 | 0 | 634 | 0 | 3 | 22245.8333 | 2.2246 | 0 | 22245.8333 | 36762.1543 | 19 | 0 | 2008.4474 | 0 | 22245.8333 | 117790.546 | 22245.8333 | 0 | 95544.7126 | 95544.7126 | 0 | 0 | 0 | 0 | 0 | 0 | 0
2022-11-17 07:00 | 0.05742 | 0.05422 | 35584 | 1981.9363 | 634 | 5747.5803 | 3 | 20263.9012 | 2.0264 | 0 | 14516.321 | 14516.321 | 19 | 0 | 2008.4474 | 0 | 22245.8333 | 117790.546 | 22245.8333 | 0 | 95544.7126 | 95544.7126 | 0 | 0 | 0 | 0 | 0 | 0 | 0
2022-11-17 08:00 | 0.21957 | 0.31753 | 35584 | 7578.7835 | 634 | 33659.7041 | 3 | 24167.0658 | 2.4167 | 9492.6384 | 0 | 0 | 19 | 9500 | 2008.4474 | 199.6997 | 22245.8333 | 117790.546 | 31745.8333 | 0 | 86044.7126 | 86044.7126 | 7578.7676 | 1921.2324 | 0 | 0 | 0 | 0 | 0
2022-11-17 09:00 | 0.3994 | 0.51526 | 35584 | 13785.8821 | 634 | 54620.0332 | 3 | 17959.9802 | 1.796 | 36660.053 | 0 | 9492.6384 | 19 | 9500 | 2008.4474 | 199.6997 | 22245.8333 | 117790.546 | 31745.8333 | 0 | 86044.7126 | 86044.7126 | 0 | 9500 | 0 | 0 | 0 | 0 | 0
2022-11-17 10:00 | 0.5551 | 0.69826 | 35584 | 19160.098 | 634 | 74018.9116 | 3 | 12585.7756 | 1.2586 | 61433.136 | 0 | 46152.6914 | 19 | 9500 | 2008.4474 | 199.6997 | 22245.8333 | 117790.546 | 31745.8333 | 0 | 86044.7126 | 86044.7126 | 9500 | 0 | 0 | 0 | 0 | 0 | 0
2022-11-17 11:00 | 0.6308 | 0.728 | 35584 | 21772.9956 | 634 | 77171.4944 | 3 | 9972.8836 | 0.99729 | 67198.6108 | 0 | 107585.8274 | 19 | 9500 | 2008.4474 | 199.6997 | 22245.8333 | 117790.546 | 31745.8333 | 0 | 86044.7126 | 86044.7126 | 0 | 9500 | 0 | 0 | 0 | 0 | 0
2022-11-17 12:00 | 0.65528 | 0.82012 | 35584 | 22617.959 | 634 | 86936.6566 | 3 | 9127.9219 | 0.91279 | 77808.7346 | 0 | 174784.4382 | 19 | 9500 | 2008.4474 | 199.6997 | 22245.8333 | 117790.546 | 31745.8333 | 0 | 86044.7126 | 86044.7126 | 372.0781 | 9127.9219 | 0 | 0 | 0 | 0 | 0
2022-11-17 13:00 | 0.59425 | 0.78345 | 35584 | 20511.4182 | 634 | 83049.4606 | 3 | 11234.4583 | 1.1234 | 71815.0023 | 0 | 252593.1728 | 19 | 9500 | 2008.4474 | 199.6997 | 22245.8333 | 117790.546 | 31745.8333 | 0 | 86044.7126 | 86044.7126 | 0 | 9500 | 0 | 0 | 0 | 0 | 0
2022-11-17 14:00 | 0.463 | 0.69297 | 35584 | 15981.1302 | 634 | 73458.1463 | 3 | 15764.7367 | 1.5765 | 57693.4095 | 0 | 324408.1751 | 19 | 9500 | 2008.4474 | 199.6997 | 22245.8333 | 117790.546 | 31745.8333 | 0 | 86044.7126 | 86044.7126 | 9500 | 0 | 0 | 0 | 0 | 0 | 0
2022-11-17 15:00 | 0.25612 | 0.41487 | 35584 | 8840.3609 | 634 | 43978.2114 | 3 | 22905.4911 | 2.2905 | 21072.7203 | 0 | 382101.5846 | 19 | 9500 | 2008.4474 | 199.6997 | 22245.8333 | 117790.546 | 31745.8333 | 0 | 86044.7126 | 86044.7126 | 0 | 9500 | 0 | 0 | 0 | 0 | 0
2022-11-17 16:00 | 0.08707 | 0.12454 | 35584 | 3005.3499 | 634 | 13201.8378 | 3 | 28740.4897 | 2.874 | 0 | 15538.652 | 403174.3049 | 19 | 9500 | 2008.4474 | 199.6997 | 22245.8333 | 117790.546 | 31745.8333 | 0 | 86044.7126 | 86044.7126 | 3005.3436 | 6494.6564 | 0 | 0 | 0 | 0 | 0
2022-11-17 17:00 | 0 | 0 | 35584 | 0 | 634 | 0 | 3 | 30000 | 3 | 0 | 30000 | 387635.653 | 19 | 7754.1667 | 2008.4474 | 163.0005 | 22245.8333 | 117790.546 | 30000 | 0 | 87790.546 | 87790.546 | 0 | 7754.1667 | 0 | 0 | 0 | 0 | 0
2022-11-17 18:00 | 0 | 0 | 35584 | 0 | 634 | 0 | 3 | 30000 | 3 | 0 | 30000 | 357635.653 | 19 | 7754.1667 | 2008.4474 | 163.0005 | 22245.8333 | 117790.546 | 30000 | 0 | 87790.546 | 87790.546 | 0 | 7754.1667 | 0 | 0 | 0 | 0 | 0
2022-11-17 19:00 | 0 | 0 | 35584 | 0 | 634 | 0 | 3 | 30000 | 3 | 0 | 30000 | 327635.653 | 19 | 7754.1667 | 2008.4474 | 163.0005 | 22245.8333 | 117790.546 | 30000 | 0 | 87790.546 | 87790.546 | 0 | 7754.1667 | 0 | 0 | 0 | 0 | 0
2022-11-17 20:00 | 0 | 0 | 35584 | 0 | 634 | 0 | 3 | 30000 | 3 | 0 | 30000 | 297635.653 | 19 | 7754.1667 | 2008.4474 | 163.0005 | 22245.8333 | 117790.546 | 30000 | 0 | 87790.546 | 87790.546 | 0 | 7754.1667 | 0 | 0 | 0 | 0 | 0
2022-11-17 21:00 | 0 | 0 | 35584 | 0 | 634 | 0 | 3 | 30000 | 3 | 0 | 30000 | 267635.653 | 19 | 7754.1667 | 2008.4474 | 163.0005 | 22245.8333 | 117790.546 | 30000 | 0 | 87790.546 | 87790.546 | 0 | 7754.1667 | 0 | 0 | 0 | 0 | 0
2022-11-17 22:00 | 0 | 0 | 35584 | 0 | 634 | 0 | 3 | 30000 | 3 | 0 | 30000 | 237635.653 | 19 | 7754.1667 | 2008.4474 | 163.0005 | 22245.8333 | 117790.546 | 30000 | 0 | 87790.546 | 87790.546 | 0 | 7754.1667 | 0 | 0 | 0 | 0 | 0
2022-11-17 23:00 | 0 | 0 | 35584 | 0 | 634 | 0 | 3 | 30000 | 3 | 0 | 30000 | 207635.653 | 19 | 7754.1667 | 2008.4474 | 163.0005 | 22245.8333 | 117790.546 | 30000 | 0 | 87790.546 | 87790.546 | 0 | 7754.1667 | 0 | 0 | 0 | 0 | 0
2022-11-18 | 0 | 0 | 35584 | 0 | 634 | 0 | 3 | 21433.3333 | 2.1433 | 0 | 21433.3333 | 177635.653 | 19 | 0 | 2008.4474 | 0 | 21433.3333 | 116978.046 | 21433.3333 | 0 | 95544.7126 | 95544.7126 | 0 | 0 | 0 | 0 | 0 | 0 | 0
2022-11-18 01:00 | 0 | 0 | 35584 | 0 | 634 | 0 | 3 | 30000 | 3 | 0 | 30000 | 156202.3196 | 19 | 8566.6667 | 2008.4474 | 180.0801 | 21433.3333 | 116978.046 | 30000 | 0 | 86978.046 | 86978.046 | 0 | 8566.6667 | 0 | 0 | 0 | 0 | 0
2022-11-18 02:00 | 0 | 0 | 35584 | 0 | 634 | 0 | 3 | 21433.3333 | 2.1433 | 0 | 21433.3333 | 126202.3196 | 19 | 0 | 2008.4474 | 0 | 21433.3333 | 116978.046 | 21433.3333 | 0 | 95544.7126 | 95544.7126 | 0 | 0 | 0 | 0 | 0 | 0 | 0
2022-11-18 03:00 | 0 | 0 | 35584 | 0 | 634 | 0 | 3 | 30000 | 3 | 0 | 30000 | 104768.9863 | 19 | 8566.6667 | 2008.4474 | 180.0801 | 21433.3333 | 116978.046 | 30000 | 0 | 86978.046 | 86978.046 | 0 | 8566.6667 | 0 | 0 | 0 | 0 | 0
2022-11-18 04:00 | 0 | 0 | 35584 | 0 | 634 | 0 | 3 | 24476.5643 | 2.4477 | 0 | 24476.5643 | 74768.9863 | 19 | 3043.231 | 2008.4474 | 63.9718 | 21433.3333 | 116978.046 | 24476.5643 | 0 | 92501.4817 | 92501.4817 | 0 | 3043.231 | 0 | 0 | 0 | 0 | 0
2022-11-18 05:00 | 0 | 0 | 35584 | 0 | 634 | 0 | 3 | 21433.3333 | 2.1433 | 0 | 21433.3333 | 50292.422 | 19 | 0 | 2008.4474 | 0 | 21433.3333 | 116978.046 | 21433.3333 | 0 | 95544.7126 | 95544.7126 | 0 | 0 | 0 | 0 | 0 | 0 | 0
2022-11-18 06:00 | 0 | 0 | 35584 | 0 | 634 | 0 | 3 | 21433.3333 | 2.1433 | 0 | 21433.3333 | 28859.0887 | 19 | 0 | 2008.4474 | 0 | 21433.3333 | 116978.046 | 21433.3333 | 0 | 95544.7126 | 95544.7126 | 0 | 0 | 0 | 0 | 0 | 0 | 0
2022-11-18 07:00 | 0.0629 | 0.11166 | 35584 | 2171.0866 | 634 | 11836.496 | 3 | 19262.2513 | 1.9262 | 0 | 7425.7553 | 7425.7553 | 19 | 0 | 2008.4474 | 0 | 21433.3333 | 116978.046 | 21433.3333 | 0 | 95544.7126 | 95544.7126 | 0 | 0 | 0 | 0 | 0 | 0 | 0
2022-11-18 08:00 | 0.24043 | 0.40883 | 35584 | 8298.7973 | 634 | 43337.9424 | 3 | 22634.5535 | 2.2635 | 20703.3889 | 0 | 0 | 19 | 9500 | 2008.4474 | 199.6997 | 21433.3333 | 116978.046 | 30933.3333 | 0 | 86044.7126 | 86044.7126 | 8298.7798 | 1201.2202 | 0 | 0 | 0 | 0 | 0
2022-11-18 09:00 | 0.41183 | 0.54429 | 35584 | 14214.922 | 634 | 57697.3526 | 3 | 16718.4413 | 1.6718 | 40978.9113 | 0 | 20703.3889 | 19 | 9500 | 2008.4474 | 199.6997 | 21433.3333 | 116978.046 | 30933.3333 | 0 | 86044.7126 | 86044.7126 | 9500 | 0 | 0 | 0 | 0 | 0 | 0
2022-11-18 10:00 | 0.54305 | 0.61531 | 35584 | 18744.1745 | 634 | 65225.8135 | 3 | 12189.1983 | 1.2189 | 53036.6152 | 0 | 61682.3002 | 19 | 9500 | 2008.4474 | 199.6997 | 21433.3333 | 116978.046 | 30933.3333 | 0 | 86044.7126 | 86044.7126 | 0 | 9500 | 0 | 0 | 0 | 0 | 0
2022-11-18 11:00 | 0.6072 | 0.60945 | 35584 | 20958.4067 | 634 | 64604.6254 | 3 | 9974.9708 | 0.9975 | 54629.6546 | 0 | 114718.9153 | 19 | 9500 | 2008.4474 | 199.6997 | 21433.3333 | 116978.046 | 30933.3333 | 0 | 86044.7126 | 86044.7126 | 0 | 9500 | 0 | 0 | 0 | 0 | 0
2022-11-18 12:00 | 0.64578 | 0.76994 | 35584 | 22290.0525 | 634 | 81617.3357 | 3 | 8643.3278 | 0.86433 | 72974.0079 | 0 | 169348.5699 | 19 | 9500 | 2008.4474 | 199.6997 | 21433.3333 | 116978.046 | 30933.3333 | 0 | 86044.7126 | 86044.7126 | 856.6722 | 8643.3278 | 0 | 0 | 0 | 0 | 0
2022-11-18 13:00 | 0.58683 | 0.75879 | 35584 | 20255.306 | 634 | 80435.3822 | 3 | 10678.07 | 1.0678 | 69757.3122 | 0 | 242322.5778 | 19 | 9500 | 2008.4474 | 199.6997 | 21433.3333 | 116978.046 | 30933.3333 | 0 | 86044.7126 | 86044.7126 | 0 | 9500 | 0 | 0 | 0 | 0 | 0
2022-11-18 14:00 | 0.43602 | 0.64997 | 35584 | 15049.8756 | 634 | 68899.9399 | 3 | 15883.4894 | 1.5883 | 53016.4504 | 0 | 312079.8899 | 19 | 9500 | 2008.4474 | 199.6997 | 21433.3333 | 116978.046 | 30933.3333 | 0 | 86044.7126 | 86044.7126 | 9500 | 0 | 0 | 0 | 0 | 0 | 0
2022-11-18 15:00 | 0.25498 | 0.41883 | 35584 | 8801.0121 | 634 | 44397.9904 | 3 | 22132.3398 | 2.2132 | 22265.6506 | 0 | 365096.3404 | 19 | 9500 | 2008.4474 | 199.6997 | 21433.3333 | 116978.046 | 30933.3333 | 0 | 86044.7126 | 86044.7126 | 0 | 9500 | 0 | 0 | 0 | 0 | 0
2022-11-18 16:00 | 0.09265 | 0.17847 | 35584 | 3197.9519 | 634 | 18918.6767 | 3 | 27735.3882 | 2.7735 | 0 | 8816.7115 | 387361.991 | 19 | 9500 | 2008.4474 | 199.6997 | 21433.3333 | 116978.046 | 30933.3333 | 0 | 86044.7126 | 86044.7126 | 3197.9451 | 6302.0549 | 0 | 0 | 0 | 0 | 0
2022-11-18 17:00 | 0 | 0 | 35584 | 0 | 634 | 0 | 3 | 30000 | 3 | 0 | 30000 | 378545.2794 | 19 | 8566.6667 | 2008.4474 | 180.0801 | 21433.3333 | 116978.046 | 30000 | 0 | 86978.046 | 86978.046 | 0 | 8566.6667 | 0 | 0 | 0 | 0 | 0
2022-11-18 18:00 | 0 | 0 | 35584 | 0 | 634 | 0 | 3 | 30000 | 3 | 0 | 30000 | 348545.2794 | 19 | 8566.6667 | 2008.4474 | 180.0801 | 21433.3333 | 116978.046 | 30000 | 0 | 86978.046 | 86978.046 | 0 | 8566.6667 | 0 | 0 | 0 | 0 | 0
2022-11-18 19:00 | 0 | 0 | 35584 | 0 | 634 | 0 | 3 | 30000 | 3 | 0 | 30000 | 318545.2794 | 19 | 8566.6667 | 2008.4474 | 180.0801 | 21433.3333 | 116978.046 | 30000 | 0 | 86978.046 | 86978.046 | 0 | 8566.6667 | 0 | 0 | 0 | 0 | 0
2022-11-18 20:00 | 0 | 0 | 35584 | 0 | 634 | 0 | 3 | 30000 | 3 | 0 | 30000 | 288545.2794 | 19 | 8566.6667 | 2008.4474 | 180.0801 | 21433.3333 | 116978.046 | 30000 | 0 | 86978.046 | 86978.046 | 0 | 8566.6667 | 0 | 0 | 0 | 0 | 0
2022-11-18 21:00 | 0 | 0 | 35584 | 0 | 634 | 0 | 3 | 30000 | 3 | 0 | 30000 | 258545.2794 | 19 | 8566.6667 | 2008.4474 | 180.0801 | 21433.3333 | 116978.046 | 30000 | 0 | 86978.046 | 86978.046 | 0 | 8566.6667 | 0 | 0 | 0 | 0 | 0
2022-11-18 22:00 | 0 | 0 | 35584 | 0 | 634 | 0 | 3 | 30000 | 3 | 0 | 30000 | 228545.2794 | 19 | 8566.6667 | 2008.4474 | 180.0801 | 21433.3333 | 116978.046 | 30000 | 0 | 86978.046 | 86978.046 | 0 | 8566.6667 | 0 | 0 | 0 | 0 | 0
2022-11-18 23:00 | 0 | 0 | 35584 | 0 | 634 | 0 | 3 | 21433.3333 | 2.1433 | 0 | 21433.3333 | 198545.2794 | 19 | 0 | 2008.4474 | 0 | 21433.3333 | 116978.046 | 21433.3333 | 0 | 95544.7126 | 95544.7126 | 0 | 0 | 0 | 0 | 0 | 0 | 0
2022-11-19 | 0 | 0 | 35584 | 0 | 634 | 0 | 3 | 20695.8333 | 2.0696 | 0 | 20695.8333 | 177111.9461 | 19 | 0 | 2008.4474 | 0 | 20695.8333 | 116240.546 | 20695.8333 | 0 | 95544.7126 | 95544.7126 | 0 | 0 | 0 | 0 | 0 | 0 | 0
2022-11-19 01:00 | 0 | 0 | 35584 | 0 | 634 | 0 | 3 | 30000 | 3 | 0 | 30000 | 156416.1128 | 19 | 9304.1667 | 2008.4474 | 195.5831 | 20695.8333 | 116240.546 | 30000 | 0 | 86240.546 | 86240.546 | 0 | 9304.1667 | 0 | 0 | 0 | 0 | 0
2022-11-19 02:00 | 0 | 0 | 35584 | 0 | 634 | 0 | 3 | 30000 | 3 | 0 | 30000 | 126416.1128 | 19 | 9304.1667 | 2008.4474 | 195.5831 | 20695.8333 | 116240.546 | 30000 | 0 | 86240.546 | 86240.546 | 0 | 9304.1667 | 0 | 0 | 0 | 0 | 0
2022-11-19 03:00 | 0 | 0 | 35584 | 0 | 634 | 0 | 3 | 29420.5709 | 2.9421 | 0 | 29420.5709 | 96416.1128 | 19 | 8724.7376 | 2008.4474 | 183.4029 | 20695.8333 | 116240.546 | 29420.5709 | 0 | 86819.975 | 86819.975 | 0 | 8724.7376 | 0 | 0 | 0 | 0 | 0
2022-11-19 04:00 | 0 | 0 | 35584 | 0 | 634 | 0 | 3 | 20695.8333 | 2.0696 | 0 | 20695.8333 | 66995.5419 | 19 | 0 | 2008.4474 | 0 | 20695.8333 | 116240.546 | 20695.8333 | 0 | 95544.7126 | 95544.7126 | 0 | 0 | 0 | 0 | 0 | 0 | 0
2022-11-19 05:00 | 0 | 0 | 35584 | 0 | 634 | 0 | 3 | 20695.8333 | 2.0696 | 0 | 20695.8333 | 46299.7085 | 19 | 0 | 2008.4474 | 0 | 20695.8333 | 116240.546 | 20695.8333 | 0 | 95544.7126 | 95544.7126 | 0 | 0 | 0 | 0 | 0 | 0 | 0
2022-11-19 06:00 | 0 | 0 | 35584 | 0 | 634 | 0 | 3 | 20695.8333 | 2.0696 | 0 | 20695.8333 | 25603.8752 | 19 | 0 | 2008.4474 | 0 | 20695.8333 | 116240.546 | 20695.8333 | 0 | 95544.7126 | 95544.7126 | 0 | 0 | 0 | 0 | 0 | 0 | 0
2022-11-19 07:00 | 0.06242 | 0.12861 | 35584 | 2154.5187 | 634 | 13633.2773 | 3 | 18541.3192 | 1.8541 | 0 | 4908.0419 | 4908.0419 | 19 | 0 | 2008.4474 | 0 | 20695.8333 | 116240.546 | 20695.8333 | 0 | 95544.7126 | 95544.7126 | 0 | 0 | 0 | 0 | 0 | 0 | 0
2022-11-19 08:00 | 0.24288 | 0.44448 | 35584 | 8383.3627 | 634 | 47117.0135 | 3 | 21812.4883 | 2.1812 | 0 | 0 | 0 | 19 | 9500 | 2008.4474 | 199.6997 | 20695.8333 | 116240.546 | 30195.8333 | 0 | 86044.7126 | 86044.7126 | 0 | 9500 | 0 | 0 | 0 | 0 | 0
2022-11-19 09:00 | 0.4192 | 0.60317 | 35584 | 14469.3084 | 634 | 63938.9152 | 3 | 15726.5554 | 1.5727 | 18338.2314 | 0 | 0 | 19 | 9500 | 2008.4474 | 199.6997 | 20695.8333 | 116240.546 | 30195.8333 | 0 | 86044.7126 | 86044.7126 | 0 | 9500 | 0 | 0 | 0 | 0 | 0
2022-11-19 10:00 | 0.55605 | 0.68549 | 35584 | 19192.8887 | 634 | 72665.2304 | 3 | 11002.985 | 1.1003 | 61662.2453 | 0 | 18338.2314 | 19 | 9500 | 2008.4474 | 199.6997 | 20695.8333 | 116240.546 | 30195.8333 | 0 | 86044.7126 | 86044.7126 | 9500 | 0 | 0 | 0 | 0 | 0 | 0
2022-11-19 11:00 | 0.63288 | 0.73479 | 35584 | 21844.7899 | 634 | 77891.267 | 3 | 8351.0895 | 0.83511 | 69540.1775 | 0 | 80000.4767 | 19 | 9500 | 2008.4474 | 199.6997 | 20695.8333 | 116240.546 | 30195.8333 | 0 | 86044.7126 | 86044.7126 | 1148.9105 | 8351.0895 | 0 | 0 | 0 | 0 | 0
2022-11-19 12:00 | 0.66212 | 0.85597 | 35584 | 22854.0517 | 634 | 90736.9287 | 3 | 7341.8297 | 0.73418 | 83395.0989 | 0 | 149540.6542 | 19 | 9500 | 2008.4474 | 199.6997 | 20695.8333 | 116240.546 | 30195.8333 | 0 | 86044.7126 | 86044.7126 | 2158.1703 | 7341.8297 | 0 | 0 | 0 | 0 | 0
2022-11-19 13:00 | 0.60108 | 0.81613 | 35584 | 20747.1658 | 634 | 86513.6974 | 3 | 9448.7112 | 0.94487 | 77064.9862 | 0 | 232935.7532 | 19 | 9500 | 2008.4474 | 199.6997 | 20695.8333 | 116240.546 | 30195.8333 | 0 | 86044.7126 | 86044.7126 | 9500 | 0 | 0 | 0 | 0 | 0 | 0
2022-11-19 14:00 | 0.47685 | 0.74007 | 35584 | 16459.1835 | 634 | 78450.9723 | 3 | 13736.6845 | 1.3737 | 64714.2878 | 0 | 310000.7394 | 19 | 9500 | 2008.4474 | 199.6997 | 20695.8333 | 116240.546 | 30195.8333 | 0 | 86044.7126 | 86044.7126 | 9500 | 0 | 0 | 0 | 0 | 0 | 0
2022-11-19 15:00 | 0.30298 | 0.61977 | 35584 | 10457.8031 | 634 | 65698.5949 | 3 | 19738.0522 | 1.9738 | 45960.5427 | 0 | 374715.0272 | 19 | 9500 | 2008.4474 | 199.6997 | 20695.8333 | 116240.546 | 30195.8333 | 0 | 86044.7126 | 86044.7126 | 0 | 9500 | 0 | 0 | 0 | 0 | 0
2022-11-19 16:00 | 0.11765 | 0.32375 | 35584 | 4060.8639 | 634 | 34319.054 | 3 | 26134.978 | 2.6135 | 8184.076 | 0 | 420675.5699 | 19 | 9500 | 2008.4474 | 199.6997 | 20695.8333 | 116240.546 | 30195.8333 | 0 | 86044.7126 | 86044.7126 | 4060.8553 | 5439.1447 | 0 | 0 | 0 | 0 | 0
2022-11-19 17:00 | 0 | 0 | 35584 | 0 | 634 | 0 | 3 | 30000 | 3 | 0 | 30000 | 428859.6459 | 19 | 9304.1667 | 2008.4474 | 195.5831 | 20695.8333 | 116240.546 | 30000 | 0 | 86240.546 | 86240.546 | 0 | 9304.1667 | 0 | 0 | 0 | 0 | 0
2022-11-19 18:00 | 0 | 0 | 35584 | 0 | 634 | 0 | 3 | 30000 | 3 | 0 | 30000 | 398859.6459 | 19 | 9304.1667 | 2008.4474 | 195.5831 | 20695.8333 | 116240.546 | 30000 | 0 | 86240.546 | 86240.546 | 0 | 9304.1667 | 0 | 0 | 0 | 0 | 0
2022-11-19 19:00 | 0 | 0 | 35584 | 0 | 634 | 0 | 3 | 30000 | 3 | 0 | 30000 | 368859.6459 | 19 | 9304.1667 | 2008.4474 | 195.5831 | 20695.8333 | 116240.546 | 30000 | 0 | 86240.546 | 86240.546 | 0 | 9304.1667 | 0 | 0 | 0 | 0 | 0
2022-11-19 20:00 | 0 | 0 | 35584 | 0 | 634 | 0 | 3 | 30000 | 3 | 0 | 30000 | 338859.6459 | 19 | 9304.1667 | 2008.4474 | 195.5831 | 20695.8333 | 116240.546 | 30000 | 0 | 86240.546 | 86240.546 | 0 | 9304.1667 | 0 | 0 | 0 | 0 | 0
2022-11-19 21:00 | 0 | 0 | 35584 | 0 | 634 | 0 | 3 | 30000 | 3 | 0 | 30000 | 308859.6459 | 19 | 9304.1667 | 2008.4474 | 195.5831 | 20695.8333 | 116240.546 | 30000 | 0 | 86240.546 | 86240.546 | 0 | 9304.1667 | 0 | 0 | 0 | 0 | 0
2022-11-19 22:00 | 0 | 0 | 35584 | 0 | 634 | 0 | 3 | 30000 | 3 | 0 | 30000 | 278859.6459 | 19 | 9304.1667 | 2008.4474 | 195.5831 | 20695.8333 | 116240.546 | 30000 | 0 | 86240.546 | 86240.546 | 0 | 9304.1667 | 0 | 0 | 0 | 0 | 0
2022-11-19 23:00 | 0 | 0 | 35584 | 0 | 634 | 0 | 3 | 30000 | 3 | 0 | 30000 | 248859.6459 | 19 | 9304.1667 | 2008.4474 | 195.5831 | 20695.8333 | 116240.546 | 30000 | 0 | 86240.546 | 86240.546 | 0 | 9304.1667 | 0 | 0 | 0 | 0 | 0
2022-11-20 | 0 | 0 | 35584 | 0 | 634 | 0 | 3 | 29179.1667 | 2.9179 | 0 | 29179.1667 | 218859.6459 | 19 | 9500 | 2008.4474 | 199.6997 | 19679.1667 | 115223.8793 | 29179.1667 | 0 | 86044.7126 | 86044.7126 | 0 | 9500 | 0 | 0 | 0 | 0 | 0
2022-11-20 01:00 | 0 | 0 | 35584 | 0 | 634 | 0 | 3 | 29179.1667 | 2.9179 | 0 | 29179.1667 | 189680.4792 | 19 | 9500 | 2008.4474 | 199.6997 | 19679.1667 | 115223.8793 | 29179.1667 | 0 | 86044.7126 | 86044.7126 | 0 | 9500 | 0 | 0 | 0 | 0 | 0
2022-11-20 02:00 | 0 | 0 | 35584 | 0 | 634 | 0 | 3 | 29179.1667 | 2.9179 | 0 | 29179.1667 | 160501.3125 | 19 | 9500 | 2008.4474 | 199.6997 | 19679.1667 | 115223.8793 | 29179.1667 | 0 | 86044.7126 | 86044.7126 | 0 | 9500 | 0 | 0 | 0 | 0 | 0
2022-11-20 03:00 | 0 | 0 | 35584 | 0 | 634 | 0 | 3 | 29179.1667 | 2.9179 | 0 | 29179.1667 | 131322.1459 | 19 | 9500 | 2008.4474 | 199.6997 | 19679.1667 | 115223.8793 | 29179.1667 | 0 | 86044.7126 | 86044.7126 | 0 | 9500 | 0 | 0 | 0 | 0 | 0
2022-11-20 04:00 | 0 | 0 | 35584 | 0 | 634 | 0 | 3 | 29179.1667 | 2.9179 | 0 | 29179.1667 | 102142.9792 | 19 | 9500 | 2008.4474 | 199.6997 | 19679.1667 | 115223.8793 | 29179.1667 | 0 | 86044.7126 | 86044.7126 | 0 | 9500 | 0 | 0 | 0 | 0 | 0
2022-11-20 05:00 | 0 | 0 | 35584 | 0 | 634 | 0 | 3 | 29179.1667 | 2.9179 | 0 | 29179.1667 | 72963.8125 | 19 | 9500 | 2008.4474 | 199.6997 | 19679.1667 | 115223.8793 | 29179.1667 | 0 | 86044.7126 | 86044.7126 | 0 | 9500 | 0 | 0 | 0 | 0 | 0
2022-11-20 06:00 | 0 | 0 | 35584 | 0 | 634 | 0 | 3 | 29179.1667 | 2.9179 | 0 | 29179.1667 | 43784.6459 | 19 | 9500 | 2008.4474 | 199.6997 | 19679.1667 | 115223.8793 | 29179.1667 | 0 | 86044.7126 | 86044.7126 | 0 | 9500 | 0 | 0 | 0 | 0 | 0
2022-11-20 07:00 | 0.06593 | 0.21422 | 35584 | 2275.6715 | 634 | 22708.3483 | 3 | 26903.4999 | 2.6903 | 0 | 4195.1517 | 14605.4792 | 19 | 9500 | 2008.4474 | 199.6997 | 19679.1667 | 115223.8793 | 29179.1667 | 0 | 86044.7126 | 86044.7126 | 2275.6667 | 7224.3333 | 0 | 0 | 0 | 0 | 0
2022-11-20 08:00 | 0.25602 | 0.58431 | 35584 | 8836.9092 | 634 | 61939.6647 | 3 | 20342.2761 | 2.0342 | 41597.3886 | 0 | 10410.3275 | 19 | 9500 | 2008.4474 | 199.6997 | 19679.1667 | 115223.8793 | 29179.1667 | 0 | 86044.7126 | 86044.7126 | 0 | 9500 | 0 | 0 | 0 | 0 | 0
2022-11-20 09:00 | 0.43748 | 0.74738 | 35584 | 15100.2697 | 634 | 79225.8674 | 3 | 14078.9288 | 1.4079 | 65146.9386 | 0 | 52007.7162 | 19 | 9500 | 2008.4474 | 199.6997 | 19679.1667 | 115223.8793 | 29179.1667 | 0 | 86044.7126 | 86044.7126 | 9500 | 0 | 0 | 0 | 0 | 0 | 0
2022-11-20 10:00 | 0.57555 | 0.8255 | 35584 | 19865.9601 | 634 | 87506.9624 | 3 | 9313.2484 | 0.93132 | 78193.714 | 0 | 117154.6548 | 19 | 9500 | 2008.4474 | 199.6997 | 19679.1667 | 115223.8793 | 29179.1667 | 0 | 86044.7126 | 86044.7126 | 186.7516 | 9313.2484 | 0 | 0 | 0 | 0 | 0
2022-11-20 11:00 | 0.65342 | 0.8785 | 35584 | 22553.7584 | 634 | 93125.2168 | 3 | 6625.4558 | 0.66255 | 86499.761 | 0 | 195348.3688 | 19 | 9500 | 2008.4474 | 199.6997 | 19679.1667 | 115223.8793 | 29179.1667 | 0 | 86044.7126 | 86044.7126 | 9500 | 0 | 0 | 0 | 0 | 0 | 0
2022-11-20 12:00 | 0.6751 | 0.95535 | 35584 | 23302.0756 | 634 | 101271.6857 | 3 | 5877.1401 | 0.58771 | 95394.5456 | 0 | 281848.1298 | 19 | 9500 | 2008.4474 | 199.6997 | 19679.1667 | 115223.8793 | 29179.1667 | 0 | 86044.7126 | 86044.7126 | 3622.8599 | 5877.1401 | 0 | 0 | 0 | 0 | 0
2022-11-20 13:00 | 0.6166 | 0.93228 | 35584 | 21282.8616 | 634 | 98826.1549 | 3 | 7896.3499 | 0.78963 | 90929.805 | 0 | 377242.6754 | 19 | 9500 | 2008.4474 | 199.6997 | 19679.1667 | 115223.8793 | 29179.1667 | 0 | 86044.7126 | 86044.7126 | 1603.6501 | 7896.3499 | 0 | 0 | 0 | 0 | 0
2022-11-20 14:00 | 0.49527 | 0.88036 | 35584 | 17094.977 | 634 | 93322.3857 | 3 | 12084.2256 | 1.2084 | 81238.1601 | 0 | 468172.4804 | 19 | 9500 | 2008.4474 | 199.6997 | 19679.1667 | 115223.8793 | 29179.1667 | 0 | 86044.7126 | 86044.7126 | 0 | 9500 | 0 | 0 | 0 | 0 | 0
2022-11-20 15:00 | 0.32273 | 0.80035 | 35584 | 11139.5036 | 634 | 84840.9417 | 3 | 18039.6865 | 1.804 | 66801.2552 | 0 | 549410.6405 | 19 | 9500 | 2008.4474 | 199.6997 | 19679.1667 | 115223.8793 | 29179.1667 | 0 | 86044.7126 | 86044.7126 | 0 | 9500 | 0 | 0 | 0 | 0 | 0
2022-11-20 16:00 | 0.13118 | 0.51882 | 35584 | 4527.8718 | 634 | 54997.4103 | 3 | 24651.3044 | 2.4651 | 30346.106 | 0 | 616211.8957 | 19 | 9500 | 2008.4474 | 199.6997 | 19679.1667 | 115223.8793 | 29179.1667 | 0 | 86044.7126 | 86044.7126 | 4527.8623 | 4972.1377 | 0 | 0 | 0 | 0 | 0
2022-11-20 17:00 | 0 | 0 | 35584 | 0 | 634 | 0 | 3 | 29179.1667 | 2.9179 | 0 | 29179.1667 | 646558.0017 | 19 | 9500 | 2008.4474 | 199.6997 | 19679.1667 | 115223.8793 | 29179.1667 | 0 | 86044.7126 | 86044.7126 | 0 | 9500 | 0 | 0 | 0 | 0 | 0
2022-11-20 18:00 | 0 | 0 | 35584 | 0 | 634 | 0 | 3 | 29179.1667 | 2.9179 | 0 | 29179.1667 | 617378.835 | 19 | 9500 | 2008.4474 | 199.6997 | 19679.1667 | 115223.8793 | 29179.1667 | 0 | 86044.7126 | 86044.7126 | 0 | 9500 | 0 | 0 | 0 | 0 | 0
2022-11-20 19:00 | 0 | 0 | 35584 | 0 | 634 | 0 | 3 | 29179.1667 | 2.9179 | 0 | 29179.1667 | 588199.6683 | 19 | 9500 | 2008.4474 | 199.6997 | 19679.1667 | 115223.8793 | 29179.1667 | 0 | 86044.7126 | 86044.7126 | 0 | 9500 | 0 | 0 | 0 | 0 | 0
2022-11-20 20:00 | 0 | 0 | 35584 | 0 | 634 | 0 | 3 | 29179.1667 | 2.9179 | 0 | 29179.1667 | 559020.5017 | 19 | 9500 | 2008.4474 | 199.6997 | 19679.1667 | 115223.8793 | 29179.1667 | 0 | 86044.7126 | 86044.7126 | 0 | 9500 | 0 | 0 | 0 | 0 | 0
2022-11-20 21:00 | 0 | 0 | 35584 | 0 | 634 | 0 | 3 | 29179.1667 | 2.9179 | 0 | 29179.1667 | 529841.335 | 19 | 9500 | 2008.4474 | 199.6997 | 19679.1667 | 115223.8793 | 29179.1667 | 0 | 86044.7126 | 86044.7126 | 0 | 9500 | 0 | 0 | 0 | 0 | 0
2022-11-20 22:00 | 0 | 0 | 35584 | 0 | 634 | 0 | 3 | 29179.1667 | 2.9179 | 0 | 29179.1667 | 500662.1683 | 19 | 9500 | 2008.4474 | 199.6997 | 19679.1667 | 115223.8793 | 29179.1667 | 0 | 86044.7126 | 86044.7126 | 0 | 9500 | 0 | 0 | 0 | 0 | 0
2022-11-20 23:00 | 0 | 0 | 35584 | 0 | 634 | 0 | 3 | 29179.1667 | 2.9179 | 0 | 29179.1667 | 471483.0017 | 19 | 9500 | 2008.4474 | 199.6997 | 19679.1667 | 115223.8793 | 29179.1667 | 0 | 86044.7126 | 86044.7126 | 0 | 9500 | 0 | 0 | 0 | 0 | 0
2022-11-21 | 0 | 0 | 35584 | 0 | 634 | 0 | 3 | 30000 | 3 | 0 | 30000 | 442303.835 | 19 | 9487.5 | 2008.4474 | 199.4369 | 20512.5 | 116057.2126 | 30000 | 0 | 86057.2126 | 86057.2126 | 0 | 9487.5 | 0 | 0 | 0 | 0 | 0
2022-11-21 01:00 | 0 | 0 | 35584 | 0 | 634 | 0 | 3 | 30000 | 3 | 0 | 30000 | 412303.835 | 19 | 9487.5 | 2008.4474 | 199.4369 | 20512.5 | 116057.2126 | 30000 | 0 | 86057.2126 | 86057.2126 | 0 | 9487.5 | 0 | 0 | 0 | 0 | 0
2022-11-21 02:00 | 0 | 0 | 35584 | 0 | 634 | 0 | 3 | 30000 | 3 | 0 | 30000 | 382303.835 | 19 | 9487.5 | 2008.4474 | 199.4369 | 20512.5 | 116057.2126 | 30000 | 0 | 86057.2126 | 86057.2126 | 0 | 9487.5 | 0 | 0 | 0 | 0 | 0
2022-11-21 03:00 | 0 | 0 | 35584 | 0 | 634 | 0 | 3 | 30000 | 3 | 0 | 30000 | 352303.835 | 19 | 9487.5 | 2008.4474 | 199.4369 | 20512.5 | 116057.2126 | 30000 | 0 | 86057.2126 | 86057.2126 | 0 | 9487.5 | 0 | 0 | 0 | 0 | 0
2022-11-21 04:00 | 0 | 0 | 35584 | 0 | 634 | 0 | 3 | 30000 | 3 | 0 | 30000 | 322303.835 | 19 | 9487.5 | 2008.4474 | 199.4369 | 20512.5 | 116057.2126 | 30000 | 0 | 86057.2126 | 86057.2126 | 0 | 9487.5 | 0 | 0 | 0 | 0 | 0
2022-11-21 05:00 | 0 | 0 | 35584 | 0 | 634 | 0 | 3 | 30000 | 3 | 0 | 30000 | 292303.835 | 19 | 9487.5 | 2008.4474 | 199.4369 | 20512.5 | 116057.2126 | 30000 | 0 | 86057.2126 | 86057.2126 | 0 | 9487.5 | 0 | 0 | 0 | 0 | 0
2022-11-21 06:00 | 0 | 0 | 35584 | 0 | 634 | 0 | 3 | 30000 | 3 | 0 | 30000 | 262303.835 | 19 | 9487.5 | 2008.4474 | 199.4369 | 20512.5 | 116057.2126 | 30000 | 0 | 86057.2126 | 86057.2126 | 0 | 9487.5 | 0 | 0 | 0 | 0 | 0
2022-11-21 07:00 | 0.07225 | 0.34494 | 35584 | 2493.8157 | 634 | 36565.2957 | 3 | 27518.6896 | 2.7519 | 9046.6061 | 0 | 232303.835 | 19 | 9500 | 2008.4474 | 199.6997 | 20512.5 | 116057.2126 | 30012.5 | 0 | 86044.7126 | 86044.7126 | 2493.8104 | 7006.1896 | 0 | 0 | 0 | 0 | 0
2022-11-21 08:00 | 0.27027 | 0.72637 | 35584 | 9328.769 | 634 | 76998.7066 | 3 | 20683.7506 | 2.0684 | 56314.956 | 0 | 241350.4411 | 19 | 9500 | 2008.4474 | 199.6997 | 20512.5 | 116057.2126 | 30012.5 | 0 | 86044.7126 | 86044.7126 | 0 | 9500 | 0 | 0 | 0 | 0 | 0
2022-11-21 09:00 | 0.45165 | 0.84827 | 35584 | 15589.3682 | 634 | 89920.6917 | 3 | 14423.1646 | 1.4423 | 75497.5271 | 0 | 297665.3971 | 19 | 9500 | 2008.4474 | 199.6997 | 20512.5 | 116057.2126 | 30012.5 | 0 | 86044.7126 | 86044.7126 | 0 | 9500 | 0 | 0 | 0 | 0 | 0
2022-11-21 10:00 | 0.59 | 0.92476 | 35584 | 20364.7232 | 634 | 98028.9988 | 3 | 9647.8197 | 0.96478 | 88381.1792 | 0 | 373162.9242 | 19 | 9500 | 2008.4474 | 199.6997 | 20512.5 | 116057.2126 | 30012.5 | 0 | 86044.7126 | 86044.7126 | 0 | 9500 | 0 | 0 | 0 | 0 | 0
2022-11-21 11:00 | 0.66672 | 0.96302 | 35584 | 23012.8275 | 634 | 102084.7425 | 3 | 6999.7209 | 0.69997 | 95085.0216 | 0 | 461544.1034 | 19 | 9500 | 2008.4474 | 199.6997 | 20512.5 | 116057.2126 | 30012.5 | 0 | 86044.7126 | 86044.7126 | 9500 | 0 | 0 | 0 | 0 | 0 | 0
2022-11-21 12:00 | 0.67865 | 0.99539 | 35584 | 23424.6092 | 634 | 105516.1179 | 3 | 6587.9402 | 0.65879 | 98928.1777 | 0 | 556629.125 | 19 | 9500 | 2008.4474 | 199.6997 | 20512.5 | 116057.2126 | 30012.5 | 0 | 86044.7126 | 86044.7126 | 2912.0598 | 6587.9402 | 0 | 0 | 0 | 0 | 0
2022-11-21 13:00 | 0.5818 | 0.74824 | 35584 | 20081.6881 | 634 | 79317.0316 | 3 | 9930.8542 | 0.99309 | 69386.1773 | 0 | 655557.3027 | 19 | 9500 | 2008.4474 | 199.6997 | 20512.5 | 116057.2126 | 30012.5 | 0 | 86044.7126 | 86044.7126 | 0 | 9500 | 0 | 0 | 0 | 0 | 0
2022-11-21 14:00 | 0.44133 | 0.58693 | 35584 | 15233.1581 | 634 | 62217.3973 | 3 | 14779.374 | 1.4779 | 47438.0233 | 0 | 724943.48 | 19 | 9500 | 2008.4474 | 199.6997 | 20512.5 | 116057.2126 | 30012.5 | 0 | 86044.7126 | 86044.7126 | 9500 | 0 | 0 | 0 | 0 | 0 | 0
2022-11-21 15:00 | 0.26795 | 0.39636 | 35584 | 9248.6908 | 634 | 42016.0625 | 3 | 20763.8287 | 2.0764 | 21252.2339 | 0 | 772381.5033 | 19 | 9500 | 2008.4474 | 199.6997 | 20512.5 | 116057.2126 | 30012.5 | 0 | 86044.7126 | 86044.7126 | 0 | 9500 | 0 | 0 | 0 | 0 | 0
2022-11-21 16:00 | 0.10438 | 0.17093 | 35584 | 3602.8302 | 634 | 18119.4005 | 3 | 26409.6774 | 2.641 | 0 | 8290.2769 | 793633.7372 | 19 | 9500 | 2008.4474 | 199.6997 | 20512.5 | 116057.2126 | 30012.5 | 0 | 86044.7126 | 86044.7126 | 0 | 9500 | 0 | 0 | 0 | 0 | 0
2022-11-21 17:00 | 0 | 0 | 35584 | 0 | 634 | 0 | 3 | 30000 | 3 | 0 | 30000 | 785343.4602 | 19 | 9487.5 | 2008.4474 | 199.4369 | 20512.5 | 116057.2126 | 30000 | 0 | 86057.2126 | 86057.2126 | 0 | 9487.5 | 0 | 0 | 0 | 0 | 0
2022-11-21 18:00 | 0 | 0 | 35584 | 0 | 634 | 0 | 3 | 30000 | 3 | 0 | 30000 | 755343.4602 | 19 | 9487.5 | 2008.4474 | 199.4369 | 20512.5 | 116057.2126 | 30000 | 0 | 86057.2126 | 86057.2126 | 0 | 9487.5 | 0 | 0 | 0 | 0 | 0
2022-11-21 19:00 | 0 | 0 | 35584 | 0 | 634 | 0 | 3 | 30000 | 3 | 0 | 30000 | 725343.4602 | 19 | 9487.5 | 2008.4474 | 199.4369 | 20512.5 | 116057.2126 | 30000 | 0 | 86057.2126 | 86057.2126 | 0 | 9487.5 | 0 | 0 | 0 | 0 | 0
2022-11-21 20:00 | 0 | 0 | 35584 | 0 | 634 | 0 | 3 | 30000 | 3 | 0 | 30000 | 695343.4602 | 19 | 9487.5 | 2008.4474 | 199.4369 | 20512.5 | 116057.2126 | 30000 | 0 | 86057.2126 | 86057.2126 | 0 | 9487.5 | 0 | 0 | 0 | 0 | 0
2022-11-21 21:00 | 0 | 0 | 35584 | 0 | 634 | 0 | 3 | 30000 | 3 | 0 | 30000 | 665343.4602 | 19 | 9487.5 | 2008.4474 | 199.4369 | 20512.5 | 116057.2126 | 30000 | 0 | 86057.2126 | 86057.2126 | 0 | 9487.5 | 0 | 0 | 0 | 0 | 0
2022-11-21 22:00 | 0 | 0 | 35584 | 0 | 634 | 0 | 3 | 30000 | 3 | 0 | 30000 | 635343.4602 | 19 | 9487.5 | 2008.4474 | 199.4369 | 20512.5 | 116057.2126 | 30000 | 0 | 86057.2126 | 86057.2126 | 0 | 9487.5 | 0 | 0 | 0 | 0 | 0
2022-11-21 23:00 | 0 | 0 | 35584 | 0 | 634 | 0 | 3 | 30000 | 3 | 0 | 30000 | 605343.4602 | 19 | 9487.5 | 2008.4474 | 199.4369 | 20512.5 | 116057.2126 | 30000 | 0 | 86057.2126 | 86057.2126 | 0 | 9487.5 | 0 | 0 | 0 | 0 | 0
2022-11-22 | 0 | 0 | 35584 | 0 | 634 | 0 | 3 | 25737.5 | 2.5737 | 0 | 25737.5 | 575343.4602 | 19 | 9500 | 2008.4474 | 199.6997 | 16237.5 | 111782.2126 | 25737.5 | 0 | 86044.7126 | 86044.7126 | 0 | 9500 | 0 | 0 | 0 | 0 | 0
2022-11-22 01:00 | 0 | 0 | 35584 | 0 | 634 | 0 | 3 | 25737.5 | 2.5737 | 0 | 25737.5 | 549605.9602 | 19 | 9500 | 2008.4474 | 199.6997 | 16237.5 | 111782.2126 | 25737.5 | 0 | 86044.7126 | 86044.7126 | 0 | 9500 | 0 | 0 | 0 | 0 | 0
2022-11-22 02:00 | 0 | 0 | 35584 | 0 | 634 | 0 | 3 | 25737.5 | 2.5737 | 0 | 25737.5 | 523868.4602 | 19 | 9500 | 2008.4474 | 199.6997 | 16237.5 | 111782.2126 | 25737.5 | 0 | 86044.7126 | 86044.7126 | 0 | 9500 | 0 | 0 | 0 | 0 | 0
2022-11-22 03:00 | 0 | 0 | 35584 | 0 | 634 | 0 | 3 | 25737.5 | 2.5737 | 0 | 25737.5 | 498130.9602 | 19 | 9500 | 2008.4474 | 199.6997 | 16237.5 | 111782.2126 | 25737.5 | 0 | 86044.7126 | 86044.7126 | 0 | 9500 | 0 | 0 | 0 | 0 | 0
2022-11-22 04:00 | 0 | 0 | 35584 | 0 | 634 | 0 | 3 | 25737.5 | 2.5737 | 0 | 25737.5 | 472393.4602 | 19 | 9500 | 2008.4474 | 199.6997 | 16237.5 | 111782.2126 | 25737.5 | 0 | 86044.7126 | 86044.7126 | 0 | 9500 | 0 | 0 | 0 | 0 | 0
2022-11-22 05:00 | 0 | 0 | 35584 | 0 | 634 | 0 | 3 | 25737.5 | 2.5737 | 0 | 25737.5 | 446655.9602 | 19 | 9500 | 2008.4474 | 199.6997 | 16237.5 | 111782.2126 | 25737.5 | 0 | 86044.7126 | 86044.7126 | 0 | 9500 | 0 | 0 | 0 | 0 | 0
2022-11-22 06:00 | 0 | 0 | 35584 | 0 | 634 | 0 | 3 | 25737.5 | 2.5737 | 0 | 25737.5 | 420918.4602 | 19 | 9500 | 2008.4474 | 199.6997 | 16237.5 | 111782.2126 | 25737.5 | 0 | 86044.7126 | 86044.7126 | 0 | 9500 | 0 | 0 | 0 | 0 | 0
2022-11-22 07:00 | 0.0493 | 0.06262 | 35584 | 1701.6625 | 634 | 6638.0206 | 3 | 24035.8411 | 2.4036 | 0 | 17397.8205 | 395180.9602 | 19 | 9500 | 2008.4474 | 199.6997 | 16237.5 | 111782.2126 | 25737.5 | 0 | 86044.7126 | 86044.7126 | 0 | 9500 | 0 | 0 | 0 | 0 | 0
2022-11-22 08:00 | 0.1953 | 0.0823 | 35584 | 6741.0685 | 634 | 8724.195 | 3 | 18996.4456 | 1.8996 | 0 | 10272.2506 | 377783.1397 | 19 | 9500 | 2008.4474 | 199.6997 | 16237.5 | 111782.2126 | 25737.5 | 0 | 86044.7126 | 86044.7126 | 6741.0544 | 2758.9456 | 0 | 0 | 0 | 0 | 0
2022-11-22 09:00 | 0.3236 | 0.10343 | 35584 | 11169.5329 | 634 | 10964.0765 | 3 | 14567.9906 | 1.4568 | 0 | 3603.9141 | 367510.8891 | 19 | 9500 | 2008.4474 | 199.6997 | 16237.5 | 111782.2126 | 25737.5 | 0 | 86044.7126 | 86044.7126 | 0 | 9500 | 0 | 0 | 0 | 0 | 0
2022-11-22 10:00 | 0.42067 | 0.075 | 35584 | 14520.0476 | 634 | 7950.36 | 3 | 11217.4829 | 1.1217 | 0 | 3267.1229 | 363906.975 | 19 | 9500 | 2008.4474 | 199.6997 | 16237.5 | 111782.2126 | 25737.5 | 0 | 86044.7126 | 86044.7126 | 0 | 9500 | 0 | 0 | 0 | 0 | 0
2022-11-22 11:00 | 0.47905 | 0.14945 | 35584 | 16535.1197 | 634 | 15842.4174 | 3 | 9202.4151 | 0.92024 | 6640.0023 | 0 | 360639.852 | 19 | 9500 | 2008.4474 | 199.6997 | 16237.5 | 111782.2126 | 25737.5 | 0 | 86044.7126 | 86044.7126 | 9500 | 0 | 0 | 0 | 0 | 0 | 0
2022-11-22 12:00 | 0.47865 | 0.0775 | 35584 | 16521.3132 | 634 | 8215.372 | 3 | 9216.2216 | 0.92162 | 0 | 1000.8496 | 367279.8543 | 19 | 9500 | 2008.4474 | 199.6997 | 16237.5 | 111782.2126 | 25737.5 | 0 | 86044.7126 | 86044.7126 | 9500 | 0 | 0 | 0 | 0 | 0 | 0
2022-11-22 13:00 | 0.41658 | 0.0676 | 35584 | 14378.8752 | 634 | 7165.9245 | 3 | 11358.655 | 1.1359 | 0 | 4192.7306 | 366279.0047 | 19 | 9500 | 2008.4474 | 199.6997 | 16237.5 | 111782.2126 | 25737.5 | 0 | 86044.7126 | 86044.7126 | 0 | 9500 | 0 | 0 | 0 | 0 | 0
2022-11-22 14:00 | 0.27775 | 0.00309 | 35584 | 9586.9523 | 634 | 327.5548 | 3 | 16150.5679 | 1.6151 | 0 | 15823.013 | 362086.2741 | 19 | 9500 | 2008.4474 | 199.6997 | 16237.5 | 111782.2126 | 25737.5 | 0 | 86044.7126 | 86044.7126 | 9500 | 0 | 0 | 0 | 0 | 0 | 0
2022-11-22 15:00 | 0.16775 | 0.02081 | 35584 | 5790.1395 | 634 | 2205.9599 | 3 | 19947.3727 | 1.9947 | 0 | 17741.4128 | 346263.2611 | 19 | 9500 | 2008.4474 | 199.6997 | 16237.5 | 111782.2126 | 25737.5 | 0 | 86044.7126 | 86044.7126 | 5790.1273 | 3709.8727 | 0 | 0 | 0 | 0 | 0
2022-11-22 16:00 | 0.06495 | 0.00906 | 35584 | 2241.8454 | 634 | 960.4035 | 3 | 23495.6593 | 2.3496 | 0 | 22535.2559 | 328521.8483 | 19 | 9500 | 2008.4474 | 199.6997 | 16237.5 | 111782.2126 | 25737.5 | 0 | 86044.7126 | 86044.7126 | 2241.8407 | 7258.1593 | 0 | 0 | 0 | 0 | 0
2022-11-22 17:00 | 0 | 0 | 35584 | 0 | 634 | 0 | 3 | 25737.5 | 2.5737 | 0 | 25737.5 | 305986.5925 | 19 | 9500 | 2008.4474 | 199.6997 | 16237.5 | 111782.2126 | 25737.5 | 0 | 86044.7126 | 86044.7126 | 0 | 9500 | 0 | 0 | 0 | 0 | 0
2022-11-22 18:00 | 0 | 0 | 35584 | 0 | 634 | 0 | 3 | 25737.5 | 2.5737 | 0 | 25737.5 | 280249.0925 | 19 | 9500 | 2008.4474 | 199.6997 | 16237.5 | 111782.2126 | 25737.5 | 0 | 86044.7126 | 86044.7126 | 0 | 9500 | 0 | 0 | 0 | 0 | 0
2022-11-22 19:00 | 0 | 0 | 35584 | 0 | 634 | 0 | 3 | 25737.5 | 2.5737 | 0 | 25737.5 | 254511.5925 | 19 | 9500 | 2008.4474 | 199.6997 | 16237.5 | 111782.2126 | 25737.5 | 0 | 86044.7126 | 86044.7126 | 0 | 9500 | 0 | 0 | 0 | 0 | 0
2022-11-22 20:00 | 0 | 0 | 35584 | 0 | 634 | 0 | 3 | 25737.5 | 2.5737 | 0 | 25737.5 | 228774.0925 | 19 | 9500 | 2008.4474 | 199.6997 | 16237.5 | 111782.2126 | 25737.5 | 0 | 86044.7126 | 86044.7126 | 0 | 9500 | 0 | 0 | 0 | 0 | 0
2022-11-22 21:00 | 0 | 0 | 35584 | 0 | 634 | 0 | 3 | 25737.5 | 2.5737 | 0 | 25737.5 | 203036.5925 | 19 | 9500 | 2008.4474 | 199.6997 | 16237.5 | 111782.2126 | 25737.5 | 0 | 86044.7126 | 86044.7126 | 0 | 9500 | 0 | 0 | 0 | 0 | 0
2022-11-22 22:00 | 0 | 0 | 35584 | 0 | 634 | 0 | 3 | 25737.5 | 2.5737 | 0 | 25737.5 | 177299.0925 | 19 | 9500 | 2008.4474 | 199.6997 | 16237.5 | 111782.2126 | 25737.5 | 0 | 86044.7126 | 86044.7126 | 0 | 9500 | 0 | 0 | 0 | 0 | 0
2022-11-22 23:00 | 0 | 0 | 35584 | 0 | 634 | 0 | 3 | 25737.5 | 2.5737 | 0 | 25737.5 | 151561.5925 | 19 | 9500 | 2008.4474 | 199.6997 | 16237.5 | 111782.2126 | 25737.5 | 0 | 86044.7126 | 86044.7126 | 0 | 9500 | 0 | 0 | 0 | 0 | 0
2022-11-23 | 0 | 0 | 35584 | 0 | 634 | 0 | 3 | 16391.6667 | 1.6392 | 0 | 16391.6667 | 125824.0925 | 19 | 9500 | 2008.4474 | 199.6997 | 6891.6667 | 102436.3793 | 16391.6667 | 0 | 86044.7126 | 86044.7126 | 0 | 9500 | 0 | 0 | 0 | 0 | 0
2022-11-23 01:00 | 0 | 0 | 35584 | 0 | 634 | 0 | 3 | 16391.6667 | 1.6392 | 0 | 16391.6667 | 109432.4258 | 19 | 9500 | 2008.4474 | 199.6997 | 6891.6667 | 102436.3793 | 16391.6667 | 0 | 86044.7126 | 86044.7126 | 0 | 9500 | 0 | 0 | 0 | 0 | 0
2022-11-23 02:00 | 0 | 0 | 35584 | 0 | 634 | 0 | 3 | 16391.6667 | 1.6392 | 0 | 16391.6667 | 93040.7591 | 19 | 9500 | 2008.4474 | 199.6997 | 6891.6667 | 102436.3793 | 16391.6667 | 0 | 86044.7126 | 86044.7126 | 0 | 9500 | 0 | 0 | 0 | 0 | 0
2022-11-23 03:00 | 0 | 0 | 35584 | 0 | 634 | 0 | 3 | 16391.6667 | 1.6392 | 0 | 16391.6667 | 76649.0925 | 19 | 9500 | 2008.4474 | 199.6997 | 6891.6667 | 102436.3793 | 16391.6667 | 0 | 86044.7126 | 86044.7126 | 0 | 9500 | 0 | 0 | 0 | 0 | 0
2022-11-23 04:00 | 0 | 0 | 35584 | 0 | 634 | 0 | 3 | 16391.6667 | 1.6392 | 0 | 16391.6667 | 60257.4258 | 19 | 9500 | 2008.4474 | 199.6997 | 6891.6667 | 102436.3793 | 16391.6667 | 0 | 86044.7126 | 86044.7126 | 0 | 9500 | 0 | 0 | 0 | 0 | 0
2022-11-23 05:00 | 0 | 0 | 35584 | 0 | 634 | 0 | 3 | 16391.6667 | 1.6392 | 0 | 16391.6667 | 43865.7591 | 19 | 9500 | 2008.4474 | 199.6997 | 6891.6667 | 102436.3793 | 16391.6667 | 0 | 86044.7126 | 86044.7126 | 0 | 9500 | 0 | 0 | 0 | 0 | 0
2022-11-23 06:00 | 0 | 0 | 35584 | 0 | 634 | 0 | 3 | 16391.6667 | 1.6392 | 0 | 16391.6667 | 27474.0925 | 19 | 9500 | 2008.4474 | 199.6997 | 6891.6667 | 102436.3793 | 16391.6667 | 0 | 86044.7126 | 86044.7126 | 0 | 9500 | 0 | 0 | 0 | 0 | 0
2022-11-23 07:00 | 0.04685 | 0.03483 | 35584 | 1617.0971 | 634 | 3692.1472 | 3 | 14774.573 | 1.4775 | 0 | 11082.4258 | 11082.4258 | 19 | 9500 | 2008.4474 | 199.6997 | 6891.6667 | 102436.3793 | 16391.6667 | 0 | 86044.7126 | 86044.7126 | 1617.0937 | 7882.9063 | 0 | 0 | 0 | 0 | 0
2022-11-23 08:00 | 0.20582 | 0.26122 | 35584 | 7104.1819 | 634 | 27690.5739 | 3 | 9287.4997 | 0.92875 | 0 | 0 | 0 | 19 | 9500 | 2008.4474 | 199.6997 | 6891.6667 | 102436.3793 | 16391.6667 | 0 | 86044.7126 | 86044.7126 | 7104.167 | 2395.833 | 0 | 0 | 0 | 0 | 0
2022-11-23 09:00 | 0.35388 | 0.42026 | 35584 | 12214.6919 | 634 | 44549.5772 | 3 | 4177.0004 | 0.4177 | 0 | 0 | 0 | 19 | 9500 | 2008.4474 | 199.6997 | 6891.6667 | 102436.3793 | 16391.6667 | 0 | 86044.7126 | 86044.7126 | 5322.9996 | 4177.0004 | 0 | 0 | 0 | 0 | 0
2022-11-23 10:00 | 0.4809 | 0.52141 | 35584 | 16598.9752 | 634 | 55271.9628 | 3 | 0 | 0 | 25484.941 | 0 | 0 | 19 | 9500 | 2008.4474 | 199.6997 | 6891.6667 | 102436.3793 | 16391.6667 | 0 | 86044.7126 | 86044.7126 | 9500 | 0 | 0 | 0 | 0 | 0 | 0
2022-11-23 11:00 | 0.55915 | 0.57109 | 35584 | 19299.8898 | 634 | 60538.2812 | 3 | 0 | 0 | 60538.2812 | 0 | 25484.941 | 19 | 9500 | 2008.4474 | 199.6997 | 6891.6667 | 102436.3793 | 16391.6667 | 0 | 86044.7126 | 86044.7126 | 9500 | 0 | 0 | 0 | 0 | 0 | 0
2022-11-23 12:00 | 0.55597 | 0.46771 | 35584 | 19190.1274 | 634 | 49579.505 | 3 | 0 | 0 | 49579.505 | 0 | 86023.2222 | 19 | 9500 | 2008.4474 | 199.6997 | 6891.6667 | 102436.3793 | 16391.6667 | 0 | 86044.7126 | 86044.7126 | 9500 | 0 | 0 | 0 | 0 | 0 | 0
2022-11-23 13:00 | 0.49212 | 0.50986 | 35584 | 16986.2501 | 634 | 54047.6073 | 3 | 0 | 0 | 54047.6073 | 0 | 135602.7272 | 19 | 9500 | 2008.4474 | 199.6997 | 6891.6667 | 102436.3793 | 16391.6667 | 0 | 86044.7126 | 86044.7126 | 9500 | 0 | 0 | 0 | 0 | 0 | 0
2022-11-23 14:00 | 0.38355 | 0.44494 | 35584 | 13238.7959 | 634 | 47165.7757 | 3 | 3152.8986 | 0.31529 | 44012.8771 | 0 | 189650.3345 | 19 | 9500 | 2008.4474 | 199.6997 | 6891.6667 | 102436.3793 | 16391.6667 | 0 | 86044.7126 | 86044.7126 | 6347.1014 | 3152.8986 | 0 | 0 | 0 | 0 | 0
2022-11-23 15:00 | 0.23135 | 0.30463 | 35584 | 7985.3876 | 634 | 32292.2422 | 3 | 8406.2958 | 0.84063 | 23885.9464 | 0 | 233663.2116 | 19 | 9500 | 2008.4474 | 199.6997 | 6891.6667 | 102436.3793 | 16391.6667 | 0 | 86044.7126 | 86044.7126 | 7985.3708 | 1514.6292 | 0 | 0 | 0 | 0 | 0
2022-11-23 16:00 | 0.08353 | 0.08677 | 35584 | 2883.1616 | 634 | 9198.0365 | 3 | 13508.5112 | 1.3509 | 0 | 4310.4747 | 257549.158 | 19 | 9500 | 2008.4474 | 199.6997 | 6891.6667 | 102436.3793 | 16391.6667 | 0 | 86044.7126 | 86044.7126 | 2883.1555 | 6616.8445 | 0 | 0 | 0 | 0 | 0
2022-11-23 17:00 | 0 | 0 | 35584 | 0 | 634 | 0 | 3 | 16391.6667 | 1.6392 | 0 | 16391.6667 | 253238.6833 | 19 | 9500 | 2008.4474 | 199.6997 | 6891.6667 | 102436.3793 | 16391.6667 | 0 | 86044.7126 | 86044.7126 | 0 | 9500 | 0 | 0 | 0 | 0 | 0
2022-11-23 18:00 | 0 | 0 | 35584 | 0 | 634 | 0 | 3 | 16391.6667 | 1.6392 | 0 | 16391.6667 | 236847.0167 | 19 | 9500 | 2008.4474 | 199.6997 | 6891.6667 | 102436.3793 | 16391.6667 | 0 | 86044.7126 | 86044.7126 | 0 | 9500 | 0 | 0 | 0 | 0 | 0
2022-11-23 19:00 | 0 | 0 | 35584 | 0 | 634 | 0 | 3 | 16391.6667 | 1.6392 | 0 | 16391.6667 | 220455.35 | 19 | 9500 | 2008.4474 | 199.6997 | 6891.6667 | 102436.3793 | 16391.6667 | 0 | 86044.7126 | 86044.7126 | 0 | 9500 | 0 | 0 | 0 | 0 | 0
2022-11-23 20:00 | 0 | 0 | 35584 | 0 | 634 | 0 | 3 | 16391.6667 | 1.6392 | 0 | 16391.6667 | 204063.6833 | 19 | 9500 | 2008.4474 | 199.6997 | 6891.6667 | 102436.3793 | 16391.6667 | 0 | 86044.7126 | 86044.7126 | 0 | 9500 | 0 | 0 | 0 | 0 | 0
2022-11-23 21:00 | 0 | 0 | 35584 | 0 | 634 | 0 | 3 | 16391.6667 | 1.6392 | 0 | 16391.6667 | 187672.0167 | 19 | 9500 | 2008.4474 | 199.6997 | 6891.6667 | 102436.3793 | 16391.6667 | 0 | 86044.7126 | 86044.7126 | 0 | 9500 | 0 | 0 | 0 | 0 | 0
2022-11-23 22:00 | 0 | 0 | 35584 | 0 | 634 | 0 | 3 | 16391.6667 | 1.6392 | 0 | 16391.6667 | 171280.35 | 19 | 9500 | 2008.4474 | 199.6997 | 6891.6667 | 102436.3793 | 16391.6667 | 0 | 86044.7126 | 86044.7126 | 0 | 9500 | 0 | 0 | 0 | 0 | 0
2022-11-23 23:00 | 0 | 0 | 35584 | 0 | 634 | 0 | 3 | 16391.6667 | 1.6392 | 0 | 16391.6667 | 154888.6833 | 19 | 9500 | 2008.4474 | 199.6997 | 6891.6667 | 102436.3793 | 16391.6667 | 0 | 86044.7126 | 86044.7126 | 0 | 9500 | 0 | 0 | 0 | 0 | 0
2022-11-24 | 0 | 0 | 35584 | 0 | 634 | 0 | 3 | 14125 | 1.4125 | 0 | 14125 | 138497.0167 | 19 | 9500 | 2008.4474 | 199.6997 | 4625 | 100169.7126 | 14125 | 0 | 86044.7126 | 86044.7126 | 0 | 9500 | 0 | 0 | 0 | 0 | 0
2022-11-24 01:00 | 0 | 0 | 35584 | 0 | 634 | 0 | 3 | 14125 | 1.4125 | 0 | 14125 | 124372.0167 | 19 | 9500 | 2008.4474 | 199.6997 | 4625 | 100169.7126 | 14125 | 0 | 86044.7126 | 86044.7126 | 0 | 9500 | 0 | 0 | 0 | 0 | 0
2022-11-24 02:00 | 0 | 0 | 35584 | 0 | 634 | 0 | 3 | 14125 | 1.4125 | 0 | 14125 | 110247.0167 | 19 | 9500 | 2008.4474 | 199.6997 | 4625 | 100169.7126 | 14125 | 0 | 86044.7126 | 86044.7126 | 0 | 9500 | 0 | 0 | 0 | 0 | 0
2022-11-24 03:00 | 0 | 0 | 35584 | 0 | 634 | 0 | 3 | 14125 | 1.4125 | 0 | 14125 | 96122.0167 | 19 | 9500 | 2008.4474 | 199.6997 | 4625 | 100169.7126 | 14125 | 0 | 86044.7126 | 86044.7126 | 0 | 9500 | 0 | 0 | 0 | 0 | 0
2022-11-24 04:00 | 0 | 0 | 35584 | 0 | 634 | 0 | 3 | 14125 | 1.4125 | 0 | 14125 | 81997.0167 | 19 | 9500 | 2008.4474 | 199.6997 | 4625 | 100169.7126 | 14125 | 0 | 86044.7126 | 86044.7126 | 0 | 9500 | 0 | 0 | 0 | 0 | 0
2022-11-24 05:00 | 0 | 0 | 35584 | 0 | 634 | 0 | 3 | 14125 | 1.4125 | 0 | 14125 | 67872.0167 | 19 | 9500 | 2008.4474 | 199.6997 | 4625 | 100169.7126 | 14125 | 0 | 86044.7126 | 86044.7126 | 0 | 9500 | 0 | 0 | 0 | 0 | 0
2022-11-24 06:00 | 0 | 0 | 35584 | 0 | 634 | 0 | 3 | 14125 | 1.4125 | 0 | 14125 | 53747.0167 | 19 | 9500 | 2008.4474 | 199.6997 | 4625 | 100169.7126 | 14125 | 0 | 86044.7126 | 86044.7126 | 0 | 9500 | 0 | 0 | 0 | 0 | 0
2022-11-24 07:00 | 0.02302 | 0 | 35584 | 794.5694 | 634 | 0 | 3 | 13330.4323 | 1.333 | 0 | 13330.4323 | 39622.0167 | 19 | 9500 | 2008.4474 | 199.6997 | 4625 | 100169.7126 | 14125 | 0 | 86044.7126 | 86044.7126 | 794.5677 | 8705.4323 | 0 | 0 | 0 | 0 | 0
2022-11-24 08:00 | 0.09493 | 0.00328 | 35584 | 3276.6494 | 634 | 347.6957 | 3 | 10848.3575 | 1.0848 | 0 | 10500.6617 | 26291.5844 | 19 | 9500 | 2008.4474 | 199.6997 | 4625 | 100169.7126 | 14125 | 0 | 86044.7126 | 86044.7126 | 3276.6425 | 6223.3575 | 0 | 0 | 0 | 0 | 0
2022-11-24 09:00 | 0.1617 | 0.00206 | 35584 | 5581.3148 | 634 | 218.3699 | 3 | 8543.6969 | 0.85437 | 0 | 8325.327 | 15790.9227 | 19 | 9500 | 2008.4474 | 199.6997 | 4625 | 100169.7126 | 14125 | 0 | 86044.7126 | 86044.7126 | 5581.3031 | 3918.6969 | 0 | 0 | 0 | 0 | 0
2022-11-24 10:00 | 0.15648 | 0.01187 | 35584 | 5401.1388 | 634 | 1258.277 | 3 | 8723.8726 | 0.87239 | 0 | 7465.5956 | 7465.5956 | 19 | 9500 | 2008.4474 | 199.6997 | 4625 | 100169.7126 | 14125 | 0 | 86044.7126 | 86044.7126 | 5401.1274 | 4098.8726 | 0 | 0 | 0 | 0 | 0
2022-11-24 11:00 | 0.34925 | 0.1238 | 35584 | 12054.8806 | 634 | 13123.3942 | 3 | 2070.1447 | 0.20701 | 4757.2769 | 0 | 0 | 19 | 9500 | 2008.4474 | 199.6997 | 4625 | 100169.7126 | 14125 | 0 | 86044.7126 | 86044.7126 | 9500 | 0 | 0 | 0 | 0 | 0 | 0
2022-11-24 12:00 | 0.54328 | 0.47335 | 35584 | 18752.1133 | 634 | 50177.3721 | 3 | 0 | 0 | 50177.3721 | 0 | 4757.2769 | 19 | 9500 | 2008.4474 | 199.6997 | 4625 | 100169.7126 | 14125 | 0 | 86044.7126 | 86044.7126 | 9500 | 0 | 0 | 0 | 0 | 0 | 0
2022-11-24 13:00 | 0.49965 | 0.63298 | 35584 | 17246.1592 | 634 | 67098.9183 | 3 | 0 | 0 | 67098.9183 | 0 | 54934.649 | 19 | 9500 | 2008.4474 | 199.6997 | 4625 | 100169.7126 | 14125 | 0 | 86044.7126 | 86044.7126 | 9500 | 0 | 0 | 0 | 0 | 0 | 0
2022-11-24 14:00 | 0.37815 | 0.50517 | 35584 | 13052.4069 | 634 | 53550.4448 | 3 | 1072.6206 | 0.10726 | 52477.8242 | 0 | 122033.5673 | 19 | 9500 | 2008.4474 | 199.6997 | 4625 | 100169.7126 | 14125 | 0 | 86044.7126 | 86044.7126 | 8427.3794 | 1072.6206 | 0 | 0 | 0 | 0 | 0
2022-11-24 15:00 | 0.22655 | 0.28979 | 35584 | 7819.7085 | 634 | 30719.131 | 3 | 6305.3079 | 0.63053 | 24413.8231 | 0 | 174511.3916 | 19 | 9500 | 2008.4474 | 199.6997 | 4625 | 100169.7126 | 14125 | 0 | 86044.7126 | 86044.7126 | 7819.6921 | 1680.3079 | 0 | 0 | 0 | 0 | 0
2022-11-24 16:00 | 0.08445 | 0.08641 | 35584 | 2914.9167 | 634 | 9159.8748 | 3 | 11210.0894 | 1.121 | 0 | 2050.2146 | 198925.2146 | 19 | 9500 | 2008.4474 | 199.6997 | 4625 | 100169.7126 | 14125 | 0 | 86044.7126 | 86044.7126 | 2914.9106 | 6585.0894 | 0 | 0 | 0 | 0 | 0
2022-11-24 17:00 | 0 | 0 | 35584 | 0 | 634 | 0 | 3 | 14125 | 1.4125 | 0 | 14125 | 196875 | 19 | 9500 | 2008.4474 | 199.6997 | 4625 | 100169.7126 | 14125 | 0 | 86044.7126 | 86044.7126 | 0 | 9500 | 0 | 0 | 0 | 0 | 0
2022-11-24 18:00 | 0 | 0 | 35584 | 0 | 634 | 0 | 3 | 14125 | 1.4125 | 0 | 14125 | 182750 | 19 | 9500 | 2008.4474 | 199.6997 | 4625 | 100169.7126 | 14125 | 0 | 86044.7126 | 86044.7126 | 0 | 9500 | 0 | 0 | 0 | 0 | 0
2022-11-24 19:00 | 0 | 0 | 35584 | 0 | 634 | 0 | 3 | 14125 | 1.4125 | 0 | 14125 | 168625 | 19 | 9500 | 2008.4474 | 199.6997 | 4625 | 100169.7126 | 14125 | 0 | 86044.7126 | 86044.7126 | 0 | 9500 | 0 | 0 | 0 | 0 | 0
2022-11-24 20:00 | 0 | 0 | 35584 | 0 | 634 | 0 | 3 | 14125 | 1.4125 | 0 | 14125 | 154500 | 19 | 9500 | 2008.4474 | 199.6997 | 4625 | 100169.7126 | 14125 | 0 | 86044.7126 | 86044.7126 | 0 | 9500 | 0 | 0 | 0 | 0 | 0
2022-11-24 21:00 | 0 | 0 | 35584 | 0 | 634 | 0 | 3 | 14125 | 1.4125 | 0 | 14125 | 140375 | 19 | 9500 | 2008.4474 | 199.6997 | 4625 | 100169.7126 | 14125 | 0 | 86044.7126 | 86044.7126 | 0 | 9500 | 0 | 0 | 0 | 0 | 0
2022-11-24 22:00 | 0 | 0 | 35584 | 0 | 634 | 0 | 3 | 14125 | 1.4125 | 0 | 14125 | 126250 | 19 | 9500 | 2008.4474 | 199.6997 | 4625 | 100169.7126 | 14125 | 0 | 86044.7126 | 86044.7126 | 0 | 9500 | 0 | 0 | 0 | 0 | 0
2022-11-24 23:00 | 0 | 0 | 35584 | 0 | 634 | 0 | 3 | 14125 | 1.4125 | 0 | 14125 | 112125 | 19 | 9500 | 2008.4474 | 199.6997 | 4625 | 100169.7126 | 14125 | 0 | 86044.7126 | 86044.7126 | 0 | 9500 | 0 | 0 | 0 | 0 | 0
2022-11-25 | 0 | 0 | 35584 | 0 | 634 | 0 | 3 | 14000 | 1.4 | 0 | 14000 | 98000 | 19 | 9500 | 2008.4474 | 199.6997 | 4500 | 100044.7126 | 14000 | 0 | 86044.7126 | 86044.7126 | 0 | 9500 | 0 | 0 | 0 | 0 | 0
2022-11-25 01:00 | 0 | 0 | 35584 | 0 | 634 | 0 | 3 | 14000 | 1.4 | 0 | 14000 | 84000 | 19 | 9500 | 2008.4474 | 199.6997 | 4500 | 100044.7126 | 14000 | 0 | 86044.7126 | 86044.7126 | 0 | 9500 | 0 | 0 | 0 | 0 | 0
2022-11-25 02:00 | 0 | 0 | 35584 | 0 | 634 | 0 | 3 | 14000 | 1.4 | 0 | 14000 | 70000 | 19 | 9500 | 2008.4474 | 199.6997 | 4500 | 100044.7126 | 14000 | 0 | 86044.7126 | 86044.7126 | 0 | 9500 | 0 | 0 | 0 | 0 | 0
2022-11-25 03:00 | 0 | 0 | 35584 | 0 | 634 | 0 | 3 | 14000 | 1.4 | 0 | 14000 | 56000 | 19 | 9500 | 2008.4474 | 199.6997 | 4500 | 100044.7126 | 14000 | 0 | 86044.7126 | 86044.7126 | 0 | 9500 | 0 | 0 | 0 | 0 | 0
2022-11-25 04:00 | 0 | 0 | 35584 | 0 | 634 | 0 | 3 | 14000 | 1.4 | 0 | 14000 | 42000 | 19 | 9500 | 2008.4474 | 199.6997 | 4500 | 100044.7126 | 14000 | 0 | 86044.7126 | 86044.7126 | 0 | 9500 | 0 | 0 | 0 | 0 | 0
2022-11-25 05:00 | 0 | 0 | 35584 | 0 | 634 | 0 | 3 | 14000 | 1.4 | 0 | 14000 | 28000 | 19 | 9500 | 2008.4474 | 199.6997 | 4500 | 100044.7126 | 14000 | 0 | 86044.7126 | 86044.7126 | 0 | 9500 | 0 | 0 | 0 | 0 | 0
2022-11-25 06:00 | 0 | 0 | 35584 | 0 | 634 | 0 | 3 | 14000 | 1.4 | 0 | 14000 | 14000 | 19 | 9500 | 2008.4474 | 199.6997 | 4500 | 100044.7126 | 14000 | 0 | 86044.7126 | 86044.7126 | 0 | 9500 | 0 | 0 | 0 | 0 | 0
2022-11-25 07:00 | 0.0511 | 0.13439 | 35584 | 1763.7921 | 634 | 14245.9851 | 3 | 12236.2116 | 1.2236 | 0 | 0 | 0 | 19 | 9500 | 2008.4474 | 199.6997 | 4500 | 100044.7126 | 14000 | 0 | 86044.7126 | 86044.7126 | 1763.7884 | 7736.2116 | 0 | 0 | 0 | 0 | 0
2022-11-25 08:00 | 0.22765 | 0.48544 | 35584 | 7857.6767 | 634 | 51458.9701 | 3 | 6142.3399 | 0.61423 | 0 | 0 | 0 | 19 | 9500 | 2008.4474 | 199.6997 | 4500 | 100044.7126 | 14000 | 0 | 86044.7126 | 86044.7126 | 7857.6601 | 1642.3399 | 0 | 0 | 0 | 0 | 0
2022-11-25 09:00 | 0.3976 | 0.61894 | 35584 | 13723.7524 | 634 | 65610.6109 | 3 | 276.2764 | 0.027628 | 0 | 0 | 0 | 19 | 9500 | 2008.4474 | 199.6997 | 4500 | 100044.7126 | 14000 | 0 | 86044.7126 | 86044.7126 | 9500 | 0 | 0 | 0 | 0 | 0 | 0
2022-11-25 10:00 | 0.5358 | 0.72872 | 35584 | 18493.93 | 634 | 77247.8179 | 3 | 0 | 0 | 0 | 0 | 0 | 19 | 9500 | 2008.4474 | 199.6997 | 4500 | 100044.7126 | 14000 | 0 | 86044.7126 | 86044.7126 | 9500 | 0 | 0 | 0 | 0 | 0 | 0
2022-11-25 11:00 | 0.6217 | 0.80673 | 35584 | 21458.8956 | 634 | 85517.2523 | 3 | 0 | 0 | 0 | 0 | 0 | 19 | 9500 | 2008.4474 | 199.6997 | 4500 | 100044.7126 | 14000 | 0 | 86044.7126 | 86044.7126 | 9500 | 0 | 0 | 0 | 0 | 0 | 0
2022-11-25 12:00 | 0.6405 | 0.86047 | 35584 | 22107.8054 | 634 | 91213.9503 | 3 | 0 | 0 | 0 | 0 | 0 | 19 | 9500 | 2008.4474 | 199.6997 | 4500 | 100044.7126 | 14000 | 0 | 86044.7126 | 86044.7126 | 9500 | 0 | 0 | 0 | 0 | 0 | 0
2022-11-25 13:00 | 0.58712 | 0.85897 | 35584 | 20265.3157 | 634 | 91054.9431 | 3 | 0 | 0 | 16045.4721 | 0 | 0 | 19 | 9500 | 2008.4474 | 199.6997 | 4500 | 100044.7126 | 14000 | 0 | 86044.7126 | 86044.7126 | 9500 | 0 | 0 | 0 | 0 | 0 | 0
2022-11-25 14:00 | 0.4682 | 0.79789 | 35584 | 16160.6159 | 634 | 84580.1699 | 3 | 0 | 0 | 84580.1699 | 0 | 16045.4721 | 19 | 9500 | 2008.4474 | 199.6997 | 4500 | 100044.7126 | 14000 | 0 | 86044.7126 | 86044.7126 | 9500 | 0 | 0 | 0 | 0 | 0 | 0
2022-11-25 15:00 | 0.2984 | 0.67035 | 35584 | 10299.7176 | 634 | 71060.3177 | 3 | 3700.3041 | 0.37003 | 67360.0136 | 0 | 100625.642 | 19 | 9500 | 2008.4474 | 199.6997 | 4500 | 100044.7126 | 14000 | 0 | 86044.7126 | 86044.7126 | 5799.6959 | 3700.3041 | 0 | 0 | 0 | 0 | 0
2022-11-25 16:00 | 0.1134 | 0.36052 | 35584 | 3914.1688 | 634 | 38216.8505 | 3 | 10085.8394 | 1.0086 | 28131.0111 | 0 | 167985.6556 | 19 | 9500 | 2008.4474 | 199.6997 | 4500 | 100044.7126 | 14000 | 0 | 86044.7126 | 86044.7126 | 3914.1606 | 5585.8394 | 0 | 0 | 0 | 0 | 0
2022-11-25 17:00 | 0 | 0 | 35584 | 0 | 634 | 0 | 3 | 14000 | 1.4 | 0 | 14000 | 196116.6667 | 19 | 9500 | 2008.4474 | 199.6997 | 4500 | 100044.7126 | 14000 | 0 | 86044.7126 | 86044.7126 | 0 | 9500 | 0 | 0 | 0 | 0 | 0
2022-11-25 18:00 | 0 | 0 | 35584 | 0 | 634 | 0 | 3 | 14000 | 1.4 | 0 | 14000 | 182116.6667 | 19 | 9500 | 2008.4474 | 199.6997 | 4500 | 100044.7126 | 14000 | 0 | 86044.7126 | 86044.7126 | 0 | 9500 | 0 | 0 | 0 | 0 | 0
2022-11-25 19:00 | 0 | 0 | 35584 | 0 | 634 | 0 | 3 | 14000 | 1.4 | 0 | 14000 | 168116.6667 | 19 | 9500 | 2008.4474 | 199.6997 | 4500 | 100044.7126 | 14000 | 0 | 86044.7126 | 86044.7126 | 0 | 9500 | 0 | 0 | 0 | 0 | 0
2022-11-25 20:00 | 0 | 0 | 35584 | 0 | 634 | 0 | 3 | 14000 | 1.4 | 0 | 14000 | 154116.6667 | 19 | 9500 | 2008.4474 | 199.6997 | 4500 | 100044.7126 | 14000 | 0 | 86044.7126 | 86044.7126 | 0 | 9500 | 0 | 0 | 0 | 0 | 0
2022-11-25 21:00 | 0 | 0 | 35584 | 0 | 634 | 0 | 3 | 14000 | 1.4 | 0 | 14000 | 140116.6667 | 19 | 9500 | 2008.4474 | 199.6997 | 4500 | 100044.7126 | 14000 | 0 | 86044.7126 | 86044.7126 | 0 | 9500 | 0 | 0 | 0 | 0 | 0
2022-11-25 22:00 | 0 | 0 | 35584 | 0 | 634 | 0 | 3 | 14000 | 1.4 | 0 | 14000 | 126116.6667 | 19 | 9500 | 2008.4474 | 199.6997 | 4500 | 100044.7126 | 14000 | 0 | 86044.7126 | 86044.7126 | 0 | 9500 | 0 | 0 | 0 | 0 | 0
2022-11-25 23:00 | 0 | 0 | 35584 | 0 | 634 | 0 | 3 | 14000 | 1.4 | 0 | 14000 | 112116.6667 | 19 | 9500 | 2008.4474 | 199.6997 | 4500 | 100044.7126 | 14000 | 0 | 86044.7126 | 86044.7126 | 0 | 9500 | 0 | 0 | 0 | 0 | 0
2022-11-26 | 0 | 0 | 35584 | 0 | 634 | 0 | 3 | 14016.6667 | 1.4017 | 0 | 14016.6667 | 98116.6667 | 19 | 9500 | 2008.4474 | 199.6997 | 4516.6667 | 100061.3793 | 14016.6667 | 0 | 86044.7126 | 86044.7126 | 0 | 9500 | 0 | 0 | 0 | 0 | 0
2022-11-26 01:00 | 0 | 0 | 35584 | 0 | 634 | 0 | 3 | 14016.6667 | 1.4017 | 0 | 14016.6667 | 84100 | 19 | 9500 | 2008.4474 | 199.6997 | 4516.6667 | 100061.3793 | 14016.6667 | 0 | 86044.7126 | 86044.7126 | 0 | 9500 | 0 | 0 | 0 | 0 | 0
2022-11-26 02:00 | 0 | 0 | 35584 | 0 | 634 | 0 | 3 | 14016.6667 | 1.4017 | 0 | 14016.6667 | 70083.3333 | 19 | 9500 | 2008.4474 | 199.6997 | 4516.6667 | 100061.3793 | 14016.6667 | 0 | 86044.7126 | 86044.7126 | 0 | 9500 | 0 | 0 | 0 | 0 | 0
2022-11-26 03:00 | 0 | 0 | 35584 | 0 | 634 | 0 | 3 | 14016.6667 | 1.4017 | 0 | 14016.6667 | 56066.6667 | 19 | 9500 | 2008.4474 | 199.6997 | 4516.6667 | 100061.3793 | 14016.6667 | 0 | 86044.7126 | 86044.7126 | 0 | 9500 | 0 | 0 | 0 | 0 | 0
2022-11-26 04:00 | 0 | 0 | 35584 | 0 | 634 | 0 | 3 | 14016.6667 | 1.4017 | 0 | 14016.6667 | 42050 | 19 | 9500 | 2008.4474 | 199.6997 | 4516.6667 | 100061.3793 | 14016.6667 | 0 | 86044.7126 | 86044.7126 | 0 | 9500 | 0 | 0 | 0 | 0 | 0
2022-11-26 05:00 | 0 | 0 | 35584 | 0 | 634 | 0 | 3 | 14016.6667 | 1.4017 | 0 | 14016.6667 | 28033.3333 | 19 | 9500 | 2008.4474 | 199.6997 | 4516.6667 | 100061.3793 | 14016.6667 | 0 | 86044.7126 | 86044.7126 | 0 | 9500 | 0 | 0 | 0 | 0 | 0
2022-11-26 06:00 | 0 | 0 | 35584 | 0 | 634 | 0 | 3 | 14016.6667 | 1.4017 | 0 | 14016.6667 | 14016.6667 | 19 | 9500 | 2008.4474 | 199.6997 | 4516.6667 | 100061.3793 | 14016.6667 | 0 | 86044.7126 | 86044.7126 | 0 | 9500 | 0 | 0 | 0 | 0 | 0
2022-11-26 07:00 | 0.05092 | 0.14736 | 35584 | 1757.5792 | 634 | 15620.8673 | 3 | 12259.0912 | 1.2259 | 0 | 0 | 0 | 19 | 9500 | 2008.4474 | 199.6997 | 4516.6667 | 100061.3793 | 14016.6667 | 0 | 86044.7126 | 86044.7126 | 0 | 9500 | 0 | 0 | 0 | 0 | 0
2022-11-26 08:00 | 0.22402 | 0.52288 | 35584 | 7732.3818 | 634 | 55427.7898 | 3 | 6284.3011 | 0.62843 | 0 | 0 | 0 | 19 | 9500 | 2008.4474 | 199.6997 | 4516.6667 | 100061.3793 | 14016.6667 | 0 | 86044.7126 | 86044.7126 | 3215.6989 | 6284.3011 | 0 | 0 | 0 | 0 | 0
2022-11-26 09:00 | 0.38127 | 0.64449 | 35584 | 13160.0983 | 634 | 68319.0336 | 3 | 856.596 | 0.08566 | 0 | 0 | 0 | 19 | 9500 | 2008.4474 | 199.6997 | 4516.6667 | 100061.3793 | 14016.6667 | 0 | 86044.7126 | 86044.7126 | 9500 | 0 | 0 | 0 | 0 | 0 | 0
2022-11-26 10:00 | 0.50338 | 0.65194 | 35584 | 17374.9057 | 634 | 69108.7693 | 3 | 0 | 0 | 58597.7594 | 0 | 0 | 19 | 9500 | 2008.4474 | 199.6997 | 4516.6667 | 100061.3793 | 14016.6667 | 0 | 86044.7126 | 86044.7126 | 9500 | 0 | 0 | 0 | 0 | 0 | 0
2022-11-26 11:00 | 0.60183 | 0.74851 | 35584 | 20773.0532 | 634 | 79345.6528 | 3 | 0 | 0 | 79345.6528 | 0 | 58597.7594 | 19 | 9500 | 2008.4474 | 199.6997 | 4516.6667 | 100061.3793 | 14016.6667 | 0 | 86044.7126 | 86044.7126 | 9500 | 0 | 0 | 0 | 0 | 0 | 0
2022-11-26 12:00 | 0.5893 | 0.73869 | 35584 | 20340.5617 | 634 | 78304.6857 | 3 | 0 | 0 | 78304.6857 | 0 | 137943.4123 | 19 | 9500 | 2008.4474 | 199.6997 | 4516.6667 | 100061.3793 | 14016.6667 | 0 | 86044.7126 | 86044.7126 | 9500 | 0 | 0 | 0 | 0 | 0 | 0
2022-11-26 13:00 | 0.51595 | 0.48999 | 35584 | 17808.7779 | 634 | 51941.292 | 3 | 0 | 0 | 51941.292 | 0 | 216248.098 | 19 | 9500 | 2008.4474 | 199.6997 | 4516.6667 | 100061.3793 | 14016.6667 | 0 | 86044.7126 | 86044.7126 | 9500 | 0 | 0 | 0 | 0 | 0 | 0
2022-11-26 14:00 | 0.38262 | 0.41507 | 35584 | 13206.6956 | 634 | 43999.4123 | 3 | 809.9989 | 0.081 | 43189.4134 | 0 | 268189.3899 | 19 | 9500 | 2008.4474 | 199.6997 | 4516.6667 | 100061.3793 | 14016.6667 | 0 | 86044.7126 | 86044.7126 | 9500 | 0 | 0 | 0 | 0 | 0 | 0
2022-11-26 15:00 | 0.23577 | 0.30336 | 35584 | 8137.9505 | 634 | 32157.6161 | 3 | 5878.7333 | 0.58787 | 26278.8828 | 0 | 311378.8034 | 19 | 9500 | 2008.4474 | 199.6997 | 4516.6667 | 100061.3793 | 14016.6667 | 0 | 86044.7126 | 86044.7126 | 3621.2667 | 5878.7333 | 0 | 0 | 0 | 0 | 0
2022-11-26 16:00 | 0.08818 | 0.15054 | 35584 | 3043.6632 | 634 | 15957.9626 | 3 | 10973.0099 | 1.0973 | 4984.9527 | 0 | 337657.6862 | 19 | 9500 | 2008.4474 | 199.6997 | 4516.6667 | 100061.3793 | 14016.6667 | 0 | 86044.7126 | 86044.7126 | 3043.6568 | 6456.3432 | 0 | 0 | 0 | 0 | 0
2022-11-26 17:00 | 0 | 0 | 35584 | 0 | 634 | 0 | 3 | 14016.6667 | 1.4017 | 0 | 14016.6667 | 342642.6389 | 19 | 9500 | 2008.4474 | 199.6997 | 4516.6667 | 100061.3793 | 14016.6667 | 0 | 86044.7126 | 86044.7126 | 0 | 9500 | 0 | 0 | 0 | 0 | 0
2022-11-26 18:00 | 0 | 0 | 35584 | 0 | 634 | 0 | 3 | 14016.6667 | 1.4017 | 0 | 14016.6667 | 328625.9723 | 19 | 9500 | 2008.4474 | 199.6997 | 4516.6667 | 100061.3793 | 14016.6667 | 0 | 86044.7126 | 86044.7126 | 0 | 9500 | 0 | 0 | 0 | 0 | 0
2022-11-26 19:00 | 0 | 0 | 35584 | 0 | 634 | 0 | 3 | 14016.6667 | 1.4017 | 0 | 14016.6667 | 314609.3056 | 19 | 9500 | 2008.4474 | 199.6997 | 4516.6667 | 100061.3793 | 14016.6667 | 0 | 86044.7126 | 86044.7126 | 0 | 9500 | 0 | 0 | 0 | 0 | 0
2022-11-26 20:00 | 0 | 0 | 35584 | 0 | 634 | 0 | 3 | 14016.6667 | 1.4017 | 0 | 14016.6667 | 300592.6389 | 19 | 9500 | 2008.4474 | 199.6997 | 4516.6667 | 100061.3793 | 14016.6667 | 0 | 86044.7126 | 86044.7126 | 0 | 9500 | 0 | 0 | 0 | 0 | 0
2022-11-26 21:00 | 0 | 0 | 35584 | 0 | 634 | 0 | 3 | 14016.6667 | 1.4017 | 0 | 14016.6667 | 286575.9723 | 19 | 9500 | 2008.4474 | 199.6997 | 4516.6667 | 100061.3793 | 14016.6667 | 0 | 86044.7126 | 86044.7126 | 0 | 9500 | 0 | 0 | 0 | 0 | 0
2022-11-26 22:00 | 0 | 0 | 35584 | 0 | 634 | 0 | 3 | 14016.6667 | 1.4017 | 0 | 14016.6667 | 272559.3056 | 19 | 9500 | 2008.4474 | 199.6997 | 4516.6667 | 100061.3793 | 14016.6667 | 0 | 86044.7126 | 86044.7126 | 0 | 9500 | 0 | 0 | 0 | 0 | 0
2022-11-26 23:00 | 0 | 0 | 35584 | 0 | 634 | 0 | 3 | 14016.6667 | 1.4017 | 0 | 14016.6667 | 258542.6389 | 19 | 9500 | 2008.4474 | 199.6997 | 4516.6667 | 100061.3793 | 14016.6667 | 0 | 86044.7126 | 86044.7126 | 0 | 9500 | 0 | 0 | 0 | 0 | 0
2022-11-27 | 0 | 0 | 35584 | 0 | 634 | 0 | 3 | 13816.6667 | 1.3817 | 0 | 13816.6667 | 244525.9723 | 19 | 9500 | 2008.4474 | 199.6997 | 4316.6667 | 99861.3793 | 13816.6667 | 0 | 86044.7126 | 86044.7126 | 0 | 9500 | 0 | 0 | 0 | 0 | 0
2022-11-27 01:00 | 0 | 0 | 35584 | 0 | 634 | 0 | 3 | 13816.6667 | 1.3817 | 0 | 13816.6667 | 230709.3056 | 19 | 9500 | 2008.4474 | 199.6997 | 4316.6667 | 99861.3793 | 13816.6667 | 0 | 86044.7126 | 86044.7126 | 0 | 9500 | 0 | 0 | 0 | 0 | 0
2022-11-27 02:00 | 0 | 0 | 35584 | 0 | 634 | 0 | 3 | 13816.6667 | 1.3817 | 0 | 13816.6667 | 216892.6389 | 19 | 9500 | 2008.4474 | 199.6997 | 4316.6667 | 99861.3793 | 13816.6667 | 0 | 86044.7126 | 86044.7126 | 0 | 9500 | 0 | 0 | 0 | 0 | 0
2022-11-27 03:00 | 0 | 0 | 35584 | 0 | 634 | 0 | 3 | 13816.6667 | 1.3817 | 0 | 13816.6667 | 203075.9723 | 19 | 9500 | 2008.4474 | 199.6997 | 4316.6667 | 99861.3793 | 13816.6667 | 0 | 86044.7126 | 86044.7126 | 0 | 9500 | 0 | 0 | 0 | 0 | 0
2022-11-27 04:00 | 0 | 0 | 35584 | 0 | 634 | 0 | 3 | 13816.6667 | 1.3817 | 0 | 13816.6667 | 189259.3056 | 19 | 9500 | 2008.4474 | 199.6997 | 4316.6667 | 99861.3793 | 13816.6667 | 0 | 86044.7126 | 86044.7126 | 0 | 9500 | 0 | 0 | 0 | 0 | 0
2022-11-27 05:00 | 0 | 0 | 35584 | 0 | 634 | 0 | 3 | 13816.6667 | 1.3817 | 0 | 13816.6667 | 175442.6389 | 19 | 9500 | 2008.4474 | 199.6997 | 4316.6667 | 99861.3793 | 13816.6667 | 0 | 86044.7126 | 86044.7126 | 0 | 9500 | 0 | 0 | 0 | 0 | 0
2022-11-27 06:00 | 0 | 0 | 35584 | 0 | 634 | 0 | 3 | 13816.6667 | 1.3817 | 0 | 13816.6667 | 161625.9723 | 19 | 9500 | 2008.4474 | 199.6997 | 4316.6667 | 99861.3793 | 13816.6667 | 0 | 86044.7126 | 86044.7126 | 0 | 9500 | 0 | 0 | 0 | 0 | 0
2022-11-27 07:00 | 0.04512 | 0.06862 | 35584 | 1557.3836 | 634 | 7274.0494 | 3 | 12259.2864 | 1.2259 | 0 | 4985.237 | 147809.3056 | 19 | 9500 | 2008.4474 | 199.6997 | 4316.6667 | 99861.3793 | 13816.6667 | 0 | 86044.7126 | 86044.7126 | 1557.3803 | 7942.6197 | 0 | 0 | 0 | 0 | 0
2022-11-27 08:00 | 0.21738 | 0.33911 | 35584 | 7503.1924 | 634 | 35947.2877 | 3 | 6313.49 | 0.63135 | 29633.7977 | 0 | 142824.0686 | 19 | 9500 | 2008.4474 | 199.6997 | 4316.6667 | 99861.3793 | 13816.6667 | 0 | 86044.7126 | 86044.7126 | 7503.1766 | 1996.8234 | 0 | 0 | 0 | 0 | 0
2022-11-27 09:00 | 0.38992 | 0.53385 | 35584 | 13458.6659 | 634 | 56590.6625 | 3 | 358.0291 | 0.035803 | 56232.6334 | 0 | 172457.8663 | 19 | 9500 | 2008.4474 | 199.6997 | 4316.6667 | 99861.3793 | 13816.6667 | 0 | 86044.7126 | 86044.7126 | 9141.9709 | 358.0291 | 0 | 0 | 0 | 0 | 0
2022-11-27 10:00 | 0.52555 | 0.66794 | 35584 | 18140.1361 | 634 | 70804.8461 | 3 | 0 | 0 | 70804.8461 | 0 | 228690.4996 | 19 | 9500 | 2008.4474 | 199.6997 | 4316.6667 | 99861.3793 | 13816.6667 | 0 | 86044.7126 | 86044.7126 | 9500 | 0 | 0 | 0 | 0 | 0 | 0
2022-11-27 11:00 | 0.60303 | 0.74087 | 35584 | 20814.4729 | 634 | 78535.7762 | 3 | 0 | 0 | 78535.7762 | 0 | 299495.3458 | 19 | 9500 | 2008.4474 | 199.6997 | 4316.6667 | 99861.3793 | 13816.6667 | 0 | 86044.7126 | 86044.7126 | 9500 | 0 | 0 | 0 | 0 | 0 | 0
2022-11-27 12:00 | 0.58992 | 0.72213 | 35584 | 20361.9619 | 634 | 76549.2462 | 3 | 0 | 0 | 76549.2462 | 0 | 378031.1219 | 19 | 9500 | 2008.4474 | 199.6997 | 4316.6667 | 99861.3793 | 13816.6667 | 0 | 86044.7126 | 86044.7126 | 9500 | 0 | 0 | 0 | 0 | 0 | 0
2022-11-27 13:00 | 0.48912 | 0.27803 | 35584 | 16882.7007 | 634 | 29472.5145 | 3 | 0 | 0 | 29472.5145 | 0 | 454580.3682 | 19 | 9500 | 2008.4474 | 199.6997 | 4316.6667 | 99861.3793 | 13816.6667 | 0 | 86044.7126 | 86044.7126 | 9500 | 0 | 0 | 0 | 0 | 0 | 0
2022-11-27 14:00 | 0.3989 | 0.39577 | 35584 | 13768.6239 | 634 | 41953.5197 | 3 | 48.0718 | 0.0048072 | 41905.4479 | 0 | 484052.8827 | 19 | 9500 | 2008.4474 | 199.6997 | 4316.6667 | 99861.3793 | 13816.6667 | 0 | 86044.7126 | 86044.7126 | 9500 | 0 | 0 | 0 | 0 | 0 | 0
2022-11-27 15:00 | 0.2468 | 0.27762 | 35584 | 8518.6673 | 634 | 29429.0526 | 3 | 5298.0173 | 0.5298 | 24131.0352 | 0 | 525958.3306 | 19 | 9500 | 2008.4474 | 199.6997 | 4316.6667 | 99861.3793 | 13816.6667 | 0 | 86044.7126 | 86044.7126 | 4201.9827 | 5298.0173 | 0 | 0 | 0 | 0 | 0
2022-11-27 16:00 | 0.08807 | 0.08619 | 35584 | 3039.8664 | 634 | 9136.5537 | 3 | 10776.8067 | 1.0777 | 0 | 1640.253 | 550089.3659 | 19 | 9500 | 2008.4474 | 199.6997 | 4316.6667 | 99861.3793 | 13816.6667 | 0 | 86044.7126 | 86044.7126 | 3039.86 | 6460.14 | 0 | 0 | 0 | 0 | 0
2022-11-27 17:00 | 0 | 0 | 35584 | 0 | 634 | 0 | 3 | 13816.6667 | 1.3817 | 0 | 13816.6667 | 548449.1129 | 19 | 9500 | 2008.4474 | 199.6997 | 4316.6667 | 99861.3793 | 13816.6667 | 0 | 86044.7126 | 86044.7126 | 0 | 9500 | 0 | 0 | 0 | 0 | 0
2022-11-27 18:00 | 0 | 0 | 35584 | 0 | 634 | 0 | 3 | 13816.6667 | 1.3817 | 0 | 13816.6667 | 534632.4462 | 19 | 9500 | 2008.4474 | 199.6997 | 4316.6667 | 99861.3793 | 13816.6667 | 0 | 86044.7126 | 86044.7126 | 0 | 9500 | 0 | 0 | 0 | 0 | 0
2022-11-27 19:00 | 0 | 0 | 35584 | 0 | 634 | 0 | 3 | 13816.6667 | 1.3817 | 0 | 13816.6667 | 520815.7796 | 19 | 9500 | 2008.4474 | 199.6997 | 4316.6667 | 99861.3793 | 13816.6667 | 0 | 86044.7126 | 86044.7126 | 0 | 9500 | 0 | 0 | 0 | 0 | 0
2022-11-27 20:00 | 0 | 0 | 35584 | 0 | 634 | 0 | 3 | 13816.6667 | 1.3817 | 0 | 13816.6667 | 506999.1129 | 19 | 9500 | 2008.4474 | 199.6997 | 4316.6667 | 99861.3793 | 13816.6667 | 0 | 86044.7126 | 86044.7126 | 0 | 9500 | 0 | 0 | 0 | 0 | 0
2022-11-27 21:00 | 0 | 0 | 35584 | 0 | 634 | 0 | 3 | 13816.6667 | 1.3817 | 0 | 13816.6667 | 493182.4462 | 19 | 9500 | 2008.4474 | 199.6997 | 4316.6667 | 99861.3793 | 13816.6667 | 0 | 86044.7126 | 86044.7126 | 0 | 9500 | 0 | 0 | 0 | 0 | 0
2022-11-27 22:00 | 0 | 0 | 35584 | 0 | 634 | 0 | 3 | 13816.6667 | 1.3817 | 0 | 13816.6667 | 479365.7796 | 19 | 9500 | 2008.4474 | 199.6997 | 4316.6667 | 99861.3793 | 13816.6667 | 0 | 86044.7126 | 86044.7126 | 0 | 9500 | 0 | 0 | 0 | 0 | 0
2022-11-27 23:00 | 0 | 0 | 35584 | 0 | 634 | 0 | 3 | 13816.6667 | 1.3817 | 0 | 13816.6667 | 465549.1129 | 19 | 9500 | 2008.4474 | 199.6997 | 4316.6667 | 99861.3793 | 13816.6667 | 0 | 86044.7126 | 86044.7126 | 0 | 9500 | 0 | 0 | 0 | 0 | 0
2022-11-28 | 0 | 0 | 35584 | 0 | 634 | 0 | 3 | 13791.6667 | 1.3792 | 0 | 13791.6667 | 451732.4462 | 19 | 9500 | 2008.4474 | 199.6997 | 4291.6667 | 99836.3793 | 13791.6667 | 0 | 86044.7126 | 86044.7126 | 0 | 9500 | 0 | 0 | 0 | 0 | 0
2022-11-28 01:00 | 0 | 0 | 35584 | 0 | 634 | 0 | 3 | 13791.6667 | 1.3792 | 0 | 13791.6667 | 437940.7796 | 19 | 9500 | 2008.4474 | 199.6997 | 4291.6667 | 99836.3793 | 13791.6667 | 0 | 86044.7126 | 86044.7126 | 0 | 9500 | 0 | 0 | 0 | 0 | 0
2022-11-28 02:00 | 0 | 0 | 35584 | 0 | 634 | 0 | 3 | 13791.6667 | 1.3792 | 0 | 13791.6667 | 424149.1129 | 19 | 9500 | 2008.4474 | 199.6997 | 4291.6667 | 99836.3793 | 13791.6667 | 0 | 86044.7126 | 86044.7126 | 0 | 9500 | 0 | 0 | 0 | 0 | 0
2022-11-28 03:00 | 0 | 0 | 35584 | 0 | 634 | 0 | 3 | 13791.6667 | 1.3792 | 0 | 13791.6667 | 410357.4462 | 19 | 9500 | 2008.4474 | 199.6997 | 4291.6667 | 99836.3793 | 13791.6667 | 0 | 86044.7126 | 86044.7126 | 0 | 9500 | 0 | 0 | 0 | 0 | 0
2022-11-28 04:00 | 0 | 0 | 35584 | 0 | 634 | 0 | 3 | 13791.6667 | 1.3792 | 0 | 13791.6667 | 396565.7796 | 19 | 9500 | 2008.4474 | 199.6997 | 4291.6667 | 99836.3793 | 13791.6667 | 0 | 86044.7126 | 86044.7126 | 0 | 9500 | 0 | 0 | 0 | 0 | 0
2022-11-28 05:00 | 0 | 0 | 35584 | 0 | 634 | 0 | 3 | 13791.6667 | 1.3792 | 0 | 13791.6667 | 382774.1129 | 19 | 9500 | 2008.4474 | 199.6997 | 4291.6667 | 99836.3793 | 13791.6667 | 0 | 86044.7126 | 86044.7126 | 0 | 9500 | 0 | 0 | 0 | 0 | 0
2022-11-28 06:00 | 0 | 0 | 35584 | 0 | 634 | 0 | 3 | 13791.6667 | 1.3792 | 0 | 13791.6667 | 368982.4462 | 19 | 9500 | 2008.4474 | 199.6997 | 4291.6667 | 99836.3793 | 13791.6667 | 0 | 86044.7126 | 86044.7126 | 0 | 9500 | 0 | 0 | 0 | 0 | 0
2022-11-28 07:00 | 0.03635 | 0.00696 | 35584 | 1254.674 | 634 | 737.7934 | 3 | 12536.9953 | 1.2537 | 0 | 11799.2019 | 355190.7796 | 19 | 9500 | 2008.4474 | 199.6997 | 4291.6667 | 99836.3793 | 13791.6667 | 0 | 86044.7126 | 86044.7126 | 0 | 9500 | 0 | 0 | 0 | 0 | 0
2022-11-28 08:00 | 0.16943 | 0.08789 | 35584 | 5848.1272 | 634 | 9316.7619 | 3 | 7943.5518 | 0.79436 | 1373.2101 | 0 | 343391.5777 | 19 | 9500 | 2008.4474 | 199.6997 | 4291.6667 | 99836.3793 | 13791.6667 | 0 | 86044.7126 | 86044.7126 | 5848.1149 | 3651.8851 | 0 | 0 | 0 | 0 | 0
2022-11-28 09:00 | 0.30195 | 0.19707 | 35584 | 10422.2511 | 634 | 20890.3659 | 3 | 3369.4375 | 0.33694 | 17520.9285 | 0 | 344764.7878 | 19 | 9500 | 2008.4474 | 199.6997 | 4291.6667 | 99836.3793 | 13791.6667 | 0 | 86044.7126 | 86044.7126 | 9500 | 0 | 0 | 0 | 0 | 0 | 0
2022-11-28 10:00 | 0.41858 | 0.34593 | 35584 | 14447.9082 | 634 | 36670.2405 | 3 | 0 | 0 | 36670.2405 | 0 | 362285.7163 | 19 | 9500 | 2008.4474 | 199.6997 | 4291.6667 | 99836.3793 | 13791.6667 | 0 | 86044.7126 | 86044.7126 | 9500 | 0 | 0 | 0 | 0 | 0 | 0
2022-11-28 11:00 | 0.42905 | 0.16711 | 35584 | 14809.2957 | 634 | 17714.4621 | 3 | 0 | 0 | 17714.4621 | 0 | 398955.9567 | 19 | 9500 | 2008.4474 | 199.6997 | 4291.6667 | 99836.3793 | 13791.6667 | 0 | 86044.7126 | 86044.7126 | 9500 | 0 | 0 | 0 | 0 | 0 | 0
2022-11-28 12:00 | 0.45317 | 0.16321 | 35584 | 15641.8332 | 634 | 17301.0434 | 3 | 0 | 0 | 17301.0434 | 0 | 416670.4189 | 19 | 9500 | 2008.4474 | 199.6997 | 4291.6667 | 99836.3793 | 13791.6667 | 0 | 86044.7126 | 86044.7126 | 9500 | 0 | 0 | 0 | 0 | 0 | 0
2022-11-28 13:00 | 0.42367 | 0.26799 | 35584 | 14623.5971 | 634 | 28408.2264 | 3 | 0 | 0 | 28408.2264 | 0 | 433971.4623 | 19 | 9500 | 2008.4474 | 199.6997 | 4291.6667 | 99836.3793 | 13791.6667 | 0 | 86044.7126 | 86044.7126 | 9500 | 0 | 0 | 0 | 0 | 0 | 0
2022-11-28 14:00 | 0.3254 | 0.13973 | 35584 | 11231.6626 | 634 | 14812.0507 | 3 | 2560.0277 | 0.256 | 12252.023 | 0 | 462379.6886 | 19 | 9500 | 2008.4474 | 199.6997 | 4291.6667 | 99836.3793 | 13791.6667 | 0 | 86044.7126 | 86044.7126 | 6939.9723 | 2560.0277 | 0 | 0 | 0 | 0 | 0
2022-11-28 15:00 | 0.2052 | 0.1096 | 35584 | 7082.7817 | 634 | 11618.1261 | 3 | 6708.8999 | 0.67089 | 4909.2262 | 0 | 474631.7116 | 19 | 9500 | 2008.4474 | 199.6997 | 4291.6667 | 99836.3793 | 13791.6667 | 0 | 86044.7126 | 86044.7126 | 7082.7668 | 2417.2332 | 0 | 0 | 0 | 0 | 0
2022-11-28 16:00 | 0.08057 | 0.03154 | 35584 | 2780.9928 | 634 | 3343.3914 | 3 | 11010.6797 | 1.1011 | 0 | 7667.2883 | 479540.9378 | 19 | 9500 | 2008.4474 | 199.6997 | 4291.6667 | 99836.3793 | 13791.6667 | 0 | 86044.7126 | 86044.7126 | 0 | 9500 | 0 | 0 | 0 | 0 | 0
2022-11-28 17:00 | 0 | 0 | 35584 | 0 | 634 | 0 | 3 | 13791.6667 | 1.3792 | 0 | 13791.6667 | 471873.6495 | 19 | 9500 | 2008.4474 | 199.6997 | 4291.6667 | 99836.3793 | 13791.6667 | 0 | 86044.7126 | 86044.7126 | 0 | 9500 | 0 | 0 | 0 | 0 | 0
2022-11-28 18:00 | 0 | 0 | 35584 | 0 | 634 | 0 | 3 | 13791.6667 | 1.3792 | 0 | 13791.6667 | 458081.9828 | 19 | 9500 | 2008.4474 | 199.6997 | 4291.6667 | 99836.3793 | 13791.6667 | 0 | 86044.7126 | 86044.7126 | 0 | 9500 | 0 | 0 | 0 | 0 | 0
2022-11-28 19:00 | 0 | 0 | 35584 | 0 | 634 | 0 | 3 | 13791.6667 | 1.3792 | 0 | 13791.6667 | 444290.3161 | 19 | 9500 | 2008.4474 | 199.6997 | 4291.6667 | 99836.3793 | 13791.6667 | 0 | 86044.7126 | 86044.7126 | 0 | 9500 | 0 | 0 | 0 | 0 | 0
2022-11-28 20:00 | 0 | 0 | 35584 | 0 | 634 | 0 | 3 | 13791.6667 | 1.3792 | 0 | 13791.6667 | 430498.6495 | 19 | 9500 | 2008.4474 | 199.6997 | 4291.6667 | 99836.3793 | 13791.6667 | 0 | 86044.7126 | 86044.7126 | 0 | 9500 | 0 | 0 | 0 | 0 | 0
2022-11-28 21:00 | 0 | 0 | 35584 | 0 | 634 | 0 | 3 | 13791.6667 | 1.3792 | 0 | 13791.6667 | 416706.9828 | 19 | 9500 | 2008.4474 | 199.6997 | 4291.6667 | 99836.3793 | 13791.6667 | 0 | 86044.7126 | 86044.7126 | 0 | 9500 | 0 | 0 | 0 | 0 | 0
2022-11-28 22:00 | 0 | 0 | 35584 | 0 | 634 | 0 | 3 | 13791.6667 | 1.3792 | 0 | 13791.6667 | 402915.3161 | 19 | 9500 | 2008.4474 | 199.6997 | 4291.6667 | 99836.3793 | 13791.6667 | 0 | 86044.7126 | 86044.7126 | 0 | 9500 | 0 | 0 | 0 | 0 | 0
2022-11-28 23:00 | 0 | 0 | 35584 | 0 | 634 | 0 | 3 | 13791.6667 | 1.3792 | 0 | 13791.6667 | 389123.6495 | 19 | 9500 | 2008.4474 | 199.6997 | 4291.6667 | 99836.3793 | 13791.6667 | 0 | 86044.7126 | 86044.7126 | 0 | 9500 | 0 | 0 | 0 | 0 | 0
2022-11-29 | 0 | 0 | 35584 | 0 | 634 | 0 | 3 | 13708.3333 | 1.3708 | 0 | 13708.3333 | 375331.9828 | 19 | 9500 | 2008.4474 | 199.6997 | 4208.3333 | 99753.046 | 13708.3333 | 0 | 86044.7126 | 86044.7126 | 0 | 9500 | 0 | 0 | 0 | 0 | 0
2022-11-29 01:00 | 0 | 0 | 35584 | 0 | 634 | 0 | 3 | 13708.3333 | 1.3708 | 0 | 13708.3333 | 361623.6495 | 19 | 9500 | 2008.4474 | 199.6997 | 4208.3333 | 99753.046 | 13708.3333 | 0 | 86044.7126 | 86044.7126 | 0 | 9500 | 0 | 0 | 0 | 0 | 0
2022-11-29 02:00 | 0 | 0 | 35584 | 0 | 634 | 0 | 3 | 13708.3333 | 1.3708 | 0 | 13708.3333 | 347915.3161 | 19 | 9500 | 2008.4474 | 199.6997 | 4208.3333 | 99753.046 | 13708.3333 | 0 | 86044.7126 | 86044.7126 | 0 | 9500 | 0 | 0 | 0 | 0 | 0
2022-11-29 03:00 | 0 | 0 | 35584 | 0 | 634 | 0 | 3 | 13708.3333 | 1.3708 | 0 | 13708.3333 | 334206.9828 | 19 | 9500 | 2008.4474 | 199.6997 | 4208.3333 | 99753.046 | 13708.3333 | 0 | 86044.7126 | 86044.7126 | 0 | 9500 | 0 | 0 | 0 | 0 | 0
2022-11-29 04:00 | 0 | 0 | 35584 | 0 | 634 | 0 | 3 | 13708.3333 | 1.3708 | 0 | 13708.3333 | 320498.6495 | 19 | 9500 | 2008.4474 | 199.6997 | 4208.3333 | 99753.046 | 13708.3333 | 0 | 86044.7126 | 86044.7126 | 0 | 9500 | 0 | 0 | 0 | 0 | 0
2022-11-29 05:00 | 0 | 0 | 35584 | 0 | 634 | 0 | 3 | 13708.3333 | 1.3708 | 0 | 13708.3333 | 306790.3161 | 19 | 9500 | 2008.4474 | 199.6997 | 4208.3333 | 99753.046 | 13708.3333 | 0 | 86044.7126 | 86044.7126 | 0 | 9500 | 0 | 0 | 0 | 0 | 0
2022-11-29 06:00 | 0 | 0 | 35584 | 0 | 634 | 0 | 3 | 13708.3333 | 1.3708 | 0 | 13708.3333 | 293081.9828 | 19 | 9500 | 2008.4474 | 199.6997 | 4208.3333 | 99753.046 | 13708.3333 | 0 | 86044.7126 | 86044.7126 | 0 | 9500 | 0 | 0 | 0 | 0 | 0
2022-11-29 07:00 | 0.02908 | 0.00915 | 35584 | 1003.7392 | 634 | 969.9439 | 3 | 12704.5962 | 1.2705 | 0 | 11734.6523 | 279373.6495 | 19 | 9500 | 2008.4474 | 199.6997 | 4208.3333 | 99753.046 | 13708.3333 | 0 | 86044.7126 | 86044.7126 | 1003.7371 | 8496.2629 | 0 | 0 | 0 | 0 | 0
2022-11-29 08:00 | 0.12762 | 0.07385 | 35584 | 4404.9932 | 634 | 7828.4545 | 3 | 9303.3494 | 0.93033 | 0 | 1474.895 | 267638.9972 | 19 | 9500 | 2008.4474 | 199.6997 | 4208.3333 | 99753.046 | 13708.3333 | 0 | 86044.7126 | 86044.7126 | 4404.9839 | 5095.0161 | 0 | 0 | 0 | 0 | 0
2022-11-29 09:00 | 0.1828 | 0.07675 | 35584 | 6309.6125 | 634 | 8135.8684 | 3 | 7398.7341 | 0.73987 | 737.1343 | 0 | 266164.1022 | 19 | 9500 | 2008.4474 | 199.6997 | 4208.3333 | 99753.046 | 13708.3333 | 0 | 86044.7126 | 86044.7126 | 6309.5993 | 3190.4007 | 0 | 0 | 0 | 0 | 0
2022-11-29 10:00 | 0.04755 | 0.01512 | 35584 | 1641.2586 | 634 | 1602.7926 | 3 | 12067.0782 | 1.2067 | 0 | 10464.2856 | 266901.2366 | 19 | 9500 | 2008.4474 | 199.6997 | 4208.3333 | 99753.046 | 13708.3333 | 0 | 86044.7126 | 86044.7126 | 1641.2552 | 7858.7448 | 0 | 0 | 0 | 0 | 0
2022-11-29 11:00 | 0.05133 | 0.02442 | 35584 | 1771.7309 | 634 | 2588.6372 | 3 | 11936.6061 | 1.1937 | 0 | 9347.9689 | 256436.951 | 19 | 9500 | 2008.4474 | 199.6997 | 4208.3333 | 99753.046 | 13708.3333 | 0 | 86044.7126 | 86044.7126 | 1771.7272 | 7728.2728 | 0 | 0 | 0 | 0 | 0
2022-11-29 12:00 | 0.06138 | 0.02538 | 35584 | 2118.6215 | 634 | 2690.4018 | 3 | 11589.7163 | 1.159 | 0 | 8899.3144 | 247088.982 | 19 | 9500 | 2008.4474 | 199.6997 | 4208.3333 | 99753.046 | 13708.3333 | 0 | 86044.7126 | 86044.7126 | 2118.6171 | 7381.3829 | 0 | 0 | 0 | 0 | 0
2022-11-29 13:00 | 0.02905 | 0.00292 | 35584 | 1002.7037 | 634 | 309.534 | 3 | 12705.6317 | 1.2706 | 0 | 12396.0977 | 238189.6676 | 19 | 9500 | 2008.4474 | 199.6997 | 4208.3333 | 99753.046 | 13708.3333 | 0 | 86044.7126 | 86044.7126 | 1002.7016 | 8497.2984 | 0 | 0 | 0 | 0 | 0
2022-11-29 14:00 | 0.10912 | 0 | 35584 | 3766.4383 | 634 | 0 | 3 | 9941.903 | 0.99419 | 0 | 9941.903 | 225793.5699 | 19 | 9500 | 2008.4474 | 199.6997 | 4208.3333 | 99753.046 | 13708.3333 | 0 | 86044.7126 | 86044.7126 | 0 | 9500 | 0 | 0 | 0 | 0 | 0
2022-11-29 15:00 | 0.07718 | 0 | 35584 | 2663.9819 | 634 | 0 | 3 | 11044.357 | 1.1044 | 0 | 11044.357 | 215851.667 | 19 | 9500 | 2008.4474 | 199.6997 | 4208.3333 | 99753.046 | 13708.3333 | 0 | 86044.7126 | 86044.7126 | 0 | 9500 | 0 | 0 | 0 | 0 | 0
2022-11-29 16:00 | 0.03383 | 0 | 35584 | 1167.6925 | 634 | 0 | 3 | 12540.6433 | 1.2541 | 0 | 12540.6433 | 204807.3099 | 19 | 9500 | 2008.4474 | 199.6997 | 4208.3333 | 99753.046 | 13708.3333 | 0 | 86044.7126 | 86044.7126 | 1167.6901 | 8332.3099 | 0 | 0 | 0 | 0 | 0
2022-11-29 17:00 | 0 | 0 | 35584 | 0 | 634 | 0 | 3 | 13708.3333 | 1.3708 | 0 | 13708.3333 | 192266.6667 | 19 | 9500 | 2008.4474 | 199.6997 | 4208.3333 | 99753.046 | 13708.3333 | 0 | 86044.7126 | 86044.7126 | 0 | 9500 | 0 | 0 | 0 | 0 | 0
2022-11-29 18:00 | 0 | 0 | 35584 | 0 | 634 | 0 | 3 | 13708.3333 | 1.3708 | 0 | 13708.3333 | 178558.3333 | 19 | 9500 | 2008.4474 | 199.6997 | 4208.3333 | 99753.046 | 13708.3333 | 0 | 86044.7126 | 86044.7126 | 0 | 9500 | 0 | 0 | 0 | 0 | 0
2022-11-29 19:00 | 0 | 0 | 35584 | 0 | 634 | 0 | 3 | 13708.3333 | 1.3708 | 0 | 13708.3333 | 164850 | 19 | 9500 | 2008.4474 | 199.6997 | 4208.3333 | 99753.046 | 13708.3333 | 0 | 86044.7126 | 86044.7126 | 0 | 9500 | 0 | 0 | 0 | 0 | 0
2022-11-29 20:00 | 0 | 0 | 35584 | 0 | 634 | 0 | 3 | 13708.3333 | 1.3708 | 0 | 13708.3333 | 151141.6667 | 19 | 9500 | 2008.4474 | 199.6997 | 4208.3333 | 99753.046 | 13708.3333 | 0 | 86044.7126 | 86044.7126 | 0 | 9500 | 0 | 0 | 0 | 0 | 0
2022-11-29 21:00 | 0 | 0 | 35584 | 0 | 634 | 0 | 3 | 13708.3333 | 1.3708 | 0 | 13708.3333 | 137433.3333 | 19 | 9500 | 2008.4474 | 199.6997 | 4208.3333 | 99753.046 | 13708.3333 | 0 | 86044.7126 | 86044.7126 | 0 | 9500 | 0 | 0 | 0 | 0 | 0
2022-11-29 22:00 | 0 | 0 | 35584 | 0 | 634 | 0 | 3 | 13708.3333 | 1.3708 | 0 | 13708.3333 | 123725 | 19 | 9500 | 2008.4474 | 199.6997 | 4208.3333 | 99753.046 | 13708.3333 | 0 | 86044.7126 | 86044.7126 | 0 | 9500 | 0 | 0 | 0 | 0 | 0
2022-11-29 23:00 | 0 | 0 | 35584 | 0 | 634 | 0 | 3 | 13708.3333 | 1.3708 | 0 | 13708.3333 | 110016.6667 | 19 | 9500 | 2008.4474 | 199.6997 | 4208.3333 | 99753.046 | 13708.3333 | 0 | 86044.7126 | 86044.7126 | 0 | 9500 | 0 | 0 | 0 | 0 | 0
2022-11-30 | 0 | 0 | 35584 | 0 | 634 | 0 | 3 | 13758.3333 | 1.3758 | 0 | 13758.3333 | 96308.3333 | 19 | 9500 | 2008.4474 | 199.6997 | 4258.3333 | 99803.046 | 13758.3333 | 0 | 86044.7126 | 86044.7126 | 0 | 9500 | 0 | 0 | 0 | 0 | 0
2022-11-30 01:00 | 0 | 0 | 35584 | 0 | 634 | 0 | 3 | 13758.3333 | 1.3758 | 0 | 13758.3333 | 82550 | 19 | 9500 | 2008.4474 | 199.6997 | 4258.3333 | 99803.046 | 13758.3333 | 0 | 86044.7126 | 86044.7126 | 0 | 9500 | 0 | 0 | 0 | 0 | 0
2022-11-30 02:00 | 0 | 0 | 35584 | 0 | 634 | 0 | 3 | 13758.3333 | 1.3758 | 0 | 13758.3333 | 68791.6667 | 19 | 9500 | 2008.4474 | 199.6997 | 4258.3333 | 99803.046 | 13758.3333 | 0 | 86044.7126 | 86044.7126 | 0 | 9500 | 0 | 0 | 0 | 0 | 0
2022-11-30 03:00 | 0 | 0 | 35584 | 0 | 634 | 0 | 3 | 13758.3333 | 1.3758 | 0 | 13758.3333 | 55033.3333 | 19 | 9500 | 2008.4474 | 199.6997 | 4258.3333 | 99803.046 | 13758.3333 | 0 | 86044.7126 | 86044.7126 | 0 | 9500 | 0 | 0 | 0 | 0 | 0
2022-11-30 04:00 | 0 | 0 | 35584 | 0 | 634 | 0 | 3 | 13758.3333 | 1.3758 | 0 | 13758.3333 | 41275 | 19 | 9500 | 2008.4474 | 199.6997 | 4258.3333 | 99803.046 | 13758.3333 | 0 | 86044.7126 | 86044.7126 | 0 | 9500 | 0 | 0 | 0 | 0 | 0
2022-11-30 05:00 | 0 | 0 | 35584 | 0 | 634 | 0 | 3 | 13758.3333 | 1.3758 | 0 | 13758.3333 | 27516.6667 | 19 | 9500 | 2008.4474 | 199.6997 | 4258.3333 | 99803.046 | 13758.3333 | 0 | 86044.7126 | 86044.7126 | 0 | 9500 | 0 | 0 | 0 | 0 | 0
2022-11-30 06:00 | 0 | 0 | 35584 | 0 | 634 | 0 | 3 | 13758.3333 | 1.3758 | 0 | 13758.3333 | 13758.3333 | 19 | 9500 | 2008.4474 | 199.6997 | 4258.3333 | 99803.046 | 13758.3333 | 0 | 86044.7126 | 86044.7126 | 0 | 9500 | 0 | 0 | 0 | 0 | 0
2022-11-30 07:00 | 0.03983 | 0.12186 | 35584 | 1374.7914 | 634 | 12917.7449 | 3 | 12383.5448 | 1.2384 | 0 | 0 | 0 | 19 | 9500 | 2008.4474 | 199.6997 | 4258.3333 | 99803.046 | 13758.3333 | 0 | 86044.7126 | 86044.7126 | 1374.7885 | 8125.2115 | 0 | 0 | 0 | 0 | 0
2022-11-30 08:00 | 0.20875 | 0.45962 | 35584 | 7205.3152 | 634 | 48721.9262 | 3 | 6553.0333 | 0.6553 | 0 | 0 | 0 | 19 | 9500 | 2008.4474 | 199.6997 | 4258.3333 | 99803.046 | 13758.3333 | 0 | 86044.7126 | 86044.7126 | 7205.3 | 2294.7 | 0 | 0 | 0 | 0 | 0
2022-11-30 09:00 | 0.37433 | 0.61728 | 35584 | 12920.554 | 634 | 65434.6429 | 3 | 837.8066 | 0.083781 | 0 | 0 | 0 | 19 | 9500 | 2008.4474 | 199.6997 | 4258.3333 | 99803.046 | 13758.3333 | 0 | 86044.7126 | 86044.7126 | 8662.1934 | 837.8066 | 0 | 0 | 0 | 0 | 0
2022-11-30 10:00 | 0.51095 | 0.67824 | 35584 | 17636.1955 | 634 | 71896.6956 | 3 | 0 | 0 | 0 | 0 | 0 | 19 | 9500 | 2008.4474 | 199.6997 | 4258.3333 | 99803.046 | 13758.3333 | 0 | 86044.7126 | 86044.7126 | 9500 | 0 | 0 | 0 | 0 | 0 | 0
2022-11-30 11:00 | 0.61942 | 0.9031 | 35584 | 21380.198 | 634 | 95732.9349 | 3 | 0 | 0 | 0 | 0 | 0 | 19 | 9500 | 2008.4474 | 199.6997 | 4258.3333 | 99803.046 | 13758.3333 | 0 | 86044.7126 | 86044.7126 | 9500 | 0 | 0 | 0 | 0 | 0 | 0
2022-11-30 12:00 | 0.6231 | 0.84401 | 35584 | 21507.2187 | 634 | 89469.1112 | 3 | 0 | 0 | 0 | 0 | 0 | 19 | 9500 | 2008.4474 | 199.6997 | 4258.3333 | 99803.046 | 13758.3333 | 0 | 86044.7126 | 86044.7126 | 9500 | 0 | 0 | 0 | 0 | 0 | 0
2022-11-30 13:00 | 0.56778 | 0.83434 | 35584 | 19597.767 | 634 | 88444.0448 | 3 | 0 | 0 | 11016.3061 | 0 | 0 | 19 | 9500 | 2008.4474 | 199.6997 | 4258.3333 | 99803.046 | 13758.3333 | 0 | 86044.7126 | 86044.7126 | 9500 | 0 | 0 | 0 | 0 | 0 | 0
2022-11-30 14:00 | 0.4537 | 0.7786 | 35584 | 15660.127 | 634 | 82535.3373 | 3 | 0 | 0 | 82535.3373 | 0 | 11016.3061 | 19 | 9500 | 2008.4474 | 199.6997 | 4258.3333 | 99803.046 | 13758.3333 | 0 | 86044.7126 | 86044.7126 | 9500 | 0 | 0 | 0 | 0 | 0 | 0
2022-11-30 15:00 | 0.28992 | 0.64968 | 35584 | 10007.0179 | 634 | 68869.1985 | 3 | 3751.3365 | 0.37513 | 65117.8619 | 0 | 93551.6434 | 19 | 9500 | 2008.4474 | 199.6997 | 4258.3333 | 99803.046 | 13758.3333 | 0 | 86044.7126 | 86044.7126 | 5748.6635 | 3751.3365 | 0 | 0 | 0 | 0 | 0
2022-11-30 16:00 | 0.1094 | 0.35828 | 35584 | 3776.1029 | 634 | 37979.3997 | 3 | 9982.2384 | 0.99822 | 27997.1614 | 0 | 158669.5053 | 19 | 9500 | 2008.4474 | 199.6997 | 4258.3333 | 99803.046 | 13758.3333 | 0 | 86044.7126 | 86044.7126 | 3776.095 | 5723.905 | 0 | 0 | 0 | 0 | 0
2022-11-30 17:00 | 0 | 0 | 35584 | 0 | 634 | 0 | 3 | 13758.3333 | 1.3758 | 0 | 13758.3333 | 186666.6667 | 19 | 9500 | 2008.4474 | 199.6997 | 4258.3333 | 99803.046 | 13758.3333 | 0 | 86044.7126 | 86044.7126 | 0 | 9500 | 0 | 0 | 0 | 0 | 0
2022-11-30 18:00 | 0 | 0 | 35584 | 0 | 634 | 0 | 3 | 13758.3333 | 1.3758 | 0 | 13758.3333 | 172908.3333 | 19 | 9500 | 2008.4474 | 199.6997 | 4258.3333 | 99803.046 | 13758.3333 | 0 | 86044.7126 | 86044.7126 | 0 | 9500 | 0 | 0 | 0 | 0 | 0
2022-11-30 19:00 | 0 | 0 | 35584 | 0 | 634 | 0 | 3 | 13758.3333 | 1.3758 | 0 | 13758.3333 | 159150 | 19 | 9500 | 2008.4474 | 199.6997 | 4258.3333 | 99803.046 | 13758.3333 | 0 | 86044.7126 | 86044.7126 | 0 | 9500 | 0 | 0 | 0 | 0 | 0
2022-11-30 20:00 | 0 | 0 | 35584 | 0 | 634 | 0 | 3 | 13758.3333 | 1.3758 | 0 | 13758.3333 | 145391.6667 | 19 | 9500 | 2008.4474 | 199.6997 | 4258.3333 | 99803.046 | 13758.3333 | 0 | 86044.7126 | 86044.7126 | 0 | 9500 | 0 | 0 | 0 | 0 | 0
2022-11-30 21:00 | 0 | 0 | 35584 | 0 | 634 | 0 | 3 | 13758.3333 | 1.3758 | 0 | 13758.3333 | 131633.3333 | 19 | 9500 | 2008.4474 | 199.6997 | 4258.3333 | 99803.046 | 13758.3333 | 0 | 86044.7126 | 86044.7126 | 0 | 9500 | 0 | 0 | 0 | 0 | 0
2022-11-30 22:00 | 0 | 0 | 35584 | 0 | 634 | 0 | 3 | 13758.3333 | 1.3758 | 0 | 13758.3333 | 117875 | 19 | 9500 | 2008.4474 | 199.6997 | 4258.3333 | 99803.046 | 13758.3333 | 0 | 86044.7126 | 86044.7126 | 0 | 9500 | 0 | 0 | 0 | 0 | 0
2022-11-30 23:00 | 0 | 0 | 35584 | 0 | 634 | 0 | 3 | 13758.3333 | 1.3758 | 0 | 13758.3333 | 104116.6667 | 19 | 9500 | 2008.4474 | 199.6997 | 4258.3333 | 99803.046 | 13758.3333 | 0 | 86044.7126 | 86044.7126 | 0 | 9500 | 0 | 0 | 0 | 0 | 0
2022-12-01 | 0 | 0 | 35584 | 0 | 634 | 0 | 3 | 12908.3333 | 1.2908 | 0 | 12908.3333 | 90358.3333 | 19 | 9500 | 1819.491 | 199.6997 | 3408.3333 | 89964.1177 | 12908.3333 | 0 | 77055.7844 | 77055.7844 | 0 | 9500 | 0 | 0 | 0 | 0 | 0
2022-12-01 01:00 | 0 | 0 | 35584 | 0 | 634 | 0 | 3 | 12908.3333 | 1.2908 | 0 | 12908.3333 | 77450 | 19 | 9500 | 1819.491 | 199.6997 | 3408.3333 | 89964.1177 | 12908.3333 | 0 | 77055.7844 | 77055.7844 | 0 | 9500 | 0 | 0 | 0 | 0 | 0
2022-12-01 02:00 | 0 | 0 | 35584 | 0 | 634 | 0 | 3 | 12908.3333 | 1.2908 | 0 | 12908.3333 | 64541.6667 | 19 | 9500 | 1819.491 | 199.6997 | 3408.3333 | 89964.1177 | 12908.3333 | 0 | 77055.7844 | 77055.7844 | 0 | 9500 | 0 | 0 | 0 | 0 | 0
2022-12-01 03:00 | 0 | 0 | 35584 | 0 | 634 | 0 | 3 | 12908.3333 | 1.2908 | 0 | 12908.3333 | 51633.3333 | 19 | 9500 | 1819.491 | 199.6997 | 3408.3333 | 89964.1177 | 12908.3333 | 0 | 77055.7844 | 77055.7844 | 0 | 9500 | 0 | 0 | 0 | 0 | 0
2022-12-01 04:00 | 0 | 0 | 35584 | 0 | 634 | 0 | 3 | 12908.3333 | 1.2908 | 0 | 12908.3333 | 38725 | 19 | 9500 | 1819.491 | 199.6997 | 3408.3333 | 89964.1177 | 12908.3333 | 0 | 77055.7844 | 77055.7844 | 0 | 9500 | 0 | 0 | 0 | 0 | 0
2022-12-01 05:00 | 0 | 0 | 35584 | 0 | 634 | 0 | 3 | 12908.3333 | 1.2908 | 0 | 12908.3333 | 25816.6667 | 19 | 9500 | 1819.491 | 199.6997 | 3408.3333 | 89964.1177 | 12908.3333 | 0 | 77055.7844 | 77055.7844 | 0 | 9500 | 0 | 0 | 0 | 0 | 0
2022-12-01 06:00 | 0 | 0 | 35584 | 0 | 634 | 0 | 3 | 12908.3333 | 1.2908 | 0 | 12908.3333 | 12908.3333 | 19 | 9500 | 1819.491 | 199.6997 | 3408.3333 | 89964.1177 | 12908.3333 | 0 | 77055.7844 | 77055.7844 | 0 | 9500 | 0 | 0 | 0 | 0 | 0
2022-12-01 07:00 | 0.04667 | 0.24152 | 35584 | 1610.8841 | 634 | 25602.2793 | 3 | 11297.4526 | 1.1297 | 0 | 0 | 0 | 19 | 9500 | 1819.491 | 199.6997 | 3408.3333 | 89964.1177 | 12908.3333 | 0 | 77055.7844 | 77055.7844 | 1610.8807 | 7889.1193 | 0 | 0 | 0 | 0 | 0
2022-12-01 08:00 | 0.23275 | 0.68524 | 35584 | 8033.7107 | 634 | 72638.7292 | 3 | 4874.6395 | 0.48746 | 0 | 0 | 0 | 19 | 9500 | 1819.491 | 199.6997 | 3408.3333 | 89964.1177 | 12908.3333 | 0 | 77055.7844 | 77055.7844 | 8033.6938 | 1466.3062 | 0 | 0 | 0 | 0 | 0
2022-12-01 09:00 | 0.4133 | 0.82551 | 35584 | 14265.6612 | 634 | 87508.0224 | 3 | 0 | 0 | 0 | 0 | 0 | 19 | 9500 | 1819.491 | 199.6997 | 3408.3333 | 89964.1177 | 12908.3333 | 0 | 77055.7844 | 77055.7844 | 9500 | 0 | 0 | 0 | 0 | 0 | 0
2022-12-01 10:00 | 0.5505 | 0.90391 | 35584 | 19001.3222 | 634 | 95818.7988 | 3 | 0 | 0 | 0 | 0 | 0 | 19 | 9500 | 1819.491 | 199.6997 | 3408.3333 | 89964.1177 | 12908.3333 | 0 | 77055.7844 | 77055.7844 | 9500 | 0 | 0 | 0 | 0 | 0 | 0
2022-12-01 11:00 | 0.62903 | 0.94389 | 35584 | 21711.9014 | 634 | 100056.8707 | 3 | 0 | 0 | 0 | 0 | 0 | 19 | 9500 | 1819.491 | 199.6997 | 3408.3333 | 89964.1177 | 12908.3333 | 0 | 77055.7844 | 77055.7844 | 9500 | 0 | 0 | 0 | 0 | 0 | 0
2022-12-01 12:00 | 0.63522 | 0.904 | 35584 | 21925.5584 | 634 | 95828.3392 | 3 | 0 | 0 | 52651.9806 | 0 | 0 | 19 | 9500 | 1819.491 | 199.6997 | 3408.3333 | 89964.1177 | 12908.3333 | 0 | 77055.7844 | 77055.7844 | 9500 | 0 | 0 | 0 | 0 | 0 | 0
2022-12-01 13:00 | 0.58095 | 0.87565 | 35584 | 20052.3491 | 634 | 92823.1031 | 3 | 0 | 0 | 92823.1031 | 0 | 52651.9806 | 19 | 9500 | 1819.491 | 199.6997 | 3408.3333 | 89964.1177 | 12908.3333 | 0 | 77055.7844 | 77055.7844 | 9500 | 0 | 0 | 0 | 0 | 0 | 0
2022-12-01 14:00 | 0.4643 | 0.82828 | 35584 | 16026.0017 | 634 | 87801.6557 | 3 | 0 | 0 | 87801.6557 | 0 | 145475.0837 | 19 | 9500 | 1819.491 | 199.6997 | 3408.3333 | 89964.1177 | 12908.3333 | 0 | 77055.7844 | 77055.7844 | 9500 | 0 | 0 | 0 | 0 | 0 | 0
2022-12-01 15:00 | 0.2976 | 0.70636 | 35584 | 10272.1044 | 634 | 74877.5505 | 3 | 2636.2505 | 0.26363 | 72241.3 | 0 | 233276.7394 | 19 | 9500 | 1819.491 | 199.6997 | 3408.3333 | 89964.1177 | 12908.3333 | 0 | 77055.7844 | 77055.7844 | 6863.7495 | 2636.2505 | 0 | 0 | 0 | 0 | 0
2022-12-01 16:00 | 0.11207 | 0.38848 | 35584 | 3868.2619 | 634 | 41180.7447 | 3 | 9040.0796 | 0.90401 | 32140.6651 | 0 | 305518.0394 | 19 | 9500 | 1819.491 | 199.6997 | 3408.3333 | 89964.1177 | 12908.3333 | 0 | 77055.7844 | 77055.7844 | 3868.2538 | 5631.7462 | 0 | 0 | 0 | 0 | 0
2022-12-01 17:00 | 0 | 0 | 35584 | 0 | 634 | 0 | 3 | 12908.3333 | 1.2908 | 0 | 12908.3333 | 337658.7046 | 19 | 9500 | 1819.491 | 199.6997 | 3408.3333 | 89964.1177 | 12908.3333 | 0 | 77055.7844 | 77055.7844 | 0 | 9500 | 0 | 0 | 0 | 0 | 0
2022-12-01 18:00 | 0 | 0 | 35584 | 0 | 634 | 0 | 3 | 12908.3333 | 1.2908 | 0 | 12908.3333 | 324750.3713 | 19 | 9500 | 1819.491 | 199.6997 | 3408.3333 | 89964.1177 | 12908.3333 | 0 | 77055.7844 | 77055.7844 | 0 | 9500 | 0 | 0 | 0 | 0 | 0
2022-12-01 19:00 | 0 | 0 | 35584 | 0 | 634 | 0 | 3 | 12908.3333 | 1.2908 | 0 | 12908.3333 | 311842.0379 | 19 | 9500 | 1819.491 | 199.6997 | 3408.3333 | 89964.1177 | 12908.3333 | 0 | 77055.7844 | 77055.7844 | 0 | 9500 | 0 | 0 | 0 | 0 | 0
2022-12-01 20:00 | 0 | 0 | 35584 | 0 | 634 | 0 | 3 | 12908.3333 | 1.2908 | 0 | 12908.3333 | 298933.7046 | 19 | 9500 | 1819.491 | 199.6997 | 3408.3333 | 89964.1177 | 12908.3333 | 0 | 77055.7844 | 77055.7844 | 0 | 9500 | 0 | 0 | 0 | 0 | 0
2022-12-01 21:00 | 0 | 0 | 35584 | 0 | 634 | 0 | 3 | 12908.3333 | 1.2908 | 0 | 12908.3333 | 286025.3713 | 19 | 9500 | 1819.491 | 199.6997 | 3408.3333 | 89964.1177 | 12908.3333 | 0 | 77055.7844 | 77055.7844 | 0 | 9500 | 0 | 0 | 0 | 0 | 0
2022-12-01 22:00 | 0 | 0 | 35584 | 0 | 634 | 0 | 3 | 12908.3333 | 1.2908 | 0 | 12908.3333 | 273117.0379 | 19 | 9500 | 1819.491 | 199.6997 | 3408.3333 | 89964.1177 | 12908.3333 | 0 | 77055.7844 | 77055.7844 | 0 | 9500 | 0 | 0 | 0 | 0 | 0
2022-12-01 23:00 | 0 | 0 | 35584 | 0 | 634 | 0 | 3 | 12908.3333 | 1.2908 | 0 | 12908.3333 | 260208.7046 | 19 | 9500 | 1819.491 | 199.6997 | 3408.3333 | 89964.1177 | 12908.3333 | 0 | 77055.7844 | 77055.7844 | 0 | 9500 | 0 | 0 | 0 | 0 | 0
2022-12-02 | 0 | 0 | 35584 | 0 | 634 | 0 | 3 | 13279.1667 | 1.3279 | 0 | 13279.1667 | 247300.3713 | 19 | 9500 | 1819.491 | 199.6997 | 3779.1667 | 90334.9511 | 13279.1667 | 0 | 77055.7844 | 77055.7844 | 0 | 9500 | 0 | 0 | 0 | 0 | 0
2022-12-02 01:00 | 0 | 0 | 35584 | 0 | 634 | 0 | 3 | 13279.1667 | 1.3279 | 0 | 13279.1667 | 234021.2046 | 19 | 9500 | 1819.491 | 199.6997 | 3779.1667 | 90334.9511 | 13279.1667 | 0 | 77055.7844 | 77055.7844 | 0 | 9500 | 0 | 0 | 0 | 0 | 0
2022-12-02 02:00 | 0 | 0 | 35584 | 0 | 634 | 0 | 3 | 13279.1667 | 1.3279 | 0 | 13279.1667 | 220742.0379 | 19 | 9500 | 1819.491 | 199.6997 | 3779.1667 | 90334.9511 | 13279.1667 | 0 | 77055.7844 | 77055.7844 | 0 | 9500 | 0 | 0 | 0 | 0 | 0
2022-12-02 03:00 | 0 | 0 | 35584 | 0 | 634 | 0 | 3 | 13279.1667 | 1.3279 | 0 | 13279.1667 | 207462.8713 | 19 | 9500 | 1819.491 | 199.6997 | 3779.1667 | 90334.9511 | 13279.1667 | 0 | 77055.7844 | 77055.7844 | 0 | 9500 | 0 | 0 | 0 | 0 | 0
2022-12-02 04:00 | 0 | 0 | 35584 | 0 | 634 | 0 | 3 | 13279.1667 | 1.3279 | 0 | 13279.1667 | 194183.7046 | 19 | 9500 | 1819.491 | 199.6997 | 3779.1667 | 90334.9511 | 13279.1667 | 0 | 77055.7844 | 77055.7844 | 0 | 9500 | 0 | 0 | 0 | 0 | 0
2022-12-02 05:00 | 0 | 0 | 35584 | 0 | 634 | 0 | 3 | 13279.1667 | 1.3279 | 0 | 13279.1667 | 180904.5379 | 19 | 9500 | 1819.491 | 199.6997 | 3779.1667 | 90334.9511 | 13279.1667 | 0 | 77055.7844 | 77055.7844 | 0 | 9500 | 0 | 0 | 0 | 0 | 0
2022-12-02 06:00 | 0 | 0 | 35584 | 0 | 634 | 0 | 3 | 13279.1667 | 1.3279 | 0 | 13279.1667 | 167625.3713 | 19 | 9500 | 1819.491 | 199.6997 | 3779.1667 | 90334.9511 | 13279.1667 | 0 | 77055.7844 | 77055.7844 | 0 | 9500 | 0 | 0 | 0 | 0 | 0
2022-12-02 07:00 | 0.04322 | 0.17994 | 35584 | 1491.8023 | 634 | 19074.5037 | 3 | 11787.3675 | 1.1787 | 7287.1362 | 0 | 154346.2046 | 19 | 9500 | 1819.491 | 199.6997 | 3779.1667 | 90334.9511 | 13279.1667 | 0 | 77055.7844 | 77055.7844 | 1491.7991 | 8008.2009 | 0 | 0 | 0 | 0 | 0
2022-12-02 08:00 | 0.22418 | 0.59719 | 35584 | 7737.9045 | 634 | 63305.0065 | 3 | 5541.2785 | 0.55413 | 57763.728 | 0 | 161633.3408 | 19 | 9500 | 1819.491 | 199.6997 | 3779.1667 | 90334.9511 | 13279.1667 | 0 | 77055.7844 | 77055.7844 | 3958.7215 | 5541.2785 | 0 | 0 | 0 | 0 | 0
2022-12-02 09:00 | 0.4024 | 0.76193 | 35584 | 13889.4316 | 634 | 80768.2373 | 3 | 0 | 0 | 80768.2373 | 0 | 219397.0688 | 19 | 9500 | 1819.491 | 199.6997 | 3779.1667 | 90334.9511 | 13279.1667 | 0 | 77055.7844 | 77055.7844 | 9500 | 0 | 0 | 0 | 0 | 0 | 0
2022-12-02 10:00 | 0.53945 | 0.84455 | 35584 | 18619.9151 | 634 | 89526.3538 | 3 | 0 | 0 | 89526.3538 | 0 | 300165.3061 | 19 | 9500 | 1819.491 | 199.6997 | 3779.1667 | 90334.9511 | 13279.1667 | 0 | 77055.7844 | 77055.7844 | 9500 | 0 | 0 | 0 | 0 | 0 | 0
2022-12-02 11:00 | 0.61417 | 0.85041 | 35584 | 21198.9865 | 634 | 90147.542 | 3 | 0 | 0 | 90147.542 | 0 | 389691.6599 | 19 | 9500 | 1819.491 | 199.6997 | 3779.1667 | 90334.9511 | 13279.1667 | 0 | 77055.7844 | 77055.7844 | 9500 | 0 | 0 | 0 | 0 | 0 | 0
2022-12-02 12:00 | 0.59505 | 0.68793 | 35584 | 20539.0314 | 634 | 72923.8821 | 3 | 0 | 0 | 72923.8821 | 0 | 479839.2019 | 19 | 9500 | 1819.491 | 199.6997 | 3779.1667 | 90334.9511 | 13279.1667 | 0 | 77055.7844 | 77055.7844 | 9500 | 0 | 0 | 0 | 0 | 0 | 0
2022-12-02 13:00 | 0.53508 | 0.6201 | 35584 | 18469.0781 | 634 | 65733.5765 | 3 | 0 | 0 | 65733.5765 | 0 | 552763.0839 | 19 | 9500 | 1819.491 | 199.6997 | 3779.1667 | 90334.9511 | 13279.1667 | 0 | 77055.7844 | 77055.7844 | 9500 | 0 | 0 | 0 | 0 | 0 | 0
2022-12-02 14:00 | 0.42152 | 0.59201 | 35584 | 14549.3866 | 634 | 62755.9016 | 3 | 0 | 0 | 62755.9016 | 0 | 618496.6604 | 19 | 9500 | 1819.491 | 199.6997 | 3779.1667 | 90334.9511 | 13279.1667 | 0 | 77055.7844 | 77055.7844 | 9500 | 0 | 0 | 0 | 0 | 0 | 0
2022-12-02 15:00 | 0.25785 | 0.4571 | 35584 | 8900.0744 | 634 | 48454.7941 | 3 | 4379.111 | 0.43791 | 44075.683 | 0 | 681252.5621 | 19 | 9500 | 1819.491 | 199.6997 | 3779.1667 | 90334.9511 | 13279.1667 | 0 | 77055.7844 | 77055.7844 | 5120.889 | 4379.111 | 0 | 0 | 0 | 0 | 0
2022-12-02 16:00 | 0.09243 | 0.20376 | 35584 | 3190.3582 | 634 | 21599.538 | 3 | 10088.8151 | 1.0089 | 11510.7229 | 0 | 725328.2451 | 19 | 9500 | 1819.491 | 199.6997 | 3779.1667 | 90334.9511 | 13279.1667 | 0 | 77055.7844 | 77055.7844 | 0 | 9500 | 0 | 0 | 0 | 0 | 0
2022-12-02 17:00 | 0 | 0 | 35584 | 0 | 634 | 0 | 3 | 13279.1667 | 1.3279 | 0 | 13279.1667 | 736838.968 | 19 | 9500 | 1819.491 | 199.6997 | 3779.1667 | 90334.9511 | 13279.1667 | 0 | 77055.7844 | 77055.7844 | 0 | 9500 | 0 | 0 | 0 | 0 | 0
2022-12-02 18:00 | 0 | 0 | 35584 | 0 | 634 | 0 | 3 | 13279.1667 | 1.3279 | 0 | 13279.1667 | 723559.8013 | 19 | 9500 | 1819.491 | 199.6997 | 3779.1667 | 90334.9511 | 13279.1667 | 0 | 77055.7844 | 77055.7844 | 0 | 9500 | 0 | 0 | 0 | 0 | 0
2022-12-02 19:00 | 0 | 0 | 35584 | 0 | 634 | 0 | 3 | 13279.1667 | 1.3279 | 0 | 13279.1667 | 710280.6347 | 19 | 9500 | 1819.491 | 199.6997 | 3779.1667 | 90334.9511 | 13279.1667 | 0 | 77055.7844 | 77055.7844 | 0 | 9500 | 0 | 0 | 0 | 0 | 0
2022-12-02 20:00 | 0 | 0 | 35584 | 0 | 634 | 0 | 3 | 13279.1667 | 1.3279 | 0 | 13279.1667 | 697001.468 | 19 | 9500 | 1819.491 | 199.6997 | 3779.1667 | 90334.9511 | 13279.1667 | 0 | 77055.7844 | 77055.7844 | 0 | 9500 | 0 | 0 | 0 | 0 | 0
2022-12-02 21:00 | 0 | 0 | 35584 | 0 | 634 | 0 | 3 | 13279.1667 | 1.3279 | 0 | 13279.1667 | 683722.3013 | 19 | 9500 | 1819.491 | 199.6997 | 3779.1667 | 90334.9511 | 13279.1667 | 0 | 77055.7844 | 77055.7844 | 0 | 9500 | 0 | 0 | 0 | 0 | 0
2022-12-02 22:00 | 0 | 0 | 35584 | 0 | 634 | 0 | 3 | 13279.1667 | 1.3279 | 0 | 13279.1667 | 670443.1347 | 19 | 9500 | 1819.491 | 199.6997 | 3779.1667 | 90334.9511 | 13279.1667 | 0 | 77055.7844 | 77055.7844 | 0 | 9500 | 0 | 0 | 0 | 0 | 0
2022-12-02 23:00 | 0 | 0 | 35584 | 0 | 634 | 0 | 3 | 13279.1667 | 1.3279 | 0 | 13279.1667 | 657163.968 | 19 | 9500 | 1819.491 | 199.6997 | 3779.1667 | 90334.9511 | 13279.1667 | 0 | 77055.7844 | 77055.7844 | 0 | 9500 | 0 | 0 | 0 | 0 | 0
2022-12-03 | 0 | 0 | 35584 | 0 | 634 | 0 | 3 | 13875 | 1.3875 | 0 | 13875 | 643884.8013 | 19 | 9500 | 1819.491 | 199.6997 | 4375 | 90930.7844 | 13875 | 0 | 77055.7844 | 77055.7844 | 0 | 9500 | 0 | 0 | 0 | 0 | 0
2022-12-03 01:00 | 0 | 0 | 35584 | 0 | 634 | 0 | 3 | 13875 | 1.3875 | 0 | 13875 | 630009.8013 | 19 | 9500 | 1819.491 | 199.6997 | 4375 | 90930.7844 | 13875 | 0 | 77055.7844 | 77055.7844 | 0 | 9500 | 0 | 0 | 0 | 0 | 0
2022-12-03 02:00 | 0 | 0 | 35584 | 0 | 634 | 0 | 3 | 13875 | 1.3875 | 0 | 13875 | 616134.8013 | 19 | 9500 | 1819.491 | 199.6997 | 4375 | 90930.7844 | 13875 | 0 | 77055.7844 | 77055.7844 | 0 | 9500 | 0 | 0 | 0 | 0 | 0
2022-12-03 03:00 | 0 | 0 | 35584 | 0 | 634 | 0 | 3 | 13875 | 1.3875 | 0 | 13875 | 602259.8013 | 19 | 9500 | 1819.491 | 199.6997 | 4375 | 90930.7844 | 13875 | 0 | 77055.7844 | 77055.7844 | 0 | 9500 | 0 | 0 | 0 | 0 | 0
2022-12-03 04:00 | 0 | 0 | 35584 | 0 | 634 | 0 | 3 | 13875 | 1.3875 | 0 | 13875 | 588384.8013 | 19 | 9500 | 1819.491 | 199.6997 | 4375 | 90930.7844 | 13875 | 0 | 77055.7844 | 77055.7844 | 0 | 9500 | 0 | 0 | 0 | 0 | 0
2022-12-03 05:00 | 0 | 0 | 35584 | 0 | 634 | 0 | 3 | 13875 | 1.3875 | 0 | 13875 | 574509.8013 | 19 | 9500 | 1819.491 | 199.6997 | 4375 | 90930.7844 | 13875 | 0 | 77055.7844 | 77055.7844 | 0 | 9500 | 0 | 0 | 0 | 0 | 0
2022-12-03 06:00 | 0 | 0 | 35584 | 0 | 634 | 0 | 3 | 13875 | 1.3875 | 0 | 13875 | 560634.8013 | 19 | 9500 | 1819.491 | 199.6997 | 4375 | 90930.7844 | 13875 | 0 | 77055.7844 | 77055.7844 | 0 | 9500 | 0 | 0 | 0 | 0 | 0
2022-12-03 07:00 | 0.03127 | 0.03574 | 35584 | 1079.3303 | 634 | 3788.6116 | 3 | 12795.6719 | 1.2796 | 0 | 9007.0604 | 546759.8013 | 19 | 9500 | 1819.491 | 199.6997 | 4375 | 90930.7844 | 13875 | 0 | 77055.7844 | 77055.7844 | 1079.3281 | 8420.6719 | 0 | 0 | 0 | 0 | 0
2022-12-03 08:00 | 0.17465 | 0.21071 | 35584 | 6028.3032 | 634 | 22336.2714 | 3 | 7846.7095 | 0.78467 | 14489.5619 | 0 | 537752.741 | 19 | 9500 | 1819.491 | 199.6997 | 4375 | 90930.7844 | 13875 | 0 | 77055.7844 | 77055.7844 | 6028.2905 | 3471.7095 | 0 | 0 | 0 | 0 | 0
2022-12-03 09:00 | 0.3225 | 0.25991 | 35584 | 11131.5648 | 634 | 27551.7076 | 3 | 2743.4586 | 0.27435 | 24808.2489 | 0 | 552242.3029 | 19 | 9500 | 1819.491 | 199.6997 | 4375 | 90930.7844 | 13875 | 0 | 77055.7844 | 77055.7844 | 9500 | 0 | 0 | 0 | 0 | 0 | 0
2022-12-03 10:00 | 0.44533 | 0.37249 | 35584 | 15371.224 | 634 | 39485.728 | 3 | 0 | 0 | 39485.728 | 0 | 577050.5518 | 19 | 9500 | 1819.491 | 199.6997 | 4375 | 90930.7844 | 13875 | 0 | 77055.7844 | 77055.7844 | 9500 | 0 | 0 | 0 | 0 | 0 | 0
2022-12-03 11:00 | 0.49333 | 0.25392 | 35584 | 17028.0151 | 634 | 26916.7388 | 3 | 0 | 0 | 26916.7388 | 0 | 616536.2798 | 19 | 9500 | 1819.491 | 199.6997 | 4375 | 90930.7844 | 13875 | 0 | 77055.7844 | 77055.7844 | 9500 | 0 | 0 | 0 | 0 | 0 | 0
2022-12-03 12:00 | 0.51508 | 0.29572 | 35584 | 17778.7485 | 634 | 31347.7395 | 3 | 0 | 0 | 31347.7395 | 0 | 643453.0186 | 19 | 9500 | 1819.491 | 199.6997 | 4375 | 90930.7844 | 13875 | 0 | 77055.7844 | 77055.7844 | 9500 | 0 | 0 | 0 | 0 | 0 | 0
2022-12-03 13:00 | 0.41412 | 0.18129 | 35584 | 14293.9647 | 634 | 19217.6102 | 3 | 0 | 0 | 19217.6102 | 0 | 674800.7581 | 19 | 9500 | 1819.491 | 199.6997 | 4375 | 90930.7844 | 13875 | 0 | 77055.7844 | 77055.7844 | 9500 | 0 | 0 | 0 | 0 | 0 | 0
2022-12-03 14:00 | 0.33148 | 0.18384 | 35584 | 11441.5228 | 634 | 19487.9224 | 3 | 2433.5013 | 0.24335 | 17054.4211 | 0 | 694018.3683 | 19 | 9500 | 1819.491 | 199.6997 | 4375 | 90930.7844 | 13875 | 0 | 77055.7844 | 77055.7844 | 9500 | 0 | 0 | 0 | 0 | 0 | 0
2022-12-03 15:00 | 0.21612 | 0.19144 | 35584 | 7459.7017 | 634 | 20293.5589 | 3 | 6415.314 | 0.64153 | 13878.2449 | 0 | 711072.7894 | 19 | 9500 | 1819.491 | 199.6997 | 4375 | 90930.7844 | 13875 | 0 | 77055.7844 | 77055.7844 | 7459.686 | 2040.314 | 0 | 0 | 0 | 0 | 0
2022-12-03 16:00 | 0.08245 | 0.09926 | 35584 | 2845.8838 | 634 | 10522.0364 | 3 | 11029.1222 | 1.1029 | 0 | 507.0858 | 724951.0342 | 19 | 9500 | 1819.491 | 199.6997 | 4375 | 90930.7844 | 13875 | 0 | 77055.7844 | 77055.7844 | 2845.8778 | 6654.1222 | 0 | 0 | 0 | 0 | 0
2022-12-03 17:00 | 0 | 0 | 35584 | 0 | 634 | 0 | 3 | 13875 | 1.3875 | 0 | 13875 | 724443.9485 | 19 | 9500 | 1819.491 | 199.6997 | 4375 | 90930.7844 | 13875 | 0 | 77055.7844 | 77055.7844 | 0 | 9500 | 0 | 0 | 0 | 0 | 0
2022-12-03 18:00 | 0 | 0 | 35584 | 0 | 634 | 0 | 3 | 13875 | 1.3875 | 0 | 13875 | 710568.9485 | 19 | 9500 | 1819.491 | 199.6997 | 4375 | 90930.7844 | 13875 | 0 | 77055.7844 | 77055.7844 | 0 | 9500 | 0 | 0 | 0 | 0 | 0
2022-12-03 19:00 | 0 | 0 | 35584 | 0 | 634 | 0 | 3 | 13875 | 1.3875 | 0 | 13875 | 696693.9485 | 19 | 9500 | 1819.491 | 199.6997 | 4375 | 90930.7844 | 13875 | 0 | 77055.7844 | 77055.7844 | 0 | 9500 | 0 | 0 | 0 | 0 | 0
2022-12-03 20:00 | 0 | 0 | 35584 | 0 | 634 | 0 | 3 | 13875 | 1.3875 | 0 | 13875 | 682818.9485 | 19 | 9500 | 1819.491 | 199.6997 | 4375 | 90930.7844 | 13875 | 0 | 77055.7844 | 77055.7844 | 0 | 9500 | 0 | 0 | 0 | 0 | 0
2022-12-03 21:00 | 0 | 0 | 35584 | 0 | 634 | 0 | 3 | 13875 | 1.3875 | 0 | 13875 | 668943.9485 | 19 | 9500 | 1819.491 | 199.6997 | 4375 | 90930.7844 | 13875 | 0 | 77055.7844 | 77055.7844 | 0 | 9500 | 0 | 0 | 0 | 0 | 0
2022-12-03 22:00 | 0 | 0 | 35584 | 0 | 634 | 0 | 3 | 13875 | 1.3875 | 0 | 13875 | 655068.9485 | 19 | 9500 | 1819.491 | 199.6997 | 4375 | 90930.7844 | 13875 | 0 | 77055.7844 | 77055.7844 | 0 | 9500 | 0 | 0 | 0 | 0 | 0
2022-12-03 23:00 | 0 | 0 | 35584 | 0 | 634 | 0 | 3 | 13875 | 1.3875 | 0 | 13875 | 641193.9485 | 19 | 9500 | 1819.491 | 199.6997 | 4375 | 90930.7844 | 13875 | 0 | 77055.7844 | 77055.7844 | 0 | 9500 | 0 | 0 | 0 | 0 | 0
2022-12-04 | 0 | 0 | 35584 | 0 | 634 | 0 | 3 | 13166.6667 | 1.3167 | 0 | 13166.6667 | 627318.9485 | 19 | 9500 | 1819.491 | 199.6997 | 3666.6667 | 90222.4511 | 13166.6667 | 0 | 77055.7844 | 77055.7844 | 0 | 9500 | 0 | 0 | 0 | 0 | 0
2022-12-04 01:00 | 0 | 0 | 35584 | 0 | 634 | 0 | 3 | 13166.6667 | 1.3167 | 0 | 13166.6667 | 614152.2818 | 19 | 9500 | 1819.491 | 199.6997 | 3666.6667 | 90222.4511 | 13166.6667 | 0 | 77055.7844 | 77055.7844 | 0 | 9500 | 0 | 0 | 0 | 0 | 0
2022-12-04 02:00 | 0 | 0 | 35584 | 0 | 634 | 0 | 3 | 13166.6667 | 1.3167 | 0 | 13166.6667 | 600985.6151 | 19 | 9500 | 1819.491 | 199.6997 | 3666.6667 | 90222.4511 | 13166.6667 | 0 | 77055.7844 | 77055.7844 | 0 | 9500 | 0 | 0 | 0 | 0 | 0
2022-12-04 03:00 | 0 | 0 | 35584 | 0 | 634 | 0 | 3 | 13166.6667 | 1.3167 | 0 | 13166.6667 | 587818.9485 | 19 | 9500 | 1819.491 | 199.6997 | 3666.6667 | 90222.4511 | 13166.6667 | 0 | 77055.7844 | 77055.7844 | 0 | 9500 | 0 | 0 | 0 | 0 | 0
2022-12-04 04:00 | 0 | 0 | 35584 | 0 | 634 | 0 | 3 | 13166.6667 | 1.3167 | 0 | 13166.6667 | 574652.2818 | 19 | 9500 | 1819.491 | 199.6997 | 3666.6667 | 90222.4511 | 13166.6667 | 0 | 77055.7844 | 77055.7844 | 0 | 9500 | 0 | 0 | 0 | 0 | 0
2022-12-04 05:00 | 0 | 0 | 35584 | 0 | 634 | 0 | 3 | 13166.6667 | 1.3167 | 0 | 13166.6667 | 561485.6151 | 19 | 9500 | 1819.491 | 199.6997 | 3666.6667 | 90222.4511 | 13166.6667 | 0 | 77055.7844 | 77055.7844 | 0 | 9500 | 0 | 0 | 0 | 0 | 0
2022-12-04 06:00 | 0 | 0 | 35584 | 0 | 634 | 0 | 3 | 13166.6667 | 1.3167 | 0 | 13166.6667 | 548318.9485 | 19 | 9500 | 1819.491 | 199.6997 | 3666.6667 | 90222.4511 | 13166.6667 | 0 | 77055.7844 | 77055.7844 | 0 | 9500 | 0 | 0 | 0 | 0 | 0
2022-12-04 07:00 | 0.02505 | 0.00486 | 35584 | 864.6378 | 634 | 515.1833 | 3 | 12302.0307 | 1.2302 | 0 | 11786.8473 | 535152.2818 | 19 | 9500 | 1819.491 | 199.6997 | 3666.6667 | 90222.4511 | 13166.6667 | 0 | 77055.7844 | 77055.7844 | 864.636 | 8635.364 | 0 | 0 | 0 | 0 | 0
2022-12-04 08:00 | 0.1447 | 0.08487 | 35584 | 4994.5347 | 634 | 8996.6274 | 3 | 8172.1425 | 0.81721 | 824.4848 | 0 | 523365.4345 | 19 | 9500 | 1819.491 | 199.6997 | 3666.6667 | 90222.4511 | 13166.6667 | 0 | 77055.7844 | 77055.7844 | 1327.8575 | 8172.1425 | 0 | 0 | 0 | 0 | 0
2022-12-04 09:00 | 0.28423 | 0.17434 | 35584 | 9810.6191 | 634 | 18480.8768 | 3 | 3356.0682 | 0.33561 | 15124.8086 | 0 | 524189.9193 | 19 | 9500 | 1819.491 | 199.6997 | 3666.6667 | 90222.4511 | 13166.6667 | 0 | 77055.7844 | 77055.7844 | 6143.9318 | 3356.0682 | 0 | 0 | 0 | 0 | 0
2022-12-04 10:00 | 0.41033 | 0.34459 | 35584 | 14163.1472 | 634 | 36528.194 | 3 | 0 | 0 | 36528.194 | 0 | 539314.728 | 19 | 9500 | 1819.491 | 199.6997 | 3666.6667 | 90222.4511 | 13166.6667 | 0 | 77055.7844 | 77055.7844 | 9500 | 0 | 0 | 0 | 0 | 0 | 0
2022-12-04 11:00 | 0.4697 | 0.2679 | 35584 | 16212.3907 | 634 | 28398.6859 | 3 | 0 | 0 | 28398.6859 | 0 | 575842.922 | 19 | 9500 | 1819.491 | 199.6997 | 3666.6667 | 90222.4511 | 13166.6667 | 0 | 77055.7844 | 77055.7844 | 9500 | 0 | 0 | 0 | 0 | 0 | 0
2022-12-04 12:00 | 0.507 | 0.33198 | 35584 | 17499.8554 | 634 | 35191.4735 | 3 | 0 | 0 | 35191.4735 | 0 | 604241.6079 | 19 | 9500 | 1819.491 | 199.6997 | 3666.6667 | 90222.4511 | 13166.6667 | 0 | 77055.7844 | 77055.7844 | 9500 | 0 | 0 | 0 | 0 | 0 | 0
2022-12-04 13:00 | 0.3583 | 0.36251 | 35584 | 12367.2548 | 634 | 38427.8 | 3 | 799.4379 | 0.079944 | 37628.3621 | 0 | 639433.0814 | 19 | 9500 | 1819.491 | 199.6997 | 3666.6667 | 90222.4511 | 13166.6667 | 0 | 77055.7844 | 77055.7844 | 9500 | 0 | 0 | 0 | 0 | 0 | 0
2022-12-04 14:00 | 0.30415 | 0.29577 | 35584 | 10498.1874 | 634 | 31353.0397 | 3 | 2668.5014 | 0.26685 | 28684.5383 | 0 | 677061.4435 | 19 | 9500 | 1819.491 | 199.6997 | 3666.6667 | 90222.4511 | 13166.6667 | 0 | 77055.7844 | 77055.7844 | 9500 | 0 | 0 | 0 | 0 | 0 | 0
2022-12-04 15:00 | 0.19748 | 0.21943 | 35584 | 6816.3145 | 634 | 23260.6333 | 3 | 6350.3665 | 0.63504 | 16910.2667 | 0 | 705745.9819 | 19 | 9500 | 1819.491 | 199.6997 | 3666.6667 | 90222.4511 | 13166.6667 | 0 | 77055.7844 | 77055.7844 | 6816.3001 | 2683.6999 | 0 | 0 | 0 | 0 | 0
2022-12-04 16:00 | 0.07712 | 0.07955 | 35584 | 2661.9109 | 634 | 8432.6818 | 3 | 10504.7613 | 1.0505 | 0 | 2072.0795 | 722656.2486 | 19 | 9500 | 1819.491 | 199.6997 | 3666.6667 | 90222.4511 | 13166.6667 | 0 | 77055.7844 | 77055.7844 | 0 | 9500 | 0 | 0 | 0 | 0 | 0
2022-12-04 17:00 | 0 | 0 | 35584 | 0 | 634 | 0 | 3 | 13166.6667 | 1.3167 | 0 | 13166.6667 | 720584.1691 | 19 | 9500 | 1819.491 | 199.6997 | 3666.6667 | 90222.4511 | 13166.6667 | 0 | 77055.7844 | 77055.7844 | 0 | 9500 | 0 | 0 | 0 | 0 | 0
2022-12-04 18:00 | 0 | 0 | 35584 | 0 | 634 | 0 | 3 | 13166.6667 | 1.3167 | 0 | 13166.6667 | 707417.5024 | 19 | 9500 | 1819.491 | 199.6997 | 3666.6667 | 90222.4511 | 13166.6667 | 0 | 77055.7844 | 77055.7844 | 0 | 9500 | 0 | 0 | 0 | 0 | 0
2022-12-04 19:00 | 0 | 0 | 35584 | 0 | 634 | 0 | 3 | 13166.6667 | 1.3167 | 0 | 13166.6667 | 694250.8357 | 19 | 9500 | 1819.491 | 199.6997 | 3666.6667 | 90222.4511 | 13166.6667 | 0 | 77055.7844 | 77055.7844 | 0 | 9500 | 0 | 0 | 0 | 0 | 0
2022-12-04 20:00 | 0 | 0 | 35584 | 0 | 634 | 0 | 3 | 13166.6667 | 1.3167 | 0 | 13166.6667 | 681084.1691 | 19 | 9500 | 1819.491 | 199.6997 | 3666.6667 | 90222.4511 | 13166.6667 | 0 | 77055.7844 | 77055.7844 | 0 | 9500 | 0 | 0 | 0 | 0 | 0
2022-12-04 21:00 | 0 | 0 | 35584 | 0 | 634 | 0 | 3 | 13166.6667 | 1.3167 | 0 | 13166.6667 | 667917.5024 | 19 | 9500 | 1819.491 | 199.6997 | 3666.6667 | 90222.4511 | 13166.6667 | 0 | 77055.7844 | 77055.7844 | 0 | 9500 | 0 | 0 | 0 | 0 | 0
2022-12-04 22:00 | 0 | 0 | 35584 | 0 | 634 | 0 | 3 | 13166.6667 | 1.3167 | 0 | 13166.6667 | 654750.8357 | 19 | 9500 | 1819.491 | 199.6997 | 3666.6667 | 90222.4511 | 13166.6667 | 0 | 77055.7844 | 77055.7844 | 0 | 9500 | 0 | 0 | 0 | 0 | 0
2022-12-04 23:00 | 0 | 0 | 35584 | 0 | 634 | 0 | 3 | 13166.6667 | 1.3167 | 0 | 13166.6667 | 641584.1691 | 19 | 9500 | 1819.491 | 199.6997 | 3666.6667 | 90222.4511 | 13166.6667 | 0 | 77055.7844 | 77055.7844 | 0 | 9500 | 0 | 0 | 0 | 0 | 0
2022-12-05 | 0 | 0 | 35584 | 0 | 634 | 0 | 3 | 13766.6667 | 1.3767 | 0 | 13766.6667 | 628417.5024 | 19 | 9500 | 1819.491 | 199.6997 | 4266.6667 | 90822.4511 | 13766.6667 | 0 | 77055.7844 | 77055.7844 | 0 | 9500 | 0 | 0 | 0 | 0 | 0
2022-12-05 01:00 | 0 | 0 | 35584 | 0 | 634 | 0 | 3 | 13766.6667 | 1.3767 | 0 | 13766.6667 | 614650.8357 | 19 | 9500 | 1819.491 | 199.6997 | 4266.6667 | 90822.4511 | 13766.6667 | 0 | 77055.7844 | 77055.7844 | 0 | 9500 | 0 | 0 | 0 | 0 | 0
2022-12-05 02:00 | 0 | 0 | 35584 | 0 | 634 | 0 | 3 | 13766.6667 | 1.3767 | 0 | 13766.6667 | 600884.1691 | 19 | 9500 | 1819.491 | 199.6997 | 4266.6667 | 90822.4511 | 13766.6667 | 0 | 77055.7844 | 77055.7844 | 0 | 9500 | 0 | 0 | 0 | 0 | 0
2022-12-05 03:00 | 0 | 0 | 35584 | 0 | 634 | 0 | 3 | 13766.6667 | 1.3767 | 0 | 13766.6667 | 587117.5024 | 19 | 9500 | 1819.491 | 199.6997 | 4266.6667 | 90822.4511 | 13766.6667 | 0 | 77055.7844 | 77055.7844 | 0 | 9500 | 0 | 0 | 0 | 0 | 0
2022-12-05 04:00 | 0 | 0 | 35584 | 0 | 634 | 0 | 3 | 13766.6667 | 1.3767 | 0 | 13766.6667 | 573350.8357 | 19 | 9500 | 1819.491 | 199.6997 | 4266.6667 | 90822.4511 | 13766.6667 | 0 | 77055.7844 | 77055.7844 | 0 | 9500 | 0 | 0 | 0 | 0 | 0
2022-12-05 05:00 | 0 | 0 | 35584 | 0 | 634 | 0 | 3 | 13766.6667 | 1.3767 | 0 | 13766.6667 | 559584.1691 | 19 | 9500 | 1819.491 | 199.6997 | 4266.6667 | 90822.4511 | 13766.6667 | 0 | 77055.7844 | 77055.7844 | 0 | 9500 | 0 | 0 | 0 | 0 | 0
2022-12-05 06:00 | 0 | 0 | 35584 | 0 | 634 | 0 | 3 | 13766.6667 | 1.3767 | 0 | 13766.6667 | 545817.5024 | 19 | 9500 | 1819.491 | 199.6997 | 4266.6667 | 90822.4511 | 13766.6667 | 0 | 77055.7844 | 77055.7844 | 0 | 9500 | 0 | 0 | 0 | 0 | 0
2022-12-05 07:00 | 0.02585 | 0.03291 | 35584 | 892.251 | 634 | 3488.618 | 3 | 12874.4175 | 1.2874 | 0 | 9385.7996 | 532050.8357 | 19 | 9500 | 1819.491 | 199.6997 | 4266.6667 | 90822.4511 | 13766.6667 | 0 | 77055.7844 | 77055.7844 | 892.2491 | 8607.7509 | 0 | 0 | 0 | 0 | 0
2022-12-05 08:00 | 0.14345 | 0.23783 | 35584 | 4951.3891 | 634 | 25211.1216 | 3 | 8815.288 | 0.88153 | 16395.8335 | 0 | 522665.0362 | 19 | 9500 | 1819.491 | 199.6997 | 4266.6667 | 90822.4511 | 13766.6667 | 0 | 77055.7844 | 77055.7844 | 684.712 | 8815.288 | 0 | 0 | 0 | 0 | 0
2022-12-05 09:00 | 0.25212 | 0.28106 | 35584 | 8702.2949 | 634 | 29793.7091 | 3 | 5064.3901 | 0.50644 | 24729.319 | 0 | 539060.8697 | 19 | 9500 | 1819.491 | 199.6997 | 4266.6667 | 90822.4511 | 13766.6667 | 0 | 77055.7844 | 77055.7844 | 4435.6099 | 5064.3901 | 0 | 0 | 0 | 0 | 0
2022-12-05 10:00 | 0.33008 | 0.45184 | 35584 | 11393.1997 | 634 | 47897.2088 | 3 | 2373.4909 | 0.23735 | 45523.7179 | 0 | 563790.1888 | 19 | 9500 | 1819.491 | 199.6997 | 4266.6667 | 90822.4511 | 13766.6667 | 0 | 77055.7844 | 77055.7844 | 9500 | 0 | 0 | 0 | 0 | 0 | 0
2022-12-05 11:00 | 0.47285 | 0.26163 | 35584 | 16321.1176 | 634 | 27734.0358 | 3 | 0 | 0 | 27734.0358 | 0 | 609313.9067 | 19 | 9500 | 1819.491 | 199.6997 | 4266.6667 | 90822.4511 | 13766.6667 | 0 | 77055.7844 | 77055.7844 | 9500 | 0 | 0 | 0 | 0 | 0 | 0
2022-12-05 12:00 | 0.4408 | 0.30884 | 35584 | 15214.8644 | 634 | 32738.5224 | 3 | 0 | 0 | 32738.5224 | 0 | 637047.9425 | 19 | 9500 | 1819.491 | 199.6997 | 4266.6667 | 90822.4511 | 13766.6667 | 0 | 77055.7844 | 77055.7844 | 9500 | 0 | 0 | 0 | 0 | 0 | 0
2022-12-05 13:00 | 0.3928 | 0.4574 | 35584 | 13558.0733 | 634 | 48486.5955 | 3 | 208.6219 | 0.020862 | 48277.9737 | 0 | 669786.4649 | 19 | 9500 | 1819.491 | 199.6997 | 4266.6667 | 90822.4511 | 13766.6667 | 0 | 77055.7844 | 77055.7844 | 9291.3781 | 208.6219 | 0 | 0 | 0 | 0 | 0
2022-12-05 14:00 | 0.28895 | 0.32644 | 35584 | 9973.5369 | 634 | 34604.2069 | 3 | 3793.1508 | 0.37932 | 30811.0561 | 0 | 718064.4386 | 19 | 9500 | 1819.491 | 199.6997 | 4266.6667 | 90822.4511 | 13766.6667 | 0 | 77055.7844 | 77055.7844 | 5706.8492 | 3793.1508 | 0 | 0 | 0 | 0 | 0
2022-12-05 15:00 | 0.16827 | 0.21127 | 35584 | 5808.0881 | 634 | 22395.6341 | 3 | 7958.5908 | 0.79586 | 14437.0433 | 0 | 748875.4947 | 19 | 9500 | 1819.491 | 199.6997 | 4266.6667 | 90822.4511 | 13766.6667 | 0 | 77055.7844 | 77055.7844 | 5808.0759 | 3691.9241 | 0 | 0 | 0 | 0 | 0
2022-12-05 16:00 | 0.05942 | 0.07153 | 35584 | 2050.9692 | 634 | 7582.5233 | 3 | 11715.7017 | 1.1716 | 0 | 4133.1784 | 763312.538 | 19 | 9500 | 1819.491 | 199.6997 | 4266.6667 | 90822.4511 | 13766.6667 | 0 | 77055.7844 | 77055.7844 | 2050.9649 | 7449.0351 | 0 | 0 | 0 | 0 | 0
2022-12-05 17:00 | 0 | 0 | 35584 | 0 | 634 | 0 | 3 | 13766.6667 | 1.3767 | 0 | 13766.6667 | 759179.3596 | 19 | 9500 | 1819.491 | 199.6997 | 4266.6667 | 90822.4511 | 13766.6667 | 0 | 77055.7844 | 77055.7844 | 0 | 9500 | 0 | 0 | 0 | 0 | 0
2022-12-05 18:00 | 0 | 0 | 35584 | 0 | 634 | 0 | 3 | 13766.6667 | 1.3767 | 0 | 13766.6667 | 745412.6929 | 19 | 9500 | 1819.491 | 199.6997 | 4266.6667 | 90822.4511 | 13766.6667 | 0 | 77055.7844 | 77055.7844 | 0 | 9500 | 0 | 0 | 0 | 0 | 0
2022-12-05 19:00 | 0 | 0 | 35584 | 0 | 634 | 0 | 3 | 13766.6667 | 1.3767 | 0 | 13766.6667 | 731646.0263 | 19 | 9500 | 1819.491 | 199.6997 | 4266.6667 | 90822.4511 | 13766.6667 | 0 | 77055.7844 | 77055.7844 | 0 | 9500 | 0 | 0 | 0 | 0 | 0
2022-12-05 20:00 | 0 | 0 | 35584 | 0 | 634 | 0 | 3 | 13766.6667 | 1.3767 | 0 | 13766.6667 | 717879.3596 | 19 | 9500 | 1819.491 | 199.6997 | 4266.6667 | 90822.4511 | 13766.6667 | 0 | 77055.7844 | 77055.7844 | 0 | 9500 | 0 | 0 | 0 | 0 | 0
2022-12-05 21:00 | 0 | 0 | 35584 | 0 | 634 | 0 | 3 | 13766.6667 | 1.3767 | 0 | 13766.6667 | 704112.6929 | 19 | 9500 | 1819.491 | 199.6997 | 4266.6667 | 90822.4511 | 13766.6667 | 0 | 77055.7844 | 77055.7844 | 0 | 9500 | 0 | 0 | 0 | 0 | 0
2022-12-05 22:00 | 0 | 0 | 35584 | 0 | 634 | 0 | 3 | 13766.6667 | 1.3767 | 0 | 13766.6667 | 690346.0263 | 19 | 9500 | 1819.491 | 199.6997 | 4266.6667 | 90822.4511 | 13766.6667 | 0 | 77055.7844 | 77055.7844 | 0 | 9500 | 0 | 0 | 0 | 0 | 0
2022-12-05 23:00 | 0 | 0 | 35584 | 0 | 634 | 0 | 3 | 13766.6667 | 1.3767 | 0 | 13766.6667 | 676579.3596 | 19 | 9500 | 1819.491 | 199.6997 | 4266.6667 | 90822.4511 | 13766.6667 | 0 | 77055.7844 | 77055.7844 | 0 | 9500 | 0 | 0 | 0 | 0 | 0
2022-12-06 | 0 | 0 | 35584 | 0 | 634 | 0 | 3 | 13470.8333 | 1.3471 | 0 | 13470.8333 | 662812.6929 | 19 | 9500 | 1819.491 | 199.6997 | 3970.8333 | 90526.6177 | 13470.8333 | 0 | 77055.7844 | 77055.7844 | 0 | 9500 | 0 | 0 | 0 | 0 | 0
2022-12-06 01:00 | 0 | 0 | 35584 | 0 | 634 | 0 | 3 | 13470.8333 | 1.3471 | 0 | 13470.8333 | 649341.8596 | 19 | 9500 | 1819.491 | 199.6997 | 3970.8333 | 90526.6177 | 13470.8333 | 0 | 77055.7844 | 77055.7844 | 0 | 9500 | 0 | 0 | 0 | 0 | 0
2022-12-06 02:00 | 0 | 0 | 35584 | 0 | 634 | 0 | 3 | 13470.8333 | 1.3471 | 0 | 13470.8333 | 635871.0263 | 19 | 9500 | 1819.491 | 199.6997 | 3970.8333 | 90526.6177 | 13470.8333 | 0 | 77055.7844 | 77055.7844 | 0 | 9500 | 0 | 0 | 0 | 0 | 0
2022-12-06 03:00 | 0 | 0 | 35584 | 0 | 634 | 0 | 3 | 13470.8333 | 1.3471 | 0 | 13470.8333 | 622400.1929 | 19 | 9500 | 1819.491 | 199.6997 | 3970.8333 | 90526.6177 | 13470.8333 | 0 | 77055.7844 | 77055.7844 | 0 | 9500 | 0 | 0 | 0 | 0 | 0
2022-12-06 04:00 | 0 | 0 | 35584 | 0 | 634 | 0 | 3 | 13470.8333 | 1.3471 | 0 | 13470.8333 | 608929.3596 | 19 | 9500 | 1819.491 | 199.6997 | 3970.8333 | 90526.6177 | 13470.8333 | 0 | 77055.7844 | 77055.7844 | 0 | 9500 | 0 | 0 | 0 | 0 | 0
2022-12-06 05:00 | 0 | 0 | 35584 | 0 | 634 | 0 | 3 | 13470.8333 | 1.3471 | 0 | 13470.8333 | 595458.5263 | 19 | 9500 | 1819.491 | 199.6997 | 3970.8333 | 90526.6177 | 13470.8333 | 0 | 77055.7844 | 77055.7844 | 0 | 9500 | 0 | 0 | 0 | 0 | 0
2022-12-06 06:00 | 0 | 0 | 35584 | 0 | 634 | 0 | 3 | 13470.8333 | 1.3471 | 0 | 13470.8333 | 581987.6929 | 19 | 9500 | 1819.491 | 199.6997 | 3970.8333 | 90526.6177 | 13470.8333 | 0 | 77055.7844 | 77055.7844 | 0 | 9500 | 0 | 0 | 0 | 0 | 0
2022-12-06 07:00 | 0.02748 | 0.01734 | 35584 | 948.5129 | 634 | 1838.1232 | 3 | 12522.3225 | 1.2522 | 0 | 10684.1992 | 568516.8596 | 19 | 9500 | 1819.491 | 199.6997 | 3970.8333 | 90526.6177 | 13470.8333 | 0 | 77055.7844 | 77055.7844 | 948.5109 | 8551.4891 | 0 | 0 | 0 | 0 | 0
2022-12-06 08:00 | 0.17727 | 0.29276 | 35584 | 6118.7364 | 634 | 31033.9652 | 3 | 7352.1098 | 0.73521 | 23681.8554 | 0 | 557832.6604 | 19 | 9500 | 1819.491 | 199.6997 | 3970.8333 | 90526.6177 | 13470.8333 | 0 | 77055.7844 | 77055.7844 | 2147.8902 | 7352.1098 | 0 | 0 | 0 | 0 | 0
2022-12-06 09:00 | 0.3353 | 0.41675 | 35584 | 11573.3757 | 634 | 44177.5004 | 3 | 1897.482 | 0.18975 | 42280.0184 | 0 | 581514.5158 | 19 | 9500 | 1819.491 | 199.6997 | 3970.8333 | 90526.6177 | 13470.8333 | 0 | 77055.7844 | 77055.7844 | 9500 | 0 | 0 | 0 | 0 | 0 | 0
2022-12-06 10:00 | 0.4688 | 0.5191 | 35584 | 16181.3258 | 634 | 55027.0917 | 3 | 0 | 0 | 55027.0917 | 0 | 623794.5343 | 19 | 9500 | 1819.491 | 199.6997 | 3970.8333 | 90526.6177 | 13470.8333 | 0 | 77055.7844 | 77055.7844 | 9500 | 0 | 0 | 0 | 0 | 0 | 0
2022-12-06 11:00 | 0.54072 | 0.52924 | 35584 | 18663.7511 | 634 | 56101.9804 | 3 | 0 | 0 | 56101.9804 | 0 | 678821.6259 | 19 | 9500 | 1819.491 | 199.6997 | 3970.8333 | 90526.6177 | 13470.8333 | 0 | 77055.7844 | 77055.7844 | 9500 | 0 | 0 | 0 | 0 | 0 | 0
2022-12-06 12:00 | 0.58203 | 0.66617 | 35584 | 20089.6269 | 634 | 70617.2176 | 3 | 0 | 0 | 70617.2176 | 0 | 734923.6063 | 19 | 9500 | 1819.491 | 199.6997 | 3970.8333 | 90526.6177 | 13470.8333 | 0 | 77055.7844 | 77055.7844 | 9500 | 0 | 0 | 0 | 0 | 0 | 0
2022-12-06 13:00 | 0.50158 | 0.56933 | 35584 | 17312.776 | 634 | 60351.7128 | 3 | 0 | 0 | 60351.7128 | 0 | 805540.8239 | 19 | 9500 | 1819.491 | 199.6997 | 3970.8333 | 90526.6177 | 13470.8333 | 0 | 77055.7844 | 77055.7844 | 9500 | 0 | 0 | 0 | 0 | 0 | 0
2022-12-06 14:00 | 0.37423 | 0.47691 | 35584 | 12917.1023 | 634 | 50554.7492 | 3 | 553.7582 | 0.055376 | 50000.9909 | 0 | 865892.5367 | 19 | 9500 | 1819.491 | 199.6997 | 3970.8333 | 90526.6177 | 13470.8333 | 0 | 77055.7844 | 77055.7844 | 9500 | 0 | 0 | 0 | 0 | 0 | 0
2022-12-06 15:00 | 0.22415 | 0.33965 | 35584 | 7736.869 | 634 | 36004.5303 | 3 | 5733.9806 | 0.5734 | 30270.5497 | 0 | 915893.5276 | 19 | 9500 | 1819.491 | 199.6997 | 3970.8333 | 90526.6177 | 13470.8333 | 0 | 77055.7844 | 77055.7844 | 7736.8527 | 1763.1473 | 0 | 0 | 0 | 0 | 0
2022-12-06 16:00 | 0.07795 | 0.11387 | 35584 | 2690.5596 | 634 | 12070.7666 | 3 | 10780.2794 | 1.078 | 1290.4872 | 0 | 946164.0773 | 19 | 9500 | 1819.491 | 199.6997 | 3970.8333 | 90526.6177 | 13470.8333 | 0 | 77055.7844 | 77055.7844 | 2690.554 | 6809.446 | 0 | 0 | 0 | 0 | 0
2022-12-06 17:00 | 0 | 0 | 35584 | 0 | 634 | 0 | 3 | 13470.8333 | 1.3471 | 0 | 13470.8333 | 947454.5645 | 19 | 9500 | 1819.491 | 199.6997 | 3970.8333 | 90526.6177 | 13470.8333 | 0 | 77055.7844 | 77055.7844 | 0 | 9500 | 0 | 0 | 0 | 0 | 0
2022-12-06 18:00 | 0 | 0 | 35584 | 0 | 634 | 0 | 3 | 13470.8333 | 1.3471 | 0 | 13470.8333 | 933983.7312 | 19 | 9500 | 1819.491 | 199.6997 | 3970.8333 | 90526.6177 | 13470.8333 | 0 | 77055.7844 | 77055.7844 | 0 | 9500 | 0 | 0 | 0 | 0 | 0
2022-12-06 19:00 | 0 | 0 | 35584 | 0 | 634 | 0 | 3 | 13470.8333 | 1.3471 | 0 | 13470.8333 | 920512.8979 | 19 | 9500 | 1819.491 | 199.6997 | 3970.8333 | 90526.6177 | 13470.8333 | 0 | 77055.7844 | 77055.7844 | 0 | 9500 | 0 | 0 | 0 | 0 | 0
2022-12-06 20:00 | 0 | 0 | 35584 | 0 | 634 | 0 | 3 | 13470.8333 | 1.3471 | 0 | 13470.8333 | 907042.0645 | 19 | 9500 | 1819.491 | 199.6997 | 3970.8333 | 90526.6177 | 13470.8333 | 0 | 77055.7844 | 77055.7844 | 0 | 9500 | 0 | 0 | 0 | 0 | 0
2022-12-06 21:00 | 0 | 0 | 35584 | 0 | 634 | 0 | 3 | 13470.8333 | 1.3471 | 0 | 13470.8333 | 893571.2312 | 19 | 9500 | 1819.491 | 199.6997 | 3970.8333 | 90526.6177 | 13470.8333 | 0 | 77055.7844 | 77055.7844 | 0 | 9500 | 0 | 0 | 0 | 0 | 0
2022-12-06 22:00 | 0 | 0 | 35584 | 0 | 634 | 0 | 3 | 13470.8333 | 1.3471 | 0 | 13470.8333 | 880100.3979 | 19 | 9500 | 1819.491 | 199.6997 | 3970.8333 | 90526.6177 | 13470.8333 | 0 | 77055.7844 | 77055.7844 | 0 | 9500 | 0 | 0 | 0 | 0 | 0
2022-12-06 23:00 | 0 | 0 | 35584 | 0 | 634 | 0 | 3 | 13470.8333 | 1.3471 | 0 | 13470.8333 | 866629.5645 | 19 | 9500 | 1819.491 | 199.6997 | 3970.8333 | 90526.6177 | 13470.8333 | 0 | 77055.7844 | 77055.7844 | 0 | 9500 | 0 | 0 | 0 | 0 | 0
2022-12-07 | 0 | 0 | 35584 | 0 | 634 | 0 | 3 | 13445.8333 | 1.3446 | 0 | 13445.8333 | 853158.7312 | 19 | 9500 | 1819.491 | 199.6997 | 3945.8333 | 90501.6177 | 13445.8333 | 0 | 77055.7844 | 77055.7844 | 0 | 9500 | 0 | 0 | 0 | 0 | 0
2022-12-07 01:00 | 0 | 0 | 35584 | 0 | 634 | 0 | 3 | 13445.8333 | 1.3446 | 0 | 13445.8333 | 839712.8979 | 19 | 9500 | 1819.491 | 199.6997 | 3945.8333 | 90501.6177 | 13445.8333 | 0 | 77055.7844 | 77055.7844 | 0 | 9500 | 0 | 0 | 0 | 0 | 0
2022-12-07 02:00 | 0 | 0 | 35584 | 0 | 634 | 0 | 3 | 13445.8333 | 1.3446 | 0 | 13445.8333 | 826267.0645 | 19 | 9500 | 1819.491 | 199.6997 | 3945.8333 | 90501.6177 | 13445.8333 | 0 | 77055.7844 | 77055.7844 | 0 | 9500 | 0 | 0 | 0 | 0 | 0
2022-12-07 03:00 | 0 | 0 | 35584 | 0 | 634 | 0 | 3 | 13445.8333 | 1.3446 | 0 | 13445.8333 | 812821.2312 | 19 | 9500 | 1819.491 | 199.6997 | 3945.8333 | 90501.6177 | 13445.8333 | 0 | 77055.7844 | 77055.7844 | 0 | 9500 | 0 | 0 | 0 | 0 | 0
2022-12-07 04:00 | 0 | 0 | 35584 | 0 | 634 | 0 | 3 | 13445.8333 | 1.3446 | 0 | 13445.8333 | 799375.3979 | 19 | 9500 | 1819.491 | 199.6997 | 3945.8333 | 90501.6177 | 13445.8333 | 0 | 77055.7844 | 77055.7844 | 0 | 9500 | 0 | 0 | 0 | 0 | 0
2022-12-07 05:00 | 0 | 0 | 35584 | 0 | 634 | 0 | 3 | 13445.8333 | 1.3446 | 0 | 13445.8333 | 785929.5645 | 19 | 9500 | 1819.491 | 199.6997 | 3945.8333 | 90501.6177 | 13445.8333 | 0 | 77055.7844 | 77055.7844 | 0 | 9500 | 0 | 0 | 0 | 0 | 0
2022-12-07 06:00 | 0 | 0 | 35584 | 0 | 634 | 0 | 3 | 13445.8333 | 1.3446 | 0 | 13445.8333 | 772483.7312 | 19 | 9500 | 1819.491 | 199.6997 | 3945.8333 | 90501.6177 | 13445.8333 | 0 | 77055.7844 | 77055.7844 | 0 | 9500 | 0 | 0 | 0 | 0 | 0
2022-12-07 07:00 | 0.0269 | 0.0254 | 35584 | 928.4933 | 634 | 2692.5219 | 3 | 12517.342 | 1.2517 | 0 | 9824.8201 | 759037.8979 | 19 | 9500 | 1819.491 | 199.6997 | 3945.8333 | 90501.6177 | 13445.8333 | 0 | 77055.7844 | 77055.7844 | 0 | 9500 | 0 | 0 | 0 | 0 | 0
2022-12-07 08:00 | 0.17718 | 0.32148 | 35584 | 6115.6299 | 634 | 34078.4231 | 3 | 7330.2163 | 0.73302 | 26748.2068 | 0 | 749213.0778 | 19 | 9500 | 1819.491 | 199.6997 | 3945.8333 | 90501.6177 | 13445.8333 | 0 | 77055.7844 | 77055.7844 | 2169.7837 | 7330.2163 | 0 | 0 | 0 | 0 | 0
2022-12-07 09:00 | 0.34395 | 0.47957 | 35584 | 11871.9433 | 634 | 50836.7219 | 3 | 1573.915 | 0.15739 | 49262.8069 | 0 | 775961.2846 | 19 | 9500 | 1819.491 | 199.6997 | 3945.8333 | 90501.6177 | 13445.8333 | 0 | 77055.7844 | 77055.7844 | 7926.085 | 1573.915 | 0 | 0 | 0 | 0 | 0
2022-12-07 10:00 | 0.4845 | 0.60206 | 35584 | 16723.2346 | 634 | 63821.2499 | 3 | 0 | 0 | 63821.2499 | 0 | 825224.0915 | 19 | 9500 | 1819.491 | 199.6997 | 3945.8333 | 90501.6177 | 13445.8333 | 0 | 77055.7844 | 77055.7844 | 9500 | 0 | 0 | 0 | 0 | 0 | 0
2022-12-07 11:00 | 0.56045 | 0.63822 | 35584 | 19344.7612 | 634 | 67654.3835 | 3 | 0 | 0 | 67654.3835 | 0 | 889045.3414 | 19 | 9500 | 1819.491 | 199.6997 | 3945.8333 | 90501.6177 | 13445.8333 | 0 | 77055.7844 | 77055.7844 | 9500 | 0 | 0 | 0 | 0 | 0 | 0
2022-12-07 12:00 | 0.56715 | 0.62904 | 35584 | 19576.0216 | 634 | 66681.2594 | 3 | 0 | 0 | 66681.2594 | 0 | 956699.7249 | 19 | 9500 | 1819.491 | 199.6997 | 3945.8333 | 90501.6177 | 13445.8333 | 0 | 77055.7844 | 77055.7844 | 9500 | 0 | 0 | 0 | 0 | 0 | 0
2022-12-07 13:00 | 0.48355 | 0.52667 | 35584 | 16690.4439 | 634 | 55829.548 | 3 | 0 | 0 | 55829.548 | 0 | 1023380.9843 | 19 | 9500 | 1819.491 | 199.6997 | 3945.8333 | 90501.6177 | 13445.8333 | 0 | 77055.7844 | 77055.7844 | 9500 | 0 | 0 | 0 | 0 | 0 | 0
2022-12-07 14:00 | 0.3542 | 0.42414 | 35584 | 12225.7372 | 634 | 44960.8759 | 3 | 1220.1219 | 0.12201 | 43740.754 | 0 | 1079210.5323 | 19 | 9500 | 1819.491 | 199.6997 | 3945.8333 | 90501.6177 | 13445.8333 | 0 | 77055.7844 | 77055.7844 | 8279.8781 | 1220.1219 | 0 | 0 | 0 | 0 | 0
2022-12-07 15:00 | 0.21307 | 0.28741 | 35584 | 7354.4264 | 634 | 30466.8396 | 3 | 6091.4224 | 0.60914 | 24375.4171 | 0 | 1122951.2863 | 19 | 9500 | 1819.491 | 199.6997 | 3945.8333 | 90501.6177 | 13445.8333 | 0 | 77055.7844 | 77055.7844 | 3408.5776 | 6091.4224 | 0 | 0 | 0 | 0 | 0
2022-12-07 16:00 | 0.07335 | 0.07342 | 35584 | 2531.7838 | 634 | 7782.8724 | 3 | 10914.0549 | 1.0914 | 0 | 3131.1824 | 1147326.7034 | 19 | 9500 | 1819.491 | 199.6997 | 3945.8333 | 90501.6177 | 13445.8333 | 0 | 77055.7844 | 77055.7844 | 2531.7785 | 6968.2215 | 0 | 0 | 0 | 0 | 0
2022-12-07 17:00 | 0 | 0 | 35584 | 0 | 634 | 0 | 3 | 13445.8333 | 1.3446 | 0 | 13445.8333 | 1144195.521 | 19 | 9500 | 1819.491 | 199.6997 | 3945.8333 | 90501.6177 | 13445.8333 | 0 | 77055.7844 | 77055.7844 | 0 | 9500 | 0 | 0 | 0 | 0 | 0
2022-12-07 18:00 | 0 | 0 | 35584 | 0 | 634 | 0 | 3 | 13445.8333 | 1.3446 | 0 | 13445.8333 | 1130749.6877 | 19 | 9500 | 1819.491 | 199.6997 | 3945.8333 | 90501.6177 | 13445.8333 | 0 | 77055.7844 | 77055.7844 | 0 | 9500 | 0 | 0 | 0 | 0 | 0
2022-12-07 19:00 | 0 | 0 | 35584 | 0 | 634 | 0 | 3 | 13445.8333 | 1.3446 | 0 | 13445.8333 | 1117303.8543 | 19 | 9500 | 1819.491 | 199.6997 | 3945.8333 | 90501.6177 | 13445.8333 | 0 | 77055.7844 | 77055.7844 | 0 | 9500 | 0 | 0 | 0 | 0 | 0
2022-12-07 20:00 | 0 | 0 | 35584 | 0 | 634 | 0 | 3 | 13445.8333 | 1.3446 | 0 | 13445.8333 | 1103858.021 | 19 | 9500 | 1819.491 | 199.6997 | 3945.8333 | 90501.6177 | 13445.8333 | 0 | 77055.7844 | 77055.7844 | 0 | 9500 | 0 | 0 | 0 | 0 | 0
2022-12-07 21:00 | 0 | 0 | 35584 | 0 | 634 | 0 | 3 | 13445.8333 | 1.3446 | 0 | 13445.8333 | 1090412.1877 | 19 | 9500 | 1819.491 | 199.6997 | 3945.8333 | 90501.6177 | 13445.8333 | 0 | 77055.7844 | 77055.7844 | 0 | 9500 | 0 | 0 | 0 | 0 | 0
2022-12-07 22:00 | 0 | 0 | 35584 | 0 | 634 | 0 | 3 | 13445.8333 | 1.3446 | 0 | 13445.8333 | 1076966.3543 | 19 | 9500 | 1819.491 | 199.6997 | 3945.8333 | 90501.6177 | 13445.8333 | 0 | 77055.7844 | 77055.7844 | 0 | 9500 | 0 | 0 | 0 | 0 | 0
2022-12-07 23:00 | 0 | 0 | 35584 | 0 | 634 | 0 | 3 | 13445.8333 | 1.3446 | 0 | 13445.8333 | 1063520.521 | 19 | 9500 | 1819.491 | 199.6997 | 3945.8333 | 90501.6177 | 13445.8333 | 0 | 77055.7844 | 77055.7844 | 0 | 9500 | 0 | 0 | 0 | 0 | 0
2022-12-08 | 0 | 0 | 35584 | 0 | 634 | 0 | 3 | 14416.6667 | 1.4417 | 0 | 14416.6667 | 1050074.6877 | 19 | 9500 | 1819.491 | 199.6997 | 4916.6667 | 91472.4511 | 14416.6667 | 0 | 77055.7844 | 77055.7844 | 0 | 9500 | 0 | 0 | 0 | 0 | 0
2022-12-08 01:00 | 0 | 0 | 35584 | 0 | 634 | 0 | 3 | 14416.6667 | 1.4417 | 0 | 14416.6667 | 1035658.021 | 19 | 9500 | 1819.491 | 199.6997 | 4916.6667 | 91472.4511 | 14416.6667 | 0 | 77055.7844 | 77055.7844 | 0 | 9500 | 0 | 0 | 0 | 0 | 0
2022-12-08 02:00 | 0 | 0 | 35584 | 0 | 634 | 0 | 3 | 14416.6667 | 1.4417 | 0 | 14416.6667 | 1021241.3543 | 19 | 9500 | 1819.491 | 199.6997 | 4916.6667 | 91472.4511 | 14416.6667 | 0 | 77055.7844 | 77055.7844 | 0 | 9500 | 0 | 0 | 0 | 0 | 0
2022-12-08 03:00 | 0 | 0 | 35584 | 0 | 634 | 0 | 3 | 14416.6667 | 1.4417 | 0 | 14416.6667 | 1006824.6877 | 19 | 9500 | 1819.491 | 199.6997 | 4916.6667 | 91472.4511 | 14416.6667 | 0 | 77055.7844 | 77055.7844 | 0 | 9500 | 0 | 0 | 0 | 0 | 0
2022-12-08 04:00 | 0 | 0 | 35584 | 0 | 634 | 0 | 3 | 14416.6667 | 1.4417 | 0 | 14416.6667 | 992408.021 | 19 | 9500 | 1819.491 | 199.6997 | 4916.6667 | 91472.4511 | 14416.6667 | 0 | 77055.7844 | 77055.7844 | 0 | 9500 | 0 | 0 | 0 | 0 | 0
2022-12-08 05:00 | 0 | 0 | 35584 | 0 | 634 | 0 | 3 | 14416.6667 | 1.4417 | 0 | 14416.6667 | 977991.3543 | 19 | 9500 | 1819.491 | 199.6997 | 4916.6667 | 91472.4511 | 14416.6667 | 0 | 77055.7844 | 77055.7844 | 0 | 9500 | 0 | 0 | 0 | 0 | 0
2022-12-08 06:00 | 0 | 0 | 35584 | 0 | 634 | 0 | 3 | 14416.6667 | 1.4417 | 0 | 14416.6667 | 963574.6877 | 19 | 9500 | 1819.491 | 199.6997 | 4916.6667 | 91472.4511 | 14416.6667 | 0 | 77055.7844 | 77055.7844 | 0 | 9500 | 0 | 0 | 0 | 0 | 0
2022-12-08 07:00 | 0.02145 | 0.00632 | 35584 | 740.3785 | 634 | 669.9503 | 3 | 13676.2897 | 1.3676 | 0 | 13006.3394 | 949158.021 | 19 | 9500 | 1819.491 | 199.6997 | 4916.6667 | 91472.4511 | 14416.6667 | 0 | 77055.7844 | 77055.7844 | 740.3769 | 8759.6231 | 0 | 0 | 0 | 0 | 0
2022-12-08 08:00 | 0.1388 | 0.12716 | 35584 | 4790.8874 | 634 | 13479.5704 | 3 | 9625.7893 | 0.96258 | 3853.781 | 0 | 936151.6816 | 19 | 9500 | 1819.491 | 199.6997 | 4916.6667 | 91472.4511 | 14416.6667 | 0 | 77055.7844 | 77055.7844 | 4790.8773 | 4709.1227 | 0 | 0 | 0 | 0 | 0
2022-12-08 09:00 | 0.2619 | 0.19542 | 35584 | 9039.8661 | 634 | 20715.458 | 3 | 5376.8196 | 0.53768 | 15338.6384 | 0 | 940005.4626 | 19 | 9500 | 1819.491 | 199.6997 | 4916.6667 | 91472.4511 | 14416.6667 | 0 | 77055.7844 | 77055.7844 | 9039.8471 | 460.1529 | 0 | 0 | 0 | 0 | 0
2022-12-08 10:00 | 0.37383 | 0.20846 | 35584 | 12903.2957 | 634 | 22097.7606 | 3 | 1513.3981 | 0.15134 | 20584.3625 | 0 | 955344.1011 | 19 | 9500 | 1819.491 | 199.6997 | 4916.6667 | 91472.4511 | 14416.6667 | 0 | 77055.7844 | 77055.7844 | 9500 | 0 | 0 | 0 | 0 | 0 | 0
2022-12-08 11:00 | 0.46842 | 0.37761 | 35584 | 16168.2096 | 634 | 40028.4725 | 3 | 0 | 0 | 40028.4725 | 0 | 975928.4636 | 19 | 9500 | 1819.491 | 199.6997 | 4916.6667 | 91472.4511 | 14416.6667 | 0 | 77055.7844 | 77055.7844 | 9500 | 0 | 0 | 0 | 0 | 0 | 0
2022-12-08 12:00 | 0.52025 | 0.55703 | 35584 | 17957.1987 | 634 | 59047.8537 | 3 | 0 | 0 | 59047.8537 | 0 | 1015956.9361 | 19 | 9500 | 1819.491 | 199.6997 | 4916.6667 | 91472.4511 | 14416.6667 | 0 | 77055.7844 | 77055.7844 | 9500 | 0 | 0 | 0 | 0 | 0 | 0
2022-12-08 13:00 | 0.50275 | 0.53416 | 35584 | 17353.1603 | 634 | 56623.524 | 3 | 0 | 0 | 56623.524 | 0 | 1075004.7898 | 19 | 9500 | 1819.491 | 199.6997 | 4916.6667 | 91472.4511 | 14416.6667 | 0 | 77055.7844 | 77055.7844 | 9500 | 0 | 0 | 0 | 0 | 0 | 0
2022-12-08 14:00 | 0.36338 | 0.41803 | 35584 | 12542.5985 | 634 | 44313.1865 | 3 | 1874.0946 | 0.18741 | 42439.092 | 0 | 1131628.3138 | 19 | 9500 | 1819.491 | 199.6997 | 4916.6667 | 91472.4511 | 14416.6667 | 0 | 77055.7844 | 77055.7844 | 9500 | 0 | 0 | 0 | 0 | 0 | 0
2022-12-08 15:00 | 0.22627 | 0.30696 | 35584 | 7810.0439 | 634 | 32539.2334 | 3 | 6606.6392 | 0.66066 | 25932.5942 | 0 | 1174067.4058 | 19 | 9500 | 1819.491 | 199.6997 | 4916.6667 | 91472.4511 | 14416.6667 | 0 | 77055.7844 | 77055.7844 | 2893.3608 | 6606.6392 | 0 | 0 | 0 | 0 | 0
2022-12-08 16:00 | 0.08175 | 0.10331 | 35584 | 2821.7222 | 634 | 10951.3559 | 3 | 11594.9504 | 1.1595 | 0 | 643.5945 | 1200000 | 19 | 9500 | 1819.491 | 199.6997 | 4916.6667 | 91472.4511 | 14416.6667 | 0 | 77055.7844 | 77055.7844 | 2821.7163 | 6678.2837 | 0 | 0 | 0 | 0 | 0
2022-12-08 17:00 | 0 | 0 | 35584 | 0 | 634 | 0 | 3 | 14416.6667 | 1.4417 | 0 | 14416.6667 | 1199356.4055 | 19 | 9500 | 1819.491 | 199.6997 | 4916.6667 | 91472.4511 | 14416.6667 | 0 | 77055.7844 | 77055.7844 | 0 | 9500 | 0 | 0 | 0 | 0 | 0
2022-12-08 18:00 | 0 | 0 | 35584 | 0 | 634 | 0 | 3 | 14416.6667 | 1.4417 | 0 | 14416.6667 | 1184939.7389 | 19 | 9500 | 1819.491 | 199.6997 | 4916.6667 | 91472.4511 | 14416.6667 | 0 | 77055.7844 | 77055.7844 | 0 | 9500 | 0 | 0 | 0 | 0 | 0
2022-12-08 19:00 | 0 | 0 | 35584 | 0 | 634 | 0 | 3 | 14416.6667 | 1.4417 | 0 | 14416.6667 | 1170523.0722 | 19 | 9500 | 1819.491 | 199.6997 | 4916.6667 | 91472.4511 | 14416.6667 | 0 | 77055.7844 | 77055.7844 | 0 | 9500 | 0 | 0 | 0 | 0 | 0
2022-12-08 20:00 | 0 | 0 | 35584 | 0 | 634 | 0 | 3 | 14416.6667 | 1.4417 | 0 | 14416.6667 | 1156106.4055 | 19 | 9500 | 1819.491 | 199.6997 | 4916.6667 | 91472.4511 | 14416.6667 | 0 | 77055.7844 | 77055.7844 | 0 | 9500 | 0 | 0 | 0 | 0 | 0
2022-12-08 21:00 | 0 | 0 | 35584 | 0 | 634 | 0 | 3 | 14416.6667 | 1.4417 | 0 | 14416.6667 | 1141689.7389 | 19 | 9500 | 1819.491 | 199.6997 | 4916.6667 | 91472.4511 | 14416.6667 | 0 | 77055.7844 | 77055.7844 | 0 | 9500 | 0 | 0 | 0 | 0 | 0
2022-12-08 22:00 | 0 | 0 | 35584 | 0 | 634 | 0 | 3 | 14416.6667 | 1.4417 | 0 | 14416.6667 | 1127273.0722 | 19 | 9500 | 1819.491 | 199.6997 | 4916.6667 | 91472.4511 | 14416.6667 | 0 | 77055.7844 | 77055.7844 | 0 | 9500 | 0 | 0 | 0 | 0 | 0
2022-12-08 23:00 | 0 | 0 | 35584 | 0 | 634 | 0 | 3 | 14416.6667 | 1.4417 | 0 | 14416.6667 | 1112856.4055 | 19 | 9500 | 1819.491 | 199.6997 | 4916.6667 | 91472.4511 | 14416.6667 | 0 | 77055.7844 | 77055.7844 | 0 | 9500 | 0 | 0 | 0 | 0 | 0
2022-12-09 | 0 | 0 | 35584 | 0 | 634 | 0 | 3 | 17941.6667 | 1.7942 | 0 | 17941.6667 | 1098439.7389 | 19 | 9500 | 1819.491 | 199.6997 | 8441.6667 | 94997.4511 | 17941.6667 | 0 | 77055.7844 | 77055.7844 | 0 | 9500 | 0 | 0 | 0 | 0 | 0
2022-12-09 01:00 | 0 | 0 | 35584 | 0 | 634 | 0 | 3 | 17941.6667 | 1.7942 | 0 | 17941.6667 | 1080498.0722 | 19 | 9500 | 1819.491 | 199.6997 | 8441.6667 | 94997.4511 | 17941.6667 | 0 | 77055.7844 | 77055.7844 | 0 | 9500 | 0 | 0 | 0 | 0 | 0
2022-12-09 02:00 | 0 | 0 | 35584 | 0 | 634 | 0 | 3 | 17941.6667 | 1.7942 | 0 | 17941.6667 | 1062556.4055 | 19 | 9500 | 1819.491 | 199.6997 | 8441.6667 | 94997.4511 | 17941.6667 | 0 | 77055.7844 | 77055.7844 | 0 | 9500 | 0 | 0 | 0 | 0 | 0
2022-12-09 03:00 | 0 | 0 | 35584 | 0 | 634 | 0 | 3 | 17941.6667 | 1.7942 | 0 | 17941.6667 | 1044614.7389 | 19 | 9500 | 1819.491 | 199.6997 | 8441.6667 | 94997.4511 | 17941.6667 | 0 | 77055.7844 | 77055.7844 | 0 | 9500 | 0 | 0 | 0 | 0 | 0
2022-12-09 04:00 | 0 | 0 | 35584 | 0 | 634 | 0 | 3 | 17941.6667 | 1.7942 | 0 | 17941.6667 | 1026673.0722 | 19 | 9500 | 1819.491 | 199.6997 | 8441.6667 | 94997.4511 | 17941.6667 | 0 | 77055.7844 | 77055.7844 | 0 | 9500 | 0 | 0 | 0 | 0 | 0
2022-12-09 05:00 | 0 | 0 | 35584 | 0 | 634 | 0 | 3 | 17941.6667 | 1.7942 | 0 | 17941.6667 | 1008731.4055 | 19 | 9500 | 1819.491 | 199.6997 | 8441.6667 | 94997.4511 | 17941.6667 | 0 | 77055.7844 | 77055.7844 | 0 | 9500 | 0 | 0 | 0 | 0 | 0
2022-12-09 06:00 | 0 | 0 | 35584 | 0 | 634 | 0 | 3 | 17941.6667 | 1.7942 | 0 | 17941.6667 | 990789.7389 | 19 | 9500 | 1819.491 | 199.6997 | 8441.6667 | 94997.4511 | 17941.6667 | 0 | 77055.7844 | 77055.7844 | 0 | 9500 | 0 | 0 | 0 | 0 | 0
2022-12-09 07:00 | 0.02302 | 0.00417 | 35584 | 794.5694 | 634 | 442.04 | 3 | 17147.099 | 1.7147 | 0 | 16705.059 | 972848.0722 | 19 | 9500 | 1819.491 | 199.6997 | 8441.6667 | 94997.4511 | 17941.6667 | 0 | 77055.7844 | 77055.7844 | 794.5677 | 8705.4323 | 0 | 0 | 0 | 0 | 0
2022-12-09 08:00 | 0.1496 | 0.11241 | 35584 | 5163.6654 | 634 | 11915.9996 | 3 | 12778.0121 | 1.2778 | 0 | 862.0126 | 956143.0132 | 19 | 9500 | 1819.491 | 199.6997 | 8441.6667 | 94997.4511 | 17941.6667 | 0 | 77055.7844 | 77055.7844 | 5163.6545 | 4336.3455 | 0 | 0 | 0 | 0 | 0
2022-12-09 09:00 | 0.29127 | 0.22066 | 35584 | 10053.6151 | 634 | 23391.0192 | 3 | 7888.0727 | 0.78881 | 15502.9465 | 0 | 955281.0007 | 19 | 9500 | 1819.491 | 199.6997 | 8441.6667 | 94997.4511 | 17941.6667 | 0 | 77055.7844 | 77055.7844 | 1611.9273 | 7888.0727 | 0 | 0 | 0 | 0 | 0
2022-12-09 10:00 | 0.41073 | 0.3276 | 35584 | 14176.9538 | 634 | 34727.1725 | 3 | 3764.7427 | 0.37647 | 30962.4298 | 0 | 970783.9471 | 19 | 9500 | 1819.491 | 199.6997 | 8441.6667 | 94997.4511 | 17941.6667 | 0 | 77055.7844 | 77055.7844 | 9500 | 0 | 0 | 0 | 0 | 0 | 0
2022-12-09 11:00 | 0.4942 | 0.48096 | 35584 | 17058.0444 | 634 | 50984.0686 | 3 | 883.6582 | 0.088366 | 50100.4104 | 0 | 1001746.3769 | 19 | 9500 | 1819.491 | 199.6997 | 8441.6667 | 94997.4511 | 17941.6667 | 0 | 77055.7844 | 77055.7844 | 9500 | 0 | 0 | 0 | 0 | 0 | 0
2022-12-09 12:00 | 0.48595 | 0.43522 | 35584 | 16773.2835 | 634 | 46135.4091 | 3 | 1168.4185 | 0.11684 | 44966.9905 | 0 | 1051846.7874 | 19 | 9500 | 1819.491 | 199.6997 | 8441.6667 | 94997.4511 | 17941.6667 | 0 | 77055.7844 | 77055.7844 | 8331.5815 | 1168.4185 | 0 | 0 | 0 | 0 | 0
2022-12-09 13:00 | 0.37715 | 0.32566 | 35584 | 13017.8904 | 634 | 34521.5232 | 3 | 4923.8036 | 0.49238 | 29597.7195 | 0 | 1096813.7779 | 19 | 9500 | 1819.491 | 199.6997 | 8441.6667 | 94997.4511 | 17941.6667 | 0 | 77055.7844 | 77055.7844 | 9500 | 0 | 0 | 0 | 0 | 0 | 0
2022-12-09 14:00 | 0.28692 | 0.24378 | 35584 | 9903.4684 | 634 | 25841.8501 | 3 | 8038.2191 | 0.80382 | 17803.6311 | 0 | 1126411.4974 | 19 | 9500 | 1819.491 | 199.6997 | 8441.6667 | 94997.4511 | 17941.6667 | 0 | 77055.7844 | 77055.7844 | 1461.7809 | 8038.2191 | 0 | 0 | 0 | 0 | 0
2022-12-09 15:00 | 0.17438 | 0.10892 | 35584 | 6018.9838 | 634 | 11546.0428 | 3 | 11922.6956 | 1.1923 | 0 | 376.6527 | 1144215.1285 | 19 | 9500 | 1819.491 | 199.6997 | 8441.6667 | 94997.4511 | 17941.6667 | 0 | 77055.7844 | 77055.7844 | 6018.9711 | 3481.0289 | 0 | 0 | 0 | 0 | 0
2022-12-09 16:00 | 0.0654 | 0.02635 | 35584 | 2257.3778 | 634 | 2793.2265 | 3 | 15684.2936 | 1.5684 | 0 | 12891.0671 | 1143838.4758 | 19 | 9500 | 1819.491 | 199.6997 | 8441.6667 | 94997.4511 | 17941.6667 | 0 | 77055.7844 | 77055.7844 | 2257.373 | 7242.627 | 0 | 0 | 0 | 0 | 0
2022-12-09 17:00 | 0 | 0 | 35584 | 0 | 634 | 0 | 3 | 17941.6667 | 1.7942 | 0 | 17941.6667 | 1130947.4086 | 19 | 9500 | 1819.491 | 199.6997 | 8441.6667 | 94997.4511 | 17941.6667 | 0 | 77055.7844 | 77055.7844 | 0 | 9500 | 0 | 0 | 0 | 0 | 0
2022-12-09 18:00 | 0 | 0 | 35584 | 0 | 634 | 0 | 3 | 17941.6667 | 1.7942 | 0 | 17941.6667 | 1113005.7419 | 19 | 9500 | 1819.491 | 199.6997 | 8441.6667 | 94997.4511 | 17941.6667 | 0 | 77055.7844 | 77055.7844 | 0 | 9500 | 0 | 0 | 0 | 0 | 0
2022-12-09 19:00 | 0 | 0 | 35584 | 0 | 634 | 0 | 3 | 17941.6667 | 1.7942 | 0 | 17941.6667 | 1095064.0753 | 19 | 9500 | 1819.491 | 199.6997 | 8441.6667 | 94997.4511 | 17941.6667 | 0 | 77055.7844 | 77055.7844 | 0 | 9500 | 0 | 0 | 0 | 0 | 0
2022-12-09 20:00 | 0 | 0 | 35584 | 0 | 634 | 0 | 3 | 17941.6667 | 1.7942 | 0 | 17941.6667 | 1077122.4086 | 19 | 9500 | 1819.491 | 199.6997 | 8441.6667 | 94997.4511 | 17941.6667 | 0 | 77055.7844 | 77055.7844 | 0 | 9500 | 0 | 0 | 0 | 0 | 0
2022-12-09 21:00 | 0 | 0 | 35584 | 0 | 634 | 0 | 3 | 17941.6667 | 1.7942 | 0 | 17941.6667 | 1059180.7419 | 19 | 9500 | 1819.491 | 199.6997 | 8441.6667 | 94997.4511 | 17941.6667 | 0 | 77055.7844 | 77055.7844 | 0 | 9500 | 0 | 0 | 0 | 0 | 0
2022-12-09 22:00 | 0 | 0 | 35584 | 0 | 634 | 0 | 3 | 17941.6667 | 1.7942 | 0 | 17941.6667 | 1041239.0753 | 19 | 9500 | 1819.491 | 199.6997 | 8441.6667 | 94997.4511 | 17941.6667 | 0 | 77055.7844 | 77055.7844 | 0 | 9500 | 0 | 0 | 0 | 0 | 0
2022-12-09 23:00 | 0 | 0 | 35584 | 0 | 634 | 0 | 3 | 17941.6667 | 1.7942 | 0 | 17941.6667 | 1023297.4086 | 19 | 9500 | 1819.491 | 199.6997 | 8441.6667 | 94997.4511 | 17941.6667 | 0 | 77055.7844 | 77055.7844 | 0 | 9500 | 0 | 0 | 0 | 0 | 0
2022-12-10 | 0 | 0 | 35584 | 0 | 634 | 0 | 3 | 29166.6667 | 2.9167 | 0 | 29166.6667 | 1005355.7419 | 19 | 9500 | 1819.491 | 199.6997 | 19666.6667 | 106222.4511 | 29166.6667 | 0 | 77055.7844 | 77055.7844 | 0 | 9500 | 0 | 0 | 0 | 0 | 0
2022-12-10 01:00 | 0 | 0 | 35584 | 0 | 634 | 0 | 3 | 29166.6667 | 2.9167 | 0 | 29166.6667 | 976189.0753 | 19 | 9500 | 1819.491 | 199.6997 | 19666.6667 | 106222.4511 | 29166.6667 | 0 | 77055.7844 | 77055.7844 | 0 | 9500 | 0 | 0 | 0 | 0 | 0
2022-12-10 02:00 | 0 | 0 | 35584 | 0 | 634 | 0 | 3 | 29166.6667 | 2.9167 | 0 | 29166.6667 | 947022.4086 | 19 | 9500 | 1819.491 | 199.6997 | 19666.6667 | 106222.4511 | 29166.6667 | 0 | 77055.7844 | 77055.7844 | 0 | 9500 | 0 | 0 | 0 | 0 | 0
2022-12-10 03:00 | 0 | 0 | 35584 | 0 | 634 | 0 | 3 | 29166.6667 | 2.9167 | 0 | 29166.6667 | 917855.7419 | 19 | 9500 | 1819.491 | 199.6997 | 19666.6667 | 106222.4511 | 29166.6667 | 0 | 77055.7844 | 77055.7844 | 0 | 9500 | 0 | 0 | 0 | 0 | 0
2022-12-10 04:00 | 0 | 0 | 35584 | 0 | 634 | 0 | 3 | 29166.6667 | 2.9167 | 0 | 29166.6667 | 888689.0753 | 19 | 9500 | 1819.491 | 199.6997 | 19666.6667 | 106222.4511 | 29166.6667 | 0 | 77055.7844 | 77055.7844 | 0 | 9500 | 0 | 0 | 0 | 0 | 0
2022-12-10 05:00 | 0 | 0 | 35584 | 0 | 634 | 0 | 3 | 29166.6667 | 2.9167 | 0 | 29166.6667 | 859522.4086 | 19 | 9500 | 1819.491 | 199.6997 | 19666.6667 | 106222.4511 | 29166.6667 | 0 | 77055.7844 | 77055.7844 | 0 | 9500 | 0 | 0 | 0 | 0 | 0
2022-12-10 06:00 | 0 | 0 | 35584 | 0 | 634 | 0 | 3 | 29166.6667 | 2.9167 | 0 | 29166.6667 | 830355.7419 | 19 | 9500 | 1819.491 | 199.6997 | 19666.6667 | 106222.4511 | 29166.6667 | 0 | 77055.7844 | 77055.7844 | 0 | 9500 | 0 | 0 | 0 | 0 | 0
2022-12-10 07:00 | 0.02433 | 0.02211 | 35584 | 839.786 | 634 | 2343.7661 | 3 | 28326.8825 | 2.8327 | 0 | 25983.1163 | 801189.0753 | 19 | 9500 | 1819.491 | 199.6997 | 19666.6667 | 106222.4511 | 29166.6667 | 0 | 77055.7844 | 77055.7844 | 839.7842 | 8660.2158 | 0 | 0 | 0 | 0 | 0
2022-12-10 08:00 | 0.17193 | 0.32736 | 35584 | 5934.4184 | 634 | 34701.7313 | 3 | 23232.2608 | 2.3232 | 11469.4706 | 0 | 775205.9589 | 19 | 9500 | 1819.491 | 199.6997 | 19666.6667 | 106222.4511 | 29166.6667 | 0 | 77055.7844 | 77055.7844 | 0 | 9500 | 0 | 0 | 0 | 0 | 0
2022-12-10 09:00 | 0.34402 | 0.53601 | 35584 | 11874.3594 | 634 | 56819.6328 | 3 | 17292.3322 | 1.7292 | 39527.3006 | 0 | 786675.4295 | 19 | 9500 | 1819.491 | 199.6997 | 19666.6667 | 106222.4511 | 29166.6667 | 0 | 77055.7844 | 77055.7844 | 9500 | 0 | 0 | 0 | 0 | 0 | 0
2022-12-10 10:00 | 0.48298 | 0.66011 | 35584 | 16670.7695 | 634 | 69974.8285 | 3 | 12495.9323 | 1.2496 | 57478.8963 | 0 | 826202.7301 | 19 | 9500 | 1819.491 | 199.6997 | 19666.6667 | 106222.4511 | 29166.6667 | 0 | 77055.7844 | 77055.7844 | 0 | 9500 | 0 | 0 | 0 | 0 | 0
2022-12-10 11:00 | 0.56838 | 0.72619 | 35584 | 19618.4769 | 634 | 76979.6257 | 3 | 9548.2311 | 0.95482 | 67431.3946 | 0 | 883681.6264 | 19 | 9500 | 1819.491 | 199.6997 | 19666.6667 | 106222.4511 | 29166.6667 | 0 | 77055.7844 | 77055.7844 | 9500 | 0 | 0 | 0 | 0 | 0 | 0
2022-12-10 12:00 | 0.57438 | 0.65921 | 35584 | 19825.5758 | 634 | 69879.4242 | 3 | 9341.1326 | 0.93411 | 60538.2916 | 0 | 951113.021 | 19 | 9500 | 1819.491 | 199.6997 | 19666.6667 | 106222.4511 | 29166.6667 | 0 | 77055.7844 | 77055.7844 | 9500 | 0 | 0 | 0 | 0 | 0 | 0
2022-12-10 13:00 | 0.52578 | 0.63616 | 35584 | 18148.0749 | 634 | 67436.0136 | 3 | 11018.63 | 1.1019 | 56417.3835 | 0 | 1011651.3126 | 19 | 9500 | 1819.491 | 199.6997 | 19666.6667 | 106222.4511 | 29166.6667 | 0 | 77055.7844 | 77055.7844 | 0 | 9500 | 0 | 0 | 0 | 0 | 0
2022-12-10 14:00 | 0.41405 | 0.55905 | 35584 | 14291.5485 | 634 | 59261.9834 | 3 | 14875.1482 | 1.4875 | 44386.8352 | 0 | 1068068.6962 | 19 | 9500 | 1819.491 | 199.6997 | 19666.6667 | 106222.4511 | 29166.6667 | 0 | 77055.7844 | 77055.7844 | 9500 | 0 | 0 | 0 | 0 | 0 | 0
2022-12-10 15:00 | 0.25652 | 0.42345 | 35584 | 8854.1674 | 634 | 44887.7326 | 3 | 20312.5179 | 2.0313 | 24575.2147 | 0 | 1112455.5314 | 19 | 9500 | 1819.491 | 199.6997 | 19666.6667 | 106222.4511 | 29166.6667 | 0 | 77055.7844 | 77055.7844 | 0 | 9500 | 0 | 0 | 0 | 0 | 0
2022-12-10 16:00 | 0.09222 | 0.16062 | 35584 | 3183.1098 | 634 | 17026.491 | 3 | 25983.5636 | 2.5984 | 0 | 8957.0726 | 1137030.7461 | 19 | 9500 | 1819.491 | 199.6997 | 19666.6667 | 106222.4511 | 29166.6667 | 0 | 77055.7844 | 77055.7844 | 3183.1031 | 6316.8969 | 0 | 0 | 0 | 0 | 0
2022-12-10 17:00 | 0 | 0 | 35584 | 0 | 634 | 0 | 3 | 29166.6667 | 2.9167 | 0 | 29166.6667 | 1128073.6735 | 19 | 9500 | 1819.491 | 199.6997 | 19666.6667 | 106222.4511 | 29166.6667 | 0 | 77055.7844 | 77055.7844 | 0 | 9500 | 0 | 0 | 0 | 0 | 0
2022-12-10 18:00 | 0 | 0 | 35584 | 0 | 634 | 0 | 3 | 29166.6667 | 2.9167 | 0 | 29166.6667 | 1098907.0068 | 19 | 9500 | 1819.491 | 199.6997 | 19666.6667 | 106222.4511 | 29166.6667 | 0 | 77055.7844 | 77055.7844 | 0 | 9500 | 0 | 0 | 0 | 0 | 0
2022-12-10 19:00 | 0 | 0 | 35584 | 0 | 634 | 0 | 3 | 29166.6667 | 2.9167 | 0 | 29166.6667 | 1069740.3402 | 19 | 9500 | 1819.491 | 199.6997 | 19666.6667 | 106222.4511 | 29166.6667 | 0 | 77055.7844 | 77055.7844 | 0 | 9500 | 0 | 0 | 0 | 0 | 0
2022-12-10 20:00 | 0 | 0 | 35584 | 0 | 634 | 0 | 3 | 29166.6667 | 2.9167 | 0 | 29166.6667 | 1040573.6735 | 19 | 9500 | 1819.491 | 199.6997 | 19666.6667 | 106222.4511 | 29166.6667 | 0 | 77055.7844 | 77055.7844 | 0 | 9500 | 0 | 0 | 0 | 0 | 0
2022-12-10 21:00 | 0 | 0 | 35584 | 0 | 634 | 0 | 3 | 29166.6667 | 2.9167 | 0 | 29166.6667 | 1011407.0068 | 19 | 9500 | 1819.491 | 199.6997 | 19666.6667 | 106222.4511 | 29166.6667 | 0 | 77055.7844 | 77055.7844 | 0 | 9500 | 0 | 0 | 0 | 0 | 0
2022-12-10 22:00 | 0 | 0 | 35584 | 0 | 634 | 0 | 3 | 29166.6667 | 2.9167 | 0 | 29166.6667 | 982240.3402 | 19 | 9500 | 1819.491 | 199.6997 | 19666.6667 | 106222.4511 | 29166.6667 | 0 | 77055.7844 | 77055.7844 | 0 | 9500 | 0 | 0 | 0 | 0 | 0
2022-12-10 23:00 | 0 | 0 | 35584 | 0 | 634 | 0 | 3 | 29166.6667 | 2.9167 | 0 | 29166.6667 | 953073.6735 | 19 | 9500 | 1819.491 | 199.6997 | 19666.6667 | 106222.4511 | 29166.6667 | 0 | 77055.7844 | 77055.7844 | 0 | 9500 | 0 | 0 | 0 | 0 | 0
2022-12-11 | 0 | 0 | 35584 | 0 | 634 | 0 | 3 | 30000 | 3 | 0 | 30000 | 923907.0068 | 19 | 7900 | 1819.491 | 166.0661 | 22100 | 108655.7844 | 30000 | 0 | 78655.7844 | 78655.7844 | 0 | 7900 | 0 | 0 | 0 | 0 | 0
2022-12-11 01:00 | 0 | 0 | 35584 | 0 | 634 | 0 | 3 | 30000 | 3 | 0 | 30000 | 893907.0068 | 19 | 7900 | 1819.491 | 166.0661 | 22100 | 108655.7844 | 30000 | 0 | 78655.7844 | 78655.7844 | 0 | 7900 | 0 | 0 | 0 | 0 | 0
2022-12-11 02:00 | 0 | 0 | 35584 | 0 | 634 | 0 | 3 | 30000 | 3 | 0 | 30000 | 863907.0068 | 19 | 7900 | 1819.491 | 166.0661 | 22100 | 108655.7844 | 30000 | 0 | 78655.7844 | 78655.7844 | 0 | 7900 | 0 | 0 | 0 | 0 | 0
2022-12-11 03:00 | 0 | 0 | 35584 | 0 | 634 | 0 | 3 | 30000 | 3 | 0 | 30000 | 833907.0068 | 19 | 7900 | 1819.491 | 166.0661 | 22100 | 108655.7844 | 30000 | 0 | 78655.7844 | 78655.7844 | 0 | 7900 | 0 | 0 | 0 | 0 | 0
2022-12-11 04:00 | 0 | 0 | 35584 | 0 | 634 | 0 | 3 | 30000 | 3 | 0 | 30000 | 803907.0068 | 19 | 7900 | 1819.491 | 166.0661 | 22100 | 108655.7844 | 30000 | 0 | 78655.7844 | 78655.7844 | 0 | 7900 | 0 | 0 | 0 | 0 | 0
2022-12-11 05:00 | 0 | 0 | 35584 | 0 | 634 | 0 | 3 | 30000 | 3 | 0 | 30000 | 773907.0068 | 19 | 7900 | 1819.491 | 166.0661 | 22100 | 108655.7844 | 30000 | 0 | 78655.7844 | 78655.7844 | 0 | 7900 | 0 | 0 | 0 | 0 | 0
2022-12-11 06:00 | 0 | 0 | 35584 | 0 | 634 | 0 | 3 | 30000 | 3 | 0 | 30000 | 743907.0068 | 19 | 7900 | 1819.491 | 166.0661 | 22100 | 108655.7844 | 30000 | 0 | 78655.7844 | 78655.7844 | 0 | 7900 | 0 | 0 | 0 | 0 | 0
2022-12-11 07:00 | 0.02233 | 0.02201 | 35584 | 770.753 | 634 | 2333.1656 | 3 | 30000 | 3 | 2333.1656 | 30000 | 713907.0068 | 19 | 8670.7514 | 1819.491 | 182.268 | 22100 | 108655.7844 | 30770.7514 | 0 | 77885.033 | 77885.033 | 770.7514 | 7900 | 0 | 0 | 0 | 0 | 0
2022-12-11 08:00 | 0.1565 | 0.29979 | 35584 | 5401.8291 | 634 | 31779.179 | 3 | 26198.1823 | 2.6198 | 5580.9967 | 0 | 686240.1725 | 19 | 9500 | 1819.491 | 199.6997 | 22100 | 108655.7844 | 31600 | 0 | 77055.7844 | 77055.7844 | 5401.8177 | 4098.1823 | 0 | 0 | 0 | 0 | 0
2022-12-11 09:00 | 0.29898 | 0.42216 | 35584 | 10319.7372 | 634 | 44750.9864 | 3 | 21280.2845 | 2.128 | 23470.7018 | 0 | 691821.1692 | 19 | 9500 | 1819.491 | 199.6997 | 22100 | 108655.7844 | 31600 | 0 | 77055.7844 | 77055.7844 | 0 | 9500 | 0 | 0 | 0 | 0 | 0
2022-12-11 10:00 | 0.41588 | 0.4989 | 35584 | 14354.7137 | 634 | 52885.7947 | 3 | 17245.3165 | 1.7245 | 35640.4782 | 0 | 715291.8711 | 19 | 9500 | 1819.491 | 199.6997 | 22100 | 108655.7844 | 31600 | 0 | 77055.7844 | 77055.7844 | 9500 | 0 | 0 | 0 | 0 | 0 | 0
2022-12-11 11:00 | 0.48433 | 0.54155 | 35584 | 16717.3668 | 634 | 57406.8994 | 3 | 14882.6684 | 1.4883 | 42524.231 | 0 | 750932.3493 | 19 | 9500 | 1819.491 | 199.6997 | 22100 | 108655.7844 | 31600 | 0 | 77055.7844 | 77055.7844 | 0 | 9500 | 0 | 0 | 0 | 0 | 0
2022-12-11 12:00 | 0.54328 | 0.62604 | 35584 | 18752.1133 | 634 | 66363.245 | 3 | 12847.9262 | 1.2848 | 53515.3188 | 0 | 793456.5803 | 19 | 9500 | 1819.491 | 199.6997 | 22100 | 108655.7844 | 31600 | 0 | 77055.7844 | 77055.7844 | 9500 | 0 | 0 | 0 | 0 | 0 | 0
2022-12-11 13:00 | 0.52995 | 0.70195 | 35584 | 18292.0086 | 634 | 74410.0694 | 3 | 13308.0299 | 1.3308 | 61102.0394 | 0 | 846971.899 | 19 | 9500 | 1819.491 | 199.6997 | 22100 | 108655.7844 | 31600 | 0 | 77055.7844 | 77055.7844 | 0 | 9500 | 0 | 0 | 0 | 0 | 0
2022-12-11 14:00 | 0.4219 | 0.66081 | 35584 | 14562.5029 | 634 | 70049.0319 | 3 | 17037.5277 | 1.7038 | 70049.0319 | 17037.5277 | 908073.9384 | 19 | 9500 | 1819.491 | 199.6997 | 22100 | 108655.7844 | 31600 | 0 | 77055.7844 | 77055.7844 | 9500 | 0 | 0 | 0 | 0 | 0 | 0
2022-12-11 15:00 | 0.26765 | 0.529 | 35584 | 9238.3359 | 634 | 56076.5392 | 3 | 22361.6836 | 2.2362 | 33714.8556 | 0 | 961085.4426 | 19 | 9500 | 1819.491 | 199.6997 | 22100 | 108655.7844 | 31600 | 0 | 77055.7844 | 77055.7844 | 0 | 9500 | 0 | 0 | 0 | 0 | 0
2022-12-11 16:00 | 0.09947 | 0.23548 | 35584 | 3433.3543 | 634 | 24962.0103 | 3 | 24033.5885 | 2.4034 | 928.4218 | 0 | 994800.2982 | 19 | 5366.9356 | 1819.491 | 112.8185 | 22100 | 108655.7844 | 27466.9356 | 0 | 81188.8489 | 81188.8489 | 3433.347 | 1933.5885 | 0 | 0 | 0 | 0 | 0
2022-12-11 17:00 | 0 | 0 | 35584 | 0 | 634 | 0 | 3 | 22100 | 2.21 | 0 | 22100 | 995728.72 | 19 | 0 | 1819.491 | 0 | 22100 | 108655.7844 | 22100 | 0 | 86555.7844 | 86555.7844 | 0 | 0 | 0 | 0 | 0 | 0 | 0
2022-12-11 18:00 | 0 | 0 | 35584 | 0 | 634 | 0 | 3 | 22100 | 2.21 | 0 | 22100 | 973628.72 | 19 | 0 | 1819.491 | 0 | 22100 | 108655.7844 | 22100 | 0 | 86555.7844 | 86555.7844 | 0 | 0 | 0 | 0 | 0 | 0 | 0
2022-12-11 19:00 | 0 | 0 | 35584 | 0 | 634 | 0 | 3 | 22100 | 2.21 | 0 | 22100 | 951528.72 | 19 | 0 | 1819.491 | 0 | 22100 | 108655.7844 | 22100 | 0 | 86555.7844 | 86555.7844 | 0 | 0 | 0 | 0 | 0 | 0 | 0
2022-12-11 20:00 | 0 | 0 | 35584 | 0 | 634 | 0 | 3 | 22100 | 2.21 | 0 | 22100 | 929428.72 | 19 | 0 | 1819.491 | 0 | 22100 | 108655.7844 | 22100 | 0 | 86555.7844 | 86555.7844 | 0 | 0 | 0 | 0 | 0 | 0 | 0
2022-12-11 21:00 | 0 | 0 | 35584 | 0 | 634 | 0 | 3 | 22100 | 2.21 | 0 | 22100 | 907328.72 | 19 | 0 | 1819.491 | 0 | 22100 | 108655.7844 | 22100 | 0 | 86555.7844 | 86555.7844 | 0 | 0 | 0 | 0 | 0 | 0 | 0
2022-12-11 22:00 | 0 | 0 | 35584 | 0 | 634 | 0 | 3 | 22100 | 2.21 | 0 | 22100 | 885228.72 | 19 | 0 | 1819.491 | 0 | 22100 | 108655.7844 | 22100 | 0 | 86555.7844 | 86555.7844 | 0 | 0 | 0 | 0 | 0 | 0 | 0
2022-12-11 23:00 | 0 | 0 | 35584 | 0 | 634 | 0 | 3 | 22100 | 2.21 | 0 | 22100 | 863128.72 | 19 | 0 | 1819.491 | 0 | 22100 | 108655.7844 | 22100 | 0 | 86555.7844 | 86555.7844 | 0 | 0 | 0 | 0 | 0 | 0 | 0
2022-12-12 | 0 | 0 | 35584 | 0 | 634 | 0 | 3 | 22508.3333 | 2.2508 | 0 | 22508.3333 | 841028.72 | 19 | 0 | 1819.491 | 0 | 22508.3333 | 109064.1177 | 22508.3333 | 0 | 86555.7844 | 86555.7844 | 0 | 0 | 0 | 0 | 0 | 0 | 0
2022-12-12 01:00 | 0 | 0 | 35584 | 0 | 634 | 0 | 3 | 22508.3333 | 2.2508 | 0 | 22508.3333 | 818520.3867 | 19 | 0 | 1819.491 | 0 | 22508.3333 | 109064.1177 | 22508.3333 | 0 | 86555.7844 | 86555.7844 | 0 | 0 | 0 | 0 | 0 | 0 | 0
2022-12-12 02:00 | 0 | 0 | 35584 | 0 | 634 | 0 | 3 | 22508.3333 | 2.2508 | 0 | 22508.3333 | 796012.0533 | 19 | 0 | 1819.491 | 0 | 22508.3333 | 109064.1177 | 22508.3333 | 0 | 86555.7844 | 86555.7844 | 0 | 0 | 0 | 0 | 0 | 0 | 0
2022-12-12 03:00 | 0 | 0 | 35584 | 0 | 634 | 0 | 3 | 22508.3333 | 2.2508 | 0 | 22508.3333 | 773503.72 | 19 | 0 | 1819.491 | 0 | 22508.3333 | 109064.1177 | 22508.3333 | 0 | 86555.7844 | 86555.7844 | 0 | 0 | 0 | 0 | 0 | 0 | 0
2022-12-12 04:00 | 0 | 0 | 35584 | 0 | 634 | 0 | 3 | 22508.3333 | 2.2508 | 0 | 22508.3333 | 750995.3867 | 19 | 0 | 1819.491 | 0 | 22508.3333 | 109064.1177 | 22508.3333 | 0 | 86555.7844 | 86555.7844 | 0 | 0 | 0 | 0 | 0 | 0 | 0
2022-12-12 05:00 | 0 | 0 | 35584 | 0 | 634 | 0 | 3 | 22508.3333 | 2.2508 | 0 | 22508.3333 | 728487.0533 | 19 | 0 | 1819.491 | 0 | 22508.3333 | 109064.1177 | 22508.3333 | 0 | 86555.7844 | 86555.7844 | 0 | 0 | 0 | 0 | 0 | 0 | 0
2022-12-12 06:00 | 0 | 0 | 35584 | 0 | 634 | 0 | 3 | 22508.3333 | 2.2508 | 0 | 22508.3333 | 705978.72 | 19 | 0 | 1819.491 | 0 | 22508.3333 | 109064.1177 | 22508.3333 | 0 | 86555.7844 | 86555.7844 | 0 | 0 | 0 | 0 | 0 | 0 | 0
2022-12-12 07:00 | 0.0228 | 0.02116 | 35584 | 786.9757 | 634 | 2243.0616 | 3 | 21721.3592 | 2.1721 | 2243.0616 | 21721.3592 | 683470.3867 | 19 | 0 | 1819.491 | 0 | 22508.3333 | 109064.1177 | 22508.3333 | 0 | 86555.7844 | 86555.7844 | 0 | 0 | 0 | 0 | 0 | 0 | 0
2022-12-12 08:00 | 0.16738 | 0.24919 | 35584 | 5777.3684 | 634 | 26415.3361 | 3 | 16730.9771 | 1.6731 | 9684.359 | 0 | 663992.089 | 19 | 0 | 1819.491 | 0 | 22508.3333 | 109064.1177 | 22508.3333 | 0 | 86555.7844 | 86555.7844 | 0 | 0 | 0 | 0 | 0 | 0 | 0
2022-12-12 09:00 | 0.33067 | 0.47483 | 35584 | 11413.5644 | 634 | 50334.2592 | 3 | 11094.7929 | 1.1095 | 39239.4663 | 0 | 673676.448 | 19 | 0 | 1819.491 | 0 | 22508.3333 | 109064.1177 | 22508.3333 | 0 | 86555.7844 | 86555.7844 | 0 | 0 | 0 | 0 | 0 | 0 | 0
2022-12-12 10:00 | 0.47048 | 0.60284 | 35584 | 16239.3135 | 634 | 63903.9336 | 3 | 6269.054 | 0.62691 | 57634.8796 | 0 | 712915.9143 | 19 | 0 | 1819.491 | 0 | 22508.3333 | 109064.1177 | 22508.3333 | 0 | 86555.7844 | 86555.7844 | 0 | 0 | 0 | 0 | 0 | 0 | 0
2022-12-12 11:00 | 0.56522 | 0.70754 | 35584 | 19509.4048 | 634 | 75002.6362 | 3 | 2998.9696 | 0.2999 | 72003.6666 | 0 | 770550.7939 | 19 | 0 | 1819.491 | 0 | 22508.3333 | 109064.1177 | 22508.3333 | 0 | 86555.7844 | 86555.7844 | 0 | 0 | 0 | 0 | 0 | 0 | 0
2022-12-12 12:00 | 0.5314 | 0.49323 | 35584 | 18342.0575 | 634 | 52284.7475 | 3 | 4166.3145 | 0.41663 | 48118.433 | 0 | 842554.4605 | 19 | 0 | 1819.491 | 0 | 22508.3333 | 109064.1177 | 22508.3333 | 0 | 86555.7844 | 86555.7844 | 0 | 0 | 0 | 0 | 0 | 0 | 0
2022-12-12 13:00 | 0.45652 | 0.31272 | 35584 | 15757.4634 | 634 | 33149.8211 | 3 | 6750.9031 | 0.67509 | 26398.918 | 0 | 890672.8935 | 19 | 0 | 1819.491 | 0 | 22508.3333 | 109064.1177 | 22508.3333 | 0 | 86555.7844 | 86555.7844 | 0 | 0 | 0 | 0 | 0 | 0 | 0
2022-12-12 14:00 | 0.35265 | 0.37669 | 35584 | 12172.2367 | 634 | 39930.9481 | 3 | 10336.1223 | 1.0336 | 29594.8258 | 0 | 917071.8115 | 19 | 0 | 1819.491 | 0 | 22508.3333 | 109064.1177 | 22508.3333 | 0 | 86555.7844 | 86555.7844 | 0 | 0 | 0 | 0 | 0 | 0 | 0
2022-12-12 15:00 | 0.22993 | 0.34331 | 35584 | 7936.3742 | 634 | 36392.5079 | 3 | 14571.9758 | 1.4572 | 21820.5321 | 0 | 946666.6374 | 19 | 0 | 1819.491 | 0 | 22508.3333 | 109064.1177 | 22508.3333 | 0 | 86555.7844 | 86555.7844 | 0 | 0 | 0 | 0 | 0 | 0 | 0
2022-12-12 16:00 | 0.09035 | 0.17078 | 35584 | 3118.564 | 634 | 18103.4997 | 3 | 19389.7759 | 1.939 | 0 | 1286.2762 | 968487.1694 | 19 | 0 | 1819.491 | 0 | 22508.3333 | 109064.1177 | 22508.3333 | 0 | 86555.7844 | 86555.7844 | 0 | 0 | 0 | 0 | 0 | 0 | 0
2022-12-12 17:00 | 0 | 0 | 35584 | 0 | 634 | 0 | 3 | 22508.3333 | 2.2508 | 0 | 22508.3333 | 967200.8933 | 19 | 0 | 1819.491 | 0 | 22508.3333 | 109064.1177 | 22508.3333 | 0 | 86555.7844 | 86555.7844 | 0 | 0 | 0 | 0 | 0 | 0 | 0
2022-12-12 18:00 | 0 | 0 | 35584 | 0 | 634 | 0 | 3 | 22508.3333 | 2.2508 | 0 | 22508.3333 | 944692.5599 | 19 | 0 | 1819.491 | 0 | 22508.3333 | 109064.1177 | 22508.3333 | 0 | 86555.7844 | 86555.7844 | 0 | 0 | 0 | 0 | 0 | 0 | 0
2022-12-12 19:00 | 0 | 0 | 35584 | 0 | 634 | 0 | 3 | 22508.3333 | 2.2508 | 0 | 22508.3333 | 922184.2266 | 19 | 0 | 1819.491 | 0 | 22508.3333 | 109064.1177 | 22508.3333 | 0 | 86555.7844 | 86555.7844 | 0 | 0 | 0 | 0 | 0 | 0 | 0
2022-12-12 20:00 | 0 | 0 | 35584 | 0 | 634 | 0 | 3 | 22508.3333 | 2.2508 | 0 | 22508.3333 | 899675.8933 | 19 | 0 | 1819.491 | 0 | 22508.3333 | 109064.1177 | 22508.3333 | 0 | 86555.7844 | 86555.7844 | 0 | 0 | 0 | 0 | 0 | 0 | 0
2022-12-12 21:00 | 0 | 0 | 35584 | 0 | 634 | 0 | 3 | 22508.3333 | 2.2508 | 0 | 22508.3333 | 877167.5599 | 19 | 0 | 1819.491 | 0 | 22508.3333 | 109064.1177 | 22508.3333 | 0 | 86555.7844 | 86555.7844 | 0 | 0 | 0 | 0 | 0 | 0 | 0
2022-12-12 22:00 | 0 | 0 | 35584 | 0 | 634 | 0 | 3 | 22508.3333 | 2.2508 | 0 | 22508.3333 | 854659.2266 | 19 | 0 | 1819.491 | 0 | 22508.3333 | 109064.1177 | 22508.3333 | 0 | 86555.7844 | 86555.7844 | 0 | 0 | 0 | 0 | 0 | 0 | 0
2022-12-12 23:00 | 0 | 0 | 35584 | 0 | 634 | 0 | 3 | 22508.3333 | 2.2508 | 0 | 22508.3333 | 832150.8933 | 19 | 0 | 1819.491 | 0 | 22508.3333 | 109064.1177 | 22508.3333 | 0 | 86555.7844 | 86555.7844 | 0 | 0 | 0 | 0 | 0 | 0 | 0
2022-12-13 | 0 | 0 | 35584 | 0 | 634 | 0 | 3 | 18833.3333 | 1.8833 | 0 | 18833.3333 | 809642.5599 | 19 | 0 | 1819.491 | 0 | 18833.3333 | 105389.1177 | 18833.3333 | 0 | 86555.7844 | 86555.7844 | 0 | 0 | 0 | 0 | 0 | 0 | 0
2022-12-13 01:00 | 0 | 0 | 35584 | 0 | 634 | 0 | 3 | 18833.3333 | 1.8833 | 0 | 18833.3333 | 790809.2266 | 19 | 0 | 1819.491 | 0 | 18833.3333 | 105389.1177 | 18833.3333 | 0 | 86555.7844 | 86555.7844 | 0 | 0 | 0 | 0 | 0 | 0 | 0
2022-12-13 02:00 | 0 | 0 | 35584 | 0 | 634 | 0 | 3 | 18833.3333 | 1.8833 | 0 | 18833.3333 | 771975.8933 | 19 | 0 | 1819.491 | 0 | 18833.3333 | 105389.1177 | 18833.3333 | 0 | 86555.7844 | 86555.7844 | 0 | 0 | 0 | 0 | 0 | 0 | 0
2022-12-13 03:00 | 0 | 0 | 35584 | 0 | 634 | 0 | 3 | 18833.3333 | 1.8833 | 0 | 18833.3333 | 753142.5599 | 19 | 0 | 1819.491 | 0 | 18833.3333 | 105389.1177 | 18833.3333 | 0 | 86555.7844 | 86555.7844 | 0 | 0 | 0 | 0 | 0 | 0 | 0
2022-12-13 04:00 | 0 | 0 | 35584 | 0 | 634 | 0 | 3 | 18833.3333 | 1.8833 | 0 | 18833.3333 | 734309.2266 | 19 | 0 | 1819.491 | 0 | 18833.3333 | 105389.1177 | 18833.3333 | 0 | 86555.7844 | 86555.7844 | 0 | 0 | 0 | 0 | 0 | 0 | 0
2022-12-13 05:00 | 0 | 0 | 35584 | 0 | 634 | 0 | 3 | 18833.3333 | 1.8833 | 0 | 18833.3333 | 715475.8933 | 19 | 0 | 1819.491 | 0 | 18833.3333 | 105389.1177 | 18833.3333 | 0 | 86555.7844 | 86555.7844 | 0 | 0 | 0 | 0 | 0 | 0 | 0
2022-12-13 06:00 | 0 | 0 | 35584 | 0 | 634 | 0 | 3 | 18833.3333 | 1.8833 | 0 | 18833.3333 | 696642.5599 | 19 | 0 | 1819.491 | 0 | 18833.3333 | 105389.1177 | 18833.3333 | 0 | 86555.7844 | 86555.7844 | 0 | 0 | 0 | 0 | 0 | 0 | 0
2022-12-13 07:00 | 0.0161 | 0.00428 | 35584 | 555.7153 | 634 | 453.7005 | 3 | 18277.6192 | 1.8278 | 0 | 17823.9186 | 677809.2266 | 19 | 0 | 1819.491 | 0 | 18833.3333 | 105389.1177 | 18833.3333 | 0 | 86555.7844 | 86555.7844 | 0 | 0 | 0 | 0 | 0 | 0 | 0
2022-12-13 08:00 | 0.119 | 0.04076 | 35584 | 4107.4611 | 634 | 4320.7556 | 3 | 14725.8809 | 1.4726 | 0 | 10405.1252 | 659985.308 | 19 | 0 | 1819.491 | 0 | 18833.3333 | 105389.1177 | 18833.3333 | 0 | 86555.7844 | 86555.7844 | 0 | 0 | 0 | 0 | 0 | 0 | 0
2022-12-13 09:00 | 0.24495 | 0.09952 | 35584 | 8454.8118 | 634 | 10549.5977 | 3 | 10378.5394 | 1.0379 | 171.0583 | 0 | 649580.1827 | 19 | 0 | 1819.491 | 0 | 18833.3333 | 105389.1177 | 18833.3333 | 0 | 86555.7844 | 86555.7844 | 0 | 0 | 0 | 0 | 0 | 0 | 0
2022-12-13 10:00 | 0.35423 | 0.18287 | 35584 | 12226.7727 | 634 | 19385.0978 | 3 | 6606.5864 | 0.66066 | 12778.5114 | 0 | 649751.2411 | 19 | 0 | 1819.491 | 0 | 18833.3333 | 105389.1177 | 18833.3333 | 0 | 86555.7844 | 86555.7844 | 0 | 0 | 0 | 0 | 0 | 0 | 0
2022-12-13 11:00 | 0.41462 | 0.13322 | 35584 | 14311.2229 | 634 | 14121.9595 | 3 | 4522.1405 | 0.45221 | 9599.8189 | 0 | 662529.7525 | 19 | 0 | 1819.491 | 0 | 18833.3333 | 105389.1177 | 18833.3333 | 0 | 86555.7844 | 86555.7844 | 0 | 0 | 0 | 0 | 0 | 0 | 0
2022-12-13 12:00 | 0.4582 | 0.16828 | 35584 | 15815.4511 | 634 | 17838.4877 | 3 | 3017.9155 | 0.30179 | 14820.5722 | 0 | 672129.5714 | 19 | 0 | 1819.491 | 0 | 18833.3333 | 105389.1177 | 18833.3333 | 0 | 86555.7844 | 86555.7844 | 0 | 0 | 0 | 0 | 0 | 0 | 0
2022-12-13 13:00 | 0.36688 | 0.02227 | 35584 | 12663.4062 | 634 | 2360.7269 | 3 | 6169.9538 | 0.617 | 0 | 3809.2269 | 686950.1437 | 19 | 0 | 1819.491 | 0 | 18833.3333 | 105389.1177 | 18833.3333 | 0 | 86555.7844 | 86555.7844 | 0 | 0 | 0 | 0 | 0 | 0 | 0
2022-12-13 14:00 | 0.26267 | 0.04544 | 35584 | 9066.4438 | 634 | 4816.8581 | 3 | 9766.9086 | 0.97669 | 0 | 4950.0505 | 683140.9168 | 19 | 0 | 1819.491 | 0 | 18833.3333 | 105389.1177 | 18833.3333 | 0 | 86555.7844 | 86555.7844 | 0 | 0 | 0 | 0 | 0 | 0 | 0
2022-12-13 15:00 | 0.1508 | 0.037 | 35584 | 5205.0852 | 634 | 3922.1776 | 3 | 13628.2591 | 1.3628 | 0 | 9706.0815 | 678190.8663 | 19 | 0 | 1819.491 | 0 | 18833.3333 | 105389.1177 | 18833.3333 | 0 | 86555.7844 | 86555.7844 | 0 | 0 | 0 | 0 | 0 | 0 | 0
2022-12-13 16:00 | 0.05615 | 0.01499 | 35584 | 1938.1004 | 634 | 1589.012 | 3 | 16895.2371 | 1.6895 | 0 | 15306.2251 | 668484.7847 | 19 | 0 | 1819.491 | 0 | 18833.3333 | 105389.1177 | 18833.3333 | 0 | 86555.7844 | 86555.7844 | 0 | 0 | 0 | 0 | 0 | 0 | 0
2022-12-13 17:00 | 0 | 0 | 35584 | 0 | 634 | 0 | 3 | 18833.3333 | 1.8833 | 0 | 18833.3333 | 653178.5596 | 19 | 0 | 1819.491 | 0 | 18833.3333 | 105389.1177 | 18833.3333 | 0 | 86555.7844 | 86555.7844 | 0 | 0 | 0 | 0 | 0 | 0 | 0
2022-12-13 18:00 | 0 | 0 | 35584 | 0 | 634 | 0 | 3 | 18833.3333 | 1.8833 | 0 | 18833.3333 | 634345.2263 | 19 | 0 | 1819.491 | 0 | 18833.3333 | 105389.1177 | 18833.3333 | 0 | 86555.7844 | 86555.7844 | 0 | 0 | 0 | 0 | 0 | 0 | 0
2022-12-13 19:00 | 0 | 0 | 35584 | 0 | 634 | 0 | 3 | 18833.3333 | 1.8833 | 0 | 18833.3333 | 615511.893 | 19 | 0 | 1819.491 | 0 | 18833.3333 | 105389.1177 | 18833.3333 | 0 | 86555.7844 | 86555.7844 | 0 | 0 | 0 | 0 | 0 | 0 | 0
2022-12-13 20:00 | 0 | 0 | 35584 | 0 | 634 | 0 | 3 | 18833.3333 | 1.8833 | 0 | 18833.3333 | 596678.5596 | 19 | 0 | 1819.491 | 0 | 18833.3333 | 105389.1177 | 18833.3333 | 0 | 86555.7844 | 86555.7844 | 0 | 0 | 0 | 0 | 0 | 0 | 0
2022-12-13 21:00 | 0 | 0 | 35584 | 0 | 634 | 0 | 3 | 18833.3333 | 1.8833 | 0 | 18833.3333 | 577845.2263 | 19 | 0 | 1819.491 | 0 | 18833.3333 | 105389.1177 | 18833.3333 | 0 | 86555.7844 | 86555.7844 | 0 | 0 | 0 | 0 | 0 | 0 | 0
2022-12-13 22:00 | 0 | 0 | 35584 | 0 | 634 | 0 | 3 | 18833.3333 | 1.8833 | 0 | 18833.3333 | 559011.893 | 19 | 0 | 1819.491 | 0 | 18833.3333 | 105389.1177 | 18833.3333 | 0 | 86555.7844 | 86555.7844 | 0 | 0 | 0 | 0 | 0 | 0 | 0
2022-12-13 23:00 | 0 | 0 | 35584 | 0 | 634 | 0 | 3 | 18833.3333 | 1.8833 | 0 | 18833.3333 | 540178.5596 | 19 | 0 | 1819.491 | 0 | 18833.3333 | 105389.1177 | 18833.3333 | 0 | 86555.7844 | 86555.7844 | 0 | 0 | 0 | 0 | 0 | 0 | 0
2022-12-14 | 0 | 0 | 35584 | 0 | 634 | 0 | 3 | 21166.6667 | 2.1167 | 0 | 21166.6667 | 521345.2263 | 19 | 0 | 1819.491 | 0 | 21166.6667 | 107722.4511 | 21166.6667 | 0 | 86555.7844 | 86555.7844 | 0 | 0 | 0 | 0 | 0 | 0 | 0
2022-12-14 01:00 | 0 | 0 | 35584 | 0 | 634 | 0 | 3 | 21166.6667 | 2.1167 | 0 | 21166.6667 | 500178.5596 | 19 | 0 | 1819.491 | 0 | 21166.6667 | 107722.4511 | 21166.6667 | 0 | 86555.7844 | 86555.7844 | 0 | 0 | 0 | 0 | 0 | 0 | 0
2022-12-14 02:00 | 0 | 0 | 35584 | 0 | 634 | 0 | 3 | 21166.6667 | 2.1167 | 0 | 21166.6667 | 479011.893 | 19 | 0 | 1819.491 | 0 | 21166.6667 | 107722.4511 | 21166.6667 | 0 | 86555.7844 | 86555.7844 | 0 | 0 | 0 | 0 | 0 | 0 | 0
2022-12-14 03:00 | 0 | 0 | 35584 | 0 | 634 | 0 | 3 | 21166.6667 | 2.1167 | 0 | 21166.6667 | 457845.2263 | 19 | 0 | 1819.491 | 0 | 21166.6667 | 107722.4511 | 21166.6667 | 0 | 86555.7844 | 86555.7844 | 0 | 0 | 0 | 0 | 0 | 0 | 0
2022-12-14 04:00 | 0 | 0 | 35584 | 0 | 634 | 0 | 3 | 21166.6667 | 2.1167 | 0 | 21166.6667 | 436678.5596 | 19 | 0 | 1819.491 | 0 | 21166.6667 | 107722.4511 | 21166.6667 | 0 | 86555.7844 | 86555.7844 | 0 | 0 | 0 | 0 | 0 | 0 | 0
2022-12-14 05:00 | 0 | 0 | 35584 | 0 | 634 | 0 | 3 | 21166.6667 | 2.1167 | 0 | 21166.6667 | 415511.893 | 19 | 0 | 1819.491 | 0 | 21166.6667 | 107722.4511 | 21166.6667 | 0 | 86555.7844 | 86555.7844 | 0 | 0 | 0 | 0 | 0 | 0 | 0
2022-12-14 06:00 | 0 | 0 | 35584 | 0 | 634 | 0 | 3 | 21166.6667 | 2.1167 | 0 | 21166.6667 | 394345.2263 | 19 | 0 | 1819.491 | 0 | 21166.6667 | 107722.4511 | 21166.6667 | 0 | 86555.7844 | 86555.7844 | 0 | 0 | 0 | 0 | 0 | 0 | 0
2022-12-14 07:00 | 0.0189 | 0.00228 | 35584 | 652.3615 | 634 | 241.6909 | 3 | 20514.3066 | 2.0514 | 0 | 20272.6156 | 373178.5596 | 19 | 0 | 1819.491 | 0 | 21166.6667 | 107722.4511 | 21166.6667 | 0 | 86555.7844 | 86555.7844 | 0 | 0 | 0 | 0 | 0 | 0 | 0
2022-12-14 08:00 | 0.143 | 0.08313 | 35584 | 4935.8566 | 634 | 8812.179 | 3 | 16230.8204 | 1.6231 | 0 | 7418.6414 | 352905.944 | 19 | 0 | 1819.491 | 0 | 21166.6667 | 107722.4511 | 21166.6667 | 0 | 86555.7844 | 86555.7844 | 0 | 0 | 0 | 0 | 0 | 0 | 0
2022-12-14 09:00 | 0.29208 | 0.17886 | 35584 | 10081.5735 | 634 | 18960.0185 | 3 | 11085.1144 | 1.1085 | 7874.9041 | 0 | 345487.3026 | 19 | 0 | 1819.491 | 0 | 21166.6667 | 107722.4511 | 21166.6667 | 0 | 86555.7844 | 86555.7844 | 0 | 0 | 0 | 0 | 0 | 0 | 0
2022-12-14 10:00 | 0.4092 | 0.27775 | 35584 | 14124.1436 | 634 | 29442.8332 | 3 | 7042.5528 | 0.70426 | 22400.2804 | 0 | 353362.2067 | 19 | 0 | 1819.491 | 0 | 21166.6667 | 107722.4511 | 21166.6667 | 0 | 86555.7844 | 86555.7844 | 0 | 0 | 0 | 0 | 0 | 0 | 0
2022-12-14 11:00 | 0.48033 | 0.40258 | 35584 | 16579.3008 | 634 | 42675.4124 | 3 | 4587.4007 | 0.45874 | 38088.0116 | 0 | 375762.4871 | 19 | 0 | 1819.491 | 0 | 21166.6667 | 107722.4511 | 21166.6667 | 0 | 86555.7844 | 86555.7844 | 0 | 0 | 0 | 0 | 0 | 0 | 0
2022-12-14 12:00 | 0.45398 | 0.1256 | 35584 | 15669.7916 | 634 | 13314.2029 | 3 | 5496.9081 | 0.54969 | 7817.2948 | 0 | 413850.4988 | 19 | 0 | 1819.491 | 0 | 21166.6667 | 107722.4511 | 21166.6667 | 0 | 86555.7844 | 86555.7844 | 0 | 0 | 0 | 0 | 0 | 0 | 0
2022-12-14 13:00 | 0.28455 | 0.00331 | 35584 | 9821.6644 | 634 | 350.8759 | 3 | 11345.023 | 1.1345 | 0 | 10994.1471 | 421667.7936 | 19 | 0 | 1819.491 | 0 | 21166.6667 | 107722.4511 | 21166.6667 | 0 | 86555.7844 | 86555.7844 | 0 | 0 | 0 | 0 | 0 | 0 | 0
2022-12-14 14:00 | 0.23423 | 0.00694 | 35584 | 8084.7951 | 634 | 735.6733 | 3 | 13081.8886 | 1.3082 | 0 | 12346.2153 | 410673.6465 | 19 | 0 | 1819.491 | 0 | 21166.6667 | 107722.4511 | 21166.6667 | 0 | 86555.7844 | 86555.7844 | 0 | 0 | 0 | 0 | 0 | 0 | 0
2022-12-14 15:00 | 0.1541 | 0.00171 | 35584 | 5318.9896 | 634 | 181.2682 | 3 | 15847.6883 | 1.5848 | 0 | 15666.4201 | 398327.4313 | 19 | 0 | 1819.491 | 0 | 21166.6667 | 107722.4511 | 21166.6667 | 0 | 86555.7844 | 86555.7844 | 0 | 0 | 0 | 0 | 0 | 0 | 0
2022-12-14 16:00 | 0.06228 | 0 | 35584 | 2149.6864 | 634 | 0 | 3 | 19016.9848 | 1.9017 | 0 | 19016.9848 | 382661.0112 | 19 | 0 | 1819.491 | 0 | 21166.6667 | 107722.4511 | 21166.6667 | 0 | 86555.7844 | 86555.7844 | 0 | 0 | 0 | 0 | 0 | 0 | 0
2022-12-14 17:00 | 0 | 0 | 35584 | 0 | 634 | 0 | 3 | 21166.6667 | 2.1167 | 0 | 21166.6667 | 363644.0264 | 19 | 0 | 1819.491 | 0 | 21166.6667 | 107722.4511 | 21166.6667 | 0 | 86555.7844 | 86555.7844 | 0 | 0 | 0 | 0 | 0 | 0 | 0
2022-12-14 18:00 | 0 | 0 | 35584 | 0 | 634 | 0 | 3 | 21166.6667 | 2.1167 | 0 | 21166.6667 | 342477.3597 | 19 | 0 | 1819.491 | 0 | 21166.6667 | 107722.4511 | 21166.6667 | 0 | 86555.7844 | 86555.7844 | 0 | 0 | 0 | 0 | 0 | 0 | 0
2022-12-14 19:00 | 0 | 0 | 35584 | 0 | 634 | 0 | 3 | 21166.6667 | 2.1167 | 0 | 21166.6667 | 321310.693 | 19 | 0 | 1819.491 | 0 | 21166.6667 | 107722.4511 | 21166.6667 | 0 | 86555.7844 | 86555.7844 | 0 | 0 | 0 | 0 | 0 | 0 | 0
2022-12-14 20:00 | 0 | 0 | 35584 | 0 | 634 | 0 | 3 | 21166.6667 | 2.1167 | 0 | 21166.6667 | 300144.0264 | 19 | 0 | 1819.491 | 0 | 21166.6667 | 107722.4511 | 21166.6667 | 0 | 86555.7844 | 86555.7844 | 0 | 0 | 0 | 0 | 0 | 0 | 0
2022-12-14 21:00 | 0 | 0 | 35584 | 0 | 634 | 0 | 3 | 21166.6667 | 2.1167 | 0 | 21166.6667 | 278977.3597 | 19 | 0 | 1819.491 | 0 | 21166.6667 | 107722.4511 | 21166.6667 | 0 | 86555.7844 | 86555.7844 | 0 | 0 | 0 | 0 | 0 | 0 | 0
2022-12-14 22:00 | 0 | 0 | 35584 | 0 | 634 | 0 | 3 | 21166.6667 | 2.1167 | 0 | 21166.6667 | 257810.693 | 19 | 0 | 1819.491 | 0 | 21166.6667 | 107722.4511 | 21166.6667 | 0 | 86555.7844 | 86555.7844 | 0 | 0 | 0 | 0 | 0 | 0 | 0
2022-12-14 23:00 | 0 | 0 | 35584 | 0 | 634 | 0 | 3 | 21166.6667 | 2.1167 | 0 | 21166.6667 | 236644.0264 | 19 | 0 | 1819.491 | 0 | 21166.6667 | 107722.4511 | 21166.6667 | 0 | 86555.7844 | 86555.7844 | 0 | 0 | 0 | 0 | 0 | 0 | 0
2022-12-15 | 0 | 0 | 35584 | 0 | 634 | 0 | 3 | 22416.6667 | 2.2417 | 0 | 22416.6667 | 215477.3597 | 19 | 0 | 1819.491 | 0 | 22416.6667 | 108972.4511 | 22416.6667 | 0 | 86555.7844 | 86555.7844 | 0 | 0 | 0 | 0 | 0 | 0 | 0
2022-12-15 01:00 | 0 | 0 | 35584 | 0 | 634 | 0 | 3 | 22416.6667 | 2.2417 | 0 | 22416.6667 | 193060.693 | 19 | 0 | 1819.491 | 0 | 22416.6667 | 108972.4511 | 22416.6667 | 0 | 86555.7844 | 86555.7844 | 0 | 0 | 0 | 0 | 0 | 0 | 0
2022-12-15 02:00 | 0 | 0 | 35584 | 0 | 634 | 0 | 3 | 22416.6667 | 2.2417 | 0 | 22416.6667 | 170644.0264 | 19 | 0 | 1819.491 | 0 | 22416.6667 | 108972.4511 | 22416.6667 | 0 | 86555.7844 | 86555.7844 | 0 | 0 | 0 | 0 | 0 | 0 | 0
2022-12-15 03:00 | 0 | 0 | 35584 | 0 | 634 | 0 | 3 | 22416.6667 | 2.2417 | 0 | 22416.6667 | 148227.3597 | 19 | 0 | 1819.491 | 0 | 22416.6667 | 108972.4511 | 22416.6667 | 0 | 86555.7844 | 86555.7844 | 0 | 0 | 0 | 0 | 0 | 0 | 0
2022-12-15 04:00 | 0 | 0 | 35584 | 0 | 634 | 0 | 3 | 22416.6667 | 2.2417 | 0 | 22416.6667 | 125810.693 | 19 | 0 | 1819.491 | 0 | 22416.6667 | 108972.4511 | 22416.6667 | 0 | 86555.7844 | 86555.7844 | 0 | 0 | 0 | 0 | 0 | 0 | 0
2022-12-15 05:00 | 0 | 0 | 35584 | 0 | 634 | 0 | 3 | 22416.6667 | 2.2417 | 0 | 22416.6667 | 103394.0264 | 19 | 0 | 1819.491 | 0 | 22416.6667 | 108972.4511 | 22416.6667 | 0 | 86555.7844 | 86555.7844 | 0 | 0 | 0 | 0 | 0 | 0 | 0
2022-12-15 06:00 | 0 | 0 | 35584 | 0 | 634 | 0 | 3 | 22416.6667 | 2.2417 | 0 | 22416.6667 | 80977.3597 | 19 | 0 | 1819.491 | 0 | 22416.6667 | 108972.4511 | 22416.6667 | 0 | 86555.7844 | 86555.7844 | 0 | 0 | 0 | 0 | 0 | 0 | 0
2022-12-15 07:00 | 0.01875 | 0.00266 | 35584 | 647.184 | 634 | 281.9728 | 3 | 21769.484 | 2.1769 | 0 | 21487.5113 | 58560.693 | 19 | 0 | 1819.491 | 0 | 22416.6667 | 108972.4511 | 22416.6667 | 0 | 86555.7844 | 86555.7844 | 0 | 0 | 0 | 0 | 0 | 0 | 0
2022-12-15 08:00 | 0.14945 | 0.18069 | 35584 | 5158.4879 | 634 | 19154.0073 | 3 | 17258.1896 | 1.7258 | 1895.8177 | 0 | 37073.1818 | 19 | 0 | 1819.491 | 0 | 22416.6667 | 108972.4511 | 22416.6667 | 0 | 86555.7844 | 86555.7844 | 0 | 0 | 0 | 0 | 0 | 0 | 0
2022-12-15 09:00 | 0.30602 | 0.33734 | 35584 | 10562.7332 | 634 | 35759.6592 | 3 | 11853.9557 | 1.1854 | 23905.7035 | 0 | 38968.9995 | 19 | 0 | 1819.491 | 0 | 22416.6667 | 108972.4511 | 22416.6667 | 0 | 86555.7844 | 86555.7844 | 0 | 0 | 0 | 0 | 0 | 0 | 0
2022-12-15 10:00 | 0.44027 | 0.43426 | 35584 | 15196.5706 | 634 | 46033.6444 | 3 | 7220.128 | 0.72201 | 38813.5164 | 0 | 62874.703 | 19 | 0 | 1819.491 | 0 | 22416.6667 | 108972.4511 | 22416.6667 | 0 | 86555.7844 | 86555.7844 | 0 | 0 | 0 | 0 | 0 | 0 | 0
2022-12-15 11:00 | 0.5223 | 0.47723 | 35584 | 18027.9575 | 634 | 50588.6707 | 3 | 4388.7471 | 0.43887 | 46199.9236 | 0 | 101688.2195 | 19 | 0 | 1819.491 | 0 | 22416.6667 | 108972.4511 | 22416.6667 | 0 | 86555.7844 | 86555.7844 | 0 | 0 | 0 | 0 | 0 | 0 | 0
2022-12-15 12:00 | 0.56705 | 0.61629 | 35584 | 19572.57 | 634 | 65329.6982 | 3 | 2844.1379 | 0.28441 | 62485.5603 | 0 | 147888.143 | 19 | 0 | 1819.491 | 0 | 22416.6667 | 108972.4511 | 22416.6667 | 0 | 86555.7844 | 86555.7844 | 0 | 0 | 0 | 0 | 0 | 0 | 0
2022-12-15 13:00 | 0.5187 | 0.59036 | 35584 | 17903.6982 | 634 | 62580.9937 | 3 | 4513.0062 | 0.4513 | 58067.9875 | 0 | 210373.7033 | 19 | 0 | 1819.491 | 0 | 22416.6667 | 108972.4511 | 22416.6667 | 0 | 86555.7844 | 86555.7844 | 0 | 0 | 0 | 0 | 0 | 0 | 0
2022-12-15 14:00 | 0.36788 | 0.44324 | 35584 | 12697.9227 | 634 | 46985.5676 | 3 | 9718.7707 | 0.97188 | 37266.7968 | 0 | 268441.6909 | 19 | 0 | 1819.491 | 0 | 22416.6667 | 108972.4511 | 22416.6667 | 0 | 86555.7844 | 86555.7844 | 0 | 0 | 0 | 0 | 0 | 0 | 0
2022-12-15 15:00 | 0.23079 | 0.34004 | 35584 | 7966.0584 | 634 | 36045.8722 | 3 | 14450.625 | 1.4451 | 21595.2472 | 0 | 305708.4877 | 19 | 0 | 1819.491 | 0 | 22416.6667 | 108972.4511 | 22416.6667 | 0 | 86555.7844 | 86555.7844 | 0 | 0 | 0 | 0 | 0 | 0 | 0
2022-12-15 16:00 | 0.08633 | 0.17646 | 35584 | 2979.8077 | 634 | 18705.607 | 3 | 19436.8652 | 1.9437 | 0 | 731.2582 | 327303.7349 | 19 | 0 | 1819.491 | 0 | 22416.6667 | 108972.4511 | 22416.6667 | 0 | 86555.7844 | 86555.7844 | 0 | 0 | 0 | 0 | 0 | 0 | 0
2022-12-15 17:00 | 0 | 0 | 35584 | 0 | 634 | 0 | 3 | 22416.6667 | 2.2417 | 0 | 22416.6667 | 326572.4767 | 19 | 0 | 1819.491 | 0 | 22416.6667 | 108972.4511 | 22416.6667 | 0 | 86555.7844 | 86555.7844 | 0 | 0 | 0 | 0 | 0 | 0 | 0
2022-12-15 18:00 | 0 | 0 | 35584 | 0 | 634 | 0 | 3 | 22416.6667 | 2.2417 | 0 | 22416.6667 | 304155.81 | 19 | 0 | 1819.491 | 0 | 22416.6667 | 108972.4511 | 22416.6667 | 0 | 86555.7844 | 86555.7844 | 0 | 0 | 0 | 0 | 0 | 0 | 0
2022-12-15 19:00 | 0 | 0 | 35584 | 0 | 634 | 0 | 3 | 22416.6667 | 2.2417 | 0 | 22416.6667 | 281739.1433 | 19 | 0 | 1819.491 | 0 | 22416.6667 | 108972.4511 | 22416.6667 | 0 | 86555.7844 | 86555.7844 | 0 | 0 | 0 | 0 | 0 | 0 | 0
2022-12-15 20:00 | 0 | 0 | 35584 | 0 | 634 | 0 | 3 | 22416.6667 | 2.2417 | 0 | 22416.6667 | 259322.4767 | 19 | 0 | 1819.491 | 0 | 22416.6667 | 108972.4511 | 22416.6667 | 0 | 86555.7844 | 86555.7844 | 0 | 0 | 0 | 0 | 0 | 0 | 0
2022-12-15 21:00 | 0 | 0 | 35584 | 0 | 634 | 0 | 3 | 22416.6667 | 2.2417 | 0 | 22416.6667 | 236905.81 | 19 | 0 | 1819.491 | 0 | 22416.6667 | 108972.4511 | 22416.6667 | 0 | 86555.7844 | 86555.7844 | 0 | 0 | 0 | 0 | 0 | 0 | 0
2022-12-15 22:00 | 0 | 0 | 35584 | 0 | 634 | 0 | 3 | 22416.6667 | 2.2417 | 0 | 22416.6667 | 214489.1433 | 19 | 0 | 1819.491 | 0 | 22416.6667 | 108972.4511 | 22416.6667 | 0 | 86555.7844 | 86555.7844 | 0 | 0 | 0 | 0 | 0 | 0 | 0
2022-12-15 23:00 | 0 | 0 | 35584 | 0 | 634 | 0 | 3 | 22416.6667 | 2.2417 | 0 | 22416.6667 | 192072.4767 | 19 | 0 | 1819.491 | 0 | 22416.6667 | 108972.4511 | 22416.6667 | 0 | 86555.7844 | 86555.7844 | 0 | 0 | 0 | 0 | 0 | 0 | 0
2022-12-16 | 0 | 0 | 35584 | 0 | 634 | 0 | 3 | 21358.3333 | 2.1358 | 0 | 21358.3333 | 169655.81 | 19 | 0 | 1819.491 | 0 | 21358.3333 | 107914.1177 | 21358.3333 | 0 | 86555.7844 | 86555.7844 | 0 | 0 | 0 | 0 | 0 | 0 | 0
2022-12-16 01:00 | 0 | 0 | 35584 | 0 | 634 | 0 | 3 | 21358.3333 | 2.1358 | 0 | 21358.3333 | 148297.4767 | 19 | 0 | 1819.491 | 0 | 21358.3333 | 107914.1177 | 21358.3333 | 0 | 86555.7844 | 86555.7844 | 0 | 0 | 0 | 0 | 0 | 0 | 0
2022-12-16 02:00 | 0 | 0 | 35584 | 0 | 634 | 0 | 3 | 21358.3333 | 2.1358 | 0 | 21358.3333 | 126939.1433 | 19 | 0 | 1819.491 | 0 | 21358.3333 | 107914.1177 | 21358.3333 | 0 | 86555.7844 | 86555.7844 | 0 | 0 | 0 | 0 | 0 | 0 | 0
2022-12-16 03:00 | 0 | 0 | 35584 | 0 | 634 | 0 | 3 | 21358.3333 | 2.1358 | 0 | 21358.3333 | 105580.81 | 19 | 0 | 1819.491 | 0 | 21358.3333 | 107914.1177 | 21358.3333 | 0 | 86555.7844 | 86555.7844 | 0 | 0 | 0 | 0 | 0 | 0 | 0
2022-12-16 04:00 | 0 | 0 | 35584 | 0 | 634 | 0 | 3 | 21358.3333 | 2.1358 | 0 | 21358.3333 | 84222.4767 | 19 | 0 | 1819.491 | 0 | 21358.3333 | 107914.1177 | 21358.3333 | 0 | 86555.7844 | 86555.7844 | 0 | 0 | 0 | 0 | 0 | 0 | 0
2022-12-16 05:00 | 0 | 0 | 35584 | 0 | 634 | 0 | 3 | 21358.3333 | 2.1358 | 0 | 21358.3333 | 62864.1433 | 19 | 0 | 1819.491 | 0 | 21358.3333 | 107914.1177 | 21358.3333 | 0 | 86555.7844 | 86555.7844 | 0 | 0 | 0 | 0 | 0 | 0 | 0
2022-12-16 06:00 | 0 | 0 | 35584 | 0 | 634 | 0 | 3 | 21358.3333 | 2.1358 | 0 | 21358.3333 | 41505.81 | 19 | 0 | 1819.491 | 0 | 21358.3333 | 107914.1177 | 21358.3333 | 0 | 86555.7844 | 86555.7844 | 0 | 0 | 0 | 0 | 0 | 0 | 0
2022-12-16 07:00 | 0.01865 | 0.00535 | 35584 | 643.7324 | 634 | 567.1257 | 3 | 20714.6023 | 2.0715 | 0 | 20147.4767 | 20147.4767 | 19 | 0 | 1819.491 | 0 | 21358.3333 | 107914.1177 | 21358.3333 | 0 | 86555.7844 | 86555.7844 | 0 | 0 | 0 | 0 | 0 | 0 | 0
2022-12-16 08:00 | 0.15585 | 0.24693 | 35584 | 5379.3934 | 634 | 26175.7653 | 3 | 25478.9513 | 2.5479 | 696.814 | 0 | 0 | 19 | 9500 | 1819.491 | 199.6997 | 21358.3333 | 107914.1177 | 30858.3333 | 0 | 77055.7844 | 77055.7844 | 0 | 9500 | 0 | 0 | 0 | 0 | 0
2022-12-16 09:00 | 0.32095 | 0.43812 | 35584 | 11078.0643 | 634 | 46442.823 | 3 | 19780.2924 | 1.978 | 26662.5306 | 0 | 696.814 | 19 | 9500 | 1819.491 | 199.6997 | 21358.3333 | 107914.1177 | 30858.3333 | 0 | 77055.7844 | 77055.7844 | 9500 | 0 | 0 | 0 | 0 | 0 | 0
2022-12-16 10:00 | 0.4603 | 0.54853 | 35584 | 15887.9357 | 634 | 58146.8129 | 3 | 14970.431 | 1.497 | 43176.3819 | 0 | 27359.3446 | 19 | 9500 | 1819.491 | 199.6997 | 21358.3333 | 107914.1177 | 30858.3333 | 0 | 77055.7844 | 77055.7844 | 9500 | 0 | 0 | 0 | 0 | 0 | 0
2022-12-16 11:00 | 0.54555 | 0.60919 | 35584 | 18830.4657 | 634 | 64577.0641 | 3 | 12027.9073 | 1.2028 | 52549.1568 | 0 | 70535.7265 | 19 | 9500 | 1819.491 | 199.6997 | 21358.3333 | 107914.1177 | 30858.3333 | 0 | 77055.7844 | 77055.7844 | 9500 | 0 | 0 | 0 | 0 | 0 | 0
2022-12-16 12:00 | 0.57797 | 0.69634 | 35584 | 19949.4899 | 634 | 73815.3824 | 3 | 10908.8854 | 1.0909 | 62906.497 | 0 | 123084.8833 | 19 | 9500 | 1819.491 | 199.6997 | 21358.3333 | 107914.1177 | 30858.3333 | 0 | 77055.7844 | 77055.7844 | 0 | 9500 | 0 | 0 | 0 | 0 | 0
2022-12-16 13:00 | 0.52972 | 0.67173 | 35584 | 18284.0698 | 634 | 71206.6043 | 3 | 12574.302 | 1.2574 | 58632.3023 | 0 | 185991.3803 | 19 | 9500 | 1819.491 | 199.6997 | 21358.3333 | 107914.1177 | 30858.3333 | 0 | 77055.7844 | 77055.7844 | 0 | 9500 | 0 | 0 | 0 | 0 | 0
2022-12-16 14:00 | 0.4198 | 0.59171 | 35584 | 14490.0183 | 634 | 62724.1002 | 3 | 16073.1384 | 1.6073 | 46650.9618 | 0 | 244623.6826 | 19 | 9204.7929 | 1819.491 | 193.4941 | 21358.3333 | 107914.1177 | 30563.1262 | 0 | 77350.9915 | 77350.9915 | 9204.7929 | 0 | 0 | 0 | 0 | 0 | 0
2022-12-16 15:00 | 0.2626 | 0.44812 | 35584 | 9064.0276 | 634 | 47502.871 | 3 | 12294.3248 | 1.2294 | 35208.5462 | 0 | 291274.6444 | 19 | 0 | 1819.491 | 0 | 21358.3333 | 107914.1177 | 21358.3333 | 0 | 86555.7844 | 86555.7844 | 0 | 0 | 0 | 0 | 0 | 0 | 0
2022-12-16 16:00 | 0.10018 | 0.21401 | 35584 | 3457.861 | 634 | 22686.0872 | 3 | 17900.4796 | 1.79 | 4785.6076 | 0 | 326483.1906 | 19 | 0 | 1819.491 | 0 | 21358.3333 | 107914.1177 | 21358.3333 | 0 | 86555.7844 | 86555.7844 | 0 | 0 | 0 | 0 | 0 | 0 | 0
2022-12-16 17:00 | 0 | 0 | 35584 | 0 | 634 | 0 | 3 | 21358.3333 | 2.1358 | 0 | 21358.3333 | 331268.7982 | 19 | 0 | 1819.491 | 0 | 21358.3333 | 107914.1177 | 21358.3333 | 0 | 86555.7844 | 86555.7844 | 0 | 0 | 0 | 0 | 0 | 0 | 0
2022-12-16 18:00 | 0 | 0 | 35584 | 0 | 634 | 0 | 3 | 21358.3333 | 2.1358 | 0 | 21358.3333 | 309910.4648 | 19 | 0 | 1819.491 | 0 | 21358.3333 | 107914.1177 | 21358.3333 | 0 | 86555.7844 | 86555.7844 | 0 | 0 | 0 | 0 | 0 | 0 | 0
2022-12-16 19:00 | 0 | 0 | 35584 | 0 | 634 | 0 | 3 | 21358.3333 | 2.1358 | 0 | 21358.3333 | 288552.1315 | 19 | 0 | 1819.491 | 0 | 21358.3333 | 107914.1177 | 21358.3333 | 0 | 86555.7844 | 86555.7844 | 0 | 0 | 0 | 0 | 0 | 0 | 0
2022-12-16 20:00 | 0 | 0 | 35584 | 0 | 634 | 0 | 3 | 21358.3333 | 2.1358 | 0 | 21358.3333 | 267193.7982 | 19 | 0 | 1819.491 | 0 | 21358.3333 | 107914.1177 | 21358.3333 | 0 | 86555.7844 | 86555.7844 | 0 | 0 | 0 | 0 | 0 | 0 | 0
2022-12-16 21:00 | 0 | 0 | 35584 | 0 | 634 | 0 | 3 | 21358.3333 | 2.1358 | 0 | 21358.3333 | 245835.4648 | 19 | 0 | 1819.491 | 0 | 21358.3333 | 107914.1177 | 21358.3333 | 0 | 86555.7844 | 86555.7844 | 0 | 0 | 0 | 0 | 0 | 0 | 0
2022-12-16 22:00 | 0 | 0 | 35584 | 0 | 634 | 0 | 3 | 21358.3333 | 2.1358 | 0 | 21358.3333 | 224477.1315 | 19 | 0 | 1819.491 | 0 | 21358.3333 | 107914.1177 | 21358.3333 | 0 | 86555.7844 | 86555.7844 | 0 | 0 | 0 | 0 | 0 | 0 | 0
2022-12-16 23:00 | 0 | 0 | 35584 | 0 | 634 | 0 | 3 | 21358.3333 | 2.1358 | 0 | 21358.3333 | 203118.7982 | 19 | 0 | 1819.491 | 0 | 21358.3333 | 107914.1177 | 21358.3333 | 0 | 86555.7844 | 86555.7844 | 0 | 0 | 0 | 0 | 0 | 0 | 0
2022-12-17 | 0 | 0 | 35584 | 0 | 634 | 0 | 3 | 23016.6667 | 2.3017 | 0 | 23016.6667 | 181760.4648 | 19 | 0 | 1819.491 | 0 | 23016.6667 | 109572.4511 | 23016.6667 | 0 | 86555.7844 | 86555.7844 | 0 | 0 | 0 | 0 | 0 | 0 | 0
2022-12-17 01:00 | 0 | 0 | 35584 | 0 | 634 | 0 | 3 | 23016.6667 | 2.3017 | 0 | 23016.6667 | 158743.7982 | 19 | 0 | 1819.491 | 0 | 23016.6667 | 109572.4511 | 23016.6667 | 0 | 86555.7844 | 86555.7844 | 0 | 0 | 0 | 0 | 0 | 0 | 0
2022-12-17 02:00 | 0 | 0 | 35584 | 0 | 634 | 0 | 3 | 23016.6667 | 2.3017 | 0 | 23016.6667 | 135727.1315 | 19 | 0 | 1819.491 | 0 | 23016.6667 | 109572.4511 | 23016.6667 | 0 | 86555.7844 | 86555.7844 | 0 | 0 | 0 | 0 | 0 | 0 | 0
2022-12-17 03:00 | 0 | 0 | 35584 | 0 | 634 | 0 | 3 | 23016.6667 | 2.3017 | 0 | 23016.6667 | 112710.4648 | 19 | 0 | 1819.491 | 0 | 23016.6667 | 109572.4511 | 23016.6667 | 0 | 86555.7844 | 86555.7844 | 0 | 0 | 0 | 0 | 0 | 0 | 0
2022-12-17 04:00 | 0 | 0 | 35584 | 0 | 634 | 0 | 3 | 23016.6667 | 2.3017 | 0 | 23016.6667 | 89693.7982 | 19 | 0 | 1819.491 | 0 | 23016.6667 | 109572.4511 | 23016.6667 | 0 | 86555.7844 | 86555.7844 | 0 | 0 | 0 | 0 | 0 | 0 | 0
2022-12-17 05:00 | 0 | 0 | 35584 | 0 | 634 | 0 | 3 | 23016.6667 | 2.3017 | 0 | 23016.6667 | 66677.1315 | 19 | 0 | 1819.491 | 0 | 23016.6667 | 109572.4511 | 23016.6667 | 0 | 86555.7844 | 86555.7844 | 0 | 0 | 0 | 0 | 0 | 0 | 0
2022-12-17 06:00 | 0 | 0 | 35584 | 0 | 634 | 0 | 3 | 23016.6667 | 2.3017 | 0 | 23016.6667 | 43660.4648 | 19 | 0 | 1819.491 | 0 | 23016.6667 | 109572.4511 | 23016.6667 | 0 | 86555.7844 | 86555.7844 | 0 | 0 | 0 | 0 | 0 | 0 | 0
2022-12-17 07:00 | 0.01927 | 0.01611 | 35584 | 665.1326 | 634 | 1707.7373 | 3 | 22351.5355 | 2.2352 | 0 | 20643.7982 | 20643.7982 | 19 | 0 | 1819.491 | 0 | 23016.6667 | 109572.4511 | 23016.6667 | 0 | 86555.7844 | 86555.7844 | 0 | 0 | 0 | 0 | 0 | 0 | 0
2022-12-17 08:00 | 0.166 | 0.33834 | 35584 | 5729.7357 | 634 | 35865.664 | 3 | 17286.9431 | 1.7287 | 18578.721 | 0 | 0 | 19 | 0 | 1819.491 | 0 | 23016.6667 | 109572.4511 | 23016.6667 | 0 | 86555.7844 | 86555.7844 | 0 | 0 | 0 | 0 | 0 | 0 | 0
2022-12-17 09:00 | 0.34015 | 0.55748 | 35584 | 11740.7807 | 634 | 59095.5559 | 3 | 20775.9107 | 2.0776 | 38319.6452 | 0 | 18578.721 | 19 | 9500 | 1819.491 | 199.6997 | 23016.6667 | 109572.4511 | 32516.6667 | 0 | 77055.7844 | 77055.7844 | 9500 | 0 | 0 | 0 | 0 | 0 | 0
2022-12-17 10:00 | 0.48238 | 0.66418 | 35584 | 16650.0596 | 634 | 70406.2681 | 3 | 15866.6421 | 1.5867 | 54539.626 | 0 | 56898.3662 | 19 | 9500 | 1819.491 | 199.6997 | 23016.6667 | 109572.4511 | 32516.6667 | 0 | 77055.7844 | 77055.7844 | 0 | 9500 | 0 | 0 | 0 | 0 | 0
2022-12-17 11:00 | 0.56892 | 0.71976 | 35584 | 19637.1158 | 634 | 76298.0148 | 3 | 3379.5922 | 0.33796 | 72918.4226 | 0 | 111437.9921 | 19 | 0 | 1819.491 | 0 | 23016.6667 | 109572.4511 | 23016.6667 | 0 | 86555.7844 | 86555.7844 | 0 | 0 | 0 | 0 | 0 | 0 | 0
2022-12-17 12:00 | 0.61262 | 0.88887 | 35584 | 21145.486 | 634 | 94224.4866 | 3 | 11371.2252 | 1.1371 | 82853.2614 | 0 | 184356.4148 | 19 | 9500 | 1819.491 | 199.6997 | 23016.6667 | 109572.4511 | 32516.6667 | 0 | 77055.7844 | 77055.7844 | 0 | 9500 | 0 | 0 | 0 | 0 | 0
2022-12-17 13:00 | 0.5665 | 0.87915 | 35584 | 19553.5859 | 634 | 93194.1199 | 3 | 12963.1219 | 1.2963 | 80230.998 | 0 | 267209.6761 | 19 | 9500 | 1819.491 | 199.6997 | 23016.6667 | 109572.4511 | 32516.6667 | 0 | 77055.7844 | 77055.7844 | 9500 | 0 | 0 | 0 | 0 | 0 | 0
2022-12-17 14:00 | 0.4577 | 0.81988 | 35584 | 15798.1929 | 634 | 86911.2154 | 3 | 16718.507 | 1.6719 | 70192.7084 | 0 | 347440.6741 | 19 | 9500 | 1819.491 | 199.6997 | 23016.6667 | 109572.4511 | 32516.6667 | 0 | 77055.7844 | 77055.7844 | 0 | 9500 | 0 | 0 | 0 | 0 | 0
2022-12-17 15:00 | 0.29738 | 0.70388 | 35584 | 10264.5108 | 634 | 74614.6586 | 3 | 12752.1775 | 1.2752 | 61862.4812 | 0 | 417633.3825 | 19 | 0 | 1819.491 | 0 | 23016.6667 | 109572.4511 | 23016.6667 | 0 | 86555.7844 | 86555.7844 | 0 | 0 | 0 | 0 | 0 | 0 | 0
2022-12-17 16:00 | 0.11855 | 0.41917 | 35584 | 4091.9287 | 634 | 44434.032 | 3 | 23016.6667 | 2.3017 | 21417.3653 | 0 | 479495.8637 | 19 | 4091.9201 | 1819.491 | 86.0163 | 23016.6667 | 109572.4511 | 27108.5868 | 0 | 82463.8643 | 82463.8643 | 4091.9201 | 0 | 0 | 0 | 0 | 0 | 0
2022-12-17 17:00 | 0 | 0 | 35584 | 0 | 634 | 0 | 3 | 30000 | 3 | 0 | 30000 | 500913.2291 | 19 | 6983.3333 | 1819.491 | 146.7968 | 23016.6667 | 109572.4511 | 30000 | 0 | 79572.4511 | 79572.4511 | 0 | 6983.3333 | 0 | 0 | 0 | 0 | 0
2022-12-17 18:00 | 0 | 0 | 35584 | 0 | 634 | 0 | 3 | 30000 | 3 | 0 | 30000 | 470913.2291 | 19 | 6983.3333 | 1819.491 | 146.7968 | 23016.6667 | 109572.4511 | 30000 | 0 | 79572.4511 | 79572.4511 | 0 | 6983.3333 | 0 | 0 | 0 | 0 | 0
2022-12-17 19:00 | 0 | 0 | 35584 | 0 | 634 | 0 | 3 | 30000 | 3 | 0 | 30000 | 440913.2291 | 19 | 6983.3333 | 1819.491 | 146.7968 | 23016.6667 | 109572.4511 | 30000 | 0 | 79572.4511 | 79572.4511 | 0 | 6983.3333 | 0 | 0 | 0 | 0 | 0
2022-12-17 20:00 | 0 | 0 | 35584 | 0 | 634 | 0 | 3 | 30000 | 3 | 0 | 30000 | 410913.2291 | 19 | 6983.3333 | 1819.491 | 146.7968 | 23016.6667 | 109572.4511 | 30000 | 0 | 79572.4511 | 79572.4511 | 0 | 6983.3333 | 0 | 0 | 0 | 0 | 0
2022-12-17 21:00 | 0 | 0 | 35584 | 0 | 634 | 0 | 3 | 30000 | 3 | 0 | 30000 | 380913.2291 | 19 | 6983.3333 | 1819.491 | 146.7968 | 23016.6667 | 109572.4511 | 30000 | 0 | 79572.4511 | 79572.4511 | 0 | 6983.3333 | 0 | 0 | 0 | 0 | 0
2022-12-17 22:00 | 0 | 0 | 35584 | 0 | 634 | 0 | 3 | 30000 | 3 | 0 | 30000 | 350913.2291 | 19 | 6983.3333 | 1819.491 | 146.7968 | 23016.6667 | 109572.4511 | 30000 | 0 | 79572.4511 | 79572.4511 | 0 | 6983.3333 | 0 | 0 | 0 | 0 | 0
2022-12-17 23:00 | 0 | 0 | 35584 | 0 | 634 | 0 | 3 | 30000 | 3 | 0 | 30000 | 320913.2291 | 19 | 6983.3333 | 1819.491 | 146.7968 | 23016.6667 | 109572.4511 | 30000 | 0 | 79572.4511 | 79572.4511 | 0 | 6983.3333 | 0 | 0 | 0 | 0 | 0
2022-12-18 | 0 | 0 | 35584 | 0 | 634 | 0 | 3 | 30000 | 3 | 0 | 30000 | 290913.2291 | 19 | 6583.3333 | 1819.491 | 138.3884 | 23416.6667 | 109972.4511 | 30000 | 0 | 79972.4511 | 79972.4511 | 0 | 6583.3333 | 0 | 0 | 0 | 0 | 0
2022-12-18 01:00 | 0 | 0 | 35584 | 0 | 634 | 0 | 3 | 30000 | 3 | 0 | 30000 | 260913.2291 | 19 | 6583.3333 | 1819.491 | 138.3884 | 23416.6667 | 109972.4511 | 30000 | 0 | 79972.4511 | 79972.4511 | 0 | 6583.3333 | 0 | 0 | 0 | 0 | 0
2022-12-18 02:00 | 0 | 0 | 35584 | 0 | 634 | 0 | 3 | 30000 | 3 | 0 | 30000 | 230913.2291 | 19 | 6583.3333 | 1819.491 | 138.3884 | 23416.6667 | 109972.4511 | 30000 | 0 | 79972.4511 | 79972.4511 | 0 | 6583.3333 | 0 | 0 | 0 | 0 | 0
2022-12-18 03:00 | 0 | 0 | 35584 | 0 | 634 | 0 | 3 | 30000 | 3 | 0 | 30000 | 200913.2291 | 19 | 6583.3333 | 1819.491 | 138.3884 | 23416.6667 | 109972.4511 | 30000 | 0 | 79972.4511 | 79972.4511 | 0 | 6583.3333 | 0 | 0 | 0 | 0 | 0
2022-12-18 04:00 | 0 | 0 | 35584 | 0 | 634 | 0 | 3 | 30000 | 3 | 0 | 30000 | 170913.2291 | 19 | 6583.3333 | 1819.491 | 138.3884 | 23416.6667 | 109972.4511 | 30000 | 0 | 79972.4511 | 79972.4511 | 0 | 6583.3333 | 0 | 0 | 0 | 0 | 0
2022-12-18 05:00 | 0 | 0 | 35584 | 0 | 634 | 0 | 3 | 30000 | 3 | 0 | 30000 | 140913.2291 | 19 | 6583.3333 | 1819.491 | 138.3884 | 23416.6667 | 109972.4511 | 30000 | 0 | 79972.4511 | 79972.4511 | 0 | 6583.3333 | 0 | 0 | 0 | 0 | 0
2022-12-18 06:00 | 0 | 0 | 35584 | 0 | 634 | 0 | 3 | 30000 | 3 | 0 | 30000 | 110913.2291 | 19 | 6583.3333 | 1819.491 | 138.3884 | 23416.6667 | 109972.4511 | 30000 | 0 | 79972.4511 | 79972.4511 | 0 | 6583.3333 | 0 | 0 | 0 | 0 | 0
2022-12-18 07:00 | 0.02298 | 0.10823 | 35584 | 793.1887 | 634 | 11472.8995 | 3 | 30000 | 3 | 0 | 18527.1005 | 80913.2291 | 19 | 7376.5204 | 1819.491 | 155.062 | 23416.6667 | 109972.4511 | 30793.187 | 0 | 79179.264 | 79179.264 | 793.187 | 6583.3333 | 0 | 0 | 0 | 0 | 0
2022-12-18 08:00 | 0.18955 | 0.59494 | 35584 | 6542.5988 | 634 | 63066.4957 | 3 | 26374.0817 | 2.6374 | 36692.4141 | 0 | 62386.1286 | 19 | 9500 | 1819.491 | 199.6997 | 23416.6667 | 109972.4511 | 32916.6667 | 0 | 77055.7844 | 77055.7844 | 0 | 9500 | 0 | 0 | 0 | 0 | 0
2022-12-18 09:00 | 0.37245 | 0.80164 | 35584 | 12855.663 | 634 | 84977.6879 | 3 | 20061.0308 | 2.0061 | 64916.6571 | 0 | 99078.5426 | 19 | 9500 | 1819.491 | 199.6997 | 23416.6667 | 109972.4511 | 32916.6667 | 0 | 77055.7844 | 77055.7844 | 9500 | 0 | 0 | 0 | 0 | 0 | 0
2022-12-18 10:00 | 0.5159 | 0.87911 | 35584 | 17807.052 | 634 | 93189.8797 | 3 | 15109.6521 | 1.511 | 78080.2276 | 0 | 163995.1997 | 19 | 9500 | 1819.491 | 199.6997 | 23416.6667 | 109972.4511 | 32916.6667 | 0 | 77055.7844 | 77055.7844 | 9500 | 0 | 0 | 0 | 0 | 0 | 0
2022-12-18 11:00 | 0.60267 | 0.92148 | 35584 | 20802.047 | 634 | 97681.3031 | 3 | 12114.6635 | 1.2115 | 97681.3031 | 12114.6635 | 242075.4273 | 19 | 9500 | 1819.491 | 199.6997 | 23416.6667 | 109972.4511 | 32916.6667 | 0 | 77055.7844 | 77055.7844 | 0 | 9500 | 0 | 0 | 0 | 0 | 0
2022-12-18 12:00 | 0.6241 | 0.93404 | 35584 | 21541.7352 | 634 | 99012.7234 | 3 | 11374.9769 | 1.1375 | 87637.7465 | 0 | 327642.067 | 19 | 9500 | 1819.491 | 199.6997 | 23416.6667 | 109972.4511 | 32916.6667 | 0 | 77055.7844 | 77055.7844 | 0 | 9500 | 0 | 0 | 0 | 0 | 0
2022-12-18 13:00 | 0.57865 | 0.92982 | 35584 | 19972.9612 | 634 | 98565.3831 | 3 | 12943.7476 | 1.2944 | 85621.6356 | 0 | 415279.8135 | 19 | 9500 | 1819.491 | 199.6997 | 23416.6667 | 109972.4511 | 32916.6667 | 0 | 77055.7844 | 77055.7844 | 0 | 9500 | 0 | 0 | 0 | 0 | 0
2022-12-18 14:00 | 0.47002 | 0.87907 | 35584 | 16223.4359 | 634 | 93185.6395 | 3 | 16693.2649 | 1.6693 | 76492.3746 | 0 | 500901.4491 | 19 | 9500 | 1819.491 | 199.6997 | 23416.6667 | 109972.4511 | 32916.6667 | 0 | 77055.7844 | 77055.7844 | 0 | 9500 | 0 | 0 | 0 | 0 | 0
2022-12-18 15:00 | 0.30933 | 0.78017 | 35584 | 10676.9828 | 634 | 82701.7648 | 3 | 22239.7064 | 2.224 | 82701.7648 | 22239.7064 | 577393.8237 | 19 | 9500 | 1819.491 | 199.6997 | 23416.6667 | 109972.4511 | 32916.6667 | 0 | 77055.7844 | 77055.7844 | 0 | 9500 | 0 | 0 | 0 | 0 | 0
2022-12-18 16:00 | 0.1275 | 0.51684 | 35584 | 4400.8512 | 634 | 54787.5208 | 3 | 28515.8247 | 2.8516 | 26271.6961 | 0 | 637855.8822 | 19 | 9500 | 1819.491 | 199.6997 | 23416.6667 | 109972.4511 | 32916.6667 | 0 | 77055.7844 | 77055.7844 | 4400.8419 | 5099.1581 | 0 | 0 | 0 | 0 | 0
2022-12-18 17:00 | 0 | 0 | 35584 | 0 | 634 | 0 | 3 | 30000 | 3 | 0 | 30000 | 664127.5783 | 19 | 6583.3333 | 1819.491 | 138.3884 | 23416.6667 | 109972.4511 | 30000 | 0 | 79972.4511 | 79972.4511 | 0 | 6583.3333 | 0 | 0 | 0 | 0 | 0
2022-12-18 18:00 | 0 | 0 | 35584 | 0 | 634 | 0 | 3 | 30000 | 3 | 0 | 30000 | 634127.5783 | 19 | 6583.3333 | 1819.491 | 138.3884 | 23416.6667 | 109972.4511 | 30000 | 0 | 79972.4511 | 79972.4511 | 0 | 6583.3333 | 0 | 0 | 0 | 0 | 0
2022-12-18 19:00 | 0 | 0 | 35584 | 0 | 634 | 0 | 3 | 30000 | 3 | 0 | 30000 | 604127.5783 | 19 | 6583.3333 | 1819.491 | 138.3884 | 23416.6667 | 109972.4511 | 30000 | 0 | 79972.4511 | 79972.4511 | 0 | 6583.3333 | 0 | 0 | 0 | 0 | 0
2022-12-18 20:00 | 0 | 0 | 35584 | 0 | 634 | 0 | 3 | 30000 | 3 | 0 | 30000 | 574127.5783 | 19 | 6583.3333 | 1819.491 | 138.3884 | 23416.6667 | 109972.4511 | 30000 | 0 | 79972.4511 | 79972.4511 | 0 | 6583.3333 | 0 | 0 | 0 | 0 | 0
2022-12-18 21:00 | 0 | 0 | 35584 | 0 | 634 | 0 | 3 | 30000 | 3 | 0 | 30000 | 544127.5783 | 19 | 6583.3333 | 1819.491 | 138.3884 | 23416.6667 | 109972.4511 | 30000 | 0 | 79972.4511 | 79972.4511 | 0 | 6583.3333 | 0 | 0 | 0 | 0 | 0
2022-12-18 22:00 | 0 | 0 | 35584 | 0 | 634 | 0 | 3 | 30000 | 3 | 0 | 30000 | 514127.5783 | 19 | 6583.3333 | 1819.491 | 138.3884 | 23416.6667 | 109972.4511 | 30000 | 0 | 79972.4511 | 79972.4511 | 0 | 6583.3333 | 0 | 0 | 0 | 0 | 0
2022-12-18 23:00 | 0 | 0 | 35584 | 0 | 634 | 0 | 3 | 30000 | 3 | 0 | 30000 | 484127.5783 | 19 | 6583.3333 | 1819.491 | 138.3884 | 23416.6667 | 109972.4511 | 30000 | 0 | 79972.4511 | 79972.4511 | 0 | 6583.3333 | 0 | 0 | 0 | 0 | 0
2022-12-19 | 0 | 0 | 35584 | 0 | 634 | 0 | 3 | 30000 | 3 | 0 | 30000 | 454127.5783 | 19 | 8208.3333 | 1819.491 | 172.5475 | 21791.6667 | 108347.4511 | 30000 | 0 | 78347.4511 | 78347.4511 | 0 | 8208.3333 | 0 | 0 | 0 | 0 | 0
2022-12-19 01:00 | 0 | 0 | 35584 | 0 | 634 | 0 | 3 | 30000 | 3 | 0 | 30000 | 424127.5783 | 19 | 8208.3333 | 1819.491 | 172.5475 | 21791.6667 | 108347.4511 | 30000 | 0 | 78347.4511 | 78347.4511 | 0 | 8208.3333 | 0 | 0 | 0 | 0 | 0
2022-12-19 02:00 | 0 | 0 | 35584 | 0 | 634 | 0 | 3 | 30000 | 3 | 0 | 30000 | 394127.5783 | 19 | 8208.3333 | 1819.491 | 172.5475 | 21791.6667 | 108347.4511 | 30000 | 0 | 78347.4511 | 78347.4511 | 0 | 8208.3333 | 0 | 0 | 0 | 0 | 0
2022-12-19 03:00 | 0 | 0 | 35584 | 0 | 634 | 0 | 3 | 30000 | 3 | 0 | 30000 | 364127.5783 | 19 | 8208.3333 | 1819.491 | 172.5475 | 21791.6667 | 108347.4511 | 30000 | 0 | 78347.4511 | 78347.4511 | 0 | 8208.3333 | 0 | 0 | 0 | 0 | 0
2022-12-19 04:00 | 0 | 0 | 35584 | 0 | 634 | 0 | 3 | 30000 | 3 | 0 | 30000 | 334127.5783 | 19 | 8208.3333 | 1819.491 | 172.5475 | 21791.6667 | 108347.4511 | 30000 | 0 | 78347.4511 | 78347.4511 | 0 | 8208.3333 | 0 | 0 | 0 | 0 | 0
2022-12-19 05:00 | 0 | 0 | 35584 | 0 | 634 | 0 | 3 | 30000 | 3 | 0 | 30000 | 304127.5783 | 19 | 8208.3333 | 1819.491 | 172.5475 | 21791.6667 | 108347.4511 | 30000 | 0 | 78347.4511 | 78347.4511 | 0 | 8208.3333 | 0 | 0 | 0 | 0 | 0
2022-12-19 06:00 | 0 | 0 | 35584 | 0 | 634 | 0 | 3 | 30000 | 3 | 0 | 30000 | 274127.5783 | 19 | 8208.3333 | 1819.491 | 172.5475 | 21791.6667 | 108347.4511 | 30000 | 0 | 78347.4511 | 78347.4511 | 0 | 8208.3333 | 0 | 0 | 0 | 0 | 0
2022-12-19 07:00 | 0.0231 | 0.12528 | 35584 | 797.3307 | 634 | 13280.2813 | 3 | 30000 | 3 | 0 | 16719.7187 | 244127.5783 | 19 | 9005.6623 | 1819.491 | 189.3082 | 21791.6667 | 108347.4511 | 30797.329 | 0 | 77550.1221 | 77550.1221 | 0 | 9005.6623 | 0 | 0 | 0 | 0 | 0
2022-12-19 08:00 | 0.1917 | 0.61735 | 35584 | 6616.8092 | 634 | 65442.0633 | 3 | 24674.8714 | 2.4675 | 40767.1919 | 0 | 227407.8596 | 19 | 9500 | 1819.491 | 199.6997 | 21791.6667 | 108347.4511 | 31291.6667 | 0 | 77055.7844 | 77055.7844 | 6616.7953 | 2883.2047 | 0 | 0 | 0 | 0 | 0
2022-12-19 09:00 | 0.37558 | 0.81563 | 35584 | 12963.6996 | 634 | 86460.695 | 3 | 18327.9944 | 1.8328 | 68132.7006 | 0 | 268175.0515 | 19 | 9500 | 1819.491 | 199.6997 | 21791.6667 | 108347.4511 | 31291.6667 | 0 | 77055.7844 | 77055.7844 | 0 | 9500 | 0 | 0 | 0 | 0 | 0
2022-12-19 10:00 | 0.51978 | 0.88794 | 35584 | 17940.976 | 634 | 94125.9021 | 3 | 13350.7285 | 1.3351 | 80775.1736 | 0 | 336307.7521 | 19 | 9500 | 1819.491 | 199.6997 | 21791.6667 | 108347.4511 | 31291.6667 | 0 | 77055.7844 | 77055.7844 | 9500 | 0 | 0 | 0 | 0 | 0 | 0
2022-12-19 11:00 | 0.60765 | 0.92799 | 35584 | 20973.9391 | 634 | 98371.3944 | 3 | 10317.7718 | 1.0318 | 88053.6226 | 0 | 417082.9258 | 19 | 9500 | 1819.491 | 199.6997 | 21791.6667 | 108347.4511 | 31291.6667 | 0 | 77055.7844 | 77055.7844 | 9500 | 0 | 0 | 0 | 0 | 0 | 0
2022-12-19 12:00 | 0.62528 | 0.91006 | 35584 | 21582.4646 | 634 | 96470.7283 | 3 | 9709.2475 | 0.97092 | 86761.4808 | 0 | 505136.5484 | 19 | 9500 | 1819.491 | 199.6997 | 21791.6667 | 108347.4511 | 31291.6667 | 0 | 77055.7844 | 77055.7844 | 0 | 9500 | 0 | 0 | 0 | 0 | 0
2022-12-19 13:00 | 0.57942 | 0.90011 | 35584 | 19999.5388 | 634 | 95415.9805 | 3 | 11292.1699 | 1.1292 | 84123.8106 | 0 | 591898.0292 | 19 | 9500 | 1819.491 | 199.6997 | 21791.6667 | 108347.4511 | 31291.6667 | 0 | 77055.7844 | 77055.7844 | 9500 | 0 | 0 | 0 | 0 | 0 | 0
2022-12-19 14:00 | 0.4698 | 0.84278 | 35584 | 16215.8423 | 634 | 89338.7253 | 3 | 5575.8585 | 0.55759 | 83762.8668 | 0 | 676021.8398 | 19 | 0 | 1819.491 | 0 | 21791.6667 | 108347.4511 | 21791.6667 | 0 | 86555.7844 | 86555.7844 | 0 | 0 | 0 | 0 | 0 | 0 | 0
2022-12-19 15:00 | 0.3078 | 0.7318 | 35584 | 10624.1725 | 634 | 77574.3126 | 3 | 11167.5165 | 1.1168 | 66406.7961 | 0 | 759784.7066 | 19 | 0 | 1819.491 | 0 | 21791.6667 | 108347.4511 | 21791.6667 | 0 | 86555.7844 | 86555.7844 | 0 | 0 | 0 | 0 | 0 | 0 | 0
2022-12-19 16:00 | 0.12565 | 0.44809 | 35584 | 4336.9957 | 634 | 47499.6908 | 3 | 26954.6801 | 2.6955 | 20545.0107 | 0 | 826191.5027 | 19 | 9500 | 1819.491 | 199.6997 | 21791.6667 | 108347.4511 | 31291.6667 | 0 | 77055.7844 | 77055.7844 | 0 | 9500 | 0 | 0 | 0 | 0 | 0
2022-12-19 17:00 | 0 | 0 | 35584 | 0 | 634 | 0 | 3 | 30000 | 3 | 0 | 30000 | 846736.5135 | 19 | 8208.3333 | 1819.491 | 172.5475 | 21791.6667 | 108347.4511 | 30000 | 0 | 78347.4511 | 78347.4511 | 0 | 8208.3333 | 0 | 0 | 0 | 0 | 0
2022-12-19 18:00 | 0 | 0 | 35584 | 0 | 634 | 0 | 3 | 30000 | 3 | 0 | 30000 | 816736.5135 | 19 | 8208.3333 | 1819.491 | 172.5475 | 21791.6667 | 108347.4511 | 30000 | 0 | 78347.4511 | 78347.4511 | 0 | 8208.3333 | 0 | 0 | 0 | 0 | 0
2022-12-19 19:00 | 0 | 0 | 35584 | 0 | 634 | 0 | 3 | 30000 | 3 | 0 | 30000 | 786736.5135 | 19 | 8208.3333 | 1819.491 | 172.5475 | 21791.6667 | 108347.4511 | 30000 | 0 | 78347.4511 | 78347.4511 | 0 | 8208.3333 | 0 | 0 | 0 | 0 | 0
2022-12-19 20:00 | 0 | 0 | 35584 | 0 | 634 | 0 | 3 | 30000 | 3 | 0 | 30000 | 756736.5135 | 19 | 8208.3333 | 1819.491 | 172.5475 | 21791.6667 | 108347.4511 | 30000 | 0 | 78347.4511 | 78347.4511 | 0 | 8208.3333 | 0 | 0 | 0 | 0 | 0
2022-12-19 21:00 | 0 | 0 | 35584 | 0 | 634 | 0 | 3 | 30000 | 3 | 0 | 30000 | 726736.5135 | 19 | 8208.3333 | 1819.491 | 172.5475 | 21791.6667 | 108347.4511 | 30000 | 0 | 78347.4511 | 78347.4511 | 0 | 8208.3333 | 0 | 0 | 0 | 0 | 0
2022-12-19 22:00 | 0 | 0 | 35584 | 0 | 634 | 0 | 3 | 30000 | 3 | 0 | 30000 | 696736.5135 | 19 | 8208.3333 | 1819.491 | 172.5475 | 21791.6667 | 108347.4511 | 30000 | 0 | 78347.4511 | 78347.4511 | 0 | 8208.3333 | 0 | 0 | 0 | 0 | 0
2022-12-19 23:00 | 0 | 0 | 35584 | 0 | 634 | 0 | 3 | 30000 | 3 | 0 | 30000 | 666736.5135 | 19 | 8208.3333 | 1819.491 | 172.5475 | 21791.6667 | 108347.4511 | 30000 | 0 | 78347.4511 | 78347.4511 | 0 | 8208.3333 | 0 | 0 | 0 | 0 | 0
2022-12-20 | 0 | 0 | 35584 | 0 | 634 | 0 | 3 | 13666.6667 | 1.3667 | 0 | 13666.6667 | 636736.5135 | 19 | 0 | 1819.491 | 0 | 13666.6667 | 100222.4511 | 13666.6667 | 0 | 86555.7844 | 86555.7844 | 0 | 0 | 0 | 0 | 0 | 0 | 0
2022-12-20 01:00 | 0 | 0 | 35584 | 0 | 634 | 0 | 3 | 13666.6667 | 1.3667 | 0 | 13666.6667 | 623069.8468 | 19 | 0 | 1819.491 | 0 | 13666.6667 | 100222.4511 | 13666.6667 | 0 | 86555.7844 | 86555.7844 | 0 | 0 | 0 | 0 | 0 | 0 | 0
2022-12-20 02:00 | 0 | 0 | 35584 | 0 | 634 | 0 | 3 | 23166.6667 | 2.3167 | 0 | 23166.6667 | 609403.1802 | 19 | 9500 | 1819.491 | 199.6997 | 13666.6667 | 100222.4511 | 23166.6667 | 0 | 77055.7844 | 77055.7844 | 0 | 9500 | 0 | 0 | 0 | 0 | 0
2022-12-20 03:00 | 0 | 0 | 35584 | 0 | 634 | 0 | 3 | 23166.6667 | 2.3167 | 0 | 23166.6667 | 586236.5135 | 19 | 9500 | 1819.491 | 199.6997 | 13666.6667 | 100222.4511 | 23166.6667 | 0 | 77055.7844 | 77055.7844 | 0 | 9500 | 0 | 0 | 0 | 0 | 0
2022-12-20 04:00 | 0 | 0 | 35584 | 0 | 634 | 0 | 3 | 23166.6667 | 2.3167 | 0 | 23166.6667 | 563069.8468 | 19 | 9500 | 1819.491 | 199.6997 | 13666.6667 | 100222.4511 | 23166.6667 | 0 | 77055.7844 | 77055.7844 | 0 | 9500 | 0 | 0 | 0 | 0 | 0
2022-12-20 05:00 | 0 | 0 | 35584 | 0 | 634 | 0 | 3 | 23166.6667 | 2.3167 | 0 | 23166.6667 | 539903.1802 | 19 | 9500 | 1819.491 | 199.6997 | 13666.6667 | 100222.4511 | 23166.6667 | 0 | 77055.7844 | 77055.7844 | 0 | 9500 | 0 | 0 | 0 | 0 | 0
2022-12-20 06:00 | 0 | 0 | 35584 | 0 | 634 | 0 | 3 | 23166.6667 | 2.3167 | 0 | 23166.6667 | 516736.5135 | 19 | 9500 | 1819.491 | 199.6997 | 13666.6667 | 100222.4511 | 23166.6667 | 0 | 77055.7844 | 77055.7844 | 0 | 9500 | 0 | 0 | 0 | 0 | 0
2022-12-20 07:00 | 0.01848 | 0.01458 | 35584 | 637.8646 | 634 | 1545.55 | 3 | 22528.8035 | 2.2529 | 0 | 20983.2535 | 493569.8468 | 19 | 9500 | 1819.491 | 199.6997 | 13666.6667 | 100222.4511 | 23166.6667 | 0 | 77055.7844 | 77055.7844 | 0 | 9500 | 0 | 0 | 0 | 0 | 0
2022-12-20 08:00 | 0.16135 | 0.30479 | 35584 | 5569.234 | 634 | 32309.203 | 3 | 17597.4443 | 1.7597 | 14711.7586 | 0 | 472586.5934 | 19 | 9500 | 1819.491 | 199.6997 | 13666.6667 | 100222.4511 | 23166.6667 | 0 | 77055.7844 | 77055.7844 | 5569.2223 | 3930.7777 | 0 | 0 | 0 | 0 | 0
2022-12-20 09:00 | 0.32552 | 0.4385 | 35584 | 11235.8046 | 634 | 46483.1048 | 3 | 11930.8858 | 1.1931 | 34552.219 | 0 | 487298.352 | 19 | 9500 | 1819.491 | 199.6997 | 13666.6667 | 100222.4511 | 23166.6667 | 0 | 77055.7844 | 77055.7844 | 9500 | 0 | 0 | 0 | 0 | 0 | 0
2022-12-20 10:00 | 0.46462 | 0.54199 | 35584 | 16037.0469 | 634 | 57453.5416 | 3 | 7129.6535 | 0.71297 | 50323.8881 | 0 | 521850.571 | 19 | 9500 | 1819.491 | 199.6997 | 13666.6667 | 100222.4511 | 23166.6667 | 0 | 77055.7844 | 77055.7844 | 9500 | 0 | 0 | 0 | 0 | 0 | 0
2022-12-20 11:00 | 0.54533 | 0.59379 | 35584 | 18822.872 | 634 | 62944.5902 | 3 | 4343.8343 | 0.43438 | 58600.7559 | 0 | 572174.4591 | 19 | 9500 | 1819.491 | 199.6997 | 13666.6667 | 100222.4511 | 23166.6667 | 0 | 77055.7844 | 77055.7844 | 5156.1657 | 4343.8343 | 0 | 0 | 0 | 0 | 0
2022-12-20 12:00 | 0.55753 | 0.58729 | 35584 | 19243.9731 | 634 | 62255.559 | 3 | 3922.7341 | 0.39227 | 62255.559 | 3922.7341 | 630775.215 | 19 | 9500 | 1819.491 | 199.6997 | 13666.6667 | 100222.4511 | 23166.6667 | 0 | 77055.7844 | 77055.7844 | 5577.2659 | 3922.7341 | 0 | 0 | 0 | 0 | 0
2022-12-20 13:00 | 0.5247 | 0.62706 | 35584 | 18110.7971 | 634 | 66471.3699 | 3 | 5055.9077 | 0.50559 | 61415.4621 | 0 | 689108.0399 | 19 | 9500 | 1819.491 | 199.6997 | 13666.6667 | 100222.4511 | 23166.6667 | 0 | 77055.7844 | 77055.7844 | 4444.0923 | 5055.9077 | 0 | 0 | 0 | 0 | 0
2022-12-20 14:00 | 0.41688 | 0.5562 | 35584 | 14389.2302 | 634 | 58959.8698 | 3 | 8777.4668 | 0.87775 | 50182.403 | 0 | 750523.5021 | 19 | 9500 | 1819.491 | 199.6997 | 13666.6667 | 100222.4511 | 23166.6667 | 0 | 77055.7844 | 77055.7844 | 9500 | 0 | 0 | 0 | 0 | 0 | 0
2022-12-20 15:00 | 0.2633 | 0.41844 | 35584 | 9088.1892 | 634 | 44356.6485 | 3 | 4578.4966 | 0.45785 | 39778.1519 | 0 | 800705.9051 | 19 | 0 | 1819.491 | 0 | 13666.6667 | 100222.4511 | 13666.6667 | 0 | 86555.7844 | 86555.7844 | 0 | 0 | 0 | 0 | 0 | 0 | 0
2022-12-20 16:00 | 0.10255 | 0.16112 | 35584 | 3539.665 | 634 | 17079.4934 | 3 | 19627.0091 | 1.9627 | 0 | 2547.5157 | 840484.057 | 19 | 9500 | 1819.491 | 199.6997 | 13666.6667 | 100222.4511 | 23166.6667 | 0 | 77055.7844 | 77055.7844 | 0 | 9500 | 0 | 0 | 0 | 0 | 0
2022-12-20 17:00 | 0 | 0 | 35584 | 0 | 634 | 0 | 3 | 23166.6667 | 2.3167 | 0 | 23166.6667 | 837936.5412 | 19 | 9500 | 1819.491 | 199.6997 | 13666.6667 | 100222.4511 | 23166.6667 | 0 | 77055.7844 | 77055.7844 | 0 | 9500 | 0 | 0 | 0 | 0 | 0
2022-12-20 18:00 | 0 | 0 | 35584 | 0 | 634 | 0 | 3 | 13666.6667 | 1.3667 | 0 | 13666.6667 | 814769.8746 | 19 | 0 | 1819.491 | 0 | 13666.6667 | 100222.4511 | 13666.6667 | 0 | 86555.7844 | 86555.7844 | 0 | 0 | 0 | 0 | 0 | 0 | 0
2022-12-20 19:00 | 0 | 0 | 35584 | 0 | 634 | 0 | 3 | 13666.6667 | 1.3667 | 0 | 13666.6667 | 801103.2079 | 19 | 0 | 1819.491 | 0 | 13666.6667 | 100222.4511 | 13666.6667 | 0 | 86555.7844 | 86555.7844 | 0 | 0 | 0 | 0 | 0 | 0 | 0
2022-12-20 20:00 | 0 | 0 | 35584 | 0 | 634 | 0 | 3 | 13666.6667 | 1.3667 | 0 | 13666.6667 | 787436.5412 | 19 | 0 | 1819.491 | 0 | 13666.6667 | 100222.4511 | 13666.6667 | 0 | 86555.7844 | 86555.7844 | 0 | 0 | 0 | 0 | 0 | 0 | 0
2022-12-20 21:00 | 0 | 0 | 35584 | 0 | 634 | 0 | 3 | 13666.6667 | 1.3667 | 0 | 13666.6667 | 773769.8746 | 19 | 0 | 1819.491 | 0 | 13666.6667 | 100222.4511 | 13666.6667 | 0 | 86555.7844 | 86555.7844 | 0 | 0 | 0 | 0 | 0 | 0 | 0
2022-12-20 22:00 | 0 | 0 | 35584 | 0 | 634 | 0 | 3 | 17242.9255 | 1.7243 | 0 | 17242.9255 | 760103.2079 | 19 | 3576.2588 | 1819.491 | 75.1766 | 13666.6667 | 100222.4511 | 17242.9255 | 0 | 82979.5256 | 82979.5256 | 0 | 3576.2588 | 0 | 0 | 0 | 0 | 0
2022-12-20 23:00 | 0 | 0 | 35584 | 0 | 634 | 0 | 3 | 13666.6667 | 1.3667 | 0 | 13666.6667 | 742860.2824 | 19 | 0 | 1819.491 | 0 | 13666.6667 | 100222.4511 | 13666.6667 | 0 | 86555.7844 | 86555.7844 | 0 | 0 | 0 | 0 | 0 | 0 | 0
2022-12-21 | 0 | 0 | 35584 | 0 | 634 | 0 | 3 | 18329.1667 | 1.8329 | 0 | 18329.1667 | 729193.6157 | 19 | 0 | 1819.491 | 0 | 18329.1667 | 104884.9511 | 18329.1667 | 0 | 86555.7844 | 86555.7844 | 0 | 0 | 0 | 0 | 0 | 0 | 0
2022-12-21 01:00 | 0 | 0 | 35584 | 0 | 634 | 0 | 3 | 18329.1667 | 1.8329 | 0 | 18329.1667 | 710864.4491 | 19 | 0 | 1819.491 | 0 | 18329.1667 | 104884.9511 | 18329.1667 | 0 | 86555.7844 | 86555.7844 | 0 | 0 | 0 | 0 | 0 | 0 | 0
2022-12-21 02:00 | 0 | 0 | 35584 | 0 | 634 | 0 | 3 | 18329.1667 | 1.8329 | 0 | 18329.1667 | 692535.2824 | 19 | 0 | 1819.491 | 0 | 18329.1667 | 104884.9511 | 18329.1667 | 0 | 86555.7844 | 86555.7844 | 0 | 0 | 0 | 0 | 0 | 0 | 0
2022-12-21 03:00 | 0 | 0 | 35584 | 0 | 634 | 0 | 3 | 18329.1667 | 1.8329 | 0 | 18329.1667 | 674206.1157 | 19 | 0 | 1819.491 | 0 | 18329.1667 | 104884.9511 | 18329.1667 | 0 | 86555.7844 | 86555.7844 | 0 | 0 | 0 | 0 | 0 | 0 | 0
2022-12-21 04:00 | 0 | 0 | 35584 | 0 | 634 | 0 | 3 | 18329.1667 | 1.8329 | 0 | 18329.1667 | 655876.9491 | 19 | 0 | 1819.491 | 0 | 18329.1667 | 104884.9511 | 18329.1667 | 0 | 86555.7844 | 86555.7844 | 0 | 0 | 0 | 0 | 0 | 0 | 0
2022-12-21 05:00 | 0 | 0 | 35584 | 0 | 634 | 0 | 3 | 18329.1667 | 1.8329 | 0 | 18329.1667 | 637547.7824 | 19 | 0 | 1819.491 | 0 | 18329.1667 | 104884.9511 | 18329.1667 | 0 | 86555.7844 | 86555.7844 | 0 | 0 | 0 | 0 | 0 | 0 | 0
2022-12-21 06:00 | 0 | 0 | 35584 | 0 | 634 | 0 | 3 | 18329.1667 | 1.8329 | 0 | 18329.1667 | 619218.6157 | 19 | 0 | 1819.491 | 0 | 18329.1667 | 104884.9511 | 18329.1667 | 0 | 86555.7844 | 86555.7844 | 0 | 0 | 0 | 0 | 0 | 0 | 0
2022-12-21 07:00 | 0.01568 | 0.00213 | 35584 | 541.2184 | 634 | 225.7902 | 3 | 17787.9494 | 1.7788 | 0 | 17562.1592 | 600889.4491 | 19 | 0 | 1819.491 | 0 | 18329.1667 | 104884.9511 | 18329.1667 | 0 | 86555.7844 | 86555.7844 | 0 | 0 | 0 | 0 | 0 | 0 | 0
2022-12-21 08:00 | 0.1425 | 0.18854 | 35584 | 4918.5984 | 634 | 19986.145 | 3 | 13410.5786 | 1.3411 | 6575.5664 | 0 | 583327.2899 | 19 | 0 | 1819.491 | 0 | 18329.1667 | 104884.9511 | 18329.1667 | 0 | 86555.7844 | 86555.7844 | 0 | 0 | 0 | 0 | 0 | 0 | 0
2022-12-21 09:00 | 0.30385 | 0.37092 | 35584 | 10487.8324 | 634 | 39319.3004 | 3 | 7841.3563 | 0.78414 | 31477.9441 | 0 | 589902.8563 | 19 | 0 | 1819.491 | 0 | 18329.1667 | 104884.9511 | 18329.1667 | 0 | 86555.7844 | 86555.7844 | 0 | 0 | 0 | 0 | 0 | 0 | 0
2022-12-21 10:00 | 0.44492 | 0.48703 | 35584 | 15357.0723 | 634 | 51627.5177 | 3 | 2972.1267 | 0.29721 | 48655.391 | 0 | 621380.8004 | 19 | 0 | 1819.491 | 0 | 18329.1667 | 104884.9511 | 18329.1667 | 0 | 86555.7844 | 86555.7844 | 0 | 0 | 0 | 0 | 0 | 0 | 0
2022-12-21 11:00 | 0.53312 | 0.54965 | 35584 | 18401.4258 | 634 | 58265.5383 | 3 | 0 | 0 | 58265.5383 | 0 | 670036.1914 | 19 | 72.2204 | 1819.491 | 1.5181 | 18329.1667 | 104884.9511 | 18401.3871 | 0 | 86483.564 | 86483.564 | 72.2204 | 0 | 0 | 0 | 0 | 0 | 0
2022-12-21 12:00 | 0.5888 | 0.73954 | 35584 | 20323.3034 | 634 | 78394.7898 | 3 | 0 | 0 | 78394.7898 | 0 | 728301.7297 | 19 | 1994.094 | 1819.491 | 41.9179 | 18329.1667 | 104884.9511 | 20323.2606 | 0 | 84561.6904 | 84561.6904 | 1994.094 | 0 | 0 | 0 | 0 | 0 | 0
2022-12-21 13:00 | 0.54562 | 0.73294 | 35584 | 18832.8818 | 634 | 77695.1581 | 3 | 0 | 0 | 77695.1581 | 0 | 806696.5195 | 19 | 503.6755 | 1819.491 | 10.5878 | 18329.1667 | 104884.9511 | 18832.8422 | 0 | 86052.1089 | 86052.1089 | 503.6755 | 0 | 0 | 0 | 0 | 0 | 0
2022-12-21 14:00 | 0.40092 | 0.55887 | 35584 | 13838.3472 | 634 | 59242.9026 | 3 | 4490.8486 | 0.44908 | 54752.0539 | 0 | 884391.6776 | 19 | 0 | 1819.491 | 0 | 18329.1667 | 104884.9511 | 18329.1667 | 0 | 86555.7844 | 86555.7844 | 0 | 0 | 0 | 0 | 0 | 0 | 0
2022-12-21 15:00 | 0.24235 | 0.31124 | 35584 | 8365.0689 | 634 | 32992.934 | 3 | 9964.1154 | 0.99641 | 23028.8186 | 0 | 939143.7316 | 19 | 0 | 1819.491 | 0 | 18329.1667 | 104884.9511 | 18329.1667 | 0 | 86555.7844 | 86555.7844 | 0 | 0 | 0 | 0 | 0 | 0 | 0
2022-12-21 16:00 | 0.09425 | 0.09955 | 35584 | 3253.1782 | 634 | 10552.7778 | 3 | 15075.9953 | 1.5076 | 0 | 4523.2174 | 962172.5502 | 19 | 0 | 1819.491 | 0 | 18329.1667 | 104884.9511 | 18329.1667 | 0 | 86555.7844 | 86555.7844 | 0 | 0 | 0 | 0 | 0 | 0 | 0
2022-12-21 17:00 | 0 | 0 | 35584 | 0 | 634 | 0 | 3 | 18329.1667 | 1.8329 | 0 | 18329.1667 | 957649.3327 | 19 | 0 | 1819.491 | 0 | 18329.1667 | 104884.9511 | 18329.1667 | 0 | 86555.7844 | 86555.7844 | 0 | 0 | 0 | 0 | 0 | 0 | 0
2022-12-21 18:00 | 0 | 0 | 35584 | 0 | 634 | 0 | 3 | 18329.1667 | 1.8329 | 0 | 18329.1667 | 939320.1661 | 19 | 0 | 1819.491 | 0 | 18329.1667 | 104884.9511 | 18329.1667 | 0 | 86555.7844 | 86555.7844 | 0 | 0 | 0 | 0 | 0 | 0 | 0
2022-12-21 19:00 | 0 | 0 | 35584 | 0 | 634 | 0 | 3 | 18329.1667 | 1.8329 | 0 | 18329.1667 | 920990.9994 | 19 | 0 | 1819.491 | 0 | 18329.1667 | 104884.9511 | 18329.1667 | 0 | 86555.7844 | 86555.7844 | 0 | 0 | 0 | 0 | 0 | 0 | 0
2022-12-21 20:00 | 0 | 0 | 35584 | 0 | 634 | 0 | 3 | 18329.1667 | 1.8329 | 0 | 18329.1667 | 902661.8327 | 19 | 0 | 1819.491 | 0 | 18329.1667 | 104884.9511 | 18329.1667 | 0 | 86555.7844 | 86555.7844 | 0 | 0 | 0 | 0 | 0 | 0 | 0
2022-12-21 21:00 | 0 | 0 | 35584 | 0 | 634 | 0 | 3 | 18329.1667 | 1.8329 | 0 | 18329.1667 | 884332.6661 | 19 | 0 | 1819.491 | 0 | 18329.1667 | 104884.9511 | 18329.1667 | 0 | 86555.7844 | 86555.7844 | 0 | 0 | 0 | 0 | 0 | 0 | 0
2022-12-21 22:00 | 0 | 0 | 35584 | 0 | 634 | 0 | 3 | 18329.1667 | 1.8329 | 0 | 18329.1667 | 866003.4994 | 19 | 0 | 1819.491 | 0 | 18329.1667 | 104884.9511 | 18329.1667 | 0 | 86555.7844 | 86555.7844 | 0 | 0 | 0 | 0 | 0 | 0 | 0
2022-12-21 23:00 | 0 | 0 | 35584 | 0 | 634 | 0 | 3 | 18329.1667 | 1.8329 | 0 | 18329.1667 | 847674.3327 | 19 | 0 | 1819.491 | 0 | 18329.1667 | 104884.9511 | 18329.1667 | 0 | 86555.7844 | 86555.7844 | 0 | 0 | 0 | 0 | 0 | 0 | 0
2022-12-22 | 0 | 0 | 35584 | 0 | 634 | 0 | 3 | 18629.1667 | 1.8629 | 0 | 18629.1667 | 829345.1661 | 19 | 0 | 1819.491 | 0 | 18629.1667 | 105184.9511 | 18629.1667 | 0 | 86555.7844 | 86555.7844 | 0 | 0 | 0 | 0 | 0 | 0 | 0
2022-12-22 01:00 | 0 | 0 | 35584 | 0 | 634 | 0 | 3 | 18629.1667 | 1.8629 | 0 | 18629.1667 | 810715.9994 | 19 | 0 | 1819.491 | 0 | 18629.1667 | 105184.9511 | 18629.1667 | 0 | 86555.7844 | 86555.7844 | 0 | 0 | 0 | 0 | 0 | 0 | 0
2022-12-22 02:00 | 0 | 0 | 35584 | 0 | 634 | 0 | 3 | 18629.1667 | 1.8629 | 0 | 18629.1667 | 792086.8327 | 19 | 0 | 1819.491 | 0 | 18629.1667 | 105184.9511 | 18629.1667 | 0 | 86555.7844 | 86555.7844 | 0 | 0 | 0 | 0 | 0 | 0 | 0
2022-12-22 03:00 | 0 | 0 | 35584 | 0 | 634 | 0 | 3 | 18629.1667 | 1.8629 | 0 | 18629.1667 | 773457.6661 | 19 | 0 | 1819.491 | 0 | 18629.1667 | 105184.9511 | 18629.1667 | 0 | 86555.7844 | 86555.7844 | 0 | 0 | 0 | 0 | 0 | 0 | 0
2022-12-22 04:00 | 0 | 0 | 35584 | 0 | 634 | 0 | 3 | 18629.1667 | 1.8629 | 0 | 18629.1667 | 754828.4994 | 19 | 0 | 1819.491 | 0 | 18629.1667 | 105184.9511 | 18629.1667 | 0 | 86555.7844 | 86555.7844 | 0 | 0 | 0 | 0 | 0 | 0 | 0
2022-12-22 05:00 | 0 | 0 | 35584 | 0 | 634 | 0 | 3 | 18629.1667 | 1.8629 | 0 | 18629.1667 | 736199.3327 | 19 | 0 | 1819.491 | 0 | 18629.1667 | 105184.9511 | 18629.1667 | 0 | 86555.7844 | 86555.7844 | 0 | 0 | 0 | 0 | 0 | 0 | 0
2022-12-22 06:00 | 0 | 0 | 35584 | 0 | 634 | 0 | 3 | 18629.1667 | 1.8629 | 0 | 18629.1667 | 717570.1661 | 19 | 0 | 1819.491 | 0 | 18629.1667 | 105184.9511 | 18629.1667 | 0 | 86555.7844 | 86555.7844 | 0 | 0 | 0 | 0 | 0 | 0 | 0
2022-12-22 07:00 | 0.01677 | 0.02625 | 35584 | 578.8414 | 634 | 2782.626 | 3 | 18050.3265 | 1.805 | 0 | 15267.7005 | 698940.9994 | 19 | 0 | 1819.491 | 0 | 18629.1667 | 105184.9511 | 18629.1667 | 0 | 86555.7844 | 86555.7844 | 0 | 0 | 0 | 0 | 0 | 0 | 0
2022-12-22 08:00 | 0.16218 | 0.39983 | 35584 | 5597.8827 | 634 | 42383.8992 | 3 | 13031.2957 | 1.3031 | 29352.6035 | 0 | 683673.2989 | 19 | 0 | 1819.491 | 0 | 18629.1667 | 105184.9511 | 18629.1667 | 0 | 86555.7844 | 86555.7844 | 0 | 0 | 0 | 0 | 0 | 0 | 0
2022-12-22 09:00 | 0.3344 | 0.58979 | 35584 | 11542.3109 | 634 | 62520.571 | 3 | 7086.8801 | 0.70869 | 55433.6909 | 0 | 713025.9023 | 19 | 0 | 1819.491 | 0 | 18629.1667 | 105184.9511 | 18629.1667 | 0 | 86555.7844 | 86555.7844 | 0 | 0 | 0 | 0 | 0 | 0 | 0
2022-12-22 10:00 | 0.47745 | 0.69757 | 35584 | 16479.8934 | 634 | 73945.7683 | 3 | 2149.308 | 0.21493 | 71796.4603 | 0 | 768459.5933 | 19 | 0 | 1819.491 | 0 | 18629.1667 | 105184.9511 | 18629.1667 | 0 | 86555.7844 | 86555.7844 | 0 | 0 | 0 | 0 | 0 | 0 | 0
2022-12-22 11:00 | 0.5658 | 0.75909 | 35584 | 19529.4244 | 634 | 80467.1836 | 3 | 0 | 0 | 80467.1836 | 0 | 840256.0536 | 19 | 900.2166 | 1819.491 | 18.9235 | 18629.1667 | 105184.9511 | 19529.3833 | 0 | 85655.5678 | 85655.5678 | 900.2166 | 0 | 0 | 0 | 0 | 0 | 0
2022-12-22 12:00 | 0.58955 | 0.73971 | 35584 | 20349.1908 | 634 | 78412.8106 | 3 | 0 | 0 | 78412.8106 | 0 | 920723.2373 | 19 | 1719.9813 | 1819.491 | 36.1558 | 18629.1667 | 105184.9511 | 20349.1479 | 0 | 84835.8031 | 84835.8031 | 1719.9813 | 0 | 0 | 0 | 0 | 0 | 0
2022-12-22 13:00 | 0.5435 | 0.71685 | 35584 | 18759.7069 | 634 | 75989.5409 | 3 | 0 | 0 | 75989.5409 | 0 | 999136.0479 | 19 | 130.5007 | 1819.491 | 2.7433 | 18629.1667 | 105184.9511 | 18759.6674 | 0 | 86425.2837 | 86425.2837 | 130.5007 | 0 | 0 | 0 | 0 | 0 | 0
2022-12-22 14:00 | 0.4372 | 0.65368 | 35584 | 15090.6051 | 634 | 69293.2177 | 3 | 3538.5934 | 0.35386 | 65754.6243 | 0 | 1075125.5887 | 19 | 0 | 1819.491 | 0 | 18629.1667 | 105184.9511 | 18629.1667 | 0 | 86555.7844 | 86555.7844 | 0 | 0 | 0 | 0 | 0 | 0 | 0
2022-12-22 15:00 | 0.2801 | 0.52194 | 35584 | 9668.066 | 634 | 55328.1453 | 3 | 8961.121 | 0.89611 | 46367.0243 | 0 | 1140880.213 | 19 | 0 | 1819.491 | 0 | 18629.1667 | 105184.9511 | 18629.1667 | 0 | 86555.7844 | 86555.7844 | 0 | 0 | 0 | 0 | 0 | 0 | 0
2022-12-22 16:00 | 0.11407 | 0.2589 | 35584 | 3937.2949 | 634 | 27444.6427 | 3 | 14691.8801 | 1.4692 | 12752.7626 | 0 | 1187247.2374 | 19 | 0 | 1819.491 | 0 | 18629.1667 | 105184.9511 | 18629.1667 | 0 | 86555.7844 | 86555.7844 | 0 | 0 | 0 | 0 | 0 | 0 | 0
2022-12-22 17:00 | 0 | 0 | 35584 | 0 | 634 | 0 | 3 | 18629.1667 | 1.8629 | 0 | 18629.1667 | 1200000 | 19 | 0 | 1819.491 | 0 | 18629.1667 | 105184.9511 | 18629.1667 | 0 | 86555.7844 | 86555.7844 | 0 | 0 | 0 | 0 | 0 | 0 | 0
2022-12-22 18:00 | 0 | 0 | 35584 | 0 | 634 | 0 | 3 | 18629.1667 | 1.8629 | 0 | 18629.1667 | 1181370.8333 | 19 | 0 | 1819.491 | 0 | 18629.1667 | 105184.9511 | 18629.1667 | 0 | 86555.7844 | 86555.7844 | 0 | 0 | 0 | 0 | 0 | 0 | 0
2022-12-22 19:00 | 0 | 0 | 35584 | 0 | 634 | 0 | 3 | 18629.1667 | 1.8629 | 0 | 18629.1667 | 1162741.6667 | 19 | 0 | 1819.491 | 0 | 18629.1667 | 105184.9511 | 18629.1667 | 0 | 86555.7844 | 86555.7844 | 0 | 0 | 0 | 0 | 0 | 0 | 0
2022-12-22 20:00 | 0 | 0 | 35584 | 0 | 634 | 0 | 3 | 18629.1667 | 1.8629 | 0 | 18629.1667 | 1144112.5 | 19 | 0 | 1819.491 | 0 | 18629.1667 | 105184.9511 | 18629.1667 | 0 | 86555.7844 | 86555.7844 | 0 | 0 | 0 | 0 | 0 | 0 | 0
2022-12-22 21:00 | 0 | 0 | 35584 | 0 | 634 | 0 | 3 | 18629.1667 | 1.8629 | 0 | 18629.1667 | 1125483.3333 | 19 | 0 | 1819.491 | 0 | 18629.1667 | 105184.9511 | 18629.1667 | 0 | 86555.7844 | 86555.7844 | 0 | 0 | 0 | 0 | 0 | 0 | 0
2022-12-22 22:00 | 0 | 0 | 35584 | 0 | 634 | 0 | 3 | 18629.1667 | 1.8629 | 0 | 18629.1667 | 1106854.1667 | 19 | 0 | 1819.491 | 0 | 18629.1667 | 105184.9511 | 18629.1667 | 0 | 86555.7844 | 86555.7844 | 0 | 0 | 0 | 0 | 0 | 0 | 0
2022-12-22 23:00 | 0 | 0 | 35584 | 0 | 634 | 0 | 3 | 18629.1667 | 1.8629 | 0 | 18629.1667 | 1088225 | 19 | 0 | 1819.491 | 0 | 18629.1667 | 105184.9511 | 18629.1667 | 0 | 86555.7844 | 86555.7844 | 0 | 0 | 0 | 0 | 0 | 0 | 0
2022-12-23 | 0 | 0 | 35584 | 0 | 634 | 0 | 3 | 18375 | 1.8375 | 0 | 18375 | 1069595.8333 | 19 | 0 | 1819.491 | 0 | 18375 | 104930.7844 | 18375 | 0 | 86555.7844 | 86555.7844 | 0 | 0 | 0 | 0 | 0 | 0 | 0
2022-12-23 01:00 | 0 | 0 | 35584 | 0 | 634 | 0 | 3 | 18375 | 1.8375 | 0 | 18375 | 1051220.8333 | 19 | 0 | 1819.491 | 0 | 18375 | 104930.7844 | 18375 | 0 | 86555.7844 | 86555.7844 | 0 | 0 | 0 | 0 | 0 | 0 | 0
2022-12-23 02:00 | 0 | 0 | 35584 | 0 | 634 | 0 | 3 | 18375 | 1.8375 | 0 | 18375 | 1032845.8333 | 19 | 0 | 1819.491 | 0 | 18375 | 104930.7844 | 18375 | 0 | 86555.7844 | 86555.7844 | 0 | 0 | 0 | 0 | 0 | 0 | 0
2022-12-23 03:00 | 0 | 0 | 35584 | 0 | 634 | 0 | 3 | 18375 | 1.8375 | 0 | 18375 | 1014470.8333 | 19 | 0 | 1819.491 | 0 | 18375 | 104930.7844 | 18375 | 0 | 86555.7844 | 86555.7844 | 0 | 0 | 0 | 0 | 0 | 0 | 0
2022-12-23 04:00 | 0 | 0 | 35584 | 0 | 634 | 0 | 3 | 18375 | 1.8375 | 0 | 18375 | 996095.8333 | 19 | 0 | 1819.491 | 0 | 18375 | 104930.7844 | 18375 | 0 | 86555.7844 | 86555.7844 | 0 | 0 | 0 | 0 | 0 | 0 | 0
2022-12-23 05:00 | 0 | 0 | 35584 | 0 | 634 | 0 | 3 | 18375 | 1.8375 | 0 | 18375 | 977720.8333 | 19 | 0 | 1819.491 | 0 | 18375 | 104930.7844 | 18375 | 0 | 86555.7844 | 86555.7844 | 0 | 0 | 0 | 0 | 0 | 0 | 0
2022-12-23 06:00 | 0 | 0 | 35584 | 0 | 634 | 0 | 3 | 18375 | 1.8375 | 0 | 18375 | 959345.8333 | 19 | 0 | 1819.491 | 0 | 18375 | 104930.7844 | 18375 | 0 | 86555.7844 | 86555.7844 | 0 | 0 | 0 | 0 | 0 | 0 | 0
2022-12-23 07:00 | 0.00435 | 0 | 35584 | 150.1467 | 634 | 0 | 3 | 18224.8536 | 1.8225 | 0 | 18224.8536 | 940970.8333 | 19 | 0 | 1819.491 | 0 | 18375 | 104930.7844 | 18375 | 0 | 86555.7844 | 86555.7844 | 0 | 0 | 0 | 0 | 0 | 0 | 0
2022-12-23 08:00 | 0.03672 | 0.00272 | 35584 | 1267.4451 | 634 | 288.3331 | 3 | 17107.5575 | 1.7108 | 0 | 16819.2245 | 922745.9797 | 19 | 0 | 1819.491 | 0 | 18375 | 104930.7844 | 18375 | 0 | 86555.7844 | 86555.7844 | 0 | 0 | 0 | 0 | 0 | 0 | 0
2022-12-23 09:00 | 0.07912 | 0.00473 | 35584 | 2730.9439 | 634 | 501.4027 | 3 | 15644.0619 | 1.5644 | 0 | 15142.6591 | 905926.7552 | 19 | 0 | 1819.491 | 0 | 18375 | 104930.7844 | 18375 | 0 | 86555.7844 | 86555.7844 | 0 | 0 | 0 | 0 | 0 | 0 | 0
2022-12-23 10:00 | 0.11885 | 0.0101 | 35584 | 4102.2836 | 634 | 1070.6485 | 3 | 14272.725 | 1.4273 | 0 | 13202.0765 | 890784.0961 | 19 | 0 | 1819.491 | 0 | 18375 | 104930.7844 | 18375 | 0 | 86555.7844 | 86555.7844 | 0 | 0 | 0 | 0 | 0 | 0 | 0
2022-12-23 11:00 | 0.14412 | 0.01742 | 35584 | 4974.5151 | 634 | 1846.6036 | 3 | 13400.4954 | 1.34 | 0 | 11553.8918 | 877582.0196 | 19 | 0 | 1819.491 | 0 | 18375 | 104930.7844 | 18375 | 0 | 86555.7844 | 86555.7844 | 0 | 0 | 0 | 0 | 0 | 0 | 0
2022-12-23 12:00 | 0.12588 | 0 | 35584 | 4344.9345 | 634 | 0 | 3 | 14030.0746 | 1.403 | 0 | 14030.0746 | 866028.1278 | 19 | 0 | 1819.491 | 0 | 18375 | 104930.7844 | 18375 | 0 | 86555.7844 | 86555.7844 | 0 | 0 | 0 | 0 | 0 | 0 | 0
2022-12-23 13:00 | 0.11362 | 0.01078 | 35584 | 3921.7625 | 634 | 1142.7317 | 3 | 14453.2458 | 1.4453 | 0 | 13310.5141 | 851998.0532 | 19 | 0 | 1819.491 | 0 | 18375 | 104930.7844 | 18375 | 0 | 86555.7844 | 86555.7844 | 0 | 0 | 0 | 0 | 0 | 0 | 0
2022-12-23 14:00 | 0.09245 | 0.00406 | 35584 | 3191.0486 | 634 | 430.3795 | 3 | 15183.9581 | 1.5184 | 0 | 14753.5787 | 838687.5391 | 19 | 0 | 1819.491 | 0 | 18375 | 104930.7844 | 18375 | 0 | 86555.7844 | 86555.7844 | 0 | 0 | 0 | 0 | 0 | 0 | 0
2022-12-23 15:00 | 0.06225 | 0.00076 | 35584 | 2148.6509 | 634 | 80.5636 | 3 | 16226.3536 | 1.6226 | 0 | 16145.79 | 823933.9605 | 19 | 0 | 1819.491 | 0 | 18375 | 104930.7844 | 18375 | 0 | 86555.7844 | 86555.7844 | 0 | 0 | 0 | 0 | 0 | 0 | 0
2022-12-23 16:00 | 0.0249 | 0 | 35584 | 859.4604 | 634 | 0 | 3 | 17515.5415 | 1.7516 | 0 | 17515.5415 | 807788.1705 | 19 | 0 | 1819.491 | 0 | 18375 | 104930.7844 | 18375 | 0 | 86555.7844 | 86555.7844 | 0 | 0 | 0 | 0 | 0 | 0 | 0
2022-12-23 17:00 | 0.00152 | 0 | 35584 | 52.465 | 634 | 0 | 3 | 18322.5351 | 1.8323 | 0 | 18322.5351 | 790272.629 | 19 | 0 | 1819.491 | 0 | 18375 | 104930.7844 | 18375 | 0 | 86555.7844 | 86555.7844 | 0 | 0 | 0 | 0 | 0 | 0 | 0
2022-12-23 18:00 | 0 | 0 | 35584 | 0 | 634 | 0 | 3 | 18375 | 1.8375 | 0 | 18375 | 771950.094 | 19 | 0 | 1819.491 | 0 | 18375 | 104930.7844 | 18375 | 0 | 86555.7844 | 86555.7844 | 0 | 0 | 0 | 0 | 0 | 0 | 0
2022-12-23 19:00 | 0 | 0 | 35584 | 0 | 634 | 0 | 3 | 18375 | 1.8375 | 0 | 18375 | 753575.094 | 19 | 0 | 1819.491 | 0 | 18375 | 104930.7844 | 18375 | 0 | 86555.7844 | 86555.7844 | 0 | 0 | 0 | 0 | 0 | 0 | 0
2022-12-23 20:00 | 0 | 0 | 35584 | 0 | 634 | 0 | 3 | 18375 | 1.8375 | 0 | 18375 | 735200.094 | 19 | 0 | 1819.491 | 0 | 18375 | 104930.7844 | 18375 | 0 | 86555.7844 | 86555.7844 | 0 | 0 | 0 | 0 | 0 | 0 | 0
2022-12-23 21:00 | 0 | 0 | 35584 | 0 | 634 | 0 | 3 | 18375 | 1.8375 | 0 | 18375 | 716825.094 | 19 | 0 | 1819.491 | 0 | 18375 | 104930.7844 | 18375 | 0 | 86555.7844 | 86555.7844 | 0 | 0 | 0 | 0 | 0 | 0 | 0
2022-12-23 22:00 | 0 | 0 | 35584 | 0 | 634 | 0 | 3 | 18375 | 1.8375 | 0 | 18375 | 698450.094 | 19 | 0 | 1819.491 | 0 | 18375 | 104930.7844 | 18375 | 0 | 86555.7844 | 86555.7844 | 0 | 0 | 0 | 0 | 0 | 0 | 0
2022-12-23 23:00 | 0 | 0 | 35584 | 0 | 634 | 0 | 3 | 18375 | 1.8375 | 0 | 18375 | 680075.094 | 19 | 0 | 1819.491 | 0 | 18375 | 104930.7844 | 18375 | 0 | 86555.7844 | 86555.7844 | 0 | 0 | 0 | 0 | 0 | 0 | 0
2022-12-24 | 0 | 0 | 35584 | 0 | 634 | 0 | 3 | 18500 | 1.85 | 0 | 18500 | 661700.094 | 19 | 0 | 1819.491 | 0 | 18500 | 105055.7844 | 18500 | 0 | 86555.7844 | 86555.7844 | 0 | 0 | 0 | 0 | 0 | 0 | 0
2022-12-24 01:00 | 0 | 0 | 35584 | 0 | 634 | 0 | 3 | 18500 | 1.85 | 0 | 18500 | 643200.094 | 19 | 0 | 1819.491 | 0 | 18500 | 105055.7844 | 18500 | 0 | 86555.7844 | 86555.7844 | 0 | 0 | 0 | 0 | 0 | 0 | 0
2022-12-24 02:00 | 0 | 0 | 35584 | 0 | 634 | 0 | 3 | 18500 | 1.85 | 0 | 18500 | 624700.094 | 19 | 0 | 1819.491 | 0 | 18500 | 105055.7844 | 18500 | 0 | 86555.7844 | 86555.7844 | 0 | 0 | 0 | 0 | 0 | 0 | 0
2022-12-24 03:00 | 0 | 0 | 35584 | 0 | 634 | 0 | 3 | 18500 | 1.85 | 0 | 18500 | 606200.094 | 19 | 0 | 1819.491 | 0 | 18500 | 105055.7844 | 18500 | 0 | 86555.7844 | 86555.7844 | 0 | 0 | 0 | 0 | 0 | 0 | 0
2022-12-24 04:00 | 0 | 0 | 35584 | 0 | 634 | 0 | 3 | 18500 | 1.85 | 0 | 18500 | 587700.094 | 19 | 0 | 1819.491 | 0 | 18500 | 105055.7844 | 18500 | 0 | 86555.7844 | 86555.7844 | 0 | 0 | 0 | 0 | 0 | 0 | 0
2022-12-24 05:00 | 0 | 0 | 35584 | 0 | 634 | 0 | 3 | 18500 | 1.85 | 0 | 18500 | 569200.094 | 19 | 0 | 1819.491 | 0 | 18500 | 105055.7844 | 18500 | 0 | 86555.7844 | 86555.7844 | 0 | 0 | 0 | 0 | 0 | 0 | 0
2022-12-24 06:00 | 0 | 0 | 35584 | 0 | 634 | 0 | 3 | 18500 | 1.85 | 0 | 18500 | 550700.094 | 19 | 0 | 1819.491 | 0 | 18500 | 105055.7844 | 18500 | 0 | 86555.7844 | 86555.7844 | 0 | 0 | 0 | 0 | 0 | 0 | 0
2022-12-24 07:00 | 0.0153 | 0.01255 | 35584 | 528.1021 | 634 | 1330.3602 | 3 | 17971.899 | 1.7972 | 0 | 16641.5387 | 532200.094 | 19 | 0 | 1819.491 | 0 | 18500 | 105055.7844 | 18500 | 0 | 86555.7844 | 86555.7844 | 0 | 0 | 0 | 0 | 0 | 0 | 0
2022-12-24 08:00 | 0.148 | 0.28706 | 35584 | 5108.439 | 634 | 30429.7379 | 3 | 13391.5717 | 1.3392 | 17038.1662 | 0 | 515558.5552 | 19 | 0 | 1819.491 | 0 | 18500 | 105055.7844 | 18500 | 0 | 86555.7844 | 86555.7844 | 0 | 0 | 0 | 0 | 0 | 0 | 0
2022-12-24 09:00 | 0.3123 | 0.4801 | 35584 | 10779.4967 | 634 | 50892.9045 | 3 | 7720.526 | 0.77205 | 50892.9045 | 7720.526 | 532596.7214 | 19 | 0 | 1819.491 | 0 | 18500 | 105055.7844 | 18500 | 0 | 86555.7844 | 86555.7844 | 0 | 0 | 0 | 0 | 0 | 0 | 0
2022-12-24 10:00 | 0.44492 | 0.58444 | 35584 | 15357.0723 | 634 | 61953.4453 | 3 | 3142.9601 | 0.3143 | 58810.4853 | 0 | 575769.0999 | 19 | 0 | 1819.491 | 0 | 18500 | 105055.7844 | 18500 | 0 | 86555.7844 | 86555.7844 | 0 | 0 | 0 | 0 | 0 | 0 | 0
2022-12-24 11:00 | 0.52638 | 0.63127 | 35584 | 18168.7847 | 634 | 66917.6501 | 3 | 331.2535 | 0.033125 | 66586.3966 | 0 | 634579.5851 | 19 | 0 | 1819.491 | 0 | 18500 | 105055.7844 | 18500 | 0 | 86555.7844 | 86555.7844 | 0 | 0 | 0 | 0 | 0 | 0 | 0
2022-12-24 12:00 | 0.56503 | 0.64075 | 35584 | 19502.8467 | 634 | 67922.5756 | 3 | 0 | 0 | 67922.5756 | 0 | 701165.9817 | 19 | 1002.8056 | 1819.491 | 21.08 | 18500 | 105055.7844 | 19502.8056 | 0 | 85552.9788 | 85552.9788 | 1002.8056 | 0 | 0 | 0 | 0 | 0 | 0
2022-12-24 13:00 | 0.53203 | 0.64967 | 35584 | 18363.8029 | 634 | 68868.1384 | 3 | 136.2358 | 0.013624 | 68731.9026 | 0 | 769088.5573 | 19 | 0 | 1819.491 | 0 | 18500 | 105055.7844 | 18500 | 0 | 86555.7844 | 86555.7844 | 0 | 0 | 0 | 0 | 0 | 0 | 0
2022-12-24 14:00 | 0.41377 | 0.52611 | 35584 | 14281.8839 | 634 | 55770.1853 | 3 | 4218.1461 | 0.42181 | 51552.0392 | 0 | 837820.4599 | 19 | 0 | 1819.491 | 0 | 18500 | 105055.7844 | 18500 | 0 | 86555.7844 | 86555.7844 | 0 | 0 | 0 | 0 | 0 | 0 | 0
2022-12-24 15:00 | 0.25488 | 0.35983 | 35584 | 8797.5604 | 634 | 38143.7072 | 3 | 9702.4581 | 0.97025 | 28441.2491 | 0 | 889372.4991 | 19 | 0 | 1819.491 | 0 | 18500 | 105055.7844 | 18500 | 0 | 86555.7844 | 86555.7844 | 0 | 0 | 0 | 0 | 0 | 0 | 0
2022-12-24 16:00 | 0.0925 | 0.12104 | 35584 | 3192.7744 | 634 | 12830.821 | 3 | 15307.2323 | 1.5307 | 0 | 2476.4113 | 917813.7482 | 19 | 0 | 1819.491 | 0 | 18500 | 105055.7844 | 18500 | 0 | 86555.7844 | 86555.7844 | 0 | 0 | 0 | 0 | 0 | 0 | 0
2022-12-24 17:00 | 0.00375 | 0.00079 | 35584 | 129.4368 | 634 | 83.7438 | 3 | 18370.5635 | 1.8371 | 0 | 18286.8197 | 915337.3369 | 19 | 0 | 1819.491 | 0 | 18500 | 105055.7844 | 18500 | 0 | 86555.7844 | 86555.7844 | 0 | 0 | 0 | 0 | 0 | 0 | 0
2022-12-24 18:00 | 0 | 0 | 35584 | 0 | 634 | 0 | 3 | 18500 | 1.85 | 0 | 18500 | 897050.5172 | 19 | 0 | 1819.491 | 0 | 18500 | 105055.7844 | 18500 | 0 | 86555.7844 | 86555.7844 | 0 | 0 | 0 | 0 | 0 | 0 | 0
2022-12-24 19:00 | 0 | 0 | 35584 | 0 | 634 | 0 | 3 | 18500 | 1.85 | 0 | 18500 | 878550.5172 | 19 | 0 | 1819.491 | 0 | 18500 | 105055.7844 | 18500 | 0 | 86555.7844 | 86555.7844 | 0 | 0 | 0 | 0 | 0 | 0 | 0
2022-12-24 20:00 | 0 | 0 | 35584 | 0 | 634 | 0 | 3 | 18500 | 1.85 | 0 | 18500 | 860050.5172 | 19 | 0 | 1819.491 | 0 | 18500 | 105055.7844 | 18500 | 0 | 86555.7844 | 86555.7844 | 0 | 0 | 0 | 0 | 0 | 0 | 0
2022-12-24 21:00 | 0 | 0 | 35584 | 0 | 634 | 0 | 3 | 18500 | 1.85 | 0 | 18500 | 841550.5172 | 19 | 0 | 1819.491 | 0 | 18500 | 105055.7844 | 18500 | 0 | 86555.7844 | 86555.7844 | 0 | 0 | 0 | 0 | 0 | 0 | 0
2022-12-24 22:00 | 0 | 0 | 35584 | 0 | 634 | 0 | 3 | 18500 | 1.85 | 0 | 18500 | 823050.5172 | 19 | 0 | 1819.491 | 0 | 18500 | 105055.7844 | 18500 | 0 | 86555.7844 | 86555.7844 | 0 | 0 | 0 | 0 | 0 | 0 | 0
2022-12-24 23:00 | 0 | 0 | 35584 | 0 | 634 | 0 | 3 | 18500 | 1.85 | 0 | 18500 | 804550.5172 | 19 | 0 | 1819.491 | 0 | 18500 | 105055.7844 | 18500 | 0 | 86555.7844 | 86555.7844 | 0 | 0 | 0 | 0 | 0 | 0 | 0
2022-12-25 | 0 | 0 | 35584 | 0 | 634 | 0 | 3 | 18500 | 1.85 | 0 | 18500 | 786050.5172 | 19 | 0 | 1819.491 | 0 | 18500 | 105055.7844 | 18500 | 0 | 86555.7844 | 86555.7844 | 0 | 0 | 0 | 0 | 0 | 0 | 0
2022-12-25 01:00 | 0 | 0 | 35584 | 0 | 634 | 0 | 3 | 18500 | 1.85 | 0 | 18500 | 767550.5172 | 19 | 0 | 1819.491 | 0 | 18500 | 105055.7844 | 18500 | 0 | 86555.7844 | 86555.7844 | 0 | 0 | 0 | 0 | 0 | 0 | 0
2022-12-25 02:00 | 0 | 0 | 35584 | 0 | 634 | 0 | 3 | 18500 | 1.85 | 0 | 18500 | 749050.5172 | 19 | 0 | 1819.491 | 0 | 18500 | 105055.7844 | 18500 | 0 | 86555.7844 | 86555.7844 | 0 | 0 | 0 | 0 | 0 | 0 | 0
2022-12-25 03:00 | 0 | 0 | 35584 | 0 | 634 | 0 | 3 | 18500 | 1.85 | 0 | 18500 | 730550.5172 | 19 | 0 | 1819.491 | 0 | 18500 | 105055.7844 | 18500 | 0 | 86555.7844 | 86555.7844 | 0 | 0 | 0 | 0 | 0 | 0 | 0
2022-12-25 04:00 | 0 | 0 | 35584 | 0 | 634 | 0 | 3 | 18500 | 1.85 | 0 | 18500 | 712050.5172 | 19 | 0 | 1819.491 | 0 | 18500 | 105055.7844 | 18500 | 0 | 86555.7844 | 86555.7844 | 0 | 0 | 0 | 0 | 0 | 0 | 0
2022-12-25 05:00 | 0 | 0 | 35584 | 0 | 634 | 0 | 3 | 18500 | 1.85 | 0 | 18500 | 693550.5172 | 19 | 0 | 1819.491 | 0 | 18500 | 105055.7844 | 18500 | 0 | 86555.7844 | 86555.7844 | 0 | 0 | 0 | 0 | 0 | 0 | 0
2022-12-25 06:00 | 0 | 0 | 35584 | 0 | 634 | 0 | 3 | 18500 | 1.85 | 0 | 18500 | 675050.5172 | 19 | 0 | 1819.491 | 0 | 18500 | 105055.7844 | 18500 | 0 | 86555.7844 | 86555.7844 | 0 | 0 | 0 | 0 | 0 | 0 | 0
2022-12-25 07:00 | 0.0128 | 0.00404 | 35584 | 441.8109 | 634 | 428.2594 | 3 | 18058.19 | 1.8058 | 0 | 17629.9306 | 656550.5172 | 19 | 0 | 1819.491 | 0 | 18500 | 105055.7844 | 18500 | 0 | 86555.7844 | 86555.7844 | 0 | 0 | 0 | 0 | 0 | 0 | 0
2022-12-25 08:00 | 0.12178 | 0.11259 | 35584 | 4203.4169 | 634 | 11935.0804 | 3 | 14296.5919 | 1.4297 | 0 | 2361.5115 | 638920.5866 | 19 | 0 | 1819.491 | 0 | 18500 | 105055.7844 | 18500 | 0 | 86555.7844 | 86555.7844 | 0 | 0 | 0 | 0 | 0 | 0 | 0
2022-12-25 09:00 | 0.26145 | 0.26128 | 35584 | 9024.3337 | 634 | 27696.9341 | 3 | 9475.6853 | 0.94757 | 18221.2488 | 0 | 636559.0751 | 19 | 0 | 1819.491 | 0 | 18500 | 105055.7844 | 18500 | 0 | 86555.7844 | 86555.7844 | 0 | 0 | 0 | 0 | 0 | 0 | 0
2022-12-25 10:00 | 0.38765 | 0.33805 | 35584 | 13380.3135 | 634 | 35834.9226 | 3 | 5119.7147 | 0.51197 | 35834.9226 | 5119.7147 | 654780.324 | 19 | 0 | 1819.491 | 0 | 18500 | 105055.7844 | 18500 | 0 | 86555.7844 | 86555.7844 | 0 | 0 | 0 | 0 | 0 | 0 | 0
2022-12-25 11:00 | 0.47195 | 0.39289 | 35584 | 16290.0527 | 634 | 41648.2259 | 3 | 2209.9816 | 0.221 | 39438.2443 | 0 | 685495.5319 | 19 | 0 | 1819.491 | 0 | 18500 | 105055.7844 | 18500 | 0 | 86555.7844 | 86555.7844 | 0 | 0 | 0 | 0 | 0 | 0 | 0
2022-12-25 12:00 | 0.49283 | 0.40466 | 35584 | 17010.7568 | 634 | 42895.9024 | 3 | 1489.279 | 0.14893 | 41406.6234 | 0 | 724933.7762 | 19 | 0 | 1819.491 | 0 | 18500 | 105055.7844 | 18500 | 0 | 86555.7844 | 86555.7844 | 0 | 0 | 0 | 0 | 0 | 0 | 0
2022-12-25 13:00 | 0.36915 | 0.32636 | 35584 | 12741.7586 | 634 | 34595.7265 | 3 | 5758.2682 | 0.57583 | 34595.7265 | 5758.2682 | 766340.3996 | 19 | 0 | 1819.491 | 0 | 18500 | 105055.7844 | 18500 | 0 | 86555.7844 | 86555.7844 | 0 | 0 | 0 | 0 | 0 | 0 | 0
2022-12-25 14:00 | 0.29467 | 0.23389 | 35584 | 10170.9712 | 634 | 24793.4627 | 3 | 8329.0503 | 0.83291 | 16464.4124 | 0 | 795177.8579 | 19 | 0 | 1819.491 | 0 | 18500 | 105055.7844 | 18500 | 0 | 86555.7844 | 86555.7844 | 0 | 0 | 0 | 0 | 0 | 0 | 0
2022-12-25 15:00 | 0.18593 | 0.15876 | 35584 | 6417.6491 | 634 | 16829.322 | 3 | 12082.3644 | 1.2082 | 4746.9577 | 0 | 811642.2703 | 19 | 0 | 1819.491 | 0 | 18500 | 105055.7844 | 18500 | 0 | 86555.7844 | 86555.7844 | 0 | 0 | 0 | 0 | 0 | 0 | 0
2022-12-25 16:00 | 0.0751 | 0.06435 | 35584 | 2592.1876 | 634 | 6821.4089 | 3 | 15907.8178 | 1.5908 | 0 | 9086.4089 | 816389.228 | 19 | 0 | 1819.491 | 0 | 18500 | 105055.7844 | 18500 | 0 | 86555.7844 | 86555.7844 | 0 | 0 | 0 | 0 | 0 | 0 | 0
2022-12-25 17:00 | 0.00353 | 0.00104 | 35584 | 121.8432 | 634 | 110.245 | 3 | 18378.1571 | 1.8378 | 110.245 | 18378.1571 | 807302.8191 | 19 | 0 | 1819.491 | 0 | 18500 | 105055.7844 | 18500 | 0 | 86555.7844 | 86555.7844 | 0 | 0 | 0 | 0 | 0 | 0 | 0
2022-12-25 18:00 | 0 | 0 | 35584 | 0 | 634 | 0 | 3 | 18500 | 1.85 | 0 | 18500 | 789034.907 | 19 | 0 | 1819.491 | 0 | 18500 | 105055.7844 | 18500 | 0 | 86555.7844 | 86555.7844 | 0 | 0 | 0 | 0 | 0 | 0 | 0
2022-12-25 19:00 | 0 | 0 | 35584 | 0 | 634 | 0 | 3 | 18500 | 1.85 | 0 | 18500 | 770534.907 | 19 | 0 | 1819.491 | 0 | 18500 | 105055.7844 | 18500 | 0 | 86555.7844 | 86555.7844 | 0 | 0 | 0 | 0 | 0 | 0 | 0
2022-12-25 20:00 | 0 | 0 | 35584 | 0 | 634 | 0 | 3 | 18500 | 1.85 | 0 | 18500 | 752034.907 | 19 | 0 | 1819.491 | 0 | 18500 | 105055.7844 | 18500 | 0 | 86555.7844 | 86555.7844 | 0 | 0 | 0 | 0 | 0 | 0 | 0
2022-12-25 21:00 | 0 | 0 | 35584 | 0 | 634 | 0 | 3 | 18500 | 1.85 | 0 | 18500 | 733534.907 | 19 | 0 | 1819.491 | 0 | 18500 | 105055.7844 | 18500 | 0 | 86555.7844 | 86555.7844 | 0 | 0 | 0 | 0 | 0 | 0 | 0
2022-12-25 22:00 | 0 | 0 | 35584 | 0 | 634 | 0 | 3 | 18500 | 1.85 | 0 | 18500 | 715034.907 | 19 | 0 | 1819.491 | 0 | 18500 | 105055.7844 | 18500 | 0 | 86555.7844 | 86555.7844 | 0 | 0 | 0 | 0 | 0 | 0 | 0
2022-12-25 23:00 | 0 | 0 | 35584 | 0 | 634 | 0 | 3 | 18500 | 1.85 | 0 | 18500 | 696534.907 | 19 | 0 | 1819.491 | 0 | 18500 | 105055.7844 | 18500 | 0 | 86555.7844 | 86555.7844 | 0 | 0 | 0 | 0 | 0 | 0 | 0
2022-12-26 | 0 | 0 | 35584 | 0 | 634 | 0 | 3 | 17458.3333 | 1.7458 | 0 | 17458.3333 | 678034.907 | 19 | 0 | 1819.491 | 0 | 17458.3333 | 104014.1177 | 17458.3333 | 0 | 86555.7844 | 86555.7844 | 0 | 0 | 0 | 0 | 0 | 0 | 0
2022-12-26 01:00 | 0 | 0 | 35584 | 0 | 634 | 0 | 3 | 17458.3333 | 1.7458 | 0 | 17458.3333 | 660576.5736 | 19 | 0 | 1819.491 | 0 | 17458.3333 | 104014.1177 | 17458.3333 | 0 | 86555.7844 | 86555.7844 | 0 | 0 | 0 | 0 | 0 | 0 | 0
2022-12-26 02:00 | 0 | 0 | 35584 | 0 | 634 | 0 | 3 | 17458.3333 | 1.7458 | 0 | 17458.3333 | 643118.2403 | 19 | 0 | 1819.491 | 0 | 17458.3333 | 104014.1177 | 17458.3333 | 0 | 86555.7844 | 86555.7844 | 0 | 0 | 0 | 0 | 0 | 0 | 0
2022-12-26 03:00 | 0 | 0 | 35584 | 0 | 634 | 0 | 3 | 17458.3333 | 1.7458 | 0 | 17458.3333 | 625659.907 | 19 | 0 | 1819.491 | 0 | 17458.3333 | 104014.1177 | 17458.3333 | 0 | 86555.7844 | 86555.7844 | 0 | 0 | 0 | 0 | 0 | 0 | 0
2022-12-26 04:00 | 0 | 0 | 35584 | 0 | 634 | 0 | 3 | 17458.3333 | 1.7458 | 0 | 17458.3333 | 608201.5736 | 19 | 0 | 1819.491 | 0 | 17458.3333 | 104014.1177 | 17458.3333 | 0 | 86555.7844 | 86555.7844 | 0 | 0 | 0 | 0 | 0 | 0 | 0
2022-12-26 05:00 | 0 | 0 | 35584 | 0 | 634 | 0 | 3 | 17458.3333 | 1.7458 | 0 | 17458.3333 | 590743.2403 | 19 | 0 | 1819.491 | 0 | 17458.3333 | 104014.1177 | 17458.3333 | 0 | 86555.7844 | 86555.7844 | 0 | 0 | 0 | 0 | 0 | 0 | 0
2022-12-26 06:00 | 0 | 0 | 35584 | 0 | 634 | 0 | 3 | 17458.3333 | 1.7458 | 0 | 17458.3333 | 573284.907 | 19 | 0 | 1819.491 | 0 | 17458.3333 | 104014.1177 | 17458.3333 | 0 | 86555.7844 | 86555.7844 | 0 | 0 | 0 | 0 | 0 | 0 | 0
2022-12-26 07:00 | 0.0132 | 0.00781 | 35584 | 455.6175 | 634 | 827.8975 | 3 | 17002.7168 | 1.7003 | 0 | 16174.8193 | 555826.5736 | 19 | 0 | 1819.491 | 0 | 17458.3333 | 104014.1177 | 17458.3333 | 0 | 86555.7844 | 86555.7844 | 0 | 0 | 0 | 0 | 0 | 0 | 0
2022-12-26 08:00 | 0.11762 | 0.16748 | 35584 | 4059.8284 | 634 | 17753.6839 | 3 | 13398.5135 | 1.3399 | 4355.1704 | 0 | 539651.7544 | 19 | 0 | 1819.491 | 0 | 17458.3333 | 104014.1177 | 17458.3333 | 0 | 86555.7844 | 86555.7844 | 0 | 0 | 0 | 0 | 0 | 0 | 0
2022-12-26 09:00 | 0.2388 | 0.21218 | 35584 | 8242.5354 | 634 | 22492.0985 | 3 | 9215.8153 | 0.92158 | 13276.2832 | 0 | 544006.9248 | 19 | 0 | 1819.491 | 0 | 17458.3333 | 104014.1177 | 17458.3333 | 0 | 86555.7844 | 86555.7844 | 0 | 0 | 0 | 0 | 0 | 0 | 0
2022-12-26 10:00 | 0.33758 | 0.22508 | 35584 | 11652.0733 | 634 | 23859.5604 | 3 | 5806.2845 | 0.58063 | 18053.2758 | 0 | 557283.208 | 19 | 0 | 1819.491 | 0 | 17458.3333 | 104014.1177 | 17458.3333 | 0 | 86555.7844 | 86555.7844 | 0 | 0 | 0 | 0 | 0 | 0 | 0
2022-12-26 11:00 | 0.39958 | 0.256 | 35584 | 13792.0951 | 634 | 27137.2288 | 3 | 3666.2673 | 0.36663 | 23470.9615 | 0 | 575336.4838 | 19 | 0 | 1819.491 | 0 | 17458.3333 | 104014.1177 | 17458.3333 | 0 | 86555.7844 | 86555.7844 | 0 | 0 | 0 | 0 | 0 | 0 | 0
2022-12-26 12:00 | 0.3738 | 0.14539 | 35584 | 12902.2602 | 634 | 15412.0379 | 3 | 4556.1003 | 0.45561 | 10855.9376 | 0 | 598807.4453 | 19 | 0 | 1819.491 | 0 | 17458.3333 | 104014.1177 | 17458.3333 | 0 | 86555.7844 | 86555.7844 | 0 | 0 | 0 | 0 | 0 | 0 | 0
2022-12-26 13:00 | 0.35225 | 0.13297 | 35584 | 12158.4301 | 634 | 14095.4583 | 3 | 5299.9289 | 0.52999 | 8795.5294 | 0 | 609663.3829 | 19 | 0 | 1819.491 | 0 | 17458.3333 | 104014.1177 | 17458.3333 | 0 | 86555.7844 | 86555.7844 | 0 | 0 | 0 | 0 | 0 | 0 | 0
2022-12-26 14:00 | 0.28425 | 0.06838 | 35584 | 9811.3094 | 634 | 7248.6082 | 3 | 7647.0446 | 0.7647 | 0 | 398.4363 | 618458.9123 | 19 | 0 | 1819.491 | 0 | 17458.3333 | 104014.1177 | 17458.3333 | 0 | 86555.7844 | 86555.7844 | 0 | 0 | 0 | 0 | 0 | 0 | 0
2022-12-26 15:00 | 0.1778 | 0.03116 | 35584 | 6137.0301 | 634 | 3303.1096 | 3 | 11321.3161 | 1.1321 | 0 | 8018.2065 | 618060.476 | 19 | 0 | 1819.491 | 0 | 17458.3333 | 104014.1177 | 17458.3333 | 0 | 86555.7844 | 86555.7844 | 0 | 0 | 0 | 0 | 0 | 0 | 0
2022-12-26 16:00 | 0.0706 | 0.01632 | 35584 | 2436.8635 | 634 | 1729.9983 | 3 | 15021.475 | 1.5021 | 0 | 13291.4766 | 610042.2694 | 19 | 0 | 1819.491 | 0 | 17458.3333 | 104014.1177 | 17458.3333 | 0 | 86555.7844 | 86555.7844 | 0 | 0 | 0 | 0 | 0 | 0 | 0
2022-12-26 17:00 | 0.00338 | 0 | 35584 | 116.6657 | 634 | 0 | 3 | 17341.6679 | 1.7342 | 0 | 17341.6679 | 596750.7928 | 19 | 0 | 1819.491 | 0 | 17458.3333 | 104014.1177 | 17458.3333 | 0 | 86555.7844 | 86555.7844 | 0 | 0 | 0 | 0 | 0 | 0 | 0
2022-12-26 18:00 | 0 | 0 | 35584 | 0 | 634 | 0 | 3 | 17458.3333 | 1.7458 | 0 | 17458.3333 | 579409.1249 | 19 | 0 | 1819.491 | 0 | 17458.3333 | 104014.1177 | 17458.3333 | 0 | 86555.7844 | 86555.7844 | 0 | 0 | 0 | 0 | 0 | 0 | 0
2022-12-26 19:00 | 0 | 0 | 35584 | 0 | 634 | 0 | 3 | 17458.3333 | 1.7458 | 0 | 17458.3333 | 561950.7916 | 19 | 0 | 1819.491 | 0 | 17458.3333 | 104014.1177 | 17458.3333 | 0 | 86555.7844 | 86555.7844 | 0 | 0 | 0 | 0 | 0 | 0 | 0
2022-12-26 20:00 | 0 | 0 | 35584 | 0 | 634 | 0 | 3 | 17458.3333 | 1.7458 | 0 | 17458.3333 | 544492.4583 | 19 | 0 | 1819.491 | 0 | 17458.3333 | 104014.1177 | 17458.3333 | 0 | 86555.7844 | 86555.7844 | 0 | 0 | 0 | 0 | 0 | 0 | 0
2022-12-26 21:00 | 0 | 0 | 35584 | 0 | 634 | 0 | 3 | 17458.3333 | 1.7458 | 0 | 17458.3333 | 527034.1249 | 19 | 0 | 1819.491 | 0 | 17458.3333 | 104014.1177 | 17458.3333 | 0 | 86555.7844 | 86555.7844 | 0 | 0 | 0 | 0 | 0 | 0 | 0
2022-12-26 22:00 | 0 | 0 | 35584 | 0 | 634 | 0 | 3 | 17458.3333 | 1.7458 | 0 | 17458.3333 | 509575.7916 | 19 | 0 | 1819.491 | 0 | 17458.3333 | 104014.1177 | 17458.3333 | 0 | 86555.7844 | 86555.7844 | 0 | 0 | 0 | 0 | 0 | 0 | 0
2022-12-26 23:00 | 0 | 0 | 35584 | 0 | 634 | 0 | 3 | 17458.3333 | 1.7458 | 0 | 17458.3333 | 492117.4583 | 19 | 0 | 1819.491 | 0 | 17458.3333 | 104014.1177 | 17458.3333 | 0 | 86555.7844 | 86555.7844 | 0 | 0 | 0 | 0 | 0 | 0 | 0
2022-12-27 | 0 | 0 | 35584 | 0 | 634 | 0 | 3 | 18416.6667 | 1.8417 | 0 | 18416.6667 | 474659.1249 | 19 | 0 | 1819.491 | 0 | 18416.6667 | 104972.4511 | 18416.6667 | 0 | 86555.7844 | 86555.7844 | 0 | 0 | 0 | 0 | 0 | 0 | 0
2022-12-27 01:00 | 0 | 0 | 35584 | 0 | 634 | 0 | 3 | 18416.6667 | 1.8417 | 0 | 18416.6667 | 456242.4583 | 19 | 0 | 1819.491 | 0 | 18416.6667 | 104972.4511 | 18416.6667 | 0 | 86555.7844 | 86555.7844 | 0 | 0 | 0 | 0 | 0 | 0 | 0
2022-12-27 02:00 | 0 | 0 | 35584 | 0 | 634 | 0 | 3 | 18416.6667 | 1.8417 | 0 | 18416.6667 | 437825.7916 | 19 | 0 | 1819.491 | 0 | 18416.6667 | 104972.4511 | 18416.6667 | 0 | 86555.7844 | 86555.7844 | 0 | 0 | 0 | 0 | 0 | 0 | 0
2022-12-27 03:00 | 0 | 0 | 35584 | 0 | 634 | 0 | 3 | 18416.6667 | 1.8417 | 0 | 18416.6667 | 419409.1249 | 19 | 0 | 1819.491 | 0 | 18416.6667 | 104972.4511 | 18416.6667 | 0 | 86555.7844 | 86555.7844 | 0 | 0 | 0 | 0 | 0 | 0 | 0
2022-12-27 04:00 | 0 | 0 | 35584 | 0 | 634 | 0 | 3 | 18416.6667 | 1.8417 | 0 | 18416.6667 | 400992.4583 | 19 | 0 | 1819.491 | 0 | 18416.6667 | 104972.4511 | 18416.6667 | 0 | 86555.7844 | 86555.7844 | 0 | 0 | 0 | 0 | 0 | 0 | 0
2022-12-27 05:00 | 0 | 0 | 35584 | 0 | 634 | 0 | 3 | 18416.6667 | 1.8417 | 0 | 18416.6667 | 382575.7916 | 19 | 0 | 1819.491 | 0 | 18416.6667 | 104972.4511 | 18416.6667 | 0 | 86555.7844 | 86555.7844 | 0 | 0 | 0 | 0 | 0 | 0 | 0
2022-12-27 06:00 | 0 | 0 | 35584 | 0 | 634 | 0 | 3 | 18416.6667 | 1.8417 | 0 | 18416.6667 | 364159.1249 | 19 | 0 | 1819.491 | 0 | 18416.6667 | 104972.4511 | 18416.6667 | 0 | 86555.7844 | 86555.7844 | 0 | 0 | 0 | 0 | 0 | 0 | 0
2022-12-27 07:00 | 0.00672 | 0 | 35584 | 231.9507 | 634 | 0 | 3 | 18184.7164 | 1.8185 | 0 | 18184.7164 | 345742.4583 | 19 | 0 | 1819.491 | 0 | 18416.6667 | 104972.4511 | 18416.6667 | 0 | 86555.7844 | 86555.7844 | 0 | 0 | 0 | 0 | 0 | 0 | 0
2022-12-27 08:00 | 0.06522 | 0.01644 | 35584 | 2251.1648 | 634 | 1742.7189 | 3 | 16165.5066 | 1.6166 | 0 | 14422.7877 | 327557.7418 | 19 | 0 | 1819.491 | 0 | 18416.6667 | 104972.4511 | 18416.6667 | 0 | 86555.7844 | 86555.7844 | 0 | 0 | 0 | 0 | 0 | 0 | 0
2022-12-27 09:00 | 0.14982 | 0.02651 | 35584 | 5171.259 | 634 | 2810.1872 | 3 | 13245.4185 | 1.3245 | 0 | 10435.2313 | 313134.9542 | 19 | 0 | 1819.491 | 0 | 18416.6667 | 104972.4511 | 18416.6667 | 0 | 86555.7844 | 86555.7844 | 0 | 0 | 0 | 0 | 0 | 0 | 0
2022-12-27 10:00 | 0.2268 | 0.03437 | 35584 | 7828.3377 | 634 | 3643.385 | 3 | 10588.3455 | 1.0588 | 0 | 6944.9605 | 302699.7229 | 19 | 0 | 1819.491 | 0 | 18416.6667 | 104972.4511 | 18416.6667 | 0 | 86555.7844 | 86555.7844 | 0 | 0 | 0 | 0 | 0 | 0 | 0
2022-12-27 11:00 | 0.2683 | 0.03898 | 35584 | 9260.7716 | 634 | 4132.0671 | 3 | 9155.9146 | 0.91559 | 0 | 5023.8475 | 295754.7624 | 19 | 0 | 1819.491 | 0 | 18416.6667 | 104972.4511 | 18416.6667 | 0 | 86555.7844 | 86555.7844 | 0 | 0 | 0 | 0 | 0 | 0 | 0
2022-12-27 12:00 | 0.23912 | 0.04668 | 35584 | 8253.5807 | 634 | 4948.3041 | 3 | 10163.1033 | 1.0163 | 0 | 5214.7993 | 290730.9149 | 19 | 0 | 1819.491 | 0 | 18416.6667 | 104972.4511 | 18416.6667 | 0 | 86555.7844 | 86555.7844 | 0 | 0 | 0 | 0 | 0 | 0 | 0
2022-12-27 13:00 | 0.18373 | 0.10644 | 35584 | 6341.7129 | 634 | 11283.1509 | 3 | 12074.9671 | 1.2075 | 0 | 791.8162 | 285516.1156 | 19 | 0 | 1819.491 | 0 | 18416.6667 | 104972.4511 | 18416.6667 | 0 | 86555.7844 | 86555.7844 | 0 | 0 | 0 | 0 | 0 | 0 | 0
2022-12-27 14:00 | 0.17085 | 0.12225 | 35584 | 5897.1406 | 634 | 12959.0868 | 3 | 12519.5385 | 1.252 | 439.5483 | 0 | 284724.2994 | 19 | 0 | 1819.491 | 0 | 18416.6667 | 104972.4511 | 18416.6667 | 0 | 86555.7844 | 86555.7844 | 0 | 0 | 0 | 0 | 0 | 0 | 0
2022-12-27 15:00 | 0.12503 | 0.12891 | 35584 | 4315.5955 | 634 | 13665.0788 | 3 | 14101.0803 | 1.4101 | 0 | 436.0015 | 285163.8477 | 19 | 0 | 1819.491 | 0 | 18416.6667 | 104972.4511 | 18416.6667 | 0 | 86555.7844 | 86555.7844 | 0 | 0 | 0 | 0 | 0 | 0 | 0
2022-12-27 16:00 | 0.05908 | 0.08469 | 35584 | 2039.2336 | 634 | 8977.5465 | 3 | 16377.4373 | 1.6377 | 0 | 7399.8908 | 284727.8462 | 19 | 0 | 1819.491 | 0 | 18416.6667 | 104972.4511 | 18416.6667 | 0 | 86555.7844 | 86555.7844 | 0 | 0 | 0 | 0 | 0 | 0 | 0
2022-12-27 17:00 | 0.00355 | 0.00408 | 35584 | 122.5335 | 634 | 432.4996 | 3 | 18294.1334 | 1.8294 | 432.4996 | 18294.1334 | 277327.9554 | 19 | 0 | 1819.491 | 0 | 18416.6667 | 104972.4511 | 18416.6667 | 0 | 86555.7844 | 86555.7844 | 0 | 0 | 0 | 0 | 0 | 0 | 0
2022-12-27 18:00 | 0 | 0 | 35584 | 0 | 634 | 0 | 3 | 18416.6667 | 1.8417 | 0 | 18416.6667 | 259466.3216 | 19 | 0 | 1819.491 | 0 | 18416.6667 | 104972.4511 | 18416.6667 | 0 | 86555.7844 | 86555.7844 | 0 | 0 | 0 | 0 | 0 | 0 | 0
2022-12-27 19:00 | 0 | 0 | 35584 | 0 | 634 | 0 | 3 | 18416.6667 | 1.8417 | 0 | 18416.6667 | 241049.6549 | 19 | 0 | 1819.491 | 0 | 18416.6667 | 104972.4511 | 18416.6667 | 0 | 86555.7844 | 86555.7844 | 0 | 0 | 0 | 0 | 0 | 0 | 0
2022-12-27 20:00 | 0 | 0 | 35584 | 0 | 634 | 0 | 3 | 18416.6667 | 1.8417 | 0 | 18416.6667 | 222632.9883 | 19 | 0 | 1819.491 | 0 | 18416.6667 | 104972.4511 | 18416.6667 | 0 | 86555.7844 | 86555.7844 | 0 | 0 | 0 | 0 | 0 | 0 | 0
2022-12-27 21:00 | 0 | 0 | 35584 | 0 | 634 | 0 | 3 | 18416.6667 | 1.8417 | 0 | 18416.6667 | 204216.3216 | 19 | 0 | 1819.491 | 0 | 18416.6667 | 104972.4511 | 18416.6667 | 0 | 86555.7844 | 86555.7844 | 0 | 0 | 0 | 0 | 0 | 0 | 0
2022-12-27 22:00 | 0 | 0 | 35584 | 0 | 634 | 0 | 3 | 18416.6667 | 1.8417 | 0 | 18416.6667 | 185799.6549 | 19 | 0 | 1819.491 | 0 | 18416.6667 | 104972.4511 | 18416.6667 | 0 | 86555.7844 | 86555.7844 | 0 | 0 | 0 | 0 | 0 | 0 | 0
2022-12-27 23:00 | 0 | 0 | 35584 | 0 | 634 | 0 | 3 | 18416.6667 | 1.8417 | 0 | 18416.6667 | 167382.9883 | 19 | 0 | 1819.491 | 0 | 18416.6667 | 104972.4511 | 18416.6667 | 0 | 86555.7844 | 86555.7844 | 0 | 0 | 0 | 0 | 0 | 0 | 0
2022-12-28 | 0 | 0 | 35584 | 0 | 634 | 0 | 3 | 18958.3333 | 1.8958 | 0 | 18958.3333 | 148966.3216 | 19 | 0 | 1819.491 | 0 | 18958.3333 | 105514.1177 | 18958.3333 | 0 | 86555.7844 | 86555.7844 | 0 | 0 | 0 | 0 | 0 | 0 | 0
2022-12-28 01:00 | 0 | 0 | 35584 | 0 | 634 | 0 | 3 | 18958.3333 | 1.8958 | 0 | 18958.3333 | 130007.9883 | 19 | 0 | 1819.491 | 0 | 18958.3333 | 105514.1177 | 18958.3333 | 0 | 86555.7844 | 86555.7844 | 0 | 0 | 0 | 0 | 0 | 0 | 0
2022-12-28 02:00 | 0 | 0 | 35584 | 0 | 634 | 0 | 3 | 18958.3333 | 1.8958 | 0 | 18958.3333 | 111049.6549 | 19 | 0 | 1819.491 | 0 | 18958.3333 | 105514.1177 | 18958.3333 | 0 | 86555.7844 | 86555.7844 | 0 | 0 | 0 | 0 | 0 | 0 | 0
2022-12-28 03:00 | 0 | 0 | 35584 | 0 | 634 | 0 | 3 | 18958.3333 | 1.8958 | 0 | 18958.3333 | 92091.3216 | 19 | 0 | 1819.491 | 0 | 18958.3333 | 105514.1177 | 18958.3333 | 0 | 86555.7844 | 86555.7844 | 0 | 0 | 0 | 0 | 0 | 0 | 0
2022-12-28 04:00 | 0 | 0 | 35584 | 0 | 634 | 0 | 3 | 18958.3333 | 1.8958 | 0 | 18958.3333 | 73132.9883 | 19 | 0 | 1819.491 | 0 | 18958.3333 | 105514.1177 | 18958.3333 | 0 | 86555.7844 | 86555.7844 | 0 | 0 | 0 | 0 | 0 | 0 | 0
2022-12-28 05:00 | 0 | 0 | 35584 | 0 | 634 | 0 | 3 | 18958.3333 | 1.8958 | 0 | 18958.3333 | 54174.6549 | 19 | 0 | 1819.491 | 0 | 18958.3333 | 105514.1177 | 18958.3333 | 0 | 86555.7844 | 86555.7844 | 0 | 0 | 0 | 0 | 0 | 0 | 0
2022-12-28 06:00 | 0 | 0 | 35584 | 0 | 634 | 0 | 3 | 18958.3333 | 1.8958 | 0 | 18958.3333 | 35216.3216 | 19 | 0 | 1819.491 | 0 | 18958.3333 | 105514.1177 | 18958.3333 | 0 | 86555.7844 | 86555.7844 | 0 | 0 | 0 | 0 | 0 | 0 | 0
2022-12-28 07:00 | 0.01398 | 0.02249 | 35584 | 482.5404 | 634 | 2384.048 | 3 | 18475.794 | 1.8476 | 0 | 16091.746 | 16257.9883 | 19 | 0 | 1819.491 | 0 | 18958.3333 | 105514.1177 | 18958.3333 | 0 | 86555.7844 | 86555.7844 | 0 | 0 | 0 | 0 | 0 | 0 | 0
2022-12-28 08:00 | 0.1468 | 0.31687 | 35584 | 5067.0193 | 634 | 33589.741 | 3 | 13891.3247 | 1.3891 | 19698.4162 | 0 | 166.2423 | 19 | 0 | 1819.491 | 0 | 18958.3333 | 105514.1177 | 18958.3333 | 0 | 86555.7844 | 86555.7844 | 0 | 0 | 0 | 0 | 0 | 0 | 0
2022-12-28 09:00 | 0.32065 | 0.58101 | 35584 | 11067.7093 | 634 | 61589.8488 | 3 | 7890.6473 | 0.78906 | 53699.2015 | 0 | 19864.6585 | 19 | 0 | 1819.491 | 0 | 18958.3333 | 105514.1177 | 18958.3333 | 0 | 86555.7844 | 86555.7844 | 0 | 0 | 0 | 0 | 0 | 0 | 0
2022-12-28 10:00 | 0.46485 | 0.71816 | 35584 | 16044.9857 | 634 | 76128.4072 | 3 | 2913.3814 | 0.29134 | 73215.0258 | 0 | 73563.86 | 19 | 0 | 1819.491 | 0 | 18958.3333 | 105514.1177 | 18958.3333 | 0 | 86555.7844 | 86555.7844 | 0 | 0 | 0 | 0 | 0 | 0 | 0
2022-12-28 11:00 | 0.55903 | 0.77648 | 35584 | 19295.7478 | 634 | 82310.6071 | 3 | 0 | 0 | 82310.6071 | 0 | 146778.8858 | 19 | 337.3739 | 1819.491 | 7.0919 | 18958.3333 | 105514.1177 | 19295.7072 | 0 | 86218.4106 | 86218.4106 | 337.3739 | 0 | 0 | 0 | 0 | 0 | 0
2022-12-28 12:00 | 0.51553 | 0.63182 | 35584 | 17794.2809 | 634 | 66975.9527 | 3 | 1164.0899 | 0.11641 | 65811.8629 | 0 | 229089.4929 | 19 | 0 | 1819.491 | 0 | 18958.3333 | 105514.1177 | 18958.3333 | 0 | 86555.7844 | 86555.7844 | 0 | 0 | 0 | 0 | 0 | 0 | 0
2022-12-28 13:00 | 0.4544 | 0.35991 | 35584 | 15684.2885 | 634 | 38152.1876 | 3 | 3274.0778 | 0.32741 | 34878.1097 | 0 | 294901.3558 | 19 | 0 | 1819.491 | 0 | 18958.3333 | 105514.1177 | 18958.3333 | 0 | 86555.7844 | 86555.7844 | 0 | 0 | 0 | 0 | 0 | 0 | 0
2022-12-28 14:00 | 0.3594 | 0.37785 | 35584 | 12405.2229 | 634 | 40053.9137 | 3 | 6553.1365 | 0.65531 | 33500.7771 | 0 | 329779.4655 | 19 | 0 | 1819.491 | 0 | 18958.3333 | 105514.1177 | 18958.3333 | 0 | 86555.7844 | 86555.7844 | 0 | 0 | 0 | 0 | 0 | 0 | 0
2022-12-28 15:00 | 0.23388 | 0.33924 | 35584 | 8072.7143 | 634 | 35961.0684 | 3 | 10885.636 | 1.0886 | 25075.4324 | 0 | 363280.2426 | 19 | 0 | 1819.491 | 0 | 18958.3333 | 105514.1177 | 18958.3333 | 0 | 86555.7844 | 86555.7844 | 0 | 0 | 0 | 0 | 0 | 0 | 0
2022-12-28 16:00 | 0.0951 | 0.20964 | 35584 | 3282.5172 | 634 | 22222.8463 | 3 | 15675.823 | 1.5676 | 6547.0233 | 0 | 388355.675 | 19 | 0 | 1819.491 | 0 | 18958.3333 | 105514.1177 | 18958.3333 | 0 | 86555.7844 | 86555.7844 | 0 | 0 | 0 | 0 | 0 | 0 | 0
2022-12-28 17:00 | 0.00465 | 0.01402 | 35584 | 160.5016 | 634 | 1486.1873 | 3 | 18797.832 | 1.8798 | 0 | 17311.6447 | 394902.6983 | 19 | 0 | 1819.491 | 0 | 18958.3333 | 105514.1177 | 18958.3333 | 0 | 86555.7844 | 86555.7844 | 0 | 0 | 0 | 0 | 0 | 0 | 0
2022-12-28 18:00 | 0 | 0 | 35584 | 0 | 634 | 0 | 3 | 18958.3333 | 1.8958 | 0 | 18958.3333 | 377591.0535 | 19 | 0 | 1819.491 | 0 | 18958.3333 | 105514.1177 | 18958.3333 | 0 | 86555.7844 | 86555.7844 | 0 | 0 | 0 | 0 | 0 | 0 | 0
2022-12-28 19:00 | 0 | 0 | 35584 | 0 | 634 | 0 | 3 | 18958.3333 | 1.8958 | 0 | 18958.3333 | 358632.7202 | 19 | 0 | 1819.491 | 0 | 18958.3333 | 105514.1177 | 18958.3333 | 0 | 86555.7844 | 86555.7844 | 0 | 0 | 0 | 0 | 0 | 0 | 0
2022-12-28 20:00 | 0 | 0 | 35584 | 0 | 634 | 0 | 3 | 18958.3333 | 1.8958 | 0 | 18958.3333 | 339674.3869 | 19 | 0 | 1819.491 | 0 | 18958.3333 | 105514.1177 | 18958.3333 | 0 | 86555.7844 | 86555.7844 | 0 | 0 | 0 | 0 | 0 | 0 | 0
2022-12-28 21:00 | 0 | 0 | 35584 | 0 | 634 | 0 | 3 | 18958.3333 | 1.8958 | 0 | 18958.3333 | 320716.0535 | 19 | 0 | 1819.491 | 0 | 18958.3333 | 105514.1177 | 18958.3333 | 0 | 86555.7844 | 86555.7844 | 0 | 0 | 0 | 0 | 0 | 0 | 0
2022-12-28 22:00 | 0 | 0 | 35584 | 0 | 634 | 0 | 3 | 18958.3333 | 1.8958 | 0 | 18958.3333 | 301757.7202 | 19 | 0 | 1819.491 | 0 | 18958.3333 | 105514.1177 | 18958.3333 | 0 | 86555.7844 | 86555.7844 | 0 | 0 | 0 | 0 | 0 | 0 | 0
2022-12-28 23:00 | 0 | 0 | 35584 | 0 | 634 | 0 | 3 | 18958.3333 | 1.8958 | 0 | 18958.3333 | 282799.3869 | 19 | 0 | 1819.491 | 0 | 18958.3333 | 105514.1177 | 18958.3333 | 0 | 86555.7844 | 86555.7844 | 0 | 0 | 0 | 0 | 0 | 0 | 0
2022-12-29 | 0 | 0 | 35584 | 0 | 634 | 0 | 3 | 19083.3333 | 1.9083 | 0 | 19083.3333 | 263841.0535 | 19 | 0 | 1819.491 | 0 | 19083.3333 | 105639.1177 | 19083.3333 | 0 | 86555.7844 | 86555.7844 | 0 | 0 | 0 | 0 | 0 | 0 | 0
2022-12-29 01:00 | 0 | 0 | 35584 | 0 | 634 | 0 | 3 | 19083.3333 | 1.9083 | 0 | 19083.3333 | 244757.7202 | 19 | 0 | 1819.491 | 0 | 19083.3333 | 105639.1177 | 19083.3333 | 0 | 86555.7844 | 86555.7844 | 0 | 0 | 0 | 0 | 0 | 0 | 0
2022-12-29 02:00 | 0 | 0 | 35584 | 0 | 634 | 0 | 3 | 19083.3333 | 1.9083 | 0 | 19083.3333 | 225674.3869 | 19 | 0 | 1819.491 | 0 | 19083.3333 | 105639.1177 | 19083.3333 | 0 | 86555.7844 | 86555.7844 | 0 | 0 | 0 | 0 | 0 | 0 | 0
2022-12-29 03:00 | 0 | 0 | 35584 | 0 | 634 | 0 | 3 | 19083.3333 | 1.9083 | 0 | 19083.3333 | 206591.0535 | 19 | 0 | 1819.491 | 0 | 19083.3333 | 105639.1177 | 19083.3333 | 0 | 86555.7844 | 86555.7844 | 0 | 0 | 0 | 0 | 0 | 0 | 0
2022-12-29 04:00 | 0 | 0 | 35584 | 0 | 634 | 0 | 3 | 19083.3333 | 1.9083 | 0 | 19083.3333 | 187507.7202 | 19 | 0 | 1819.491 | 0 | 19083.3333 | 105639.1177 | 19083.3333 | 0 | 86555.7844 | 86555.7844 | 0 | 0 | 0 | 0 | 0 | 0 | 0
2022-12-29 05:00 | 0 | 0 | 35584 | 0 | 634 | 0 | 3 | 19083.3333 | 1.9083 | 0 | 19083.3333 | 168424.3869 | 19 | 0 | 1819.491 | 0 | 19083.3333 | 105639.1177 | 19083.3333 | 0 | 86555.7844 | 86555.7844 | 0 | 0 | 0 | 0 | 0 | 0 | 0
2022-12-29 06:00 | 0 | 0 | 35584 | 0 | 634 | 0 | 3 | 19083.3333 | 1.9083 | 0 | 19083.3333 | 149341.0535 | 19 | 0 | 1819.491 | 0 | 19083.3333 | 105639.1177 | 19083.3333 | 0 | 86555.7844 | 86555.7844 | 0 | 0 | 0 | 0 | 0 | 0 | 0
2022-12-29 07:00 | 0.0157 | 0.07018 | 35584 | 541.9087 | 634 | 7439.4169 | 3 | 18541.4257 | 1.8541 | 0 | 11102.0089 | 130257.7202 | 19 | 0 | 1819.491 | 0 | 19083.3333 | 105639.1177 | 19083.3333 | 0 | 86555.7844 | 86555.7844 | 0 | 0 | 0 | 0 | 0 | 0 | 0
2022-12-29 08:00 | 0.17052 | 0.53488 | 35584 | 5885.7502 | 634 | 56699.8474 | 3 | 13197.5956 | 1.3198 | 43502.2519 | 0 | 119155.7113 | 19 | 0 | 1819.491 | 0 | 19083.3333 | 105639.1177 | 19083.3333 | 0 | 86555.7844 | 86555.7844 | 0 | 0 | 0 | 0 | 0 | 0 | 0
2022-12-29 09:00 | 0.3567 | 0.76539 | 35584 | 12312.0284 | 634 | 81135.0139 | 3 | 6771.3308 | 0.67713 | 74363.683 | 0 | 162657.9632 | 19 | 0 | 1819.491 | 0 | 19083.3333 | 105639.1177 | 19083.3333 | 0 | 86555.7844 | 86555.7844 | 0 | 0 | 0 | 0 | 0 | 0 | 0
2022-12-29 10:00 | 0.49427 | 0.85487 | 35584 | 17060.4606 | 634 | 90620.3234 | 3 | 2022.9087 | 0.20229 | 88597.4147 | 0 | 237021.6462 | 19 | 0 | 1819.491 | 0 | 19083.3333 | 105639.1177 | 19083.3333 | 0 | 86555.7844 | 86555.7844 | 0 | 0 | 0 | 0 | 0 | 0 | 0
2022-12-29 11:00 | 0.5927 | 0.89888 | 35584 | 20457.9177 | 634 | 95285.5946 | 3 | 0 | 0 | 95285.5946 | 0 | 325619.0609 | 19 | 1374.5413 | 1819.491 | 28.8943 | 19083.3333 | 105639.1177 | 20457.8746 | 0 | 85181.2431 | 85181.2431 | 1374.5413 | 0 | 0 | 0 | 0 | 0 | 0
2022-12-29 12:00 | 0.57817 | 0.65743 | 35584 | 19956.3932 | 634 | 69690.7357 | 3 | 0 | 0 | 69690.7357 | 0 | 420904.6555 | 19 | 873.0179 | 1819.491 | 18.3517 | 19083.3333 | 105639.1177 | 19956.3512 | 0 | 85682.7665 | 85682.7665 | 873.0179 | 0 | 0 | 0 | 0 | 0 | 0
2022-12-29 13:00 | 0.54845 | 0.72319 | 35584 | 18930.5635 | 634 | 76661.6113 | 3 | 152.8097 | 0.015281 | 76661.6113 | 152.8097 | 490595.3912 | 19 | 0 | 1819.491 | 0 | 19083.3333 | 105639.1177 | 19083.3333 | 0 | 86555.7844 | 86555.7844 | 0 | 0 | 0 | 0 | 0 | 0 | 0
2022-12-29 14:00 | 0.4298 | 0.67362 | 35584 | 14835.1831 | 634 | 71406.9534 | 3 | 4248.1815 | 0.42482 | 67158.7719 | 0 | 567104.1928 | 19 | 0 | 1819.491 | 0 | 19083.3333 | 105639.1177 | 19083.3333 | 0 | 86555.7844 | 86555.7844 | 0 | 0 | 0 | 0 | 0 | 0 | 0
2022-12-29 15:00 | 0.28762 | 0.60762 | 35584 | 9927.63 | 634 | 64410.6366 | 3 | 9155.7243 | 0.91557 | 55254.9123 | 0 | 634262.9647 | 19 | 0 | 1819.491 | 0 | 19083.3333 | 105639.1177 | 19083.3333 | 0 | 86555.7844 | 86555.7844 | 0 | 0 | 0 | 0 | 0 | 0 | 0
2022-12-29 16:00 | 0.1187 | 0.34988 | 35584 | 4097.1062 | 634 | 37088.9594 | 3 | 14986.2358 | 1.4986 | 22102.7236 | 0 | 689517.877 | 19 | 0 | 1819.491 | 0 | 19083.3333 | 105639.1177 | 19083.3333 | 0 | 86555.7844 | 86555.7844 | 0 | 0 | 0 | 0 | 0 | 0 | 0
2022-12-29 17:00 | 0.00578 | 0.01737 | 35584 | 199.5053 | 634 | 1841.3034 | 3 | 18883.8285 | 1.8884 | 0 | 17042.5251 | 711620.6007 | 19 | 0 | 1819.491 | 0 | 19083.3333 | 105639.1177 | 19083.3333 | 0 | 86555.7844 | 86555.7844 | 0 | 0 | 0 | 0 | 0 | 0 | 0
2022-12-29 18:00 | 0 | 0 | 35584 | 0 | 634 | 0 | 3 | 19083.3333 | 1.9083 | 0 | 19083.3333 | 694578.0755 | 19 | 0 | 1819.491 | 0 | 19083.3333 | 105639.1177 | 19083.3333 | 0 | 86555.7844 | 86555.7844 | 0 | 0 | 0 | 0 | 0 | 0 | 0
2022-12-29 19:00 | 0 | 0 | 35584 | 0 | 634 | 0 | 3 | 19083.3333 | 1.9083 | 0 | 19083.3333 | 675494.7422 | 19 | 0 | 1819.491 | 0 | 19083.3333 | 105639.1177 | 19083.3333 | 0 | 86555.7844 | 86555.7844 | 0 | 0 | 0 | 0 | 0 | 0 | 0
2022-12-29 20:00 | 0 | 0 | 35584 | 0 | 634 | 0 | 3 | 19083.3333 | 1.9083 | 0 | 19083.3333 | 656411.4089 | 19 | 0 | 1819.491 | 0 | 19083.3333 | 105639.1177 | 19083.3333 | 0 | 86555.7844 | 86555.7844 | 0 | 0 | 0 | 0 | 0 | 0 | 0
2022-12-29 21:00 | 0 | 0 | 35584 | 0 | 634 | 0 | 3 | 19083.3333 | 1.9083 | 0 | 19083.3333 | 637328.0755 | 19 | 0 | 1819.491 | 0 | 19083.3333 | 105639.1177 | 19083.3333 | 0 | 86555.7844 | 86555.7844 | 0 | 0 | 0 | 0 | 0 | 0 | 0
2022-12-29 22:00 | 0 | 0 | 35584 | 0 | 634 | 0 | 3 | 19083.3333 | 1.9083 | 0 | 19083.3333 | 618244.7422 | 19 | 0 | 1819.491 | 0 | 19083.3333 | 105639.1177 | 19083.3333 | 0 | 86555.7844 | 86555.7844 | 0 | 0 | 0 | 0 | 0 | 0 | 0
2022-12-29 23:00 | 0 | 0 | 35584 | 0 | 634 | 0 | 3 | 19083.3333 | 1.9083 | 0 | 19083.3333 | 599161.4089 | 19 | 0 | 1819.491 | 0 | 19083.3333 | 105639.1177 | 19083.3333 | 0 | 86555.7844 | 86555.7844 | 0 | 0 | 0 | 0 | 0 | 0 | 0
2022-12-30 | 0 | 0 | 35584 | 0 | 634 | 0 | 3 | 18250 | 1.825 | 0 | 18250 | 580078.0755 | 19 | 0 | 1819.491 | 0 | 18250 | 104805.7844 | 18250 | 0 | 86555.7844 | 86555.7844 | 0 | 0 | 0 | 0 | 0 | 0 | 0
2022-12-30 01:00 | 0 | 0 | 35584 | 0 | 634 | 0 | 3 | 18250 | 1.825 | 0 | 18250 | 561828.0755 | 19 | 0 | 1819.491 | 0 | 18250 | 104805.7844 | 18250 | 0 | 86555.7844 | 86555.7844 | 0 | 0 | 0 | 0 | 0 | 0 | 0
2022-12-30 02:00 | 0 | 0 | 35584 | 0 | 634 | 0 | 3 | 18250 | 1.825 | 0 | 18250 | 543578.0755 | 19 | 0 | 1819.491 | 0 | 18250 | 104805.7844 | 18250 | 0 | 86555.7844 | 86555.7844 | 0 | 0 | 0 | 0 | 0 | 0 | 0
2022-12-30 03:00 | 0 | 0 | 35584 | 0 | 634 | 0 | 3 | 18250 | 1.825 | 0 | 18250 | 525328.0755 | 19 | 0 | 1819.491 | 0 | 18250 | 104805.7844 | 18250 | 0 | 86555.7844 | 86555.7844 | 0 | 0 | 0 | 0 | 0 | 0 | 0
2022-12-30 04:00 | 0 | 0 | 35584 | 0 | 634 | 0 | 3 | 18250 | 1.825 | 0 | 18250 | 507078.0755 | 19 | 0 | 1819.491 | 0 | 18250 | 104805.7844 | 18250 | 0 | 86555.7844 | 86555.7844 | 0 | 0 | 0 | 0 | 0 | 0 | 0
2022-12-30 05:00 | 0 | 0 | 35584 | 0 | 634 | 0 | 3 | 18250 | 1.825 | 0 | 18250 | 488828.0755 | 19 | 0 | 1819.491 | 0 | 18250 | 104805.7844 | 18250 | 0 | 86555.7844 | 86555.7844 | 0 | 0 | 0 | 0 | 0 | 0 | 0
2022-12-30 06:00 | 0 | 0 | 35584 | 0 | 634 | 0 | 3 | 18250 | 1.825 | 0 | 18250 | 470578.0755 | 19 | 0 | 1819.491 | 0 | 18250 | 104805.7844 | 18250 | 0 | 86555.7844 | 86555.7844 | 0 | 0 | 0 | 0 | 0 | 0 | 0
2022-12-30 07:00 | 0.0148 | 0.03507 | 35584 | 510.8439 | 634 | 3717.5883 | 3 | 17739.1572 | 1.7739 | 0 | 14021.5688 | 452328.0755 | 19 | 0 | 1819.491 | 0 | 18250 | 104805.7844 | 18250 | 0 | 86555.7844 | 86555.7844 | 0 | 0 | 0 | 0 | 0 | 0 | 0
2022-12-30 08:00 | 0.15552 | 0.36841 | 35584 | 5368.003 | 634 | 39053.2284 | 3 | 12882.0083 | 1.2882 | 26171.22 | 0 | 438306.5067 | 19 | 0 | 1819.491 | 0 | 18250 | 104805.7844 | 18250 | 0 | 86555.7844 | 86555.7844 | 0 | 0 | 0 | 0 | 0 | 0 | 0
2022-12-30 09:00 | 0.33065 | 0.5948 | 35584 | 11412.8741 | 634 | 63051.655 | 3 | 6837.1499 | 0.68371 | 56214.5051 | 0 | 464477.7267 | 19 | 0 | 1819.491 | 0 | 18250 | 104805.7844 | 18250 | 0 | 86555.7844 | 86555.7844 | 0 | 0 | 0 | 0 | 0 | 0 | 0
2022-12-30 10:00 | 0.4772 | 0.68889 | 35584 | 16471.2643 | 634 | 73025.6467 | 3 | 1778.7704 | 0.17788 | 71246.8762 | 0 | 520692.2319 | 19 | 0 | 1819.491 | 0 | 18250 | 104805.7844 | 18250 | 0 | 86555.7844 | 86555.7844 | 0 | 0 | 0 | 0 | 0 | 0 | 0
2022-12-30 11:00 | 0.5673 | 0.73059 | 35584 | 19581.1991 | 634 | 77446.0468 | 3 | 0 | 0 | 77446.0468 | 0 | 591939.1081 | 19 | 1331.1579 | 1819.491 | 27.9823 | 18250 | 104805.7844 | 19581.1579 | 0 | 85224.6265 | 85224.6265 | 1331.1579 | 0 | 0 | 0 | 0 | 0 | 0
2022-12-30 12:00 | 0.59195 | 0.70687 | 35584 | 20432.0303 | 634 | 74931.613 | 3 | 0 | 0 | 74931.613 | 0 | 669385.1549 | 19 | 2181.9873 | 1819.491 | 45.8676 | 18250 | 104805.7844 | 20431.9873 | 0 | 84373.7971 | 84373.7971 | 2181.9873 | 0 | 0 | 0 | 0 | 0 | 0
2022-12-30 13:00 | 0.5454 | 0.658 | 35584 | 18825.2882 | 634 | 69751.1584 | 3 | 0 | 0 | 69751.1584 | 0 | 744316.7679 | 19 | 575.2486 | 1819.491 | 12.0923 | 18250 | 104805.7844 | 18825.2486 | 0 | 85980.5359 | 85980.5359 | 575.2486 | 0 | 0 | 0 | 0 | 0 | 0
2022-12-30 14:00 | 0.44112 | 0.59604 | 35584 | 15225.9097 | 634 | 63183.101 | 3 | 3024.1224 | 0.30241 | 60158.9786 | 0 | 814067.9263 | 19 | 0 | 1819.491 | 0 | 18250 | 104805.7844 | 18250 | 0 | 86555.7844 | 86555.7844 | 0 | 0 | 0 | 0 | 0 | 0 | 0
2022-12-30 15:00 | 0.28605 | 0.46313 | 35584 | 9873.4391 | 634 | 49094.003 | 3 | 8376.5817 | 0.83766 | 40717.4213 | 0 | 874226.9049 | 19 | 0 | 1819.491 | 0 | 18250 | 104805.7844 | 18250 | 0 | 86555.7844 | 86555.7844 | 0 | 0 | 0 | 0 | 0 | 0 | 0
2022-12-30 16:00 | 0.11265 | 0.19289 | 35584 | 3888.2815 | 634 | 20447.2659 | 3 | 14361.7267 | 1.4362 | 6085.5392 | 0 | 914944.3263 | 19 | 0 | 1819.491 | 0 | 18250 | 104805.7844 | 18250 | 0 | 86555.7844 | 86555.7844 | 0 | 0 | 0 | 0 | 0 | 0 | 0
2022-12-30 17:00 | 0.00575 | 0.00114 | 35584 | 198.4698 | 634 | 120.8455 | 3 | 18051.5307 | 1.8052 | 0 | 17930.6852 | 921029.8654 | 19 | 0 | 1819.491 | 0 | 18250 | 104805.7844 | 18250 | 0 | 86555.7844 | 86555.7844 | 0 | 0 | 0 | 0 | 0 | 0 | 0
2022-12-30 18:00 | 0 | 0 | 35584 | 0 | 634 | 0 | 3 | 18250 | 1.825 | 0 | 18250 | 903099.1802 | 19 | 0 | 1819.491 | 0 | 18250 | 104805.7844 | 18250 | 0 | 86555.7844 | 86555.7844 | 0 | 0 | 0 | 0 | 0 | 0 | 0
2022-12-30 19:00 | 0 | 0 | 35584 | 0 | 634 | 0 | 3 | 18250 | 1.825 | 0 | 18250 | 884849.1802 | 19 | 0 | 1819.491 | 0 | 18250 | 104805.7844 | 18250 | 0 | 86555.7844 | 86555.7844 | 0 | 0 | 0 | 0 | 0 | 0 | 0
2022-12-30 20:00 | 0 | 0 | 35584 | 0 | 634 | 0 | 3 | 18250 | 1.825 | 0 | 18250 | 866599.1802 | 19 | 0 | 1819.491 | 0 | 18250 | 104805.7844 | 18250 | 0 | 86555.7844 | 86555.7844 | 0 | 0 | 0 | 0 | 0 | 0 | 0
2022-12-30 21:00 | 0 | 0 | 35584 | 0 | 634 | 0 | 3 | 18250 | 1.825 | 0 | 18250 | 848349.1802 | 19 | 0 | 1819.491 | 0 | 18250 | 104805.7844 | 18250 | 0 | 86555.7844 | 86555.7844 | 0 | 0 | 0 | 0 | 0 | 0 | 0
2022-12-30 22:00 | 0 | 0 | 35584 | 0 | 634 | 0 | 3 | 18250 | 1.825 | 0 | 18250 | 830099.1802 | 19 | 0 | 1819.491 | 0 | 18250 | 104805.7844 | 18250 | 0 | 86555.7844 | 86555.7844 | 0 | 0 | 0 | 0 | 0 | 0 | 0
2022-12-30 23:00 | 0 | 0 | 35584 | 0 | 634 | 0 | 3 | 18250 | 1.825 | 0 | 18250 | 811849.1802 | 19 | 0 | 1819.491 | 0 | 18250 | 104805.7844 | 18250 | 0 | 86555.7844 | 86555.7844 | 0 | 0 | 0 | 0 | 0 | 0 | 0
2022-12-31 | 0 | 0 | 35584 | 0 | 634 | 0 | 3 | 18666.6667 | 1.8667 | 0 | 18666.6667 | 793599.1802 | 19 | 0 | 1819.491 | 0 | 18666.6667 | 105222.4511 | 18666.6667 | 0 | 86555.7844 | 86555.7844 | 0 | 0 | 0 | 0 | 0 | 0 | 0
2022-12-31 01:00 | 0 | 0 | 35584 | 0 | 634 | 0 | 3 | 18666.6667 | 1.8667 | 0 | 18666.6667 | 774932.5136 | 19 | 0 | 1819.491 | 0 | 18666.6667 | 105222.4511 | 18666.6667 | 0 | 86555.7844 | 86555.7844 | 0 | 0 | 0 | 0 | 0 | 0 | 0
2022-12-31 02:00 | 0 | 0 | 35584 | 0 | 634 | 0 | 3 | 18666.6667 | 1.8667 | 0 | 18666.6667 | 756265.8469 | 19 | 0 | 1819.491 | 0 | 18666.6667 | 105222.4511 | 18666.6667 | 0 | 86555.7844 | 86555.7844 | 0 | 0 | 0 | 0 | 0 | 0 | 0
2022-12-31 03:00 | 0 | 0 | 35584 | 0 | 634 | 0 | 3 | 18666.6667 | 1.8667 | 0 | 18666.6667 | 737599.1802 | 19 | 0 | 1819.491 | 0 | 18666.6667 | 105222.4511 | 18666.6667 | 0 | 86555.7844 | 86555.7844 | 0 | 0 | 0 | 0 | 0 | 0 | 0
2022-12-31 04:00 | 0 | 0 | 35584 | 0 | 634 | 0 | 3 | 18666.6667 | 1.8667 | 0 | 18666.6667 | 718932.5136 | 19 | 0 | 1819.491 | 0 | 18666.6667 | 105222.4511 | 18666.6667 | 0 | 86555.7844 | 86555.7844 | 0 | 0 | 0 | 0 | 0 | 0 | 0
2022-12-31 05:00 | 0 | 0 | 35584 | 0 | 634 | 0 | 3 | 18666.6667 | 1.8667 | 0 | 18666.6667 | 700265.8469 | 19 | 0 | 1819.491 | 0 | 18666.6667 | 105222.4511 | 18666.6667 | 0 | 86555.7844 | 86555.7844 | 0 | 0 | 0 | 0 | 0 | 0 | 0
2022-12-31 06:00 | 0 | 0 | 35584 | 0 | 634 | 0 | 3 | 18666.6667 | 1.8667 | 0 | 18666.6667 | 681599.1802 | 19 | 0 | 1819.491 | 0 | 18666.6667 | 105222.4511 | 18666.6667 | 0 | 86555.7844 | 86555.7844 | 0 | 0 | 0 | 0 | 0 | 0 | 0
2022-12-31 07:00 | 0.01175 | 0.001 | 35584 | 405.5686 | 634 | 106.0048 | 3 | 18261.0989 | 1.8261 | 0 | 18155.0941 | 662932.5136 | 19 | 0 | 1819.491 | 0 | 18666.6667 | 105222.4511 | 18666.6667 | 0 | 86555.7844 | 86555.7844 | 0 | 0 | 0 | 0 | 0 | 0 | 0
2022-12-31 08:00 | 0.1244 | 0.1271 | 35584 | 4293.8501 | 634 | 13473.2101 | 3 | 14372.8256 | 1.4373 | 0 | 899.6155 | 644777.4195 | 19 | 0 | 1819.491 | 0 | 18666.6667 | 105222.4511 | 18666.6667 | 0 | 86555.7844 | 86555.7844 | 0 | 0 | 0 | 0 | 0 | 0 | 0
2022-12-31 09:00 | 0.2848 | 0.32775 | 35584 | 9830.2935 | 634 | 34743.0732 | 3 | 8836.3939 | 0.88364 | 25906.6793 | 0 | 643877.804 | 19 | 0 | 1819.491 | 0 | 18666.6667 | 105222.4511 | 18666.6667 | 0 | 86555.7844 | 86555.7844 | 0 | 0 | 0 | 0 | 0 | 0 | 0
2022-12-31 10:00 | 0.43067 | 0.46894 | 35584 | 14865.2124 | 634 | 49709.8909 | 3 | 3801.4855 | 0.38015 | 45908.4054 | 0 | 669784.4833 | 19 | 0 | 1819.491 | 0 | 18666.6667 | 105222.4511 | 18666.6667 | 0 | 86555.7844 | 86555.7844 | 0 | 0 | 0 | 0 | 0 | 0 | 0
2022-12-31 11:00 | 0.5313 | 0.5543 | 35584 | 18338.6058 | 634 | 58758.4606 | 3 | 328.0995 | 0.03281 | 58430.3612 | 0 | 715692.8887 | 19 | 0 | 1819.491 | 0 | 18666.6667 | 105222.4511 | 18666.6667 | 0 | 86555.7844 | 86555.7844 | 0 | 0 | 0 | 0 | 0 | 0 | 0
2022-12-31 12:00 | 0.52428 | 0.44471 | 35584 | 18096.3001 | 634 | 47141.3946 | 3 | 570.4046 | 0.05704 | 46570.99 | 0 | 774123.2499 | 19 | 0 | 1819.491 | 0 | 18666.6667 | 105222.4511 | 18666.6667 | 0 | 86555.7844 | 86555.7844 | 0 | 0 | 0 | 0 | 0 | 0 | 0
2022-12-31 13:00 | 0.50835 | 0.50964 | 35584 | 17546.4526 | 634 | 54024.2863 | 3 | 1120.251 | 0.11203 | 52904.0353 | 0 | 820694.2399 | 19 | 0 | 1819.491 | 0 | 18666.6667 | 105222.4511 | 18666.6667 | 0 | 86555.7844 | 86555.7844 | 0 | 0 | 0 | 0 | 0 | 0 | 0
2022-12-31 14:00 | 0.40995 | 0.4478 | 35584 | 14150.031 | 634 | 47468.9494 | 3 | 4516.6655 | 0.45167 | 42952.284 | 0 | 873598.2751 | 19 | 0 | 1819.491 | 0 | 18666.6667 | 105222.4511 | 18666.6667 | 0 | 86555.7844 | 86555.7844 | 0 | 0 | 0 | 0 | 0 | 0 | 0
2022-12-31 15:00 | 0.26467 | 0.34097 | 35584 | 9135.4768 | 634 | 36144.4567 | 3 | 9531.2091 | 0.95312 | 26613.2475 | 0 | 916550.5591 | 19 | 0 | 1819.491 | 0 | 18666.6667 | 105222.4511 | 18666.6667 | 0 | 86555.7844 | 86555.7844 | 0 | 0 | 0 | 0 | 0 | 0 | 0
2022-12-31 16:00 | 0.10368 | 0.1313 | 35584 | 3578.6686 | 634 | 13918.4302 | 3 | 15088.0056 | 1.5088 | 0 | 1169.5753 | 943163.8066 | 19 | 0 | 1819.491 | 0 | 18666.6667 | 105222.4511 | 18666.6667 | 0 | 86555.7844 | 86555.7844 | 0 | 0 | 0 | 0 | 0 | 0 | 0
2022-12-31 17:00 | 0.00572 | 0.00053 | 35584 | 197.4343 | 634 | 56.1825 | 3 | 18469.2328 | 1.8469 | 0 | 18413.0503 | 941994.2313 | 19 | 0 | 1819.491 | 0 | 18666.6667 | 105222.4511 | 18666.6667 | 0 | 86555.7844 | 86555.7844 | 0 | 0 | 0 | 0 | 0 | 0 | 0
2022-12-31 18:00 | 0 | 0 | 35584 | 0 | 634 | 0 | 3 | 18666.6667 | 1.8667 | 0 | 18666.6667 | 923581.181 | 19 | 0 | 1819.491 | 0 | 18666.6667 | 105222.4511 | 18666.6667 | 0 | 86555.7844 | 86555.7844 | 0 | 0 | 0 | 0 | 0 | 0 | 0
2022-12-31 19:00 | 0 | 0 | 35584 | 0 | 634 | 0 | 3 | 18666.6667 | 1.8667 | 0 | 18666.6667 | 904914.5143 | 19 | 0 | 1819.491 | 0 | 18666.6667 | 105222.4511 | 18666.6667 | 0 | 86555.7844 | 86555.7844 | 0 | 0 | 0 | 0 | 0 | 0 | 0
2022-12-31 20:00 | 0 | 0 | 35584 | 0 | 634 | 0 | 3 | 18666.6667 | 1.8667 | 0 | 18666.6667 | 886247.8477 | 19 | 0 | 1819.491 | 0 | 18666.6667 | 105222.4511 | 18666.6667 | 0 | 86555.7844 | 86555.7844 | 0 | 0 | 0 | 0 | 0 | 0 | 0
2022-12-31 21:00 | 0 | 0 | 35584 | 0 | 634 | 0 | 3 | 18666.6667 | 1.8667 | 0 | 18666.6667 | 867581.181 | 19 | 0 | 1819.491 | 0 | 18666.6667 | 105222.4511 | 18666.6667 | 0 | 86555.7844 | 86555.7844 | 0 | 0 | 0 | 0 | 0 | 0 | 0
2022-12-31 22:00 | 0 | 0 | 35584 | 0 | 634 | 0 | 3 | 18666.6667 | 1.8667 | 0 | 18666.6667 | 848914.5143 | 19 | 0 | 1819.491 | 0 | 18666.6667 | 105222.4511 | 18666.6667 | 0 | 86555.7844 | 86555.7844 | 0 | 0 | 0 | 0 | 0 | 0 | 0
2022-12-31 23:00 | 0 | 0 | 35584 | 0 | 634 | 0 | 3 | 18666.6667 | 1.8667 | 0 | 18666.6667 | 830247.8477 | 19 | 0 | 1819.491 | 0 | 18666.6667 | 105222.4511 | 18666.6667 | 0 | 86555.7844 | 86555.7844 | 0 | 0 | 0 | 0 | 0 | 0 | 0

## Summary
Metric | Value_yearly
H2_prod_kg | 1311380.2243
HFO_displaced_kg | 3934140.6728
Total_Elec_E_kWh | 62384230.6684
Total_Load_kWh | 1192934884.5148
Total_y_Site_Load_kWh | 185960810
Total_y_Site_USD | 37192162
Unserved_Total_kWh | 944589843.8464
Served_Total_kWh | 248345040.6684
PV_export_kWh | 781.6779
PV_area_m2 | 213504
PV_area_ha | 21.3504
PV_area_km2 | 0.2135
Total_CAPEX_USD | 245896200
Annualised_CAPEX_USD | 4917924
Fixed_Opex_USD | 3089508
TruckingCost_USD | 629462.5076
WaterCost_USD | 47209.6881
FuelSaved_Revenue_USD | 1573656.2691
PV_Export_Revenue_USD | 0
NetCost_USD | -31340639.0887 | -36258563.0887 | -6.7817 | -7.8459
CO2_avoided_kg | 12717896.5529
Road_CO2_kg | 25304392.8073
CO2_Total_y_Site_Load_kWh | 145049431.8
CH4_avoided_kg | 11802.422
N2O_avoided_kg | 28325.8128

## CostBreakdown
Item | USD_or_units_per_year_or_total
Num_PV | 35584
Total_PV_MWp | 35.584
PV_Area_m2 | 213504
PV_Area_ha | 21.3504
PV_Area_km2 | 0.2135
Num_Elec | 19
Total_Elec_MW | 9.5
Num_Batt | 0
Total_Batt_MWh | 0
Num_CSP_Turb | 3
CSP_Turbine_MW_e | 30
Num_CSP_Store | 24
CSP_Store_MWh_e | 1200
Num_CSP_Field | 634
CSP_Field_m2 | 634000
CAPEX_PV_USD | 19571200
CAPEX_Elec_USD | 18525000
CAPEX_Batt_USD | 0
CAPEX_CSP_Turb_USD | 45000000
CAPEX_CSP_Store_USD | 36000000
CAPEX_CSP_Field_USD | 126800000
OPEX_PV_USD_per_year | 427008
OPEX_Elec_USD_per_year | 712500
OPEX_Batt_USD_per_year | 0
OPEX_CSP_Turb_USD_per_year | 1950000
Total_Water_m3_per_year | 11802.422
CAPEX_total_USD | 245896200
Annualised_CAPEX_USD | 4917924
Fixed_Opex_USD | 3089508
Water_cost_USD | 47209.6881
Trucking_cost_USD | 629462.5076
Revenue_HFO_saved_USD | 1573656.2691
Revenue_PV_export_USD | 0
NetCost_USD | -31340639.0887

## Emissions
Pollutant_or_Item | Value | Units
CO2 avoided (combustion) | 12717896.5529 | kg/yr
Road transport CO2 | 25304392.8073 | kg/yr
CH4 avoided | 11802.422 | kg/yr
N2O avoided | 28325.8128 | kg/yr
CO2_Total_y_Site_Load_kWh | 145049431.8 | kg/yr

## Assumptions
Parameter | Value | Struct
kgHFO_per_kgH2 | 3 | econ
HFO_Price_USD_kg | 0.4 | econ
HFO_Truck_capacity_kg | 30000 | econ
HFO_Transport_distance_km | 2400 | econ
HFO_Trucking_cost_USD_km | 2 | econ
HFO_CO2_EF_kgkg | 3.2327 | econ
HFO_CH4_EF_kgkg | 0.003 | econ
HFO_N2O_EF_kgkg | 0.0072 | econ
Road_CO2_EF_kg_tkm | 2.68 | econ
Cost_Water_USD_m3 | 4 | econ
Water_req_L_kgH2 | 9 | econ
Price_Excess_Elec_USD_kWh | 0.2 | econ
CO2_red_factor_PVvsDiesel | 0.78 | econ
Price_export_energy_kWh_USD | 0 | econ
price_CO2_emission | 0 | econ
price_CH4_emission | 0 | econ
price_N2O_emission | 0 | econ
cost_of_CAPEX | 0.02 | econ
unserved_cost_USD_per_kWh | 0 | econ
PV_kWp | 1 | unit
PV_Capex | 550 | unit
PV_Opex | 12 | unit
inv_eff | 0.97 | unit
PV_area_m2_per_kWp | 6 | unit
Batt_kWh | 250 | unit
Batt_Capex | 250 | unit
Batt_Opex | 7.5 | unit
batt_eta | 0.92 | unit
Batt_maxChg | 250 | unit
Batt_maxDis | 250 | unit
Batt_SOC_min | 0.1 | unit
Batt_SOC_max | 0.95 | unit
Elec_kW | 500 | unit
Elec_Capex | 1950 | unit
Elec_Opex | 75 | unit
elec_eta | 0.7 | unit
CSP_turb_unit_kW_e | 10000 | unit
CSP_store_unit_kWh_e | 50000 | unit
CSP_field_unit_m2 | 1000 | unit
CSP_store_charge_kW_per_unit | 6250 | unit
CSP_opt_eff | 0.8 | unit
CSP_therm_eff | 0.55 | unit
CSP_cycle_eff | 0.38 | unit
CSP_Capex_turb_USD_per_kWe | 1500 | unit
CSP_Capex_store_USD_per_kWh_e | 30 | unit
CSP_Capex_field_USD_per_m2 | 200 | unit
CSP_Opex_USD_per_kWe_yr | 65 | unit