## Hourly
Datetime | Irrad_kWh_kWp | DNI_kWhm2 | NumPV | PV_kWh | NumCSP_Field | CSP_Field_kWh_e | NumCSP_Turb | CSP_Turbine_kWh | Turbines_On | CSP_Charge_kWh | CSP_Discharge_kWh | CSP_SOC_kWh | NumElec | Elec_E_kWh | H2_demand_kg | H2_prod_kg | Site_Load_kWh | Total_Load_kWh | Served_Total_kWh | Unserved_Site_kWh | Unserved_Elec_kWh | Unserved_Total_kWh | Elec_from_PV_kWh | Elec_from_CSP_kWh | Elec_from_Batt_kWh | PV_to_Batt_kWh | Batt_SOC_kWh | GridExport_kWh | NumBatt
2022-01-01 | 0 | 0 | 186065 | 0 | 2846 | 0 | 15 | 143018.5583 | 14.3019 | 0 | 143018.5583 | 2143870.0226 | 254 | 124643.5583 | 2620.1349 | 2620.1349 | 18375 | 143018.5583 | 143018.5583 | 0 | 0 | 0 | 0 | 124643.5583 | 0 | 0 | 0 | 0 | 0
2022-01-01 01:00 | 0 | 0 | 186065 | 0 | 2846 | 0 | 15 | 143018.5583 | 14.3019 | 0 | 143018.5583 | 2000851.4643 | 254 | 124643.5583 | 2620.1349 | 2620.1349 | 18375 | 143018.5583 | 143018.5583 | 0 | 0 | 0 | 0 | 124643.5583 | 0 | 0 | 0 | 0 | 0
2022-01-01 02:00 | 0 | 0 | 186065 | 0 | 2846 | 0 | 15 | 143018.5583 | 14.3019 | 0 | 143018.5583 | 1857832.9061 | 254 | 124643.5583 | 2620.1349 | 2620.1349 | 18375 | 143018.5583 | 143018.5583 | 0 | 0 | 0 | 0 | 124643.5583 | 0 | 0 | 0 | 0 | 0
2022-01-01 03:00 | 0 | 0 | 186065 | 0 | 2846 | 0 | 15 | 143018.5583 | 14.3019 | 0 | 143018.5583 | 1714814.3478 | 254 | 124643.5583 | 2620.1349 | 2620.1349 | 18375 | 143018.5583 | 143018.5583 | 0 | 0 | 0 | 0 | 124643.5583 | 0 | 0 | 0 | 0 | 0
2022-01-01 04:00 | 0 | 0 | 186065 | 0 | 2846 | 0 | 15 | 143018.5583 | 14.3019 | 0 | 143018.5583 | 1571795.7895 | 254 | 124643.5583 | 2620.1349 | 2620.1349 | 18375 | 143018.5583 | 143018.5583 | 0 | 0 | 0 | 0 | 124643.5583 | 0 | 0 | 0 | 0 | 0
2022-01-01 05:00 | 0 | 0 | 186065 | 0 | 2846 | 0 | 15 | 143018.5583 | 14.3019 | 0 | 143018.5583 | 1428777.2312 | 254 | 124643.5583 | 2620.1349 | 2620.1349 | 18375 | 143018.5583 | 143018.5583 | 0 | 0 | 0 | 0 | 124643.5583 | 0 | 0 | 0 | 0 | 0
2022-01-01 06:00 | 0 | 0 | 186065 | 0 | 2846 | 0 | 15 | 143018.5583 | 14.3019 | 0 | 143018.5583 | 1285758.6729 | 254 | 124643.5583 | 2620.1349 | 2620.1349 | 18375 | 143018.5583 | 143018.5583 | 0 | 0 | 0 | 0 | 124643.5583 | 0 | 0 | 0 | 0 | 0
2022-01-01 07:00 | 0.00873 | 0 | 186065 | 1575.617 | 2846 | 0 | 15 | 141442.9413 | 14.1443 | 0 | 141442.9413 | 1142740.1146 | 254 | 124643.5583 | 2620.1349 | 2620.1349 | 18375 | 143018.5583 | 143018.5583 | 0 | 0 | 0 | 1575.617 | 123067.9413 | 0 | 0 | 0 | 0 | 0
2022-01-01 08:00 | 0.09278 | 0.01851 | 186065 | 16745.2174 | 2846 | 8808.0057 | 15 | 126273.3409 | 12.6273 | 0 | 117465.3352 | 1001297.1734 | 254 | 124643.5583 | 2620.1349 | 2620.1349 | 18375 | 143018.5583 | 143018.5583 | 0 | 0 | 0 | 16745.2174 | 107898.3409 | 0 | 0 | 0 | 0 | 0
2022-01-01 09:00 | 0.21288 | 0.06498 | 186065 | 38421.2317 | 2846 | 30920.811 | 15 | 104597.3266 | 10.4597 | 0 | 73676.5156 | 883831.8382 | 254 | 124643.5583 | 2620.1349 | 2620.1349 | 18375 | 143018.5583 | 143018.5583 | 0 | 0 | 0 | 20046.2317 | 104597.3266 | 0 | 0 | 0 | 0 | 0
2022-01-01 10:00 | 0.30273 | 0.10422 | 186065 | 54637.6337 | 2846 | 49593.2121 | 15 | 88380.9246 | 8.8381 | 0 | 38787.7125 | 810155.3225 | 254 | 124643.5583 | 2620.1349 | 2620.1349 | 18375 | 143018.5583 | 143018.5583 | 0 | 0 | 0 | 36262.6337 | 88380.9246 | 0 | 0 | 0 | 0 | 0
2022-01-01 11:00 | 0.36117 | 0.17897 | 186065 | 65185.0632 | 2846 | 85163.0893 | 15 | 77833.4951 | 7.7833 | 7329.5941 | 0 | 771367.61 | 254 | 124643.5583 | 2620.1349 | 2620.1349 | 18375 | 143018.5583 | 143018.5583 | 0 | 0 | 0 | 46810.0632 | 77833.4951 | 0 | 0 | 0 | 0 | 0
2022-01-01 12:00 | 0.42012 | 0.04262 | 186065 | 75824.539 | 2846 | 20280.7781 | 15 | 67194.0193 | 6.7194 | 0 | 46913.2412 | 778697.2042 | 254 | 124643.5583 | 2620.1349 | 2620.1349 | 18375 | 143018.5583 | 143018.5583 | 0 | 0 | 0 | 57449.539 | 67194.0193 | 0 | 0 | 0 | 0 | 0
2022-01-01 13:00 | 0.3781 | 0.09916 | 186065 | 68240.6412 | 2846 | 47185.405 | 15 | 74777.9171 | 7.4778 | 0 | 27592.5121 | 731783.963 | 254 | 124643.5583 | 2620.1349 | 2620.1349 | 18375 | 143018.5583 | 143018.5583 | 0 | 0 | 0 | 49865.6412 | 74777.9171 | 0 | 0 | 0 | 0 | 0
2022-01-01 14:00 | 0.2734 | 0.06855 | 186065 | 49344.0659 | 2846 | 32619.5998 | 15 | 93674.4924 | 9.3674 | 0 | 61054.8927 | 704191.4509 | 254 | 124643.5583 | 2620.1349 | 2620.1349 | 18375 | 143018.5583 | 143018.5583 | 0 | 0 | 0 | 30969.0659 | 93674.4924 | 0 | 0 | 0 | 0 | 0
2022-01-01 15:00 | 0.17723 | 0.03109 | 186065 | 31987.011 | 2846 | 14794.2138 | 15 | 111031.5473 | 11.1032 | 0 | 96237.3335 | 643136.5583 | 254 | 124643.5583 | 2620.1349 | 2620.1349 | 18375 | 143018.5583 | 143018.5583 | 0 | 0 | 0 | 13612.011 | 111031.5473 | 0 | 0 | 0 | 0 | 0
2022-01-01 16:00 | 0.07172 | 0.01262 | 186065 | 12944.2443 | 2846 | 6005.2421 | 15 | 130074.3139 | 13.0074 | 0 | 124069.0718 | 546899.2247 | 254 | 124643.5583 | 2620.1349 | 2620.1349 | 18375 | 143018.5583 | 143018.5583 | 0 | 0 | 0 | 12944.2443 | 111699.3139 | 0 | 0 | 0 | 0 | 0
2022-01-01 17:00 | 0.00488 | 0 | 186065 | 880.7573 | 2846 | 0 | 15 | 142137.801 | 14.2138 | 0 | 142137.801 | 422830.1529 | 254 | 124643.5583 | 2620.1349 | 2620.1349 | 18375 | 143018.5583 | 143018.5583 | 0 | 0 | 0 | 0 | 124643.5583 | 0 | 0 | 0 | 0 | 0
2022-01-01 18:00 | 0 | 0 | 186065 | 0 | 2846 | 0 | 15 | 45561.7438 | 4.5562 | 0 | 45561.7438 | 280692.3519 | 254 | 27186.7438 | 2620.1349 | 571.4931 | 18375 | 143018.5583 | 45561.7438 | 0 | 97456.8145 | 97456.8145 | 0 | 27186.7438 | 0 | 0 | 0 | 0 | 0
2022-01-01 19:00 | 0 | 0 | 186065 | 0 | 2846 | 0 | 15 | 18375 | 1.8375 | 0 | 18375 | 235130.6082 | 254 | 0 | 2620.1349 | 0 | 18375 | 143018.5583 | 18375 | 0 | 124643.5583 | 124643.5583 | 0 | 0 | 0 | 0 | 0 | 0 | 0
2022-01-01 20:00 | 0 | 0 | 186065 | 0 | 2846 | 0 | 15 | 18375 | 1.8375 | 0 | 18375 | 216755.6082 | 254 | 0 | 2620.1349 | 0 | 18375 | 143018.5583 | 18375 | 0 | 124643.5583 | 124643.5583 | 0 | 0 | 0 | 0 | 0 | 0 | 0
2022-01-01 21:00 | 0 | 0 | 186065 | 0 | 2846 | 0 | 15 | 18375 | 1.8375 | 0 | 18375 | 198380.6082 | 254 | 0 | 2620.1349 | 0 | 18375 | 143018.5583 | 18375 | 0 | 124643.5583 | 124643.5583 | 0 | 0 | 0 | 0 | 0 | 0 | 0
2022-01-01 22:00 | 0 | 0 | 186065 | 0 | 2846 | 0 | 15 | 18375 | 1.8375 | 0 | 18375 | 180005.6082 | 254 | 0 | 2620.1349 | 0 | 18375 | 143018.5583 | 18375 | 0 | 124643.5583 | 124643.5583 | 0 | 0 | 0 | 0 | 0 | 0 | 0
2022-01-01 23:00 | 0 | 0 | 186065 | 0 | 2846 | 0 | 15 | 18375 | 1.8375 | 0 | 18375 | 161630.6082 | 254 | 0 | 2620.1349 | 0 | 18375 | 143018.5583 | 18375 | 0 | 124643.5583 | 124643.5583 | 0 | 0 | 0 | 0 | 0 | 0 | 0
2022-01-02 | 0 | 0 | 186065 | 0 | 2846 | 0 | 15 | 18166.6667 | 1.8167 | 0 | 18166.6667 | 143255.6082 | 254 | 0 | 2620.1349 | 0 | 18166.6667 | 142810.225 | 18166.6667 | 0 | 124643.5583 | 124643.5583 | 0 | 0 | 0 | 0 | 0 | 0 | 0
2022-01-02 01:00 | 0 | 0 | 186065 | 0 | 2846 | 0 | 15 | 18166.6667 | 1.8167 | 0 | 18166.6667 | 125088.9415 | 254 | 0 | 2620.1349 | 0 | 18166.6667 | 142810.225 | 18166.6667 | 0 | 124643.5583 | 124643.5583 | 0 | 0 | 0 | 0 | 0 | 0 | 0
2022-01-02 02:00 | 0 | 0 | 186065 | 0 | 2846 | 0 | 15 | 18166.6667 | 1.8167 | 0 | 18166.6667 | 106922.2749 | 254 | 0 | 2620.1349 | 0 | 18166.6667 | 142810.225 | 18166.6667 | 0 | 124643.5583 | 124643.5583 | 0 | 0 | 0 | 0 | 0 | 0 | 0
2022-01-02 03:00 | 0 | 0 | 186065 | 0 | 2846 | 0 | 15 | 18166.6667 | 1.8167 | 0 | 18166.6667 | 88755.6082 | 254 | 0 | 2620.1349 | 0 | 18166.6667 | 142810.225 | 18166.6667 | 0 | 124643.5583 | 124643.5583 | 0 | 0 | 0 | 0 | 0 | 0 | 0
2022-01-02 04:00 | 0 | 0 | 186065 | 0 | 2846 | 0 | 15 | 18166.6667 | 1.8167 | 0 | 18166.6667 | 70588.9415 | 254 | 0 | 2620.1349 | 0 | 18166.6667 | 142810.225 | 18166.6667 | 0 | 124643.5583 | 124643.5583 | 0 | 0 | 0 | 0 | 0 | 0 | 0
2022-01-02 05:00 | 0 | 0 | 186065 | 0 | 2846 | 0 | 15 | 18166.6667 | 1.8167 | 0 | 18166.6667 | 52422.2749 | 254 | 0 | 2620.1349 | 0 | 18166.6667 | 142810.225 | 18166.6667 | 0 | 124643.5583 | 124643.5583 | 0 | 0 | 0 | 0 | 0 | 0 | 0
2022-01-02 06:00 | 0 | 0 | 186065 | 0 | 2846 | 0 | 15 | 18166.6667 | 1.8167 | 0 | 18166.6667 | 34255.6082 | 254 | 0 | 2620.1349 | 0 | 18166.6667 | 142810.225 | 18166.6667 | 0 | 124643.5583 | 124643.5583 | 0 | 0 | 0 | 0 | 0 | 0 | 0
2022-01-02 07:00 | 0.00848 | 0.00115 | 186065 | 1530.4963 | 2846 | 547.2289 | 15 | 16636.1704 | 1.6636 | 0 | 16088.9415 | 16088.9415 | 254 | 0 | 2620.1349 | 0 | 18166.6667 | 142810.225 | 18166.6667 | 0 | 124643.5583 | 124643.5583 | 0 | 0 | 0 | 0 | 0 | 0 | 0
2022-01-02 08:00 | 0.06695 | 0.01504 | 186065 | 12083.3402 | 2846 | 7156.802 | 15 | 7156.802 | 0.71568 | 0 | 0 | 0 | 254 | 1073.4756 | 2620.1349 | 22.5656 | 18166.6667 | 142810.225 | 19240.1422 | 0 | 123570.0827 | 123570.0827 | 1073.4756 | 0 | 0 | 0 | 0 | 0 | 0
2022-01-02 09:00 | 0.13198 | 0.03796 | 186065 | 23820.1529 | 2846 | 18063.3116 | 15 | 18063.3116 | 1.8063 | 0 | 0 | 0 | 254 | 23716.7978 | 2620.1349 | 498.5513 | 18166.6667 | 142810.225 | 41883.4645 | 0 | 100926.7605 | 100926.7605 | 23716.7978 | 0 | 0 | 0 | 0 | 0 | 0
2022-01-02 10:00 | 0.17965 | 0.0497 | 186065 | 32423.7799 | 2846 | 23649.8046 | 15 | 3554.6491 | 0.35546 | 20095.1555 | 0 | 0 | 254 | 17811.7624 | 2620.1349 | 374.4214 | 18166.6667 | 142810.225 | 35978.4291 | 0 | 106831.7959 | 106831.7959 | 17811.7624 | 0 | 0 | 0 | 0 | 0 | 0
2022-01-02 11:00 | 0.27817 | 0.08174 | 186065 | 50204.97 | 2846 | 38896.0771 | 15 | 0 | 0 | 38896.0771 | 0 | 20095.1555 | 254 | 32038.3034 | 2620.1349 | 673.4778 | 18166.6667 | 142810.225 | 50204.97 | 0 | 92605.2549 | 92605.2549 | 32038.3034 | 0 | 0 | 0 | 0 | 0 | 0
2022-01-02 12:00 | 0.26977 | 0.23434 | 186065 | 48688.9124 | 2846 | 111510.9702 | 15 | 0 | 0 | 111510.9702 | 0 | 58991.2326 | 254 | 30522.2457 | 2620.1349 | 641.6088 | 18166.6667 | 142810.225 | 48688.9124 | 0 | 94121.3126 | 94121.3126 | 30522.2457 | 0 | 0 | 0 | 0 | 0 | 0
2022-01-02 13:00 | 0.2773 | 0.0655 | 186065 | 50047.9498 | 2846 | 31168.2536 | 15 | 0 | 0 | 31168.2536 | 0 | 170502.2028 | 254 | 31881.2831 | 2620.1349 | 670.1771 | 18166.6667 | 142810.225 | 50047.9498 | 0 | 92762.2752 | 92762.2752 | 31881.2831 | 0 | 0 | 0 | 0 | 0 | 0
2022-01-02 14:00 | 0.22473 | 0.06046 | 186065 | 40559.9558 | 2846 | 28769.9636 | 15 | 0 | 0 | 28769.9636 | 0 | 201670.4564 | 254 | 22393.2892 | 2620.1349 | 470.7298 | 18166.6667 | 142810.225 | 40559.9558 | 0 | 102250.2691 | 102250.2691 | 22393.2892 | 0 | 0 | 0 | 0 | 0 | 0
2022-01-02 15:00 | 0.1549 | 0.06229 | 186065 | 27956.8244 | 2846 | 29640.7712 | 15 | 0 | 0 | 29640.7712 | 0 | 230440.42 | 254 | 9790.1578 | 2620.1349 | 205.7991 | 18166.6667 | 142810.225 | 27956.8244 | 0 | 114853.4005 | 114853.4005 | 9790.1578 | 0 | 0 | 0 | 0 | 0 | 0
2022-01-02 16:00 | 0.06903 | 0.0424 | 186065 | 12458.7449 | 2846 | 20176.0909 | 15 | 5707.9217 | 0.57079 | 14468.1692 | 0 | 260081.1912 | 254 | 0 | 2620.1349 | 0 | 18166.6667 | 142810.225 | 18166.6667 | 0 | 124643.5583 | 124643.5583 | 0 | 0 | 0 | 0 | 0 | 0 | 0
2022-01-02 17:00 | 0.00553 | 0.00096 | 186065 | 998.0713 | 2846 | 456.8172 | 15 | 17168.5954 | 1.7169 | 0 | 16711.7782 | 274549.3604 | 254 | 0 | 2620.1349 | 0 | 18166.6667 | 142810.225 | 18166.6667 | 0 | 124643.5583 | 124643.5583 | 0 | 0 | 0 | 0 | 0 | 0 | 0
2022-01-02 18:00 | 0 | 0 | 186065 | 0 | 2846 | 0 | 15 | 18166.6667 | 1.8167 | 0 | 18166.6667 | 257837.5821 | 254 | 0 | 2620.1349 | 0 | 18166.6667 | 142810.225 | 18166.6667 | 0 | 124643.5583 | 124643.5583 | 0 | 0 | 0 | 0 | 0 | 0 | 0
2022-01-02 19:00 | 0 | 0 | 186065 | 0 | 2846 | 0 | 15 | 18166.6667 | 1.8167 | 0 | 18166.6667 | 239670.9154 | 254 | 0 | 2620.1349 | 0 | 18166.6667 | 142810.225 | 18166.6667 | 0 | 124643.5583 | 124643.5583 | 0 | 0 | 0 | 0 | 0 | 0 | 0
2022-01-02 20:00 | 0 | 0 | 186065 | 0 | 2846 | 0 | 15 | 18166.6667 | 1.8167 | 0 | 18166.6667 | 221504.2488 | 254 | 0 | 2620.1349 | 0 | 18166.6667 | 142810.225 | 18166.6667 | 0 | 124643.5583 | 124643.5583 | 0 | 0 | 0 | 0 | 0 | 0 | 0
2022-01-02 21:00 | 0 | 0 | 186065 | 0 | 2846 | 0 | 15 | 18166.6667 | 1.8167 | 0 | 18166.6667 | 203337.5821 | 254 | 0 | 2620.1349 | 0 | 18166.6667 | 142810.225 | 18166.6667 | 0 | 124643.5583 | 124643.5583 | 0 | 0 | 0 | 0 | 0 | 0 | 0
2022-01-02 22:00 | 0 | 0 | 186065 | 0 | 2846 | 0 | 15 | 18166.6667 | 1.8167 | 0 | 18166.6667 | 185170.9154 | 254 | 0 | 2620.1349 | 0 | 18166.6667 | 142810.225 | 18166.6667 | 0 | 124643.5583 | 124643.5583 | 0 | 0 | 0 | 0 | 0 | 0 | 0
2022-01-02 23:00 | 0 | 0 | 186065 | 0 | 2846 | 0 | 15 | 18166.6667 | 1.8167 | 0 | 18166.6667 | 167004.2488 | 254 | 0 | 2620.1349 | 0 | 18166.6667 | 142810.225 | 18166.6667 | 0 | 124643.5583 | 124643.5583 | 0 | 0 | 0 | 0 | 0 | 0 | 0
2022-01-03 | 0 | 0 | 186065 | 0 | 2846 | 0 | 15 | 19125 | 1.9125 | 0 | 19125 | 148837.5821 | 254 | 0 | 2620.1349 | 0 | 19125 | 143768.5583 | 19125 | 0 | 124643.5583 | 124643.5583 | 0 | 0 | 0 | 0 | 0 | 0 | 0
2022-01-03 01:00 | 0 | 0 | 186065 | 0 | 2846 | 0 | 15 | 19125 | 1.9125 | 0 | 19125 | 129712.5821 | 254 | 0 | 2620.1349 | 0 | 19125 | 143768.5583 | 19125 | 0 | 124643.5583 | 124643.5583 | 0 | 0 | 0 | 0 | 0 | 0 | 0
2022-01-03 02:00 | 0 | 0 | 186065 | 0 | 2846 | 0 | 15 | 19125 | 1.9125 | 0 | 19125 | 110587.5821 | 254 | 0 | 2620.1349 | 0 | 19125 | 143768.5583 | 19125 | 0 | 124643.5583 | 124643.5583 | 0 | 0 | 0 | 0 | 0 | 0 | 0
2022-01-03 03:00 | 0 | 0 | 186065 | 0 | 2846 | 0 | 15 | 19125 | 1.9125 | 0 | 19125 | 91462.5821 | 254 | 0 | 2620.1349 | 0 | 19125 | 143768.5583 | 19125 | 0 | 124643.5583 | 124643.5583 | 0 | 0 | 0 | 0 | 0 | 0 | 0
2022-01-03 04:00 | 0 | 0 | 186065 | 0 | 2846 | 0 | 15 | 19125 | 1.9125 | 0 | 19125 | 72337.5821 | 254 | 0 | 2620.1349 | 0 | 19125 | 143768.5583 | 19125 | 0 | 124643.5583 | 124643.5583 | 0 | 0 | 0 | 0 | 0 | 0 | 0
2022-01-03 05:00 | 0 | 0 | 186065 | 0 | 2846 | 0 | 15 | 19125 | 1.9125 | 0 | 19125 | 53212.5821 | 254 | 0 | 2620.1349 | 0 | 19125 | 143768.5583 | 19125 | 0 | 124643.5583 | 124643.5583 | 0 | 0 | 0 | 0 | 0 | 0 | 0
2022-01-03 06:00 | 0 | 0 | 186065 | 0 | 2846 | 0 | 15 | 19125 | 1.9125 | 0 | 19125 | 34087.5821 | 254 | 0 | 2620.1349 | 0 | 19125 | 143768.5583 | 19125 | 0 | 124643.5583 | 124643.5583 | 0 | 0 | 0 | 0 | 0 | 0 | 0
2022-01-03 07:00 | 0.01075 | 0.00467 | 186065 | 1940.1928 | 2846 | 2222.2251 | 15 | 17184.8072 | 1.7185 | 0 | 14962.5821 | 14962.5821 | 254 | 0 | 2620.1349 | 0 | 19125 | 143768.5583 | 19125 | 0 | 124643.5583 | 124643.5583 | 0 | 0 | 0 | 0 | 0 | 0 | 0
2022-01-03 08:00 | 0.10815 | 0.14098 | 186065 | 19519.2419 | 2846 | 67085.5022 | 15 | 67085.5022 | 6.7086 | 0 | 0 | 0 | 254 | 67479.744 | 2620.1349 | 1418.4931 | 19125 | 143768.5583 | 86604.744 | 0 | 57163.8143 | 57163.8143 | 394.2419 | 67085.5022 | 0 | 0 | 0 | 0 | 0
2022-01-03 09:00 | 0.20915 | 0.2538 | 186065 | 37748.0299 | 2846 | 120771.0346 | 15 | 106020.5284 | 10.6021 | 14750.5062 | 0 | 0 | 254 | 124643.5583 | 2620.1349 | 2620.1349 | 19125 | 143768.5583 | 143768.5583 | 0 | 0 | 0 | 37748.0299 | 86895.5284 | 0 | 0 | 0 | 0 | 0
2022-01-03 10:00 | 0.29925 | 0.36451 | 186065 | 54009.5527 | 2846 | 173452.5209 | 15 | 89759.0056 | 8.9759 | 83693.5153 | 0 | 14750.5062 | 254 | 124643.5583 | 2620.1349 | 2620.1349 | 19125 | 143768.5583 | 143768.5583 | 0 | 0 | 0 | 54009.5527 | 70634.0056 | 0 | 0 | 0 | 0 | 0
2022-01-03 11:00 | 0.32815 | 0.44908 | 186065 | 59225.5129 | 2846 | 213695.2569 | 15 | 84543.0454 | 8.4543 | 129152.2115 | 0 | 98444.0215 | 254 | 124643.5583 | 2620.1349 | 2620.1349 | 19125 | 143768.5583 | 143768.5583 | 0 | 0 | 0 | 40100.5129 | 84543.0454 | 0 | 0 | 0 | 0 | 0
2022-01-03 12:00 | 0.40227 | 0.48195 | 186065 | 72602.9165 | 2846 | 229336.4858 | 15 | 71165.6418 | 7.1166 | 158170.8441 | 0 | 227596.233 | 254 | 124643.5583 | 2620.1349 | 2620.1349 | 19125 | 143768.5583 | 143768.5583 | 0 | 0 | 0 | 72602.9165 | 52040.6418 | 0 | 0 | 0 | 0 | 0
2022-01-03 13:00 | 0.38925 | 0.2787 | 186065 | 70253.0272 | 2846 | 132619.7294 | 15 | 73515.5311 | 7.3516 | 59104.1984 | 0 | 385767.0771 | 254 | 124643.5583 | 2620.1349 | 2620.1349 | 19125 | 143768.5583 | 143768.5583 | 0 | 0 | 0 | 51128.0272 | 73515.5311 | 0 | 0 | 0 | 0 | 0
2022-01-03 14:00 | 0.33373 | 0.33656 | 186065 | 60232.6083 | 2846 | 160152.4799 | 15 | 83535.95 | 8.3536 | 76616.5299 | 0 | 444871.2754 | 254 | 124643.5583 | 2620.1349 | 2620.1349 | 19125 | 143768.5583 | 143768.5583 | 0 | 0 | 0 | 60232.6083 | 64410.95 | 0 | 0 | 0 | 0 | 0
2022-01-03 15:00 | 0.22193 | 0.30602 | 186065 | 40054.6033 | 2846 | 145619.9842 | 15 | 103713.955 | 10.3714 | 41906.0292 | 0 | 521487.8053 | 254 | 124643.5583 | 2620.1349 | 2620.1349 | 19125 | 143768.5583 | 143768.5583 | 0 | 0 | 0 | 20929.6033 | 103713.955 | 0 | 0 | 0 | 0 | 0
2022-01-03 16:00 | 0.10178 | 0.22826 | 186065 | 18369.5648 | 2846 | 108617.7949 | 15 | 125398.9935 | 12.5399 | 0 | 16781.1985 | 563393.8345 | 254 | 124643.5583 | 2620.1349 | 2620.1349 | 19125 | 143768.5583 | 143768.5583 | 0 | 0 | 0 | 18369.5648 | 106273.9935 | 0 | 0 | 0 | 0 | 0
2022-01-03 17:00 | 0.00693 | 0.01254 | 186065 | 1250.7475 | 2846 | 5967.174 | 15 | 142517.8107 | 14.2518 | 0 | 136550.6367 | 546612.636 | 254 | 124643.5583 | 2620.1349 | 2620.1349 | 19125 | 143768.5583 | 143768.5583 | 0 | 0 | 0 | 1250.7475 | 123392.8107 | 0 | 0 | 0 | 0 | 0
2022-01-03 18:00 | 0 | 0 | 186065 | 0 | 2846 | 0 | 15 | 143768.5583 | 14.3769 | 0 | 143768.5583 | 410061.9993 | 254 | 124643.5583 | 2620.1349 | 2620.1349 | 19125 | 143768.5583 | 143768.5583 | 0 | 0 | 0 | 0 | 124643.5583 | 0 | 0 | 0 | 0 | 0
2022-01-03 19:00 | 0 | 0 | 186065 | 0 | 2846 | 0 | 15 | 59710.1076 | 5.971 | 0 | 59710.1076 | 266293.441 | 254 | 40585.1076 | 2620.1349 | 853.1404 | 19125 | 143768.5583 | 59710.1076 | 0 | 84058.4506 | 84058.4506 | 0 | 40585.1076 | 0 | 0 | 0 | 0 | 0
2022-01-03 20:00 | 0 | 0 | 186065 | 0 | 2846 | 0 | 15 | 19125 | 1.9125 | 0 | 19125 | 206583.3333 | 254 | 0 | 2620.1349 | 0 | 19125 | 143768.5583 | 19125 | 0 | 124643.5583 | 124643.5583 | 0 | 0 | 0 | 0 | 0 | 0 | 0
2022-01-03 21:00 | 0 | 0 | 186065 | 0 | 2846 | 0 | 15 | 19125 | 1.9125 | 0 | 19125 | 187458.3333 | 254 | 0 | 2620.1349 | 0 | 19125 | 143768.5583 | 19125 | 0 | 124643.5583 | 124643.5583 | 0 | 0 | 0 | 0 | 0 | 0 | 0
2022-01-03 22:00 | 0 | 0 | 186065 | 0 | 2846 | 0 | 15 | 19125 | 1.9125 | 0 | 19125 | 168333.3333 | 254 | 0 | 2620.1349 | 0 | 19125 | 143768.5583 | 19125 | 0 | 124643.5583 | 124643.5583 | 0 | 0 | 0 | 0 | 0 | 0 | 0
2022-01-03 23:00 | 0 | 0 | 186065 | 0 | 2846 | 0 | 15 | 19125 | 1.9125 | 0 | 19125 | 149208.3333 | 254 | 0 | 2620.1349 | 0 | 19125 | 143768.5583 | 19125 | 0 | 124643.5583 | 124643.5583 | 0 | 0 | 0 | 0 | 0 | 0 | 0
2022-01-04 | 0 | 0 | 186065 | 0 | 2846 | 0 | 15 | 18583.3333 | 1.8583 | 0 | 18583.3333 | 130083.3333 | 254 | 0 | 2620.1349 | 0 | 18583.3333 | 143226.8916 | 18583.3333 | 0 | 124643.5583 | 124643.5583 | 0 | 0 | 0 | 0 | 0 | 0 | 0
2022-01-04 01:00 | 0 | 0 | 186065 | 0 | 2846 | 0 | 15 | 18583.3333 | 1.8583 | 0 | 18583.3333 | 111500 | 254 | 0 | 2620.1349 | 0 | 18583.3333 | 143226.8916 | 18583.3333 | 0 | 124643.5583 | 124643.5583 | 0 | 0 | 0 | 0 | 0 | 0 | 0
2022-01-04 02:00 | 0 | 0 | 186065 | 0 | 2846 | 0 | 15 | 18583.3333 | 1.8583 | 0 | 18583.3333 | 92916.6667 | 254 | 0 | 2620.1349 | 0 | 18583.3333 | 143226.8916 | 18583.3333 | 0 | 124643.5583 | 124643.5583 | 0 | 0 | 0 | 0 | 0 | 0 | 0
2022-01-04 03:00 | 0 | 0 | 186065 | 0 | 2846 | 0 | 15 | 18583.3333 | 1.8583 | 0 | 18583.3333 | 74333.3333 | 254 | 0 | 2620.1349 | 0 | 18583.3333 | 143226.8916 | 18583.3333 | 0 | 124643.5583 | 124643.5583 | 0 | 0 | 0 | 0 | 0 | 0 | 0
2022-01-04 04:00 | 0 | 0 | 186065 | 0 | 2846 | 0 | 15 | 18583.3333 | 1.8583 | 0 | 18583.3333 | 55750 | 254 | 0 | 2620.1349 | 0 | 18583.3333 | 143226.8916 | 18583.3333 | 0 | 124643.5583 | 124643.5583 | 0 | 0 | 0 | 0 | 0 | 0 | 0
2022-01-04 05:00 | 0 | 0 | 186065 | 0 | 2846 | 0 | 15 | 18583.3333 | 1.8583 | 0 | 18583.3333 | 37166.6667 | 254 | 0 | 2620.1349 | 0 | 18583.3333 | 143226.8916 | 18583.3333 | 0 | 124643.5583 | 124643.5583 | 0 | 0 | 0 | 0 | 0 | 0 | 0
2022-01-04 06:00 | 0 | 0 | 186065 | 0 | 2846 | 0 | 15 | 18583.3333 | 1.8583 | 0 | 18583.3333 | 18583.3333 | 254 | 0 | 2620.1349 | 0 | 18583.3333 | 143226.8916 | 18583.3333 | 0 | 124643.5583 | 124643.5583 | 0 | 0 | 0 | 0 | 0 | 0 | 0
2022-01-04 07:00 | 0.01665 | 0.13691 | 186065 | 3005.0428 | 2846 | 65148.7878 | 15 | 65148.7878 | 6.5149 | 0 | 0 | 0 | 254 | 49570.4972 | 2620.1349 | 1042.0225 | 18583.3333 | 143226.8916 | 68153.8306 | 0 | 75073.061 | 75073.061 | 3005.0428 | 46565.4545 | 0 | 0 | 0 | 0 | 0
2022-01-04 08:00 | 0.17807 | 0.6775 | 186065 | 32138.6167 | 2846 | 322389.188 | 15 | 111088.2749 | 11.1088 | 211300.9131 | 0 | 0 | 254 | 124643.5583 | 2620.1349 | 2620.1349 | 18583.3333 | 143226.8916 | 143226.8916 | 0 | 0 | 0 | 32138.6167 | 92504.9416 | 0 | 0 | 0 | 0 | 0
2022-01-04 09:00 | 0.3666 | 0.85744 | 186065 | 66165.0861 | 2846 | 408013.8529 | 15 | 77061.8055 | 7.7062 | 330952.0474 | 0 | 211300.9131 | 254 | 124643.5583 | 2620.1349 | 2620.1349 | 18583.3333 | 143226.8916 | 143226.8916 | 0 | 0 | 0 | 66165.0861 | 58478.4722 | 0 | 0 | 0 | 0 | 0
2022-01-04 10:00 | 0.51835 | 0.93314 | 186065 | 93553.389 | 2846 | 444035.7888 | 15 | 49673.5027 | 4.9674 | 394362.2861 | 0 | 542252.9605 | 254 | 124643.5583 | 2620.1349 | 2620.1349 | 18583.3333 | 143226.8916 | 143226.8916 | 0 | 0 | 0 | 93553.389 | 31090.1693 | 0 | 0 | 0 | 0 | 0
2022-01-04 11:00 | 0.53059 | 0.63397 | 186065 | 95762.5015 | 2846 | 301675.3853 | 15 | 47464.3901 | 4.7464 | 254210.9951 | 0 | 936615.2466 | 254 | 124643.5583 | 2620.1349 | 2620.1349 | 18583.3333 | 143226.8916 | 143226.8916 | 0 | 0 | 0 | 77179.1682 | 47464.3901 | 0 | 0 | 0 | 0 | 0
2022-01-04 12:00 | 0.63405 | 0.94156 | 186065 | 114435.2779 | 2846 | 448042.4559 | 15 | 28791.6138 | 2.8792 | 419250.8421 | 0 | 1190826.2418 | 254 | 124643.5583 | 2620.1349 | 2620.1349 | 18583.3333 | 143226.8916 | 143226.8916 | 0 | 0 | 0 | 114435.2779 | 10208.2804 | 0 | 0 | 0 | 0 | 0
2022-01-04 13:00 | 0.59865 | 0.91619 | 186065 | 108046.1779 | 2846 | 435970.1109 | 15 | 35180.7137 | 3.5181 | 400789.3972 | 0 | 1610077.0839 | 254 | 124643.5583 | 2620.1349 | 2620.1349 | 18583.3333 | 143226.8916 | 143226.8916 | 0 | 0 | 0 | 89462.8445 | 35180.7137 | 0 | 0 | 0 | 0 | 0
2022-01-04 14:00 | 0.49725 | 0.87561 | 186065 | 89745.1966 | 2846 | 416660.0692 | 15 | 53481.695 | 5.3482 | 363178.3742 | 0 | 2010866.4811 | 254 | 124643.5583 | 2620.1349 | 2620.1349 | 18583.3333 | 143226.8916 | 143226.8916 | 0 | 0 | 0 | 89745.1966 | 34898.3617 | 0 | 0 | 0 | 0 | 0
2022-01-04 15:00 | 0.34098 | 0.80467 | 186065 | 61541.1104 | 2846 | 382903.1851 | 15 | 81685.7812 | 8.1686 | 301217.4039 | 0 | 2374044.8553 | 254 | 124643.5583 | 2620.1349 | 2620.1349 | 18583.3333 | 143226.8916 | 143226.8916 | 0 | 0 | 0 | 61541.1104 | 63102.4479 | 0 | 0 | 0 | 0 | 0
2022-01-04 16:00 | 0.15177 | 0.55952 | 186065 | 27391.9125 | 2846 | 266248.2634 | 15 | 115834.9791 | 11.5835 | 150413.2843 | 0 | 2675262.2592 | 254 | 124643.5583 | 2620.1349 | 2620.1349 | 18583.3333 | 143226.8916 | 143226.8916 | 0 | 0 | 0 | 27391.9125 | 97251.6458 | 0 | 0 | 0 | 0 | 0
2022-01-04 17:00 | 0.00965 | 0.0508 | 186065 | 1741.6614 | 2846 | 24173.241 | 15 | 141485.2302 | 14.1485 | 0 | 117311.9892 | 2825675.5435 | 254 | 124643.5583 | 2620.1349 | 2620.1349 | 18583.3333 | 143226.8916 | 143226.8916 | 0 | 0 | 0 | 0 | 124643.5583 | 0 | 0 | 0 | 0 | 0
2022-01-04 18:00 | 0 | 0 | 186065 | 0 | 2846 | 0 | 15 | 143226.8916 | 14.3227 | 0 | 143226.8916 | 2708363.5543 | 254 | 124643.5583 | 2620.1349 | 2620.1349 | 18583.3333 | 143226.8916 | 143226.8916 | 0 | 0 | 0 | 0 | 124643.5583 | 0 | 0 | 0 | 0 | 0
2022-01-04 19:00 | 0 | 0 | 186065 | 0 | 2846 | 0 | 15 | 143226.8916 | 14.3227 | 0 | 143226.8916 | 2565136.6626 | 254 | 124643.5583 | 2620.1349 | 2620.1349 | 18583.3333 | 143226.8916 | 143226.8916 | 0 | 0 | 0 | 0 | 124643.5583 | 0 | 0 | 0 | 0 | 0
2022-01-04 20:00 | 0 | 0 | 186065 | 0 | 2846 | 0 | 15 | 143226.8916 | 14.3227 | 0 | 143226.8916 | 2421909.771 | 254 | 124643.5583 | 2620.1349 | 2620.1349 | 18583.3333 | 143226.8916 | 143226.8916 | 0 | 0 | 0 | 0 | 124643.5583 | 0 | 0 | 0 | 0 | 0
2022-01-04 21:00 | 0 | 0 | 186065 | 0 | 2846 | 0 | 15 | 143226.8916 | 14.3227 | 0 | 143226.8916 | 2278682.8794 | 254 | 124643.5583 | 2620.1349 | 2620.1349 | 18583.3333 | 143226.8916 | 143226.8916 | 0 | 0 | 0 | 0 | 124643.5583 | 0 | 0 | 0 | 0 | 0
2022-01-04 22:00 | 0 | 0 | 186065 | 0 | 2846 | 0 | 15 | 143226.8916 | 14.3227 | 0 | 143226.8916 | 2135455.9878 | 254 | 124643.5583 | 2620.1349 | 2620.1349 | 18583.3333 | 143226.8916 | 143226.8916 | 0 | 0 | 0 | 0 | 124643.5583 | 0 | 0 | 0 | 0 | 0
2022-01-04 23:00 | 0 | 0 | 186065 | 0 | 2846 | 0 | 15 | 143226.8916 | 14.3227 | 0 | 143226.8916 | 1992229.0962 | 254 | 124643.5583 | 2620.1349 | 2620.1349 | 18583.3333 | 143226.8916 | 143226.8916 | 0 | 0 | 0 | 0 | 124643.5583 | 0 | 0 | 0 | 0 | 0
2022-01-05 | 0 | 0 | 186065 | 0 | 2846 | 0 | 15 | 143347.725 | 14.3348 | 0 | 143347.725 | 1849002.2045 | 254 | 124643.5583 | 2620.1349 | 2620.1349 | 18704.1667 | 143347.725 | 143347.725 | 0 | 0 | 0 | 0 | 124643.5583 | 0 | 0 | 0 | 0 | 0
2022-01-05 01:00 | 0 | 0 | 186065 | 0 | 2846 | 0 | 15 | 143347.725 | 14.3348 | 0 | 143347.725 | 1705654.4796 | 254 | 124643.5583 | 2620.1349 | 2620.1349 | 18704.1667 | 143347.725 | 143347.725 | 0 | 0 | 0 | 0 | 124643.5583 | 0 | 0 | 0 | 0 | 0
2022-01-05 02:00 | 0 | 0 | 186065 | 0 | 2846 | 0 | 15 | 143347.725 | 14.3348 | 0 | 143347.725 | 1562306.7546 | 254 | 124643.5583 | 2620.1349 | 2620.1349 | 18704.1667 | 143347.725 | 143347.725 | 0 | 0 | 0 | 0 | 124643.5583 | 0 | 0 | 0 | 0 | 0
2022-01-05 03:00 | 0 | 0 | 186065 | 0 | 2846 | 0 | 15 | 143347.725 | 14.3348 | 0 | 143347.725 | 1418959.0297 | 254 | 124643.5583 | 2620.1349 | 2620.1349 | 18704.1667 | 143347.725 | 143347.725 | 0 | 0 | 0 | 0 | 124643.5583 | 0 | 0 | 0 | 0 | 0
2022-01-05 04:00 | 0 | 0 | 186065 | 0 | 2846 | 0 | 15 | 143347.725 | 14.3348 | 0 | 143347.725 | 1275611.3047 | 254 | 124643.5583 | 2620.1349 | 2620.1349 | 18704.1667 | 143347.725 | 143347.725 | 0 | 0 | 0 | 0 | 124643.5583 | 0 | 0 | 0 | 0 | 0
2022-01-05 05:00 | 0 | 0 | 186065 | 0 | 2846 | 0 | 15 | 143347.725 | 14.3348 | 0 | 143347.725 | 1132263.5798 | 254 | 124643.5583 | 2620.1349 | 2620.1349 | 18704.1667 | 143347.725 | 143347.725 | 0 | 0 | 0 | 0 | 124643.5583 | 0 | 0 | 0 | 0 | 0
2022-01-05 06:00 | 0 | 0 | 186065 | 0 | 2846 | 0 | 15 | 143347.725 | 14.3348 | 0 | 143347.725 | 988915.8548 | 254 | 124643.5583 | 2620.1349 | 2620.1349 | 18704.1667 | 143347.725 | 143347.725 | 0 | 0 | 0 | 0 | 124643.5583 | 0 | 0 | 0 | 0 | 0
2022-01-05 07:00 | 0.01488 | 0.06972 | 186065 | 2685.5878 | 2846 | 33176.3457 | 15 | 140662.1372 | 14.0662 | 0 | 107485.7915 | 845568.1299 | 254 | 124643.5583 | 2620.1349 | 2620.1349 | 18704.1667 | 143347.725 | 143347.725 | 0 | 0 | 0 | 2685.5878 | 121957.9705 | 0 | 0 | 0 | 0 | 0
2022-01-05 08:00 | 0.16405 | 0.48475 | 186065 | 29608.2444 | 2846 | 230668.8692 | 15 | 113739.4806 | 11.3739 | 116929.3886 | 0 | 738082.3384 | 254 | 124643.5583 | 2620.1349 | 2620.1349 | 18704.1667 | 143347.725 | 143347.725 | 0 | 0 | 0 | 10904.0777 | 113739.4806 | 0 | 0 | 0 | 0 | 0
2022-01-05 09:00 | 0.34708 | 0.69946 | 186065 | 62642.057 | 2846 | 332838.8804 | 15 | 80705.668 | 8.0706 | 252133.2124 | 0 | 855011.727 | 254 | 124643.5583 | 2620.1349 | 2620.1349 | 18704.1667 | 143347.725 | 143347.725 | 0 | 0 | 0 | 62642.057 | 62001.5013 | 0 | 0 | 0 | 0 | 0
2022-01-05 10:00 | 0.5029 | 0.85929 | 186065 | 90764.9258 | 2846 | 408894.1776 | 15 | 52582.7991 | 5.2583 | 356311.3785 | 0 | 1107144.9394 | 254 | 124643.5583 | 2620.1349 | 2620.1349 | 18704.1667 | 143347.725 | 143347.725 | 0 | 0 | 0 | 72060.7592 | 52582.7991 | 0 | 0 | 0 | 0 | 0
2022-01-05 11:00 | 0.60038 | 0.91518 | 186065 | 108358.4136 | 2846 | 435489.5012 | 15 | 34989.3114 | 3.4989 | 400500.1898 | 0 | 1463456.3179 | 254 | 124643.5583 | 2620.1349 | 2620.1349 | 18704.1667 | 143347.725 | 143347.725 | 0 | 0 | 0 | 89654.2469 | 34989.3114 | 0 | 0 | 0 | 0 | 0
2022-01-05 12:00 | 0.61765 | 0.84519 | 186065 | 111475.3558 | 2846 | 402184.6757 | 15 | 31872.3691 | 3.1872 | 370312.3066 | 0 | 1863956.5077 | 254 | 124643.5583 | 2620.1349 | 2620.1349 | 18704.1667 | 143347.725 | 143347.725 | 0 | 0 | 0 | 92771.1892 | 31872.3691 | 0 | 0 | 0 | 0 | 0
2022-01-05 13:00 | 0.55678 | 0.77691 | 186065 | 100489.3526 | 2846 | 369693.5558 | 15 | 42858.3724 | 4.2858 | 326835.1834 | 0 | 2234268.8143 | 254 | 124643.5583 | 2620.1349 | 2620.1349 | 18704.1667 | 143347.725 | 143347.725 | 0 | 0 | 0 | 81785.1859 | 42858.3724 | 0 | 0 | 0 | 0 | 0
2022-01-05 14:00 | 0.41833 | 0.64534 | 186065 | 75501.4743 | 2846 | 307085.8134 | 15 | 67846.2506 | 6.7846 | 239239.5628 | 0 | 2561103.9977 | 254 | 124643.5583 | 2620.1349 | 2620.1349 | 18704.1667 | 143347.725 | 143347.725 | 0 | 0 | 0 | 75501.4743 | 49142.084 | 0 | 0 | 0 | 0 | 0
2022-01-05 15:00 | 0.28815 | 0.52336 | 186065 | 52006.1909 | 2846 | 249041.484 | 15 | 91341.5341 | 9.1342 | 157699.9499 | 0 | 2800343.5605 | 254 | 124643.5583 | 2620.1349 | 2620.1349 | 18704.1667 | 143347.725 | 143347.725 | 0 | 0 | 0 | 52006.1909 | 72637.3674 | 0 | 0 | 0 | 0 | 0
2022-01-05 16:00 | 0.125 | 0.28572 | 186065 | 22560.3812 | 2846 | 135960.2049 | 15 | 120787.3437 | 12.0787 | 15172.8612 | 0 | 2958043.5104 | 254 | 124643.5583 | 2620.1349 | 2620.1349 | 18704.1667 | 143347.725 | 143347.725 | 0 | 0 | 0 | 22560.3812 | 102083.177 | 0 | 0 | 0 | 0 | 0
2022-01-05 17:00 | 0.0085 | 0.0147 | 186065 | 1534.1059 | 2846 | 6995.0126 | 15 | 141813.619 | 14.1814 | 0 | 134818.6064 | 2973216.3716 | 254 | 124643.5583 | 2620.1349 | 2620.1349 | 18704.1667 | 143347.725 | 143347.725 | 0 | 0 | 0 | 0 | 124643.5583 | 0 | 0 | 0 | 0 | 0
2022-01-05 18:00 | 0 | 0 | 186065 | 0 | 2846 | 0 | 15 | 143347.725 | 14.3348 | 0 | 143347.725 | 2838397.7652 | 254 | 124643.5583 | 2620.1349 | 2620.1349 | 18704.1667 | 143347.725 | 143347.725 | 0 | 0 | 0 | 0 | 124643.5583 | 0 | 0 | 0 | 0 | 0
2022-01-05 19:00 | 0 | 0 | 186065 | 0 | 2846 | 0 | 15 | 143347.725 | 14.3348 | 0 | 143347.725 | 2695050.0403 | 254 | 124643.5583 | 2620.1349 | 2620.1349 | 18704.1667 | 143347.725 | 143347.725 | 0 | 0 | 0 | 0 | 124643.5583 | 0 | 0 | 0 | 0 | 0
2022-01-05 20:00 | 0 | 0 | 186065 | 0 | 2846 | 0 | 15 | 143347.725 | 14.3348 | 0 | 143347.725 | 2551702.3153 | 254 | 124643.5583 | 2620.1349 | 2620.1349 | 18704.1667 | 143347.725 | 143347.725 | 0 | 0 | 0 | 0 | 124643.5583 | 0 | 0 | 0 | 0 | 0
2022-01-05 21:00 | 0 | 0 | 186065 | 0 | 2846 | 0 | 15 | 143347.725 | 14.3348 | 0 | 143347.725 | 2408354.5904 | 254 | 124643.5583 | 2620.1349 | 2620.1349 | 18704.1667 | 143347.725 | 143347.725 | 0 | 0 | 0 | 0 | 124643.5583 | 0 | 0 | 0 | 0 | 0
2022-01-05 22:00 | 0 | 0 | 186065 | 0 | 2846 | 0 | 15 | 143347.725 | 14.3348 | 0 | 143347.725 | 2265006.8654 | 254 | 124643.5583 | 2620.1349 | 2620.1349 | 18704.1667 | 143347.725 | 143347.725 | 0 | 0 | 0 | 0 | 124643.5583 | 0 | 0 | 0 | 0 | 0
2022-01-05 23:00 | 0 | 0 | 186065 | 0 | 2846 | 0 | 15 | 143347.725 | 14.3348 | 0 | 143347.725 | 2121659.1405 | 254 | 124643.5583 | 2620.1349 | 2620.1349 | 18704.1667 | 143347.725 | 143347.725 | 0 | 0 | 0 | 0 | 124643.5583 | 0 | 0 | 0 | 0 | 0
2022-01-06 | 0 | 0 | 186065 | 0 | 2846 | 0 | 15 | 143226.8916 | 14.3227 | 0 | 143226.8916 | 1978311.4155 | 254 | 124643.5583 | 2620.1349 | 2620.1349 | 18583.3333 | 143226.8916 | 143226.8916 | 0 | 0 | 0 | 0 | 124643.5583 | 0 | 0 | 0 | 0 | 0
2022-01-06 01:00 | 0 | 0 | 186065 | 0 | 2846 | 0 | 15 | 143226.8916 | 14.3227 | 0 | 143226.8916 | 1835084.5239 | 254 | 124643.5583 | 2620.1349 | 2620.1349 | 18583.3333 | 143226.8916 | 143226.8916 | 0 | 0 | 0 | 0 | 124643.5583 | 0 | 0 | 0 | 0 | 0
2022-01-06 02:00 | 0 | 0 | 186065 | 0 | 2846 | 0 | 15 | 143226.8916 | 14.3227 | 0 | 143226.8916 | 1691857.6323 | 254 | 124643.5583 | 2620.1349 | 2620.1349 | 18583.3333 | 143226.8916 | 143226.8916 | 0 | 0 | 0 | 0 | 124643.5583 | 0 | 0 | 0 | 0 | 0
2022-01-06 03:00 | 0 | 0 | 186065 | 0 | 2846 | 0 | 15 | 143226.8916 | 14.3227 | 0 | 143226.8916 | 1548630.7406 | 254 | 124643.5583 | 2620.1349 | 2620.1349 | 18583.3333 | 143226.8916 | 143226.8916 | 0 | 0 | 0 | 0 | 124643.5583 | 0 | 0 | 0 | 0 | 0
2022-01-06 04:00 | 0 | 0 | 186065 | 0 | 2846 | 0 | 15 | 143226.8916 | 14.3227 | 0 | 143226.8916 | 1405403.849 | 254 | 124643.5583 | 2620.1349 | 2620.1349 | 18583.3333 | 143226.8916 | 143226.8916 | 0 | 0 | 0 | 0 | 124643.5583 | 0 | 0 | 0 | 0 | 0
2022-01-06 05:00 | 0 | 0 | 186065 | 0 | 2846 | 0 | 15 | 143226.8916 | 14.3227 | 0 | 143226.8916 | 1262176.9574 | 254 | 124643.5583 | 2620.1349 | 2620.1349 | 18583.3333 | 143226.8916 | 143226.8916 | 0 | 0 | 0 | 0 | 124643.5583 | 0 | 0 | 0 | 0 | 0
2022-01-06 06:00 | 0 | 0 | 186065 | 0 | 2846 | 0 | 15 | 143226.8916 | 14.3227 | 0 | 143226.8916 | 1118950.0658 | 254 | 124643.5583 | 2620.1349 | 2620.1349 | 18583.3333 | 143226.8916 | 143226.8916 | 0 | 0 | 0 | 0 | 124643.5583 | 0 | 0 | 0 | 0 | 0
2022-01-06 07:00 | 0.01512 | 0.09338 | 186065 | 2728.9037 | 2846 | 44434.9851 | 15 | 140497.9879 | 14.0498 | 0 | 96063.0028 | 975723.1742 | 254 | 124643.5583 | 2620.1349 | 2620.1349 | 18583.3333 | 143226.8916 | 143226.8916 | 0 | 0 | 0 | 0 | 124643.5583 | 0 | 0 | 0 | 0 | 0
2022-01-06 08:00 | 0.16948 | 0.59482 | 186065 | 30588.2673 | 2846 | 283045.8108 | 15 | 112638.6243 | 11.2639 | 170407.1865 | 0 | 879660.1713 | 254 | 124643.5583 | 2620.1349 | 2620.1349 | 18583.3333 | 143226.8916 | 143226.8916 | 0 | 0 | 0 | 12004.934 | 112638.6243 | 0 | 0 | 0 | 0 | 0
2022-01-06 09:00 | 0.35645 | 0.792 | 186065 | 64333.1832 | 2846 | 376874.1504 | 15 | 78893.7084 | 7.8894 | 297980.442 | 0 | 1050067.3578 | 254 | 124643.5583 | 2620.1349 | 2620.1349 | 18583.3333 | 143226.8916 | 143226.8916 | 0 | 0 | 0 | 64333.1832 | 60310.3751 | 0 | 0 | 0 | 0 | 0
2022-01-06 10:00 | 0.50867 | 0.88227 | 186065 | 91806.313 | 2846 | 419829.2382 | 15 | 51420.5786 | 5.1421 | 368408.6596 | 0 | 1348047.7997 | 254 | 124643.5583 | 2620.1349 | 2620.1349 | 18583.3333 | 143226.8916 | 143226.8916 | 0 | 0 | 0 | 91806.313 | 32837.2452 | 0 | 0 | 0 | 0 | 0
2022-01-06 11:00 | 0.60667 | 0.94501 | 186065 | 109493.6519 | 2846 | 449684.1425 | 15 | 33733.2397 | 3.3733 | 415950.9028 | 0 | 1716456.4594 | 254 | 124643.5583 | 2620.1349 | 2620.1349 | 18583.3333 | 143226.8916 | 143226.8916 | 0 | 0 | 0 | 90910.3186 | 33733.2397 | 0 | 0 | 0 | 0 | 0
2022-01-06 12:00 | 0.63085 | 0.91746 | 186065 | 113857.7321 | 2846 | 436574.442 | 15 | 29369.1595 | 2.9369 | 407205.2824 | 0 | 2132407.3622 | 254 | 124643.5583 | 2620.1349 | 2620.1349 | 18583.3333 | 143226.8916 | 143226.8916 | 0 | 0 | 0 | 95274.3988 | 29369.1595 | 0 | 0 | 0 | 0 | 0
2022-01-06 13:00 | 0.59725 | 0.89619 | 186065 | 107793.5016 | 2846 | 426453.0869 | 15 | 35433.39 | 3.5433 | 391019.6969 | 0 | 2539612.6447 | 254 | 124643.5583 | 2620.1349 | 2620.1349 | 18583.3333 | 143226.8916 | 143226.8916 | 0 | 0 | 0 | 107793.5016 | 16850.0567 | 0 | 0 | 0 | 0 | 0
2022-01-06 14:00 | 0.49692 | 0.85432 | 186065 | 89685.6372 | 2846 | 406529.1972 | 15 | 53541.2544 | 5.3541 | 352987.9428 | 0 | 2930632.3416 | 254 | 124643.5583 | 2620.1349 | 2620.1349 | 18583.3333 | 143226.8916 | 143226.8916 | 0 | 0 | 0 | 89685.6372 | 34957.9211 | 0 | 0 | 0 | 0 | 0
2022-01-06 15:00 | 0.3432 | 0.7798 | 186065 | 61941.7828 | 2846 | 371068.7658 | 15 | 81285.1089 | 8.1285 | 289783.6569 | 0 | 3283620.2843 | 254 | 124643.5583 | 2620.1349 | 2620.1349 | 18583.3333 | 143226.8916 | 143226.8916 | 0 | 0 | 0 | 61941.7828 | 62701.7755 | 0 | 0 | 0 | 0 | 0
2022-01-06 16:00 | 0.15598 | 0.55982 | 186065 | 28151.7461 | 2846 | 266391.0188 | 15 | 115075.1455 | 11.5075 | 151315.8733 | 0 | 3573403.9412 | 254 | 124643.5583 | 2620.1349 | 2620.1349 | 18583.3333 | 143226.8916 | 143226.8916 | 0 | 0 | 0 | 9568.4128 | 115075.1455 | 0 | 0 | 0 | 0 | 0
2022-01-06 17:00 | 0.01107 | 0.05965 | 186065 | 1997.9474 | 2846 | 28384.5241 | 15 | 141228.9443 | 14.1229 | 0 | 112844.4202 | 3724719.8146 | 254 | 124643.5583 | 2620.1349 | 2620.1349 | 18583.3333 | 143226.8916 | 143226.8916 | 0 | 0 | 0 | 1997.9474 | 122645.6109 | 0 | 0 | 0 | 0 | 0
2022-01-06 18:00 | 0 | 0 | 186065 | 0 | 2846 | 0 | 15 | 143226.8916 | 14.3227 | 0 | 143226.8916 | 3611875.3944 | 254 | 124643.5583 | 2620.1349 | 2620.1349 | 18583.3333 | 143226.8916 | 143226.8916 | 0 | 0 | 0 | 0 | 124643.5583 | 0 | 0 | 0 | 0 | 0
2022-01-06 19:00 | 0 | 0 | 186065 | 0 | 2846 | 0 | 15 | 143226.8916 | 14.3227 | 0 | 143226.8916 | 3468648.5028 | 254 | 124643.5583 | 2620.1349 | 2620.1349 | 18583.3333 | 143226.8916 | 143226.8916 | 0 | 0 | 0 | 0 | 124643.5583 | 0 | 0 | 0 | 0 | 0
2022-01-06 20:00 | 0 | 0 | 186065 | 0 | 2846 | 0 | 15 | 143226.8916 | 14.3227 | 0 | 143226.8916 | 3325421.6111 | 254 | 124643.5583 | 2620.1349 | 2620.1349 | 18583.3333 | 143226.8916 | 143226.8916 | 0 | 0 | 0 | 0 | 124643.5583 | 0 | 0 | 0 | 0 | 0
2022-01-06 21:00 | 0 | 0 | 186065 | 0 | 2846 | 0 | 15 | 143226.8916 | 14.3227 | 0 | 143226.8916 | 3182194.7195 | 254 | 124643.5583 | 2620.1349 | 2620.1349 | 18583.3333 | 143226.8916 | 143226.8916 | 0 | 0 | 0 | 0 | 124643.5583 | 0 | 0 | 0 | 0 | 0
2022-01-06 22:00 | 0 | 0 | 186065 | 0 | 2846 | 0 | 15 | 143226.8916 | 14.3227 | 0 | 143226.8916 | 3038967.8279 | 254 | 124643.5583 | 2620.1349 | 2620.1349 | 18583.3333 | 143226.8916 | 143226.8916 | 0 | 0 | 0 | 0 | 124643.5583 | 0 | 0 | 0 | 0 | 0
2022-01-06 23:00 | 0 | 0 | 186065 | 0 | 2846 | 0 | 15 | 143226.8916 | 14.3227 | 0 | 143226.8916 | 2895740.9363 | 254 | 124643.5583 | 2620.1349 | 2620.1349 | 18583.3333 | 143226.8916 | 143226.8916 | 0 | 0 | 0 | 0 | 124643.5583 | 0 | 0 | 0 | 0 | 0
2022-01-07 | 0 | 0 | 186065 | 0 | 2846 | 0 | 15 | 143910.225 | 14.391 | 0 | 143910.225 | 2752514.0447 | 254 | 124643.5583 | 2620.1349 | 2620.1349 | 19266.6667 | 143910.225 | 143910.225 | 0 | 0 | 0 | 0 | 124643.5583 | 0 | 0 | 0 | 0 | 0
2022-01-07 01:00 | 0 | 0 | 186065 | 0 | 2846 | 0 | 15 | 143910.225 | 14.391 | 0 | 143910.225 | 2608603.8197 | 254 | 124643.5583 | 2620.1349 | 2620.1349 | 19266.6667 | 143910.225 | 143910.225 | 0 | 0 | 0 | 0 | 124643.5583 | 0 | 0 | 0 | 0 | 0
2022-01-07 02:00 | 0 | 0 | 186065 | 0 | 2846 | 0 | 15 | 143910.225 | 14.391 | 0 | 143910.225 | 2464693.5948 | 254 | 124643.5583 | 2620.1349 | 2620.1349 | 19266.6667 | 143910.225 | 143910.225 | 0 | 0 | 0 | 0 | 124643.5583 | 0 | 0 | 0 | 0 | 0
2022-01-07 03:00 | 0 | 0 | 186065 | 0 | 2846 | 0 | 15 | 143910.225 | 14.391 | 0 | 143910.225 | 2320783.3698 | 254 | 124643.5583 | 2620.1349 | 2620.1349 | 19266.6667 | 143910.225 | 143910.225 | 0 | 0 | 0 | 0 | 124643.5583 | 0 | 0 | 0 | 0 | 0
2022-01-07 04:00 | 0 | 0 | 186065 | 0 | 2846 | 0 | 15 | 143910.225 | 14.391 | 0 | 143910.225 | 2176873.1448 | 254 | 124643.5583 | 2620.1349 | 2620.1349 | 19266.6667 | 143910.225 | 143910.225 | 0 | 0 | 0 | 0 | 124643.5583 | 0 | 0 | 0 | 0 | 0
2022-01-07 05:00 | 0 | 0 | 186065 | 0 | 2846 | 0 | 15 | 143910.225 | 14.391 | 0 | 143910.225 | 2032962.9199 | 254 | 124643.5583 | 2620.1349 | 2620.1349 | 19266.6667 | 143910.225 | 143910.225 | 0 | 0 | 0 | 0 | 124643.5583 | 0 | 0 | 0 | 0 | 0
2022-01-07 06:00 | 0 | 0 | 186065 | 0 | 2846 | 0 | 15 | 143910.225 | 14.391 | 0 | 143910.225 | 1889052.6949 | 254 | 124643.5583 | 2620.1349 | 2620.1349 | 19266.6667 | 143910.225 | 143910.225 | 0 | 0 | 0 | 0 | 124643.5583 | 0 | 0 | 0 | 0 | 0
2022-01-07 07:00 | 0.01462 | 0.0607 | 186065 | 2638.6622 | 2846 | 28884.1678 | 15 | 141271.5628 | 14.1272 | 0 | 112387.3949 | 1745142.47 | 254 | 124643.5583 | 2620.1349 | 2620.1349 | 19266.6667 | 143910.225 | 143910.225 | 0 | 0 | 0 | 2638.6622 | 122004.8961 | 0 | 0 | 0 | 0 | 0
2022-01-07 08:00 | 0.16398 | 0.46267 | 186065 | 29595.6105 | 2846 | 220162.0747 | 15 | 114314.6144 | 11.4315 | 105847.4603 | 0 | 1632755.0751 | 254 | 124643.5583 | 2620.1349 | 2620.1349 | 19266.6667 | 143910.225 | 143910.225 | 0 | 0 | 0 | 10328.9439 | 114314.6144 | 0 | 0 | 0 | 0 | 0
2022-01-07 09:00 | 0.35185 | 0.7349 | 186065 | 63502.9611 | 2846 | 349703.0469 | 15 | 80407.2638 | 8.0407 | 269295.7831 | 0 | 1738602.5354 | 254 | 124643.5583 | 2620.1349 | 2620.1349 | 19266.6667 | 143910.225 | 143910.225 | 0 | 0 | 0 | 63502.9611 | 61140.5971 | 0 | 0 | 0 | 0 | 0
2022-01-07 10:00 | 0.50812 | 0.86859 | 186065 | 91707.0474 | 2846 | 413319.5938 | 15 | 52203.1776 | 5.2203 | 361116.4162 | 0 | 2007898.3184 | 254 | 124643.5583 | 2620.1349 | 2620.1349 | 19266.6667 | 143910.225 | 143910.225 | 0 | 0 | 0 | 72440.3807 | 52203.1776 | 0 | 0 | 0 | 0 | 0
2022-01-07 11:00 | 0.5935 | 0.82325 | 186065 | 107116.6902 | 2846 | 391744.5004 | 15 | 36793.5348 | 3.6794 | 354950.9656 | 0 | 2369014.7346 | 254 | 124643.5583 | 2620.1349 | 2620.1349 | 19266.6667 | 143910.225 | 143910.225 | 0 | 0 | 0 | 107116.6902 | 17526.8681 | 0 | 0 | 0 | 0 | 0
2022-01-07 12:00 | 0.59462 | 0.76119 | 186065 | 107318.8312 | 2846 | 362213.1749 | 15 | 36591.3938 | 3.6591 | 325621.7812 | 0 | 2723965.7003 | 254 | 124643.5583 | 2620.1349 | 2620.1349 | 19266.6667 | 143910.225 | 143910.225 | 0 | 0 | 0 | 107318.8312 | 17324.7271 | 0 | 0 | 0 | 0 | 0
2022-01-07 13:00 | 0.57912 | 0.72324 | 186065 | 104521.3439 | 2846 | 344154.6219 | 15 | 39388.881 | 3.9389 | 304765.7409 | 0 | 3049587.4814 | 254 | 124643.5583 | 2620.1349 | 2620.1349 | 19266.6667 | 143910.225 | 143910.225 | 0 | 0 | 0 | 85254.6772 | 39388.881 | 0 | 0 | 0 | 0 | 0
2022-01-07 14:00 | 0.47225 | 0.69473 | 186065 | 85233.1204 | 2846 | 330588.1042 | 15 | 58677.1046 | 5.8677 | 271910.9996 | 0 | 3354353.2223 | 254 | 124643.5583 | 2620.1349 | 2620.1349 | 19266.6667 | 143910.225 | 143910.225 | 0 | 0 | 0 | 85233.1204 | 39410.4379 | 0 | 0 | 0 | 0 | 0
2022-01-07 15:00 | 0.3205 | 0.55614 | 186065 | 57844.8175 | 2846 | 264639.8864 | 15 | 86065.4074 | 8.6065 | 178574.4789 | 0 | 3626264.2219 | 254 | 124643.5583 | 2620.1349 | 2620.1349 | 19266.6667 | 143910.225 | 143910.225 | 0 | 0 | 0 | 38578.1509 | 86065.4074 | 0 | 0 | 0 | 0 | 0
2022-01-07 16:00 | 0.14052 | 0.31951 | 186065 | 25361.4782 | 2846 | 152039.2169 | 15 | 118548.7468 | 11.8549 | 33490.4701 | 0 | 3804838.7008 | 254 | 124643.5583 | 2620.1349 | 2620.1349 | 19266.6667 | 143910.225 | 143910.225 | 0 | 0 | 0 | 25361.4782 | 99282.0801 | 0 | 0 | 0 | 0 | 0
2022-01-07 17:00 | 0.01025 | 0.0067 | 186065 | 1849.9513 | 2846 | 3188.203 | 15 | 142060.2737 | 14.206 | 0 | 138872.0707 | 3838329.171 | 254 | 124643.5583 | 2620.1349 | 2620.1349 | 19266.6667 | 143910.225 | 143910.225 | 0 | 0 | 0 | 1849.9513 | 122793.607 | 0 | 0 | 0 | 0 | 0
2022-01-07 18:00 | 0 | 0 | 186065 | 0 | 2846 | 0 | 15 | 143910.225 | 14.391 | 0 | 143910.225 | 3699457.1003 | 254 | 124643.5583 | 2620.1349 | 2620.1349 | 19266.6667 | 143910.225 | 143910.225 | 0 | 0 | 0 | 0 | 124643.5583 | 0 | 0 | 0 | 0 | 0
2022-01-07 19:00 | 0 | 0 | 186065 | 0 | 2846 | 0 | 15 | 143910.225 | 14.391 | 0 | 143910.225 | 3555546.8754 | 254 | 124643.5583 | 2620.1349 | 2620.1349 | 19266.6667 | 143910.225 | 143910.225 | 0 | 0 | 0 | 0 | 124643.5583 | 0 | 0 | 0 | 0 | 0
2022-01-07 20:00 | 0 | 0 | 186065 | 0 | 2846 | 0 | 15 | 143910.225 | 14.391 | 0 | 143910.225 | 3411636.6504 | 254 | 124643.5583 | 2620.1349 | 2620.1349 | 19266.6667 | 143910.225 | 143910.225 | 0 | 0 | 0 | 0 | 124643.5583 | 0 | 0 | 0 | 0 | 0
2022-01-07 21:00 | 0 | 0 | 186065 | 0 | 2846 | 0 | 15 | 143910.225 | 14.391 | 0 | 143910.225 | 3267726.4254 | 254 | 124643.5583 | 2620.1349 | 2620.1349 | 19266.6667 | 143910.225 | 143910.225 | 0 | 0 | 0 | 0 | 124643.5583 | 0 | 0 | 0 | 0 | 0
2022-01-07 22:00 | 0 | 0 | 186065 | 0 | 2846 | 0 | 15 | 143910.225 | 14.391 | 0 | 143910.225 | 3123816.2005 | 254 | 124643.5583 | 2620.1349 | 2620.1349 | 19266.6667 | 143910.225 | 143910.225 | 0 | 0 | 0 | 0 | 124643.5583 | 0 | 0 | 0 | 0 | 0
2022-01-07 23:00 | 0 | 0 | 186065 | 0 | 2846 | 0 | 15 | 143910.225 | 14.391 | 0 | 143910.225 | 2979905.9755 | 254 | 124643.5583 | 2620.1349 | 2620.1349 | 19266.6667 | 143910.225 | 143910.225 | 0 | 0 | 0 | 0 | 124643.5583 | 0 | 0 | 0 | 0 | 0
2022-01-08 | 0 | 0 | 186065 | 0 | 2846 | 0 | 15 | 144143.5583 | 14.4144 | 0 | 144143.5583 | 2835995.7506 | 254 | 124643.5583 | 2620.1349 | 2620.1349 | 19500 | 144143.5583 | 144143.5583 | 0 | 0 | 0 | 0 | 124643.5583 | 0 | 0 | 0 | 0 | 0
2022-01-08 01:00 | 0 | 0 | 186065 | 0 | 2846 | 0 | 15 | 144143.5583 | 14.4144 | 0 | 144143.5583 | 2691852.1923 | 254 | 124643.5583 | 2620.1349 | 2620.1349 | 19500 | 144143.5583 | 144143.5583 | 0 | 0 | 0 | 0 | 124643.5583 | 0 | 0 | 0 | 0 | 0
2022-01-08 02:00 | 0 | 0 | 186065 | 0 | 2846 | 0 | 15 | 144143.5583 | 14.4144 | 0 | 144143.5583 | 2547708.634 | 254 | 124643.5583 | 2620.1349 | 2620.1349 | 19500 | 144143.5583 | 144143.5583 | 0 | 0 | 0 | 0 | 124643.5583 | 0 | 0 | 0 | 0 | 0
2022-01-08 03:00 | 0 | 0 | 186065 | 0 | 2846 | 0 | 15 | 144143.5583 | 14.4144 | 0 | 144143.5583 | 2403565.0757 | 254 | 124643.5583 | 2620.1349 | 2620.1349 | 19500 | 144143.5583 | 144143.5583 | 0 | 0 | 0 | 0 | 124643.5583 | 0 | 0 | 0 | 0 | 0
2022-01-08 04:00 | 0 | 0 | 186065 | 0 | 2846 | 0 | 15 | 144143.5583 | 14.4144 | 0 | 144143.5583 | 2259421.5174 | 254 | 124643.5583 | 2620.1349 | 2620.1349 | 19500 | 144143.5583 | 144143.5583 | 0 | 0 | 0 | 0 | 124643.5583 | 0 | 0 | 0 | 0 | 0
2022-01-08 05:00 | 0 | 0 | 186065 | 0 | 2846 | 0 | 15 | 144143.5583 | 14.4144 | 0 | 144143.5583 | 2115277.9592 | 254 | 124643.5583 | 2620.1349 | 2620.1349 | 19500 | 144143.5583 | 144143.5583 | 0 | 0 | 0 | 0 | 124643.5583 | 0 | 0 | 0 | 0 | 0
2022-01-08 06:00 | 0 | 0 | 186065 | 0 | 2846 | 0 | 15 | 144143.5583 | 14.4144 | 0 | 144143.5583 | 1971134.4009 | 254 | 124643.5583 | 2620.1349 | 2620.1349 | 19500 | 144143.5583 | 144143.5583 | 0 | 0 | 0 | 0 | 124643.5583 | 0 | 0 | 0 | 0 | 0
2022-01-08 07:00 | 0.01348 | 0.01897 | 186065 | 2432.9115 | 2846 | 9026.8973 | 15 | 141710.6468 | 14.1711 | 0 | 132683.7495 | 1826990.8426 | 254 | 124643.5583 | 2620.1349 | 2620.1349 | 19500 | 144143.5583 | 144143.5583 | 0 | 0 | 0 | 0 | 124643.5583 | 0 | 0 | 0 | 0 | 0
2022-01-08 08:00 | 0.16007 | 0.4367 | 186065 | 28889.9218 | 2846 | 207804.219 | 15 | 115253.6365 | 11.5254 | 92550.5826 | 0 | 1694307.0931 | 254 | 124643.5583 | 2620.1349 | 2620.1349 | 19500 | 144143.5583 | 144143.5583 | 0 | 0 | 0 | 28889.9218 | 95753.6365 | 0 | 0 | 0 | 0 | 0
2022-01-08 09:00 | 0.34375 | 0.6433 | 186065 | 62041.0484 | 2846 | 306115.077 | 15 | 82102.5098 | 8.2103 | 224012.5671 | 0 | 1786857.6756 | 254 | 124643.5583 | 2620.1349 | 2620.1349 | 19500 | 144143.5583 | 144143.5583 | 0 | 0 | 0 | 62041.0484 | 62602.5098 | 0 | 0 | 0 | 0 | 0
2022-01-08 10:00 | 0.49665 | 0.7486 | 186065 | 89636.9068 | 2846 | 356222.2083 | 15 | 54506.6515 | 5.4507 | 301715.5568 | 0 | 2010870.2428 | 254 | 124643.5583 | 2620.1349 | 2620.1349 | 19500 | 144143.5583 | 144143.5583 | 0 | 0 | 0 | 89636.9068 | 35006.6515 | 0 | 0 | 0 | 0 | 0
2022-01-08 11:00 | 0.59435 | 0.8115 | 186065 | 107270.1008 | 2846 | 386153.2488 | 15 | 36873.4575 | 3.6873 | 349279.7913 | 0 | 2312585.7996 | 254 | 124643.5583 | 2620.1349 | 2620.1349 | 19500 | 144143.5583 | 144143.5583 | 0 | 0 | 0 | 107270.1008 | 17373.4575 | 0 | 0 | 0 | 0 | 0
2022-01-08 12:00 | 0.6388 | 0.91534 | 186065 | 115292.5723 | 2846 | 435565.6374 | 15 | 28850.9859 | 2.8851 | 406714.6515 | 0 | 2661865.5909 | 254 | 124643.5583 | 2620.1349 | 2620.1349 | 19500 | 144143.5583 | 144143.5583 | 0 | 0 | 0 | 115292.5723 | 9350.9859 | 0 | 0 | 0 | 0 | 0
2022-01-08 13:00 | 0.59947 | 0.87817 | 186065 | 108194.174 | 2846 | 417878.2483 | 15 | 35949.3843 | 3.5949 | 381928.864 | 0 | 3068580.2423 | 254 | 124643.5583 | 2620.1349 | 2620.1349 | 19500 | 144143.5583 | 144143.5583 | 0 | 0 | 0 | 88694.174 | 35949.3843 | 0 | 0 | 0 | 0 | 0
2022-01-08 14:00 | 0.49327 | 0.78985 | 186065 | 89026.8741 | 2846 | 375851.0703 | 15 | 55116.6842 | 5.5117 | 320734.3861 | 0 | 3450509.1063 | 254 | 124643.5583 | 2620.1349 | 2620.1349 | 19500 | 144143.5583 | 144143.5583 | 0 | 0 | 0 | 69526.8741 | 55116.6842 | 0 | 0 | 0 | 0 | 0
2022-01-08 15:00 | 0.3328 | 0.65569 | 186065 | 60064.759 | 2846 | 312010.8733 | 15 | 84078.7992 | 8.4079 | 227932.0741 | 0 | 3771243.4924 | 254 | 124643.5583 | 2620.1349 | 2620.1349 | 19500 | 144143.5583 | 144143.5583 | 0 | 0 | 0 | 60064.759 | 64578.7992 | 0 | 0 | 0 | 0 | 0
2022-01-08 16:00 | 0.1464 | 0.39905 | 186065 | 26422.7185 | 2846 | 189888.4214 | 15 | 117720.8398 | 11.7721 | 72167.5816 | 0 | 3999175.5665 | 254 | 124643.5583 | 2620.1349 | 2620.1349 | 19500 | 144143.5583 | 144143.5583 | 0 | 0 | 0 | 26422.7185 | 98220.8398 | 0 | 0 | 0 | 0 | 0
2022-01-08 17:00 | 0.01052 | 0.00804 | 186065 | 1898.6817 | 2846 | 3825.8436 | 15 | 142244.8766 | 14.2245 | 0 | 138419.033 | 4071343.1481 | 254 | 124643.5583 | 2620.1349 | 2620.1349 | 19500 | 144143.5583 | 144143.5583 | 0 | 0 | 0 | 0 | 124643.5583 | 0 | 0 | 0 | 0 | 0
2022-01-08 18:00 | 0 | 0 | 186065 | 0 | 2846 | 0 | 15 | 144143.5583 | 14.4144 | 0 | 144143.5583 | 3932924.1151 | 254 | 124643.5583 | 2620.1349 | 2620.1349 | 19500 | 144143.5583 | 144143.5583 | 0 | 0 | 0 | 0 | 124643.5583 | 0 | 0 | 0 | 0 | 0
2022-01-08 19:00 | 0 | 0 | 186065 | 0 | 2846 | 0 | 15 | 144143.5583 | 14.4144 | 0 | 144143.5583 | 3788780.5569 | 254 | 124643.5583 | 2620.1349 | 2620.1349 | 19500 | 144143.5583 | 144143.5583 | 0 | 0 | 0 | 0 | 124643.5583 | 0 | 0 | 0 | 0 | 0
2022-01-08 20:00 | 0 | 0 | 186065 | 0 | 2846 | 0 | 15 | 144143.5583 | 14.4144 | 0 | 144143.5583 | 3644636.9986 | 254 | 124643.5583 | 2620.1349 | 2620.1349 | 19500 | 144143.5583 | 144143.5583 | 0 | 0 | 0 | 0 | 124643.5583 | 0 | 0 | 0 | 0 | 0
2022-01-08 21:00 | 0 | 0 | 186065 | 0 | 2846 | 0 | 15 | 144143.5583 | 14.4144 | 0 | 144143.5583 | 3500493.4403 | 254 | 124643.5583 | 2620.1349 | 2620.1349 | 19500 | 144143.5583 | 144143.5583 | 0 | 0 | 0 | 0 | 124643.5583 | 0 | 0 | 0 | 0 | 0
2022-01-08 22:00 | 0 | 0 | 186065 | 0 | 2846 | 0 | 15 | 144143.5583 | 14.4144 | 0 | 144143.5583 | 3356349.882 | 254 | 124643.5583 | 2620.1349 | 2620.1349 | 19500 | 144143.5583 | 144143.5583 | 0 | 0 | 0 | 0 | 124643.5583 | 0 | 0 | 0 | 0 | 0
2022-01-08 23:00 | 0 | 0 | 186065 | 0 | 2846 | 0 | 15 | 144143.5583 | 14.4144 | 0 | 144143.5583 | 3212206.3237 | 254 | 124643.5583 | 2620.1349 | 2620.1349 | 19500 | 144143.5583 | 144143.5583 | 0 | 0 | 0 | 0 | 124643.5583 | 0 | 0 | 0 | 0 | 0
2022-01-09 | 0 | 0 | 186065 | 0 | 2846 | 0 | 15 | 143631.0583 | 14.3631 | 0 | 143631.0583 | 3068062.7654 | 254 | 124643.5583 | 2620.1349 | 2620.1349 | 18987.5 | 143631.0583 | 143631.0583 | 0 | 0 | 0 | 0 | 124643.5583 | 0 | 0 | 0 | 0 | 0
2022-01-09 01:00 | 0 | 0 | 186065 | 0 | 2846 | 0 | 15 | 143631.0583 | 14.3631 | 0 | 143631.0583 | 2924431.7071 | 254 | 124643.5583 | 2620.1349 | 2620.1349 | 18987.5 | 143631.0583 | 143631.0583 | 0 | 0 | 0 | 0 | 124643.5583 | 0 | 0 | 0 | 0 | 0
2022-01-09 02:00 | 0 | 0 | 186065 | 0 | 2846 | 0 | 15 | 143631.0583 | 14.3631 | 0 | 143631.0583 | 2780800.6489 | 254 | 124643.5583 | 2620.1349 | 2620.1349 | 18987.5 | 143631.0583 | 143631.0583 | 0 | 0 | 0 | 0 | 124643.5583 | 0 | 0 | 0 | 0 | 0
2022-01-09 03:00 | 0 | 0 | 186065 | 0 | 2846 | 0 | 15 | 143631.0583 | 14.3631 | 0 | 143631.0583 | 2637169.5906 | 254 | 124643.5583 | 2620.1349 | 2620.1349 | 18987.5 | 143631.0583 | 143631.0583 | 0 | 0 | 0 | 0 | 124643.5583 | 0 | 0 | 0 | 0 | 0
2022-01-09 04:00 | 0 | 0 | 186065 | 0 | 2846 | 0 | 15 | 143631.0583 | 14.3631 | 0 | 143631.0583 | 2493538.5323 | 254 | 124643.5583 | 2620.1349 | 2620.1349 | 18987.5 | 143631.0583 | 143631.0583 | 0 | 0 | 0 | 0 | 124643.5583 | 0 | 0 | 0 | 0 | 0
2022-01-09 05:00 | 0 | 0 | 186065 | 0 | 2846 | 0 | 15 | 143631.0583 | 14.3631 | 0 | 143631.0583 | 2349907.474 | 254 | 124643.5583 | 2620.1349 | 2620.1349 | 18987.5 | 143631.0583 | 143631.0583 | 0 | 0 | 0 | 0 | 124643.5583 | 0 | 0 | 0 | 0 | 0
2022-01-09 06:00 | 0 | 0 | 186065 | 0 | 2846 | 0 | 15 | 143631.0583 | 14.3631 | 0 | 143631.0583 | 2206276.4157 | 254 | 124643.5583 | 2620.1349 | 2620.1349 | 18987.5 | 143631.0583 | 143631.0583 | 0 | 0 | 0 | 0 | 124643.5583 | 0 | 0 | 0 | 0 | 0
2022-01-09 07:00 | 0.0108 | 0.00059 | 186065 | 1949.2169 | 2846 | 280.7522 | 15 | 141681.8413 | 14.1682 | 0 | 141401.0891 | 2062645.3574 | 254 | 124643.5583 | 2620.1349 | 2620.1349 | 18987.5 | 143631.0583 | 143631.0583 | 0 | 0 | 0 | 0 | 124643.5583 | 0 | 0 | 0 | 0 | 0
2022-01-09 08:00 | 0.12507 | 0.13676 | 186065 | 22573.0151 | 2846 | 65077.4101 | 15 | 121058.0432 | 12.1058 | 0 | 55980.6331 | 1921244.2683 | 254 | 124643.5583 | 2620.1349 | 2620.1349 | 18987.5 | 143631.0583 | 143631.0583 | 0 | 0 | 0 | 22573.0151 | 102070.5432 | 0 | 0 | 0 | 0 | 0
2022-01-09 09:00 | 0.2915 | 0.34385 | 186065 | 52610.8091 | 2846 | 163621.4351 | 15 | 91020.2492 | 9.102 | 72601.1859 | 0 | 1865263.6352 | 254 | 124643.5583 | 2620.1349 | 2620.1349 | 18987.5 | 143631.0583 | 143631.0583 | 0 | 0 | 0 | 33623.3091 | 91020.2492 | 0 | 0 | 0 | 0 | 0
2022-01-09 10:00 | 0.45838 | 0.53305 | 186065 | 82729.8205 | 2846 | 253652.4822 | 15 | 60901.2378 | 6.0901 | 192751.2443 | 0 | 1937864.8211 | 254 | 124643.5583 | 2620.1349 | 2620.1349 | 18987.5 | 143631.0583 | 143631.0583 | 0 | 0 | 0 | 82729.8205 | 41913.7378 | 0 | 0 | 0 | 0 | 0
2022-01-09 11:00 | 0.5449 | 0.55701 | 186065 | 98345.2139 | 2846 | 265053.8769 | 15 | 45285.8443 | 4.5286 | 219768.0326 | 0 | 2130616.0654 | 254 | 124643.5583 | 2620.1349 | 2620.1349 | 18987.5 | 143631.0583 | 143631.0583 | 0 | 0 | 0 | 98345.2139 | 26298.3443 | 0 | 0 | 0 | 0 | 0
2022-01-09 12:00 | 0.57983 | 0.57748 | 186065 | 104649.4869 | 2846 | 274794.551 | 15 | 38981.5714 | 3.8982 | 235812.9796 | 0 | 2350384.098 | 254 | 124643.5583 | 2620.1349 | 2620.1349 | 18987.5 | 143631.0583 | 143631.0583 | 0 | 0 | 0 | 104649.4869 | 19994.0714 | 0 | 0 | 0 | 0 | 0
2022-01-09 13:00 | 0.53365 | 0.49053 | 186065 | 96314.7796 | 2846 | 233419.2891 | 15 | 47316.2787 | 4.7316 | 186103.0105 | 0 | 2586197.0776 | 254 | 124643.5583 | 2620.1349 | 2620.1349 | 18987.5 | 143631.0583 | 143631.0583 | 0 | 0 | 0 | 96314.7796 | 28328.7787 | 0 | 0 | 0 | 0 | 0
2022-01-09 14:00 | 0.42175 | 0.40257 | 186065 | 76118.7263 | 2846 | 191563.4176 | 15 | 67512.3319 | 6.7512 | 124051.0856 | 0 | 2772300.088 | 254 | 124643.5583 | 2620.1349 | 2620.1349 | 18987.5 | 143631.0583 | 143631.0583 | 0 | 0 | 0 | 76118.7263 | 48524.8319 | 0 | 0 | 0 | 0 | 0
2022-01-09 15:00 | 0.26567 | 0.18874 | 186065 | 47948.9319 | 2846 | 89812.1555 | 15 | 95682.1264 | 9.5682 | 0 | 5869.9709 | 2896351.1737 | 254 | 124643.5583 | 2620.1349 | 2620.1349 | 18987.5 | 143631.0583 | 143631.0583 | 0 | 0 | 0 | 28961.4319 | 95682.1264 | 0 | 0 | 0 | 0 | 0
2022-01-09 16:00 | 0.12295 | 0.12364 | 186065 | 22190.391 | 2846 | 58834.2424 | 15 | 121440.6673 | 12.1441 | 0 | 62606.4249 | 2890481.2028 | 254 | 124643.5583 | 2620.1349 | 2620.1349 | 18987.5 | 143631.0583 | 143631.0583 | 0 | 0 | 0 | 22190.391 | 102453.1673 | 0 | 0 | 0 | 0 | 0
2022-01-09 17:00 | 0.01118 | 0.00138 | 186065 | 2017.8005 | 2846 | 656.6747 | 15 | 141613.2578 | 14.1613 | 0 | 140956.5831 | 2827874.7778 | 254 | 124643.5583 | 2620.1349 | 2620.1349 | 18987.5 | 143631.0583 | 143631.0583 | 0 | 0 | 0 | 2017.8005 | 122625.7578 | 0 | 0 | 0 | 0 | 0
2022-01-09 18:00 | 0 | 0 | 186065 | 0 | 2846 | 0 | 15 | 143631.0583 | 14.3631 | 0 | 143631.0583 | 2686918.1947 | 254 | 124643.5583 | 2620.1349 | 2620.1349 | 18987.5 | 143631.0583 | 143631.0583 | 0 | 0 | 0 | 0 | 124643.5583 | 0 | 0 | 0 | 0 | 0
2022-01-09 19:00 | 0 | 0 | 186065 | 0 | 2846 | 0 | 15 | 143631.0583 | 14.3631 | 0 | 143631.0583 | 2543287.1364 | 254 | 124643.5583 | 2620.1349 | 2620.1349 | 18987.5 | 143631.0583 | 143631.0583 | 0 | 0 | 0 | 0 | 124643.5583 | 0 | 0 | 0 | 0 | 0
2022-01-09 20:00 | 0 | 0 | 186065 | 0 | 2846 | 0 | 15 | 143631.0583 | 14.3631 | 0 | 143631.0583 | 2399656.0781 | 254 | 124643.5583 | 2620.1349 | 2620.1349 | 18987.5 | 143631.0583 | 143631.0583 | 0 | 0 | 0 | 0 | 124643.5583 | 0 | 0 | 0 | 0 | 0
2022-01-09 21:00 | 0 | 0 | 186065 | 0 | 2846 | 0 | 15 | 143631.0583 | 14.3631 | 0 | 143631.0583 | 2256025.0199 | 254 | 124643.5583 | 2620.1349 | 2620.1349 | 18987.5 | 143631.0583 | 143631.0583 | 0 | 0 | 0 | 0 | 124643.5583 | 0 | 0 | 0 | 0 | 0
2022-01-09 22:00 | 0 | 0 | 186065 | 0 | 2846 | 0 | 15 | 143631.0583 | 14.3631 | 0 | 143631.0583 | 2112393.9616 | 254 | 124643.5583 | 2620.1349 | 2620.1349 | 18987.5 | 143631.0583 | 143631.0583 | 0 | 0 | 0 | 0 | 124643.5583 | 0 | 0 | 0 | 0 | 0
2022-01-09 23:00 | 0 | 0 | 186065 | 0 | 2846 | 0 | 15 | 143631.0583 | 14.3631 | 0 | 143631.0583 | 1968762.9033 | 254 | 124643.5583 | 2620.1349 | 2620.1349 | 18987.5 | 143631.0583 | 143631.0583 | 0 | 0 | 0 | 0 | 124643.5583 | 0 | 0 | 0 | 0 | 0
2022-01-10 | 0 | 0 | 186065 | 0 | 2846 | 0 | 15 | 146435.225 | 14.6435 | 0 | 146435.225 | 1825131.845 | 254 | 124643.5583 | 2620.1349 | 2620.1349 | 21791.6667 | 146435.225 | 146435.225 | 0 | 0 | 0 | 0 | 124643.5583 | 0 | 0 | 0 | 0 | 0
2022-01-10 01:00 | 0 | 0 | 186065 | 0 | 2846 | 0 | 15 | 146435.225 | 14.6435 | 0 | 146435.225 | 1678696.62 | 254 | 124643.5583 | 2620.1349 | 2620.1349 | 21791.6667 | 146435.225 | 146435.225 | 0 | 0 | 0 | 0 | 124643.5583 | 0 | 0 | 0 | 0 | 0
2022-01-10 02:00 | 0 | 0 | 186065 | 0 | 2846 | 0 | 15 | 146435.225 | 14.6435 | 0 | 146435.225 | 1532261.3951 | 254 | 124643.5583 | 2620.1349 | 2620.1349 | 21791.6667 | 146435.225 | 146435.225 | 0 | 0 | 0 | 0 | 124643.5583 | 0 | 0 | 0 | 0 | 0
2022-01-10 03:00 | 0 | 0 | 186065 | 0 | 2846 | 0 | 15 | 146435.225 | 14.6435 | 0 | 146435.225 | 1385826.1701 | 254 | 124643.5583 | 2620.1349 | 2620.1349 | 21791.6667 | 146435.225 | 146435.225 | 0 | 0 | 0 | 0 | 124643.5583 | 0 | 0 | 0 | 0 | 0
2022-01-10 04:00 | 0 | 0 | 186065 | 0 | 2846 | 0 | 15 | 146435.225 | 14.6435 | 0 | 146435.225 | 1239390.9452 | 254 | 124643.5583 | 2620.1349 | 2620.1349 | 21791.6667 | 146435.225 | 146435.225 | 0 | 0 | 0 | 0 | 124643.5583 | 0 | 0 | 0 | 0 | 0
2022-01-10 05:00 | 0 | 0 | 186065 | 0 | 2846 | 0 | 15 | 146435.225 | 14.6435 | 0 | 146435.225 | 1092955.7202 | 254 | 124643.5583 | 2620.1349 | 2620.1349 | 21791.6667 | 146435.225 | 146435.225 | 0 | 0 | 0 | 0 | 124643.5583 | 0 | 0 | 0 | 0 | 0
2022-01-10 06:00 | 0 | 0 | 186065 | 0 | 2846 | 0 | 15 | 146435.225 | 14.6435 | 0 | 146435.225 | 946520.4953 | 254 | 124643.5583 | 2620.1349 | 2620.1349 | 21791.6667 | 146435.225 | 146435.225 | 0 | 0 | 0 | 0 | 124643.5583 | 0 | 0 | 0 | 0 | 0
2022-01-10 07:00 | 0.01085 | 0.00308 | 186065 | 1958.2411 | 2846 | 1465.6217 | 15 | 144476.9839 | 14.4477 | 0 | 143011.3622 | 800085.2703 | 254 | 124643.5583 | 2620.1349 | 2620.1349 | 21791.6667 | 146435.225 | 146435.225 | 0 | 0 | 0 | 0 | 124643.5583 | 0 | 0 | 0 | 0 | 0
2022-01-10 08:00 | 0.10578 | 0.13172 | 186065 | 19091.497 | 2846 | 62679.1201 | 15 | 127343.7279 | 12.7344 | 0 | 64664.6079 | 657073.9082 | 254 | 124643.5583 | 2620.1349 | 2620.1349 | 21791.6667 | 146435.225 | 146435.225 | 0 | 0 | 0 | 19091.497 | 105552.0613 | 0 | 0 | 0 | 0 | 0
2022-01-10 09:00 | 0.21148 | 0.22321 | 186065 | 38168.5554 | 2846 | 106214.7464 | 15 | 108266.6695 | 10.8267 | 0 | 2051.9232 | 592409.3003 | 254 | 124643.5583 | 2620.1349 | 2620.1349 | 21791.6667 | 146435.225 | 146435.225 | 0 | 0 | 0 | 38168.5554 | 86475.0029 | 0 | 0 | 0 | 0 | 0
2022-01-10 10:00 | 0.29462 | 0.2399 | 186065 | 53173.9162 | 2846 | 114156.7029 | 15 | 93261.3088 | 9.3261 | 20895.3941 | 0 | 590357.3771 | 254 | 124643.5583 | 2620.1349 | 2620.1349 | 21791.6667 | 146435.225 | 146435.225 | 0 | 0 | 0 | 31382.2495 | 93261.3088 | 0 | 0 | 0 | 0 | 0
2022-01-10 11:00 | 0.35295 | 0.20156 | 186065 | 63701.4925 | 2846 | 95912.5679 | 15 | 82733.7325 | 8.2734 | 13178.8354 | 0 | 611252.7712 | 254 | 124643.5583 | 2620.1349 | 2620.1349 | 21791.6667 | 146435.225 | 146435.225 | 0 | 0 | 0 | 63701.4925 | 60942.0658 | 0 | 0 | 0 | 0 | 0
2022-01-10 12:00 | 0.3763 | 0.13084 | 186065 | 67915.7717 | 2846 | 62260.371 | 15 | 78519.4532 | 7.8519 | 0 | 16259.0822 | 624431.6067 | 254 | 124643.5583 | 2620.1349 | 2620.1349 | 21791.6667 | 146435.225 | 146435.225 | 0 | 0 | 0 | 67915.7717 | 56727.7866 | 0 | 0 | 0 | 0 | 0
2022-01-10 13:00 | 0.3895 | 0.30506 | 186065 | 70298.148 | 2846 | 145163.1671 | 15 | 76137.077 | 7.6137 | 69026.0901 | 0 | 608172.5244 | 254 | 124643.5583 | 2620.1349 | 2620.1349 | 21791.6667 | 146435.225 | 146435.225 | 0 | 0 | 0 | 70298.148 | 54345.4103 | 0 | 0 | 0 | 0 | 0
2022-01-10 14:00 | 0.29998 | 0.26543 | 186065 | 54141.3053 | 2846 | 126305.184 | 15 | 92293.9196 | 9.2294 | 34011.2644 | 0 | 677198.6145 | 254 | 124643.5583 | 2620.1349 | 2620.1349 | 21791.6667 | 146435.225 | 146435.225 | 0 | 0 | 0 | 32349.6387 | 92293.9196 | 0 | 0 | 0 | 0 | 0
2022-01-10 15:00 | 0.22048 | 0.2786 | 186065 | 39792.9029 | 2846 | 132572.1443 | 15 | 106642.3221 | 10.6642 | 25929.8222 | 0 | 711209.8789 | 254 | 124643.5583 | 2620.1349 | 2620.1349 | 21791.6667 | 146435.225 | 146435.225 | 0 | 0 | 0 | 39792.9029 | 84850.6554 | 0 | 0 | 0 | 0 | 0
2022-01-10 16:00 | 0.1199 | 0.18332 | 186065 | 21639.9177 | 2846 | 87233.042 | 15 | 124795.3073 | 12.4795 | 0 | 37562.2653 | 737139.7011 | 254 | 124643.5583 | 2620.1349 | 2620.1349 | 21791.6667 | 146435.225 | 146435.225 | 0 | 0 | 0 | 21639.9177 | 103003.6406 | 0 | 0 | 0 | 0 | 0
2022-01-10 17:00 | 0.01157 | 0.00489 | 186065 | 2088.1889 | 2846 | 2326.9124 | 15 | 144347.0361 | 14.4347 | 0 | 142020.1237 | 699577.4359 | 254 | 124643.5583 | 2620.1349 | 2620.1349 | 21791.6667 | 146435.225 | 146435.225 | 0 | 0 | 0 | 2088.1889 | 122555.3694 | 0 | 0 | 0 | 0 | 0
2022-01-10 18:00 | 0 | 0 | 186065 | 0 | 2846 | 0 | 15 | 146435.225 | 14.6435 | 0 | 146435.225 | 557557.3122 | 254 | 124643.5583 | 2620.1349 | 2620.1349 | 21791.6667 | 146435.225 | 146435.225 | 0 | 0 | 0 | 0 | 124643.5583 | 0 | 0 | 0 | 0 | 0
2022-01-10 19:00 | 0 | 0 | 186065 | 0 | 2846 | 0 | 15 | 146435.225 | 14.6435 | 0 | 146435.225 | 411122.0872 | 254 | 124643.5583 | 2620.1349 | 2620.1349 | 21791.6667 | 146435.225 | 146435.225 | 0 | 0 | 0 | 0 | 124643.5583 | 0 | 0 | 0 | 0 | 0
2022-01-10 20:00 | 0 | 0 | 186065 | 0 | 2846 | 0 | 15 | 27638.5139 | 2.7639 | 0 | 27638.5139 | 264686.8623 | 254 | 5846.8472 | 2620.1349 | 122.9067 | 21791.6667 | 146435.225 | 27638.5139 | 0 | 118796.7111 | 118796.7111 | 0 | 5846.8472 | 0 | 0 | 0 | 0 | 0
2022-01-10 21:00 | 0 | 0 | 186065 | 0 | 2846 | 0 | 15 | 21791.6667 | 2.1792 | 0 | 21791.6667 | 237048.3484 | 254 | 0 | 2620.1349 | 0 | 21791.6667 | 146435.225 | 21791.6667 | 0 | 124643.5583 | 124643.5583 | 0 | 0 | 0 | 0 | 0 | 0 | 0
2022-01-10 22:00 | 0 | 0 | 186065 | 0 | 2846 | 0 | 15 | 21791.6667 | 2.1792 | 0 | 21791.6667 | 215256.6817 | 254 | 0 | 2620.1349 | 0 | 21791.6667 | 146435.225 | 21791.6667 | 0 | 124643.5583 | 124643.5583 | 0 | 0 | 0 | 0 | 0 | 0 | 0
2022-01-10 23:00 | 0 | 0 | 186065 | 0 | 2846 | 0 | 15 | 21791.6667 | 2.1792 | 0 | 21791.6667 | 193465.015 | 254 | 0 | 2620.1349 | 0 | 21791.6667 | 146435.225 | 21791.6667 | 0 | 124643.5583 | 124643.5583 | 0 | 0 | 0 | 0 | 0 | 0 | 0
2022-01-11 | 0 | 0 | 186065 | 0 | 2846 | 0 | 15 | 22666.6667 | 2.2667 | 0 | 22666.6667 | 171673.3484 | 254 | 0 | 2620.1349 | 0 | 22666.6667 | 147310.225 | 22666.6667 | 0 | 124643.5583 | 124643.5583 | 0 | 0 | 0 | 0 | 0 | 0 | 0
2022-01-11 01:00 | 0 | 0 | 186065 | 0 | 2846 | 0 | 15 | 22666.6667 | 2.2667 | 0 | 22666.6667 | 149006.6817 | 254 | 0 | 2620.1349 | 0 | 22666.6667 | 147310.225 | 22666.6667 | 0 | 124643.5583 | 124643.5583 | 0 | 0 | 0 | 0 | 0 | 0 | 0
2022-01-11 02:00 | 0 | 0 | 186065 | 0 | 2846 | 0 | 15 | 22666.6667 | 2.2667 | 0 | 22666.6667 | 126340.015 | 254 | 0 | 2620.1349 | 0 | 22666.6667 | 147310.225 | 22666.6667 | 0 | 124643.5583 | 124643.5583 | 0 | 0 | 0 | 0 | 0 | 0 | 0
2022-01-11 03:00 | 0 | 0 | 186065 | 0 | 2846 | 0 | 15 | 22666.6667 | 2.2667 | 0 | 22666.6667 | 103673.3484 | 254 | 0 | 2620.1349 | 0 | 22666.6667 | 147310.225 | 22666.6667 | 0 | 124643.5583 | 124643.5583 | 0 | 0 | 0 | 0 | 0 | 0 | 0
2022-01-11 04:00 | 0 | 0 | 186065 | 0 | 2846 | 0 | 15 | 22666.6667 | 2.2667 | 0 | 22666.6667 | 81006.6817 | 254 | 0 | 2620.1349 | 0 | 22666.6667 | 147310.225 | 22666.6667 | 0 | 124643.5583 | 124643.5583 | 0 | 0 | 0 | 0 | 0 | 0 | 0
2022-01-11 05:00 | 0 | 0 | 186065 | 0 | 2846 | 0 | 15 | 22666.6667 | 2.2667 | 0 | 22666.6667 | 58340.015 | 254 | 0 | 2620.1349 | 0 | 22666.6667 | 147310.225 | 22666.6667 | 0 | 124643.5583 | 124643.5583 | 0 | 0 | 0 | 0 | 0 | 0 | 0
2022-01-11 06:00 | 0 | 0 | 186065 | 0 | 2846 | 0 | 15 | 22666.6667 | 2.2667 | 0 | 22666.6667 | 35673.3484 | 254 | 0 | 2620.1349 | 0 | 22666.6667 | 147310.225 | 22666.6667 | 0 | 124643.5583 | 124643.5583 | 0 | 0 | 0 | 0 | 0 | 0 | 0
2022-01-11 07:00 | 0.01002 | 0.0165 | 186065 | 1808.4402 | 2846 | 7851.5448 | 15 | 20858.2265 | 2.0858 | 0 | 13006.6817 | 13006.6817 | 254 | 0 | 2620.1349 | 0 | 22666.6667 | 147310.225 | 22666.6667 | 0 | 124643.5583 | 124643.5583 | 0 | 0 | 0 | 0 | 0 | 0 | 0
2022-01-11 08:00 | 0.10205 | 0.1997 | 186065 | 18418.2953 | 2846 | 95027.4846 | 15 | 95027.4846 | 9.5027 | 0 | 0 | 0 | 254 | 90779.1132 | 2620.1349 | 1908.2696 | 22666.6667 | 147310.225 | 113445.7799 | 0 | 33864.4451 | 33864.4451 | 0 | 90779.1132 | 0 | 0 | 0 | 0 | 0
2022-01-11 09:00 | 0.1973 | 0.30282 | 186065 | 35609.3058 | 2846 | 144097.2604 | 15 | 111700.9192 | 11.1701 | 32396.3412 | 0 | 0 | 254 | 124643.5583 | 2620.1349 | 2620.1349 | 22666.6667 | 147310.225 | 147310.225 | 0 | 0 | 0 | 35609.3058 | 89034.2525 | 0 | 0 | 0 | 0 | 0
2022-01-11 10:00 | 0.27648 | 0.26977 | 186065 | 49899.9537 | 2846 | 128370.3782 | 15 | 97410.2713 | 9.741 | 30960.1069 | 0 | 32396.3412 | 254 | 124643.5583 | 2620.1349 | 2620.1349 | 22666.6667 | 147310.225 | 147310.225 | 0 | 0 | 0 | 27233.287 | 97410.2713 | 0 | 0 | 0 | 0 | 0
2022-01-11 11:00 | 0.43612 | 0.42618 | 186065 | 78712.2678 | 2846 | 202798.2644 | 15 | 68597.9572 | 6.8598 | 134200.3072 | 0 | 63356.4481 | 254 | 124643.5583 | 2620.1349 | 2620.1349 | 22666.6667 | 147310.225 | 147310.225 | 0 | 0 | 0 | 78712.2678 | 45931.2905 | 0 | 0 | 0 | 0 | 0
2022-01-11 12:00 | 0.58653 | 0.63358 | 186065 | 105858.7233 | 2846 | 301489.8033 | 15 | 41451.5016 | 4.1452 | 260038.3017 | 0 | 197556.7554 | 254 | 124643.5583 | 2620.1349 | 2620.1349 | 22666.6667 | 147310.225 | 147310.225 | 0 | 0 | 0 | 83192.0566 | 41451.5016 | 0 | 0 | 0 | 0 | 0
2022-01-11 13:00 | 0.60405 | 0.84481 | 186065 | 109020.7864 | 2846 | 402003.8523 | 15 | 38289.4386 | 3.8289 | 363714.4137 | 0 | 457595.057 | 254 | 124643.5583 | 2620.1349 | 2620.1349 | 22666.6667 | 147310.225 | 147310.225 | 0 | 0 | 0 | 86354.1197 | 38289.4386 | 0 | 0 | 0 | 0 | 0
2022-01-11 14:00 | 0.50412 | 0.79731 | 186065 | 90985.1152 | 2846 | 379400.9203 | 15 | 56325.1098 | 5.6325 | 323075.8105 | 0 | 821309.4707 | 254 | 124643.5583 | 2620.1349 | 2620.1349 | 22666.6667 | 147310.225 | 147310.225 | 0 | 0 | 0 | 90985.1152 | 33658.4431 | 0 | 0 | 0 | 0 | 0
2022-01-11 15:00 | 0.35038 | 0.69044 | 186065 | 63237.6511 | 2846 | 328546.7025 | 15 | 84072.5739 | 8.4073 | 244474.1286 | 0 | 1144385.2812 | 254 | 124643.5583 | 2620.1349 | 2620.1349 | 22666.6667 | 147310.225 | 147310.225 | 0 | 0 | 0 | 40570.9844 | 84072.5739 | 0 | 0 | 0 | 0 | 0
2022-01-11 16:00 | 0.16462 | 0.46197 | 186065 | 29711.1197 | 2846 | 219828.9789 | 15 | 117599.1053 | 11.7599 | 102229.8736 | 0 | 1388859.4098 | 254 | 124643.5583 | 2620.1349 | 2620.1349 | 22666.6667 | 147310.225 | 147310.225 | 0 | 0 | 0 | 7044.453 | 117599.1053 | 0 | 0 | 0 | 0 | 0
2022-01-11 17:00 | 0.01412 | 0.03648 | 186065 | 2548.4207 | 2846 | 17359.0518 | 15 | 144761.8043 | 14.4762 | 0 | 127402.7525 | 1491089.2834 | 254 | 124643.5583 | 2620.1349 | 2620.1349 | 22666.6667 | 147310.225 | 147310.225 | 0 | 0 | 0 | 2548.4207 | 122095.1376 | 0 | 0 | 0 | 0 | 0
2022-01-11 18:00 | 0 | 0 | 186065 | 0 | 2846 | 0 | 15 | 147310.225 | 14.731 | 0 | 147310.225 | 1363686.5309 | 254 | 124643.5583 | 2620.1349 | 2620.1349 | 22666.6667 | 147310.225 | 147310.225 | 0 | 0 | 0 | 0 | 124643.5583 | 0 | 0 | 0 | 0 | 0
2022-01-11 19:00 | 0 | 0 | 186065 | 0 | 2846 | 0 | 15 | 147310.225 | 14.731 | 0 | 147310.225 | 1216376.3059 | 254 | 124643.5583 | 2620.1349 | 2620.1349 | 22666.6667 | 147310.225 | 147310.225 | 0 | 0 | 0 | 0 | 124643.5583 | 0 | 0 | 0 | 0 | 0
2022-01-11 20:00 | 0 | 0 | 186065 | 0 | 2846 | 0 | 15 | 147310.225 | 14.731 | 0 | 147310.225 | 1069066.081 | 254 | 124643.5583 | 2620.1349 | 2620.1349 | 22666.6667 | 147310.225 | 147310.225 | 0 | 0 | 0 | 0 | 124643.5583 | 0 | 0 | 0 | 0 | 0
2022-01-11 21:00 | 0 | 0 | 186065 | 0 | 2846 | 0 | 15 | 147310.225 | 14.731 | 0 | 147310.225 | 921755.856 | 254 | 124643.5583 | 2620.1349 | 2620.1349 | 22666.6667 | 147310.225 | 147310.225 | 0 | 0 | 0 | 0 | 124643.5583 | 0 | 0 | 0 | 0 | 0
2022-01-11 22:00 | 0 | 0 | 186065 | 0 | 2846 | 0 | 15 | 147310.225 | 14.731 | 0 | 147310.225 | 774445.6311 | 254 | 124643.5583 | 2620.1349 | 2620.1349 | 22666.6667 | 147310.225 | 147310.225 | 0 | 0 | 0 | 0 | 124643.5583 | 0 | 0 | 0 | 0 | 0
2022-01-11 23:00 | 0 | 0 | 186065 | 0 | 2846 | 0 | 15 | 147310.225 | 14.731 | 0 | 147310.225 | 627135.4061 | 254 | 124643.5583 | 2620.1349 | 2620.1349 | 22666.6667 | 147310.225 | 147310.225 | 0 | 0 | 0 | 0 | 124643.5583 | 0 | 0 | 0 | 0 | 0
2022-01-12 | 0 | 0 | 186065 | 0 | 2846 | 0 | 15 | 147635.225 | 14.7635 | 0 | 147635.225 | 479825.1812 | 254 | 124643.5583 | 2620.1349 | 2620.1349 | 22991.6667 | 147635.225 | 147635.225 | 0 | 0 | 0 | 0 | 124643.5583 | 0 | 0 | 0 | 0 | 0
2022-01-12 01:00 | 0 | 0 | 186065 | 0 | 2846 | 0 | 15 | 147635.225 | 14.7635 | 0 | 147635.225 | 332189.9562 | 254 | 124643.5583 | 2620.1349 | 2620.1349 | 22991.6667 | 147635.225 | 147635.225 | 0 | 0 | 0 | 0 | 124643.5583 | 0 | 0 | 0 | 0 | 0
2022-01-12 02:00 | 0 | 0 | 186065 | 0 | 2846 | 0 | 15 | 84906.9882 | 8.4907 | 0 | 84906.9882 | 184554.7313 | 254 | 61915.3216 | 2620.1349 | 1301.5233 | 22991.6667 | 147635.225 | 84906.9882 | 0 | 62728.2367 | 62728.2367 | 0 | 61915.3216 | 0 | 0 | 0 | 0 | 0
2022-01-12 03:00 | 0 | 0 | 186065 | 0 | 2846 | 0 | 15 | 22991.6667 | 2.2992 | 0 | 22991.6667 | 99647.743 | 254 | 0 | 2620.1349 | 0 | 22991.6667 | 147635.225 | 22991.6667 | 0 | 124643.5583 | 124643.5583 | 0 | 0 | 0 | 0 | 0 | 0 | 0
2022-01-12 04:00 | 0 | 0 | 186065 | 0 | 2846 | 0 | 15 | 22991.6667 | 2.2992 | 0 | 22991.6667 | 76656.0764 | 254 | 0 | 2620.1349 | 0 | 22991.6667 | 147635.225 | 22991.6667 | 0 | 124643.5583 | 124643.5583 | 0 | 0 | 0 | 0 | 0 | 0 | 0
2022-01-12 05:00 | 0 | 0 | 186065 | 0 | 2846 | 0 | 15 | 22991.6667 | 2.2992 | 0 | 22991.6667 | 53664.4097 | 254 | 0 | 2620.1349 | 0 | 22991.6667 | 147635.225 | 22991.6667 | 0 | 124643.5583 | 124643.5583 | 0 | 0 | 0 | 0 | 0 | 0 | 0
2022-01-12 06:00 | 0 | 0 | 186065 | 0 | 2846 | 0 | 15 | 22991.6667 | 2.2992 | 0 | 22991.6667 | 30672.743 | 254 | 0 | 2620.1349 | 0 | 22991.6667 | 147635.225 | 22991.6667 | 0 | 124643.5583 | 124643.5583 | 0 | 0 | 0 | 0 | 0 | 0 | 0
2022-01-12 07:00 | 0.01375 | 0.02696 | 186065 | 2481.6419 | 2846 | 12828.9484 | 15 | 20510.0247 | 2.051 | 0 | 7681.0764 | 7681.0764 | 254 | 0 | 2620.1349 | 0 | 22991.6667 | 147635.225 | 22991.6667 | 0 | 124643.5583 | 124643.5583 | 0 | 0 | 0 | 0 | 0 | 0 | 0
2022-01-12 08:00 | 0.1614 | 0.41457 | 186065 | 29129.9643 | 2846 | 197273.632 | 15 | 118505.2607 | 11.8505 | 78768.3713 | 0 | 0 | 254 | 124643.5583 | 2620.1349 | 2620.1349 | 22991.6667 | 147635.225 | 147635.225 | 0 | 0 | 0 | 6138.2976 | 118505.2607 | 0 | 0 | 0 | 0 | 0
2022-01-12 09:00 | 0.35127 | 0.66366 | 186065 | 63398.281 | 2846 | 315803.4074 | 15 | 84236.944 | 8.4237 | 231566.4634 | 0 | 78768.3713 | 254 | 124643.5583 | 2620.1349 | 2620.1349 | 22991.6667 | 147635.225 | 147635.225 | 0 | 0 | 0 | 63398.281 | 61245.2773 | 0 | 0 | 0 | 0 | 0
2022-01-12 10:00 | 0.5107 | 0.7911 | 186065 | 92172.6936 | 2846 | 376445.8843 | 15 | 55462.5313 | 5.5463 | 320983.353 | 0 | 310334.8347 | 254 | 124643.5583 | 2620.1349 | 2620.1349 | 22991.6667 | 147635.225 | 147635.225 | 0 | 0 | 0 | 92172.6936 | 32470.8647 | 0 | 0 | 0 | 0 | 0
2022-01-12 11:00 | 0.61312 | 0.83761 | 186065 | 110657.7676 | 2846 | 398577.7236 | 15 | 36977.4573 | 3.6977 | 361600.2663 | 0 | 631318.1877 | 254 | 124643.5583 | 2620.1349 | 2620.1349 | 22991.6667 | 147635.225 | 147635.225 | 0 | 0 | 0 | 110657.7676 | 13985.7907 | 0 | 0 | 0 | 0 | 0
2022-01-12 12:00 | 0.65683 | 0.92085 | 186065 | 118546.6817 | 2846 | 438187.5775 | 15 | 29088.5432 | 2.9089 | 409099.0343 | 0 | 992918.454 | 254 | 124643.5583 | 2620.1349 | 2620.1349 | 22991.6667 | 147635.225 | 147635.225 | 0 | 0 | 0 | 118546.6817 | 6096.8766 | 0 | 0 | 0 | 0 | 0
2022-01-12 13:00 | 0.59285 | 0.80251 | 186065 | 106999.3762 | 2846 | 381875.3465 | 15 | 40635.8488 | 4.0636 | 341239.4978 | 0 | 1402017.4883 | 254 | 124643.5583 | 2620.1349 | 2620.1349 | 22991.6667 | 147635.225 | 147635.225 | 0 | 0 | 0 | 106999.3762 | 17644.1821 | 0 | 0 | 0 | 0 | 0
2022-01-12 14:00 | 0.46238 | 0.52801 | 186065 | 83451.7527 | 2846 | 251254.1921 | 15 | 64183.4723 | 6.4183 | 187070.7198 | 0 | 1743256.9861 | 254 | 124643.5583 | 2620.1349 | 2620.1349 | 22991.6667 | 147635.225 | 147635.225 | 0 | 0 | 0 | 83451.7527 | 41191.8056 | 0 | 0 | 0 | 0 | 0
2022-01-12 15:00 | 0.30535 | 0.41134 | 186065 | 55110.4993 | 2846 | 195736.6326 | 15 | 92524.7256 | 9.2525 | 103211.907 | 0 | 1930327.7059 | 254 | 124643.5583 | 2620.1349 | 2620.1349 | 22991.6667 | 147635.225 | 147635.225 | 0 | 0 | 0 | 55110.4993 | 69533.059 | 0 | 0 | 0 | 0 | 0
2022-01-12 16:00 | 0.14085 | 0.18818 | 186065 | 25421.0376 | 2846 | 89545.6788 | 15 | 122214.1874 | 12.2214 | 0 | 32668.5085 | 2033539.6129 | 254 | 124643.5583 | 2620.1349 | 2620.1349 | 22991.6667 | 147635.225 | 147635.225 | 0 | 0 | 0 | 25421.0376 | 99222.5207 | 0 | 0 | 0 | 0 | 0
2022-01-12 17:00 | 0.01315 | 0.00417 | 186065 | 2373.3521 | 2846 | 1984.2995 | 15 | 145261.8728 | 14.5262 | 0 | 143277.5733 | 2000871.1043 | 254 | 124643.5583 | 2620.1349 | 2620.1349 | 22991.6667 | 147635.225 | 147635.225 | 0 | 0 | 0 | 0 | 124643.5583 | 0 | 0 | 0 | 0 | 0
2022-01-12 18:00 | 0 | 0 | 186065 | 0 | 2846 | 0 | 15 | 147635.225 | 14.7635 | 0 | 147635.225 | 1857593.531 | 254 | 124643.5583 | 2620.1349 | 2620.1349 | 22991.6667 | 147635.225 | 147635.225 | 0 | 0 | 0 | 0 | 124643.5583 | 0 | 0 | 0 | 0 | 0
2022-01-12 19:00 | 0 | 0 | 186065 | 0 | 2846 | 0 | 15 | 147635.225 | 14.7635 | 0 | 147635.225 | 1709958.306 | 254 | 124643.5583 | 2620.1349 | 2620.1349 | 22991.6667 | 147635.225 | 147635.225 | 0 | 0 | 0 | 0 | 124643.5583 | 0 | 0 | 0 | 0 | 0
2022-01-12 20:00 | 0 | 0 | 186065 | 0 | 2846 | 0 | 15 | 147635.225 | 14.7635 | 0 | 147635.225 | 1562323.0811 | 254 | 124643.5583 | 2620.1349 | 2620.1349 | 22991.6667 | 147635.225 | 147635.225 | 0 | 0 | 0 | 0 | 124643.5583 | 0 | 0 | 0 | 0 | 0
2022-01-12 21:00 | 0 | 0 | 186065 | 0 | 2846 | 0 | 15 | 147635.225 | 14.7635 | 0 | 147635.225 | 1414687.8561 | 254 | 124643.5583 | 2620.1349 | 2620.1349 | 22991.6667 | 147635.225 | 147635.225 | 0 | 0 | 0 | 0 | 124643.5583 | 0 | 0 | 0 | 0 | 0
2022-01-12 22:00 | 0 | 0 | 186065 | 0 | 2846 | 0 | 15 | 147635.225 | 14.7635 | 0 | 147635.225 | 1267052.6312 | 254 | 124643.5583 | 2620.1349 | 2620.1349 | 22991.6667 | 147635.225 | 147635.225 | 0 | 0 | 0 | 0 | 124643.5583 | 0 | 0 | 0 | 0 | 0
2022-01-12 23:00 | 0 | 0 | 186065 | 0 | 2846 | 0 | 15 | 147635.225 | 14.7635 | 0 | 147635.225 | 1119417.4062 | 254 | 124643.5583 | 2620.1349 | 2620.1349 | 22991.6667 | 147635.225 | 147635.225 | 0 | 0 | 0 | 0 | 124643.5583 | 0 | 0 | 0 | 0 | 0
2022-01-13 | 0 | 0 | 186065 | 0 | 2846 | 0 | 15 | 146610.225 | 14.661 | 0 | 146610.225 | 971782.1812 | 254 | 124643.5583 | 2620.1349 | 2620.1349 | 21966.6667 | 146610.225 | 146610.225 | 0 | 0 | 0 | 0 | 124643.5583 | 0 | 0 | 0 | 0 | 0
2022-01-13 01:00 | 0 | 0 | 186065 | 0 | 2846 | 0 | 15 | 146610.225 | 14.661 | 0 | 146610.225 | 825171.9563 | 254 | 124643.5583 | 2620.1349 | 2620.1349 | 21966.6667 | 146610.225 | 146610.225 | 0 | 0 | 0 | 0 | 124643.5583 | 0 | 0 | 0 | 0 | 0
2022-01-13 02:00 | 0 | 0 | 186065 | 0 | 2846 | 0 | 15 | 146610.225 | 14.661 | 0 | 146610.225 | 678561.7313 | 254 | 124643.5583 | 2620.1349 | 2620.1349 | 21966.6667 | 146610.225 | 146610.225 | 0 | 0 | 0 | 0 | 124643.5583 | 0 | 0 | 0 | 0 | 0
2022-01-13 03:00 | 0 | 0 | 186065 | 0 | 2846 | 0 | 15 | 146610.225 | 14.661 | 0 | 146610.225 | 531951.5064 | 254 | 124643.5583 | 2620.1349 | 2620.1349 | 21966.6667 | 146610.225 | 146610.225 | 0 | 0 | 0 | 0 | 124643.5583 | 0 | 0 | 0 | 0 | 0
2022-01-13 04:00 | 0 | 0 | 186065 | 0 | 2846 | 0 | 15 | 146610.225 | 14.661 | 0 | 146610.225 | 385341.2814 | 254 | 124643.5583 | 2620.1349 | 2620.1349 | 21966.6667 | 146610.225 | 146610.225 | 0 | 0 | 0 | 0 | 124643.5583 | 0 | 0 | 0 | 0 | 0
2022-01-13 05:00 | 0 | 0 | 186065 | 0 | 2846 | 0 | 15 | 146610.225 | 14.661 | 0 | 146610.225 | 238731.0565 | 254 | 124643.5583 | 2620.1349 | 2620.1349 | 21966.6667 | 146610.225 | 146610.225 | 0 | 0 | 0 | 0 | 124643.5583 | 0 | 0 | 0 | 0 | 0
2022-01-13 06:00 | 0 | 0 | 186065 | 0 | 2846 | 0 | 15 | 80907.5722 | 8.0908 | 0 | 80907.5722 | 92120.8315 | 254 | 58940.9055 | 2620.1349 | 1238.998 | 21966.6667 | 146610.225 | 80907.5722 | 0 | 65702.6528 | 65702.6528 | 0 | 58940.9055 | 0 | 0 | 0 | 0 | 0
2022-01-13 07:00 | 0.01418 | 0.01722 | 186065 | 2559.2496 | 2846 | 8194.1577 | 15 | 19407.417 | 1.9407 | 0 | 11213.2594 | 11213.2594 | 254 | 0 | 2620.1349 | 0 | 21966.6667 | 146610.225 | 21966.6667 | 0 | 124643.5583 | 124643.5583 | 0 | 0 | 0 | 0 | 0 | 0 | 0
2022-01-13 08:00 | 0.13675 | 0.1914 | 186065 | 24681.0571 | 2846 | 91077.9197 | 15 | 91077.9197 | 9.1078 | 0 | 0 | 0 | 254 | 93792.3101 | 2620.1349 | 1971.6101 | 21966.6667 | 146610.225 | 115758.9768 | 0 | 30851.2482 | 30851.2482 | 2714.3904 | 91077.9197 | 0 | 0 | 0 | 0 | 0
2022-01-13 09:00 | 0.2495 | 0.17634 | 186065 | 45030.521 | 2846 | 83911.6006 | 15 | 83911.6006 | 8.3912 | 0 | 0 | 0 | 254 | 106975.4549 | 2620.1349 | 2248.7333 | 21966.6667 | 146610.225 | 128942.1216 | 0 | 17668.1034 | 17668.1034 | 23063.8543 | 83911.6006 | 0 | 0 | 0 | 0 | 0
2022-01-13 10:00 | 0.38467 | 0.07686 | 186065 | 69426.4148 | 2846 | 36573.9232 | 15 | 36573.9232 | 3.6574 | 0 | 0 | 0 | 254 | 84033.6714 | 2620.1349 | 1766.4736 | 21966.6667 | 146610.225 | 106000.3381 | 0 | 40609.8869 | 40609.8869 | 47459.7482 | 36573.9232 | 0 | 0 | 0 | 0 | 0
2022-01-13 11:00 | 0.41212 | 0.03994 | 186065 | 74380.6746 | 2846 | 19005.4969 | 15 | 19005.4969 | 1.9005 | 0 | 0 | 0 | 254 | 71419.5048 | 2620.1349 | 1501.3109 | 21966.6667 | 146610.225 | 93386.1715 | 0 | 53224.0535 | 53224.0535 | 52414.0079 | 19005.4969 | 0 | 0 | 0 | 0 | 0
2022-01-13 12:00 | 0.4105 | 0.02902 | 186065 | 74088.292 | 2846 | 13809.2018 | 15 | 13809.2018 | 1.3809 | 0 | 0 | 0 | 254 | 65930.8272 | 2620.1349 | 1385.9333 | 21966.6667 | 146610.225 | 87897.4938 | 0 | 58712.7311 | 58712.7311 | 52121.6254 | 13809.2018 | 0 | 0 | 0 | 0 | 0
2022-01-13 13:00 | 0.39338 | 0.16011 | 186065 | 70998.4222 | 2846 | 76188.5356 | 15 | 6151.8013 | 0.61518 | 70036.7343 | 0 | 0 | 254 | 55183.5568 | 2620.1349 | 1160.0147 | 21966.6667 | 146610.225 | 77150.2235 | 0 | 69460.0015 | 69460.0015 | 55183.5568 | 0 | 0 | 0 | 0 | 0 | 0
2022-01-13 14:00 | 0.37552 | 0.20286 | 186065 | 67774.9949 | 2846 | 96531.1744 | 15 | 0 | 0 | 96531.1744 | 0 | 70036.7343 | 254 | 45808.3283 | 2620.1349 | 962.9378 | 21966.6667 | 146610.225 | 67774.9949 | 0 | 78835.23 | 78835.23 | 45808.3283 | 0 | 0 | 0 | 0 | 0 | 0
2022-01-13 15:00 | 0.25898 | 0.18934 | 186065 | 46741.5003 | 2846 | 90097.6662 | 15 | 0 | 0 | 90097.6662 | 0 | 166567.9088 | 254 | 24774.8336 | 2620.1349 | 520.7923 | 21966.6667 | 146610.225 | 46741.5003 | 0 | 99868.7247 | 99868.7247 | 24774.8336 | 0 | 0 | 0 | 0 | 0 | 0
2022-01-13 16:00 | 0.12515 | 0.0919 | 186065 | 22587.4537 | 2846 | 43730.7253 | 15 | 0 | 0 | 43730.7253 | 0 | 256665.575 | 254 | 620.787 | 2620.1349 | 13.0496 | 21966.6667 | 146610.225 | 22587.4537 | 0 | 124022.7712 | 124022.7712 | 620.787 | 0 | 0 | 0 | 0 | 0 | 0
2022-01-13 17:00 | 0.01302 | 0.00105 | 186065 | 2349.8893 | 2846 | 499.6438 | 15 | 19616.7774 | 1.9617 | 0 | 19117.1336 | 300396.3003 | 254 | 0 | 2620.1349 | 0 | 21966.6667 | 146610.225 | 21966.6667 | 0 | 124643.5583 | 124643.5583 | 0 | 0 | 0 | 0 | 0 | 0 | 0
2022-01-13 18:00 | 0 | 0 | 186065 | 0 | 2846 | 0 | 15 | 21966.6667 | 2.1967 | 0 | 21966.6667 | 281279.1667 | 254 | 0 | 2620.1349 | 0 | 21966.6667 | 146610.225 | 21966.6667 | 0 | 124643.5583 | 124643.5583 | 0 | 0 | 0 | 0 | 0 | 0 | 0
2022-01-13 19:00 | 0 | 0 | 186065 | 0 | 2846 | 0 | 15 | 21966.6667 | 2.1967 | 0 | 21966.6667 | 259312.5 | 254 | 0 | 2620.1349 | 0 | 21966.6667 | 146610.225 | 21966.6667 | 0 | 124643.5583 | 124643.5583 | 0 | 0 | 0 | 0 | 0 | 0 | 0
2022-01-13 20:00 | 0 | 0 | 186065 | 0 | 2846 | 0 | 15 | 21966.6667 | 2.1967 | 0 | 21966.6667 | 237345.8333 | 254 | 0 | 2620.1349 | 0 | 21966.6667 | 146610.225 | 21966.6667 | 0 | 124643.5583 | 124643.5583 | 0 | 0 | 0 | 0 | 0 | 0 | 0
2022-01-13 21:00 | 0 | 0 | 186065 | 0 | 2846 | 0 | 15 | 21966.6667 | 2.1967 | 0 | 21966.6667 | 215379.1667 | 254 | 0 | 2620.1349 | 0 | 21966.6667 | 146610.225 | 21966.6667 | 0 | 124643.5583 | 124643.5583 | 0 | 0 | 0 | 0 | 0 | 0 | 0
2022-01-13 22:00 | 0 | 0 | 186065 | 0 | 2846 | 0 | 15 | 21966.6667 | 2.1967 | 0 | 21966.6667 | 193412.5 | 254 | 0 | 2620.1349 | 0 | 21966.6667 | 146610.225 | 21966.6667 | 0 | 124643.5583 | 124643.5583 | 0 | 0 | 0 | 0 | 0 | 0 | 0
2022-01-13 23:00 | 0 | 0 | 186065 | 0 | 2846 | 0 | 15 | 21966.6667 | 2.1967 | 0 | 21966.6667 | 171445.8333 | 254 | 0 | 2620.1349 | 0 | 21966.6667 | 146610.225 | 21966.6667 | 0 | 124643.5583 | 124643.5583 | 0 | 0 | 0 | 0 | 0 | 0 | 0
2022-01-14 | 0 | 0 | 186065 | 0 | 2846 | 0 | 15 | 21354.1667 | 2.1354 | 0 | 21354.1667 | 149479.1667 | 254 | 0 | 2620.1349 | 0 | 21354.1667 | 145997.725 | 21354.1667 | 0 | 124643.5583 | 124643.5583 | 0 | 0 | 0 | 0 | 0 | 0 | 0
2022-01-14 01:00 | 0 | 0 | 186065 | 0 | 2846 | 0 | 15 | 21354.1667 | 2.1354 | 0 | 21354.1667 | 128125 | 254 | 0 | 2620.1349 | 0 | 21354.1667 | 145997.725 | 21354.1667 | 0 | 124643.5583 | 124643.5583 | 0 | 0 | 0 | 0 | 0 | 0 | 0
2022-01-14 02:00 | 0 | 0 | 186065 | 0 | 2846 | 0 | 15 | 21354.1667 | 2.1354 | 0 | 21354.1667 | 106770.8333 | 254 | 0 | 2620.1349 | 0 | 21354.1667 | 145997.725 | 21354.1667 | 0 | 124643.5583 | 124643.5583 | 0 | 0 | 0 | 0 | 0 | 0 | 0
2022-01-14 03:00 | 0 | 0 | 186065 | 0 | 2846 | 0 | 15 | 21354.1667 | 2.1354 | 0 | 21354.1667 | 85416.6667 | 254 | 0 | 2620.1349 | 0 | 21354.1667 | 145997.725 | 21354.1667 | 0 | 124643.5583 | 124643.5583 | 0 | 0 | 0 | 0 | 0 | 0 | 0
2022-01-14 04:00 | 0 | 0 | 186065 | 0 | 2846 | 0 | 15 | 21354.1667 | 2.1354 | 0 | 21354.1667 | 64062.5 | 254 | 0 | 2620.1349 | 0 | 21354.1667 | 145997.725 | 21354.1667 | 0 | 124643.5583 | 124643.5583 | 0 | 0 | 0 | 0 | 0 | 0 | 0
2022-01-14 05:00 | 0 | 0 | 186065 | 0 | 2846 | 0 | 15 | 21354.1667 | 2.1354 | 0 | 21354.1667 | 42708.3333 | 254 | 0 | 2620.1349 | 0 | 21354.1667 | 145997.725 | 21354.1667 | 0 | 124643.5583 | 124643.5583 | 0 | 0 | 0 | 0 | 0 | 0 | 0
2022-01-14 06:00 | 0 | 0 | 186065 | 0 | 2846 | 0 | 15 | 21354.1667 | 2.1354 | 0 | 21354.1667 | 21354.1667 | 254 | 0 | 2620.1349 | 0 | 21354.1667 | 145997.725 | 21354.1667 | 0 | 124643.5583 | 124643.5583 | 0 | 0 | 0 | 0 | 0 | 0 | 0
2022-01-14 07:00 | 0.0169 | 0.13061 | 186065 | 3050.1635 | 2846 | 62150.9252 | 15 | 62150.9252 | 6.2151 | 0 | 0 | 0 | 254 | 43846.9221 | 2620.1349 | 921.7071 | 21354.1667 | 145997.725 | 65201.0888 | 0 | 80796.6362 | 80796.6362 | 3050.1635 | 40796.7586 | 0 | 0 | 0 | 0 | 0
2022-01-14 08:00 | 0.18057 | 0.67208 | 186065 | 32589.8243 | 2846 | 319810.0745 | 15 | 113407.9006 | 11.3408 | 206402.1739 | 0 | 0 | 254 | 124643.5583 | 2620.1349 | 2620.1349 | 21354.1667 | 145997.725 | 145997.725 | 0 | 0 | 0 | 11235.6577 | 113407.9006 | 0 | 0 | 0 | 0 | 0
2022-01-14 09:00 | 0.37255 | 0.85058 | 186065 | 67238.9603 | 2846 | 404749.5137 | 15 | 78758.7647 | 7.8759 | 325990.749 | 0 | 206402.1739 | 254 | 124643.5583 | 2620.1349 | 2620.1349 | 21354.1667 | 145997.725 | 145997.725 | 0 | 0 | 0 | 67238.9603 | 57404.598 | 0 | 0 | 0 | 0 | 0
2022-01-14 10:00 | 0.52833 | 0.94758 | 186065 | 95354.6098 | 2846 | 450907.0801 | 15 | 50643.1151 | 5.0643 | 400263.9649 | 0 | 532392.9229 | 254 | 124643.5583 | 2620.1349 | 2620.1349 | 21354.1667 | 145997.725 | 145997.725 | 0 | 0 | 0 | 95354.6098 | 29288.9485 | 0 | 0 | 0 | 0 | 0
2022-01-14 11:00 | 0.62438 | 0.94081 | 186065 | 112690.0068 | 2846 | 447685.5675 | 15 | 33307.7182 | 3.3308 | 414377.8493 | 0 | 932656.8879 | 254 | 124643.5583 | 2620.1349 | 2620.1349 | 21354.1667 | 145997.725 | 145997.725 | 0 | 0 | 0 | 112690.0068 | 11953.5515 | 0 | 0 | 0 | 0 | 0
2022-01-14 12:00 | 0.6134 | 0.7044 | 186065 | 110708.3029 | 2846 | 335189.5853 | 15 | 35289.4221 | 3.5289 | 299900.1632 | 0 | 1347034.7371 | 254 | 124643.5583 | 2620.1349 | 2620.1349 | 21354.1667 | 145997.725 | 145997.725 | 0 | 0 | 0 | 89354.1362 | 35289.4221 | 0 | 0 | 0 | 0 | 0
2022-01-14 13:00 | 0.55962 | 0.61315 | 186065 | 101001.9244 | 2846 | 291768.1633 | 15 | 44995.8005 | 4.4996 | 246772.3628 | 0 | 1646934.9003 | 254 | 124643.5583 | 2620.1349 | 2620.1349 | 21354.1667 | 145997.725 | 145997.725 | 0 | 0 | 0 | 101001.9244 | 23641.6338 | 0 | 0 | 0 | 0 | 0
2022-01-14 14:00 | 0.39202 | 0.36086 | 186065 | 70752.9653 | 2846 | 171715.664 | 15 | 75244.7597 | 7.5245 | 96470.9043 | 0 | 1893707.2631 | 254 | 124643.5583 | 2620.1349 | 2620.1349 | 21354.1667 | 145997.725 | 145997.725 | 0 | 0 | 0 | 49398.7986 | 75244.7597 | 0 | 0 | 0 | 0 | 0
2022-01-14 15:00 | 0.27142 | 0.36599 | 186065 | 48986.7094 | 2846 | 174156.7807 | 15 | 97011.0155 | 9.7011 | 77145.7652 | 0 | 1990178.1674 | 254 | 124643.5583 | 2620.1349 | 2620.1349 | 21354.1667 | 145997.725 | 145997.725 | 0 | 0 | 0 | 48986.7094 | 75656.8489 | 0 | 0 | 0 | 0 | 0
2022-01-14 16:00 | 0.13852 | 0.26828 | 186065 | 25000.5121 | 2846 | 127661.3599 | 15 | 120997.2129 | 12.0997 | 6664.1471 | 0 | 2067323.9326 | 254 | 124643.5583 | 2620.1349 | 2620.1349 | 21354.1667 | 145997.725 | 145997.725 | 0 | 0 | 0 | 3646.3454 | 120997.2129 | 0 | 0 | 0 | 0 | 0
2022-01-14 17:00 | 0.0147 | 0.02317 | 186065 | 2653.1008 | 2846 | 11025.4723 | 15 | 143344.6241 | 14.3345 | 0 | 132319.1518 | 2073988.0797 | 254 | 124643.5583 | 2620.1349 | 2620.1349 | 21354.1667 | 145997.725 | 145997.725 | 0 | 0 | 0 | 0 | 124643.5583 | 0 | 0 | 0 | 0 | 0
2022-01-14 18:00 | 0 | 0 | 186065 | 0 | 2846 | 0 | 15 | 145997.725 | 14.5998 | 0 | 145997.725 | 1941668.9279 | 254 | 124643.5583 | 2620.1349 | 2620.1349 | 21354.1667 | 145997.725 | 145997.725 | 0 | 0 | 0 | 0 | 124643.5583 | 0 | 0 | 0 | 0 | 0
2022-01-14 19:00 | 0 | 0 | 186065 | 0 | 2846 | 0 | 15 | 145997.725 | 14.5998 | 0 | 145997.725 | 1795671.2029 | 254 | 124643.5583 | 2620.1349 | 2620.1349 | 21354.1667 | 145997.725 | 145997.725 | 0 | 0 | 0 | 0 | 124643.5583 | 0 | 0 | 0 | 0 | 0
2022-01-14 20:00 | 0 | 0 | 186065 | 0 | 2846 | 0 | 15 | 145997.725 | 14.5998 | 0 | 145997.725 | 1649673.478 | 254 | 124643.5583 | 2620.1349 | 2620.1349 | 21354.1667 | 145997.725 | 145997.725 | 0 | 0 | 0 | 0 | 124643.5583 | 0 | 0 | 0 | 0 | 0
2022-01-14 21:00 | 0 | 0 | 186065 | 0 | 2846 | 0 | 15 | 145997.725 | 14.5998 | 0 | 145997.725 | 1503675.753 | 254 | 124643.5583 | 2620.1349 | 2620.1349 | 21354.1667 | 145997.725 | 145997.725 | 0 | 0 | 0 | 0 | 124643.5583 | 0 | 0 | 0 | 0 | 0
2022-01-14 22:00 | 0 | 0 | 186065 | 0 | 2846 | 0 | 15 | 145997.725 | 14.5998 | 0 | 145997.725 | 1357678.028 | 254 | 124643.5583 | 2620.1349 | 2620.1349 | 21354.1667 | 145997.725 | 145997.725 | 0 | 0 | 0 | 0 | 124643.5583 | 0 | 0 | 0 | 0 | 0
2022-01-14 23:00 | 0 | 0 | 186065 | 0 | 2846 | 0 | 15 | 145997.725 | 14.5998 | 0 | 145997.725 | 1211680.3031 | 254 | 124643.5583 | 2620.1349 | 2620.1349 | 21354.1667 | 145997.725 | 145997.725 | 0 | 0 | 0 | 0 | 124643.5583 | 0 | 0 | 0 | 0 | 0
2022-01-15 | 0 | 0 | 186065 | 0 | 2846 | 0 | 15 | 147006.0583 | 14.7006 | 0 | 147006.0583 | 1065682.5781 | 254 | 124643.5583 | 2620.1349 | 2620.1349 | 22362.5 | 147006.0583 | 147006.0583 | 0 | 0 | 0 | 0 | 124643.5583 | 0 | 0 | 0 | 0 | 0
2022-01-15 01:00 | 0 | 0 | 186065 | 0 | 2846 | 0 | 15 | 147006.0583 | 14.7006 | 0 | 147006.0583 | 918676.5199 | 254 | 124643.5583 | 2620.1349 | 2620.1349 | 22362.5 | 147006.0583 | 147006.0583 | 0 | 0 | 0 | 0 | 124643.5583 | 0 | 0 | 0 | 0 | 0
2022-01-15 02:00 | 0 | 0 | 186065 | 0 | 2846 | 0 | 15 | 147006.0583 | 14.7006 | 0 | 147006.0583 | 771670.4616 | 254 | 124643.5583 | 2620.1349 | 2620.1349 | 22362.5 | 147006.0583 | 147006.0583 | 0 | 0 | 0 | 0 | 124643.5583 | 0 | 0 | 0 | 0 | 0
2022-01-15 03:00 | 0 | 0 | 186065 | 0 | 2846 | 0 | 15 | 147006.0583 | 14.7006 | 0 | 147006.0583 | 624664.4033 | 254 | 124643.5583 | 2620.1349 | 2620.1349 | 22362.5 | 147006.0583 | 147006.0583 | 0 | 0 | 0 | 0 | 124643.5583 | 0 | 0 | 0 | 0 | 0
2022-01-15 04:00 | 0 | 0 | 186065 | 0 | 2846 | 0 | 15 | 147006.0583 | 14.7006 | 0 | 147006.0583 | 477658.345 | 254 | 124643.5583 | 2620.1349 | 2620.1349 | 22362.5 | 147006.0583 | 147006.0583 | 0 | 0 | 0 | 0 | 124643.5583 | 0 | 0 | 0 | 0 | 0
2022-01-15 05:00 | 0 | 0 | 186065 | 0 | 2846 | 0 | 15 | 147006.0583 | 14.7006 | 0 | 147006.0583 | 330652.2867 | 254 | 124643.5583 | 2620.1349 | 2620.1349 | 22362.5 | 147006.0583 | 147006.0583 | 0 | 0 | 0 | 0 | 124643.5583 | 0 | 0 | 0 | 0 | 0
2022-01-15 06:00 | 0 | 0 | 186065 | 0 | 2846 | 0 | 15 | 147006.0583 | 14.7006 | 0 | 147006.0583 | 183646.2284 | 254 | 124643.5583 | 2620.1349 | 2620.1349 | 22362.5 | 147006.0583 | 147006.0583 | 0 | 0 | 0 | 0 | 124643.5583 | 0 | 0 | 0 | 0 | 0
2022-01-15 07:00 | 0.0171 | 0.13016 | 186065 | 3086.2602 | 2846 | 61936.7922 | 15 | 98576.9623 | 9.8577 | 0 | 36640.1701 | 36640.1701 | 254 | 79300.7225 | 2620.1349 | 1666.9822 | 22362.5 | 147006.0583 | 101663.2225 | 0 | 45342.8358 | 45342.8358 | 0 | 79300.7225 | 0 | 0 | 0 | 0 | 0
2022-01-15 08:00 | 0.18077 | 0.63841 | 186065 | 32625.9209 | 2846 | 303788.1646 | 15 | 114380.1373 | 11.438 | 189408.0273 | 0 | 0 | 254 | 124643.5583 | 2620.1349 | 2620.1349 | 22362.5 | 147006.0583 | 147006.0583 | 0 | 0 | 0 | 10263.4209 | 114380.1373 | 0 | 0 | 0 | 0 | 0
2022-01-15 09:00 | 0.37112 | 0.84362 | 186065 | 66980.8695 | 2846 | 401437.5893 | 15 | 80025.1888 | 8.0025 | 321412.4006 | 0 | 189408.0273 | 254 | 124643.5583 | 2620.1349 | 2620.1349 | 22362.5 | 147006.0583 | 147006.0583 | 0 | 0 | 0 | 44618.3695 | 80025.1888 | 0 | 0 | 0 | 0 | 0
2022-01-15 10:00 | 0.5236 | 0.92115 | 186065 | 94500.925 | 2846 | 438330.3329 | 15 | 52505.1333 | 5.2505 | 385825.1996 | 0 | 510820.4278 | 254 | 124643.5583 | 2620.1349 | 2620.1349 | 22362.5 | 147006.0583 | 147006.0583 | 0 | 0 | 0 | 72138.425 | 52505.1333 | 0 | 0 | 0 | 0 | 0
2022-01-15 11:00 | 0.62967 | 0.89657 | 186065 | 113644.7621 | 2846 | 426633.9104 | 15 | 33361.2962 | 3.3361 | 393272.6142 | 0 | 896645.6274 | 254 | 124643.5583 | 2620.1349 | 2620.1349 | 22362.5 | 147006.0583 | 147006.0583 | 0 | 0 | 0 | 91282.2621 | 33361.2962 | 0 | 0 | 0 | 0 | 0
2022-01-15 12:00 | 0.6447 | 0.8395 | 186065 | 116357.4223 | 2846 | 399477.0824 | 15 | 30648.636 | 3.0649 | 368828.4464 | 0 | 1289918.2416 | 254 | 124643.5583 | 2620.1349 | 2620.1349 | 22362.5 | 147006.0583 | 147006.0583 | 0 | 0 | 0 | 116357.4223 | 8286.136 | 0 | 0 | 0 | 0 | 0
2022-01-15 13:00 | 0.57005 | 0.77369 | 186065 | 102884.3627 | 2846 | 368161.3149 | 15 | 44121.6956 | 4.4122 | 324039.6193 | 0 | 1658746.688 | 254 | 124643.5583 | 2620.1349 | 2620.1349 | 22362.5 | 147006.0583 | 147006.0583 | 0 | 0 | 0 | 102884.3627 | 21759.1956 | 0 | 0 | 0 | 0 | 0
2022-01-15 14:00 | 0.49415 | 0.69839 | 186065 | 89185.6992 | 2846 | 332329.7196 | 15 | 57820.3591 | 5.782 | 274509.3604 | 0 | 1982786.3073 | 254 | 124643.5583 | 2620.1349 | 2620.1349 | 22362.5 | 147006.0583 | 147006.0583 | 0 | 0 | 0 | 89185.6992 | 35457.8591 | 0 | 0 | 0 | 0 | 0
2022-01-15 15:00 | 0.30258 | 0.44939 | 186065 | 54610.5613 | 2846 | 213842.7708 | 15 | 92395.497 | 9.2395 | 121447.2738 | 0 | 2257295.6678 | 254 | 124643.5583 | 2620.1349 | 2620.1349 | 22362.5 | 147006.0583 | 147006.0583 | 0 | 0 | 0 | 32248.0613 | 92395.497 | 0 | 0 | 0 | 0 | 0
2022-01-15 16:00 | 0.12957 | 0.2309 | 186065 | 23385.1888 | 2846 | 109874.0421 | 15 | 123620.8695 | 12.3621 | 0 | 13746.8274 | 2378742.9415 | 254 | 124643.5583 | 2620.1349 | 2620.1349 | 22362.5 | 147006.0583 | 147006.0583 | 0 | 0 | 0 | 1022.6888 | 123620.8695 | 0 | 0 | 0 | 0 | 0
2022-01-15 17:00 | 0.0117 | 0.01497 | 186065 | 2111.6517 | 2846 | 7123.4925 | 15 | 144894.4066 | 14.4894 | 0 | 137770.9141 | 2364996.1141 | 254 | 124643.5583 | 2620.1349 | 2620.1349 | 22362.5 | 147006.0583 | 147006.0583 | 0 | 0 | 0 | 2111.6517 | 122531.9066 | 0 | 0 | 0 | 0 | 0
2022-01-15 18:00 | 0 | 0 | 186065 | 0 | 2846 | 0 | 15 | 147006.0583 | 14.7006 | 0 | 147006.0583 | 2227225.2 | 254 | 124643.5583 | 2620.1349 | 2620.1349 | 22362.5 | 147006.0583 | 147006.0583 | 0 | 0 | 0 | 0 | 124643.5583 | 0 | 0 | 0 | 0 | 0
2022-01-15 19:00 | 0 | 0 | 186065 | 0 | 2846 | 0 | 15 | 147006.0583 | 14.7006 | 0 | 147006.0583 | 2080219.1417 | 254 | 124643.5583 | 2620.1349 | 2620.1349 | 22362.5 | 147006.0583 | 147006.0583 | 0 | 0 | 0 | 0 | 124643.5583 | 0 | 0 | 0 | 0 | 0
2022-01-15 20:00 | 0 | 0 | 186065 | 0 | 2846 | 0 | 15 | 147006.0583 | 14.7006 | 0 | 147006.0583 | 1933213.0834 | 254 | 124643.5583 | 2620.1349 | 2620.1349 | 22362.5 | 147006.0583 | 147006.0583 | 0 | 0 | 0 | 0 | 124643.5583 | 0 | 0 | 0 | 0 | 0
2022-01-15 21:00 | 0 | 0 | 186065 | 0 | 2846 | 0 | 15 | 147006.0583 | 14.7006 | 0 | 147006.0583 | 1786207.0251 | 254 | 124643.5583 | 2620.1349 | 2620.1349 | 22362.5 | 147006.0583 | 147006.0583 | 0 | 0 | 0 | 0 | 124643.5583 | 0 | 0 | 0 | 0 | 0
2022-01-15 22:00 | 0 | 0 | 186065 | 0 | 2846 | 0 | 15 | 147006.0583 | 14.7006 | 0 | 147006.0583 | 1639200.9668 | 254 | 124643.5583 | 2620.1349 | 2620.1349 | 22362.5 | 147006.0583 | 147006.0583 | 0 | 0 | 0 | 0 | 124643.5583 | 0 | 0 | 0 | 0 | 0
2022-01-15 23:00 | 0 | 0 | 186065 | 0 | 2846 | 0 | 15 | 147006.0583 | 14.7006 | 0 | 147006.0583 | 1492194.9085 | 254 | 124643.5583 | 2620.1349 | 2620.1349 | 22362.5 | 147006.0583 | 147006.0583 | 0 | 0 | 0 | 0 | 124643.5583 | 0 | 0 | 0 | 0 | 0
2022-01-16 | 0 | 0 | 186065 | 0 | 2846 | 0 | 15 | 146476.8916 | 14.6477 | 0 | 146476.8916 | 1345188.8503 | 254 | 124643.5583 | 2620.1349 | 2620.1349 | 21833.3333 | 146476.8916 | 146476.8916 | 0 | 0 | 0 | 0 | 124643.5583 | 0 | 0 | 0 | 0 | 0
2022-01-16 01:00 | 0 | 0 | 186065 | 0 | 2846 | 0 | 15 | 146476.8916 | 14.6477 | 0 | 146476.8916 | 1198711.9586 | 254 | 124643.5583 | 2620.1349 | 2620.1349 | 21833.3333 | 146476.8916 | 146476.8916 | 0 | 0 | 0 | 0 | 124643.5583 | 0 | 0 | 0 | 0 | 0
2022-01-16 02:00 | 0 | 0 | 186065 | 0 | 2846 | 0 | 15 | 146476.8916 | 14.6477 | 0 | 146476.8916 | 1052235.067 | 254 | 124643.5583 | 2620.1349 | 2620.1349 | 21833.3333 | 146476.8916 | 146476.8916 | 0 | 0 | 0 | 0 | 124643.5583 | 0 | 0 | 0 | 0 | 0
2022-01-16 03:00 | 0 | 0 | 186065 | 0 | 2846 | 0 | 15 | 146476.8916 | 14.6477 | 0 | 146476.8916 | 905758.1754 | 254 | 124643.5583 | 2620.1349 | 2620.1349 | 21833.3333 | 146476.8916 | 146476.8916 | 0 | 0 | 0 | 0 | 124643.5583 | 0 | 0 | 0 | 0 | 0
2022-01-16 04:00 | 0 | 0 | 186065 | 0 | 2846 | 0 | 15 | 146476.8916 | 14.6477 | 0 | 146476.8916 | 759281.2838 | 254 | 124643.5583 | 2620.1349 | 2620.1349 | 21833.3333 | 146476.8916 | 146476.8916 | 0 | 0 | 0 | 0 | 124643.5583 | 0 | 0 | 0 | 0 | 0
2022-01-16 05:00 | 0 | 0 | 186065 | 0 | 2846 | 0 | 15 | 146476.8916 | 14.6477 | 0 | 146476.8916 | 612804.3922 | 254 | 124643.5583 | 2620.1349 | 2620.1349 | 21833.3333 | 146476.8916 | 146476.8916 | 0 | 0 | 0 | 0 | 124643.5583 | 0 | 0 | 0 | 0 | 0
2022-01-16 06:00 | 0 | 0 | 186065 | 0 | 2846 | 0 | 15 | 146476.8916 | 14.6477 | 0 | 146476.8916 | 466327.5005 | 254 | 124643.5583 | 2620.1349 | 2620.1349 | 21833.3333 | 146476.8916 | 146476.8916 | 0 | 0 | 0 | 0 | 124643.5583 | 0 | 0 | 0 | 0 | 0
2022-01-16 07:00 | 0.01182 | 0.02709 | 186065 | 2133.3097 | 2846 | 12890.809 | 15 | 144343.582 | 14.4344 | 0 | 131452.773 | 319850.6089 | 254 | 124643.5583 | 2620.1349 | 2620.1349 | 21833.3333 | 146476.8916 | 146476.8916 | 0 | 0 | 0 | 2133.3097 | 122510.2486 | 0 | 0 | 0 | 0 | 0
2022-01-16 08:00 | 0.09893 | 0.14737 | 186065 | 17855.1881 | 2846 | 70126.1913 | 15 | 128621.7035 | 12.8622 | 0 | 58495.5121 | 188397.836 | 254 | 124643.5583 | 2620.1349 | 2620.1349 | 21833.3333 | 146476.8916 | 146476.8916 | 0 | 0 | 0 | 0 | 124643.5583 | 0 | 0 | 0 | 0 | 0
2022-01-16 09:00 | 0.17115 | 0.17049 | 186065 | 30889.674 | 2846 | 81127.8711 | 15 | 115587.2176 | 11.5587 | 0 | 34459.3465 | 129902.3238 | 254 | 124643.5583 | 2620.1349 | 2620.1349 | 21833.3333 | 146476.8916 | 146476.8916 | 0 | 0 | 0 | 30889.674 | 93753.8843 | 0 | 0 | 0 | 0 | 0
2022-01-16 10:00 | 0.22532 | 0.09601 | 186065 | 40666.4408 | 2846 | 45686.4737 | 15 | 105810.4508 | 10.581 | 0 | 60123.9771 | 95442.9773 | 254 | 124643.5583 | 2620.1349 | 2620.1349 | 21833.3333 | 146476.8916 | 146476.8916 | 0 | 0 | 0 | 18833.1075 | 105810.4508 | 0 | 0 | 0 | 0 | 0
2022-01-16 11:00 | 0.28138 | 0.03764 | 186065 | 50784.3206 | 2846 | 17911.0392 | 15 | 17911.0392 | 1.7911 | 0 | 0 | 35319.0002 | 254 | 46862.0264 | 2620.1349 | 985.0876 | 21833.3333 | 146476.8916 | 68695.3598 | 0 | 77781.5318 | 77781.5318 | 46862.0264 | 0 | 0 | 0 | 0 | 0 | 0
2022-01-16 12:00 | 0.3463 | 0.09711 | 186065 | 62501.2802 | 2846 | 46209.91 | 15 | 0 | 0 | 46209.91 | 0 | 35319.0002 | 254 | 40667.9469 | 2620.1349 | 854.8818 | 21833.3333 | 146476.8916 | 62501.2802 | 0 | 83975.6114 | 83975.6114 | 40667.9469 | 0 | 0 | 0 | 0 | 0 | 0
2022-01-16 13:00 | 0.26058 | 0.16814 | 186065 | 47030.2732 | 2846 | 80009.6208 | 15 | 34862.5281 | 3.4863 | 45147.0927 | 0 | 81528.9102 | 254 | 60059.4679 | 2620.1349 | 1262.5113 | 21833.3333 | 146476.8916 | 81892.8012 | 0 | 64584.0904 | 64584.0904 | 47030.2732 | 13029.1947 | 0 | 0 | 0 | 0 | 0
2022-01-16 14:00 | 0.2175 | 0.18821 | 186065 | 39255.0634 | 2846 | 89559.9544 | 15 | 0 | 0 | 89559.9544 | 0 | 126676.0029 | 254 | 17421.73 | 2620.1349 | 366.2226 | 21833.3333 | 146476.8916 | 39255.0634 | 0 | 107221.8282 | 107221.8282 | 17421.73 | 0 | 0 | 0 | 0 | 0 | 0
2022-01-16 15:00 | 0.16038 | 0.11336 | 186065 | 28945.8716 | 2846 | 53942.492 | 15 | 0 | 0 | 53942.492 | 0 | 216235.9573 | 254 | 7112.5382 | 2620.1349 | 149.5128 | 21833.3333 | 146476.8916 | 28945.8716 | 0 | 117531.0201 | 117531.0201 | 7112.5382 | 0 | 0 | 0 | 0 | 0 | 0
2022-01-16 16:00 | 0.08288 | 0.08304 | 186065 | 14958.4352 | 2846 | 39514.6836 | 15 | 6874.8981 | 0.68749 | 32639.7855 | 0 | 270178.4493 | 254 | 0 | 2620.1349 | 0 | 21833.3333 | 146476.8916 | 21833.3333 | 0 | 124643.5583 | 124643.5583 | 0 | 0 | 0 | 0 | 0 | 0 | 0
2022-01-16 17:00 | 0.01175 | 0.01293 | 186065 | 2120.6758 | 2846 | 6152.756 | 15 | 19712.6575 | 1.9713 | 0 | 13559.9015 | 302818.2348 | 254 | 0 | 2620.1349 | 0 | 21833.3333 | 146476.8916 | 21833.3333 | 0 | 124643.5583 | 124643.5583 | 0 | 0 | 0 | 0 | 0 | 0 | 0
2022-01-16 18:00 | 0 | 0 | 186065 | 0 | 2846 | 0 | 15 | 21833.3333 | 2.1833 | 0 | 21833.3333 | 289258.3333 | 254 | 0 | 2620.1349 | 0 | 21833.3333 | 146476.8916 | 21833.3333 | 0 | 124643.5583 | 124643.5583 | 0 | 0 | 0 | 0 | 0 | 0 | 0
2022-01-16 19:00 | 0 | 0 | 186065 | 0 | 2846 | 0 | 15 | 21833.3333 | 2.1833 | 0 | 21833.3333 | 267425 | 254 | 0 | 2620.1349 | 0 | 21833.3333 | 146476.8916 | 21833.3333 | 0 | 124643.5583 | 124643.5583 | 0 | 0 | 0 | 0 | 0 | 0 | 0
2022-01-16 20:00 | 0 | 0 | 186065 | 0 | 2846 | 0 | 15 | 21833.3333 | 2.1833 | 0 | 21833.3333 | 245591.6667 | 254 | 0 | 2620.1349 | 0 | 21833.3333 | 146476.8916 | 21833.3333 | 0 | 124643.5583 | 124643.5583 | 0 | 0 | 0 | 0 | 0 | 0 | 0
2022-01-16 21:00 | 0 | 0 | 186065 | 0 | 2846 | 0 | 15 | 21833.3333 | 2.1833 | 0 | 21833.3333 | 223758.3333 | 254 | 0 | 2620.1349 | 0 | 21833.3333 | 146476.8916 | 21833.3333 | 0 | 124643.5583 | 124643.5583 | 0 | 0 | 0 | 0 | 0 | 0 | 0
2022-01-16 22:00 | 0 | 0 | 186065 | 0 | 2846 | 0 | 15 | 21833.3333 | 2.1833 | 0 | 21833.3333 | 201925 | 254 | 0 | 2620.1349 | 0 | 21833.3333 | 146476.8916 | 21833.3333 | 0 | 124643.5583 | 124643.5583 | 0 | 0 | 0 | 0 | 0 | 0 | 0
2022-01-16 23:00 | 0 | 0 | 186065 | 0 | 2846 | 0 | 15 | 21833.3333 | 2.1833 | 0 | 21833.3333 | 180091.6667 | 254 | 0 | 2620.1349 | 0 | 21833.3333 | 146476.8916 | 21833.3333 | 0 | 124643.5583 | 124643.5583 | 0 | 0 | 0 | 0 | 0 | 0 | 0
2022-01-17 | 0 | 0 | 186065 | 0 | 2846 | 0 | 15 | 22608.3333 | 2.2608 | 0 | 22608.3333 | 158258.3333 | 254 | 0 | 2620.1349 | 0 | 22608.3333 | 147251.8916 | 22608.3333 | 0 | 124643.5583 | 124643.5583 | 0 | 0 | 0 | 0 | 0 | 0 | 0
2022-01-17 01:00 | 0 | 0 | 186065 | 0 | 2846 | 0 | 15 | 22608.3333 | 2.2608 | 0 | 22608.3333 | 135650 | 254 | 0 | 2620.1349 | 0 | 22608.3333 | 147251.8916 | 22608.3333 | 0 | 124643.5583 | 124643.5583 | 0 | 0 | 0 | 0 | 0 | 0 | 0
2022-01-17 02:00 | 0 | 0 | 186065 | 0 | 2846 | 0 | 15 | 22608.3333 | 2.2608 | 0 | 22608.3333 | 113041.6667 | 254 | 0 | 2620.1349 | 0 | 22608.3333 | 147251.8916 | 22608.3333 | 0 | 124643.5583 | 124643.5583 | 0 | 0 | 0 | 0 | 0 | 0 | 0
2022-01-17 03:00 | 0 | 0 | 186065 | 0 | 2846 | 0 | 15 | 22608.3333 | 2.2608 | 0 | 22608.3333 | 90433.3333 | 254 | 0 | 2620.1349 | 0 | 22608.3333 | 147251.8916 | 22608.3333 | 0 | 124643.5583 | 124643.5583 | 0 | 0 | 0 | 0 | 0 | 0 | 0
2022-01-17 04:00 | 0 | 0 | 186065 | 0 | 2846 | 0 | 15 | 22608.3333 | 2.2608 | 0 | 22608.3333 | 67825 | 254 | 0 | 2620.1349 | 0 | 22608.3333 | 147251.8916 | 22608.3333 | 0 | 124643.5583 | 124643.5583 | 0 | 0 | 0 | 0 | 0 | 0 | 0
2022-01-17 05:00 | 0 | 0 | 186065 | 0 | 2846 | 0 | 15 | 22608.3333 | 2.2608 | 0 | 22608.3333 | 45216.6667 | 254 | 0 | 2620.1349 | 0 | 22608.3333 | 147251.8916 | 22608.3333 | 0 | 124643.5583 | 124643.5583 | 0 | 0 | 0 | 0 | 0 | 0 | 0
2022-01-17 06:00 | 0 | 0 | 186065 | 0 | 2846 | 0 | 15 | 22608.3333 | 2.2608 | 0 | 22608.3333 | 22608.3333 | 254 | 0 | 2620.1349 | 0 | 22608.3333 | 147251.8916 | 22608.3333 | 0 | 124643.5583 | 124643.5583 | 0 | 0 | 0 | 0 | 0 | 0 | 0
2022-01-17 07:00 | 0.01202 | 0.05377 | 186065 | 2169.4063 | 2846 | 25586.519 | 15 | 25586.519 | 2.5587 | 0 | 0 | 0 | 254 | 5147.592 | 2620.1349 | 108.2076 | 22608.3333 | 147251.8916 | 27755.9253 | 0 | 119495.9663 | 119495.9663 | 2169.4063 | 2978.1857 | 0 | 0 | 0 | 0 | 0
2022-01-17 08:00 | 0.14962 | 0.35747 | 186065 | 27003.8739 | 2846 | 170102.5285 | 15 | 120248.0177 | 12.0248 | 0 | 0 | 0 | 254 | 124643.5583 | 2620.1349 | 2620.1349 | 22608.3333 | 147251.8916 | 147251.8916 | 0 | 0 | 0 | 4395.5406 | 120248.0177 | 0 | 0 | 0 | 0 | 0
2022-01-17 09:00 | 0.3245 | 0.50247 | 186065 | 58566.7497 | 2846 | 239100.9525 | 15 | 88685.1419 | 8.8685 | 0 | 0 | 0 | 254 | 124643.5583 | 2620.1349 | 2620.1349 | 22608.3333 | 147251.8916 | 147251.8916 | 0 | 0 | 0 | 35958.4164 | 88685.1419 | 0 | 0 | 0 | 0 | 0
2022-01-17 10:00 | 0.49423 | 0.68038 | 186065 | 89200.1378 | 2846 | 323759.6395 | 15 | 58051.7538 | 5.8052 | 0 | 0 | 0 | 254 | 124643.5583 | 2620.1349 | 2620.1349 | 22608.3333 | 147251.8916 | 147251.8916 | 0 | 0 | 0 | 89200.1378 | 35443.4205 | 0 | 0 | 0 | 0 | 0
2022-01-17 11:00 | 0.605 | 0.79927 | 186065 | 109192.2452 | 2846 | 380333.5886 | 15 | 38059.6464 | 3.806 | 0 | 0 | 0 | 254 | 124643.5583 | 2620.1349 | 2620.1349 | 22608.3333 | 147251.8916 | 147251.8916 | 0 | 0 | 0 | 109192.2452 | 15451.313 | 0 | 0 | 0 | 0 | 0
2022-01-17 12:00 | 0.69035 | 1.0441 | 186065 | 124596.4736 | 2846 | 496845.7549 | 15 | 22655.4181 | 2.2655 | 456020.8808 | 0 | 0 | 254 | 124643.5583 | 2620.1349 | 2620.1349 | 22608.3333 | 147251.8916 | 147251.8916 | 0 | 0 | 0 | 101988.1402 | 22655.4181 | 0 | 0 | 0 | 0 | 0
2022-01-17 13:00 | 0.65047 | 1.0164 | 186065 | 117398.8095 | 2846 | 483669.4352 | 15 | 29853.0821 | 2.9853 | 453816.3531 | 0 | 456020.8808 | 254 | 124643.5583 | 2620.1349 | 2620.1349 | 22608.3333 | 147251.8916 | 147251.8916 | 0 | 0 | 0 | 94790.4762 | 29853.0821 | 0 | 0 | 0 | 0 | 0
2022-01-17 14:00 | 0.56347 | 1.0261 | 186065 | 101696.7842 | 2846 | 488251.8823 | 15 | 45555.1074 | 4.5555 | 442696.7748 | 0 | 909837.234 | 254 | 124643.5583 | 2620.1349 | 2620.1349 | 22608.3333 | 147251.8916 | 147251.8916 | 0 | 0 | 0 | 101696.7842 | 22946.7741 | 0 | 0 | 0 | 0 | 0
2022-01-17 15:00 | 0.4092 | 0.91954 | 186065 | 73853.6641 | 2846 | 437564.2124 | 15 | 73398.2276 | 7.3398 | 364165.9849 | 0 | 1352534.0088 | 254 | 124643.5583 | 2620.1349 | 2620.1349 | 22608.3333 | 147251.8916 | 147251.8916 | 0 | 0 | 0 | 73853.6641 | 50789.8942 | 0 | 0 | 0 | 0 | 0
2022-01-17 16:00 | 0.21455 | 0.80071 | 186065 | 38722.6384 | 2846 | 381018.8144 | 15 | 108529.2532 | 10.8529 | 272489.5611 | 0 | 1716699.9937 | 254 | 124643.5583 | 2620.1349 | 2620.1349 | 22608.3333 | 147251.8916 | 147251.8916 | 0 | 0 | 0 | 38722.6384 | 85920.9199 | 0 | 0 | 0 | 0 | 0
2022-01-17 17:00 | 0.02733 | 0.23883 | 186065 | 4932.6018 | 2846 | 113647.5421 | 15 | 142319.2899 | 14.2319 | 0 | 28671.7478 | 1989189.5548 | 254 | 124643.5583 | 2620.1349 | 2620.1349 | 22608.3333 | 147251.8916 | 147251.8916 | 0 | 0 | 0 | 0 | 124643.5583 | 0 | 0 | 0 | 0 | 0
2022-01-17 18:00 | 0 | 0 | 186065 | 0 | 2846 | 0 | 15 | 147251.8916 | 14.7252 | 0 | 147251.8916 | 1960517.807 | 254 | 124643.5583 | 2620.1349 | 2620.1349 | 22608.3333 | 147251.8916 | 147251.8916 | 0 | 0 | 0 | 0 | 124643.5583 | 0 | 0 | 0 | 0 | 0
2022-01-17 19:00 | 0 | 0 | 186065 | 0 | 2846 | 0 | 15 | 147251.8916 | 14.7252 | 0 | 147251.8916 | 1813265.9154 | 254 | 124643.5583 | 2620.1349 | 2620.1349 | 22608.3333 | 147251.8916 | 147251.8916 | 0 | 0 | 0 | 0 | 124643.5583 | 0 | 0 | 0 | 0 | 0
2022-01-17 20:00 | 0 | 0 | 186065 | 0 | 2846 | 0 | 15 | 147251.8916 | 14.7252 | 0 | 147251.8916 | 1666014.0238 | 254 | 124643.5583 | 2620.1349 | 2620.1349 | 22608.3333 | 147251.8916 | 147251.8916 | 0 | 0 | 0 | 0 | 124643.5583 | 0 | 0 | 0 | 0 | 0
2022-01-17 21:00 | 0 | 0 | 186065 | 0 | 2846 | 0 | 15 | 147251.8916 | 14.7252 | 0 | 147251.8916 | 1518762.1322 | 254 | 124643.5583 | 2620.1349 | 2620.1349 | 22608.3333 | 147251.8916 | 147251.8916 | 0 | 0 | 0 | 0 | 124643.5583 | 0 | 0 | 0 | 0 | 0
2022-01-17 22:00 | 0 | 0 | 186065 | 0 | 2846 | 0 | 15 | 147251.8916 | 14.7252 | 0 | 147251.8916 | 1371510.2406 | 254 | 124643.5583 | 2620.1349 | 2620.1349 | 22608.3333 | 147251.8916 | 147251.8916 | 0 | 0 | 0 | 0 | 124643.5583 | 0 | 0 | 0 | 0 | 0
2022-01-17 23:00 | 0 | 0 | 186065 | 0 | 2846 | 0 | 15 | 147251.8916 | 14.7252 | 0 | 147251.8916 | 1224258.3489 | 254 | 124643.5583 | 2620.1349 | 2620.1349 | 22608.3333 | 147251.8916 | 147251.8916 | 0 | 0 | 0 | 0 | 124643.5583 | 0 | 0 | 0 | 0 | 0
2022-01-18 | 0 | 0 | 186065 | 0 | 2846 | 0 | 15 | 146701.8916 | 14.6702 | 0 | 146701.8916 | 1077006.4573 | 254 | 124643.5583 | 2620.1349 | 2620.1349 | 22058.3333 | 146701.8916 | 146701.8916 | 0 | 0 | 0 | 0 | 124643.5583 | 0 | 0 | 0 | 0 | 0
2022-01-18 01:00 | 0 | 0 | 186065 | 0 | 2846 | 0 | 15 | 146701.8916 | 14.6702 | 0 | 146701.8916 | 930304.5657 | 254 | 124643.5583 | 2620.1349 | 2620.1349 | 22058.3333 | 146701.8916 | 146701.8916 | 0 | 0 | 0 | 0 | 124643.5583 | 0 | 0 | 0 | 0 | 0
2022-01-18 02:00 | 0 | 0 | 186065 | 0 | 2846 | 0 | 15 | 146701.8916 | 14.6702 | 0 | 146701.8916 | 783602.6741 | 254 | 124643.5583 | 2620.1349 | 2620.1349 | 22058.3333 | 146701.8916 | 146701.8916 | 0 | 0 | 0 | 0 | 124643.5583 | 0 | 0 | 0 | 0 | 0
2022-01-18 03:00 | 0 | 0 | 186065 | 0 | 2846 | 0 | 15 | 146701.8916 | 14.6702 | 0 | 146701.8916 | 636900.7825 | 254 | 124643.5583 | 2620.1349 | 2620.1349 | 22058.3333 | 146701.8916 | 146701.8916 | 0 | 0 | 0 | 0 | 124643.5583 | 0 | 0 | 0 | 0 | 0
2022-01-18 04:00 | 0 | 0 | 186065 | 0 | 2846 | 0 | 15 | 146701.8916 | 14.6702 | 0 | 146701.8916 | 490198.8908 | 254 | 124643.5583 | 2620.1349 | 2620.1349 | 22058.3333 | 146701.8916 | 146701.8916 | 0 | 0 | 0 | 0 | 124643.5583 | 0 | 0 | 0 | 0 | 0
2022-01-18 05:00 | 0 | 0 | 186065 | 0 | 2846 | 0 | 15 | 146701.8916 | 14.6702 | 0 | 146701.8916 | 343496.9992 | 254 | 124643.5583 | 2620.1349 | 2620.1349 | 22058.3333 | 146701.8916 | 146701.8916 | 0 | 0 | 0 | 0 | 124643.5583 | 0 | 0 | 0 | 0 | 0
2022-01-18 06:00 | 0 | 0 | 186065 | 0 | 2846 | 0 | 15 | 146701.8916 | 14.6702 | 0 | 146701.8916 | 196795.1076 | 254 | 124643.5583 | 2620.1349 | 2620.1349 | 22058.3333 | 146701.8916 | 146701.8916 | 0 | 0 | 0 | 0 | 124643.5583 | 0 | 0 | 0 | 0 | 0
2022-01-18 07:00 | 0.02255 | 0.19447 | 186065 | 4069.8928 | 2846 | 92538.7829 | 15 | 142631.9988 | 14.2632 | 0 | 50093.216 | 50093.216 | 254 | 124643.5583 | 2620.1349 | 2620.1349 | 22058.3333 | 146701.8916 | 146701.8916 | 0 | 0 | 0 | 4069.8928 | 120573.6655 | 0 | 0 | 0 | 0 | 0
2022-01-18 08:00 | 0.20902 | 0.82273 | 186065 | 37724.5671 | 2846 | 391497.0578 | 15 | 108977.3245 | 10.8977 | 0 | 0 | 0 | 254 | 124643.5583 | 2620.1349 | 2620.1349 | 22058.3333 | 146701.8916 | 146701.8916 | 0 | 0 | 0 | 15666.2338 | 108977.3245 | 0 | 0 | 0 | 0 | 0
2022-01-18 09:00 | 0.41462 | 1.0037 | 186065 | 74831.8822 | 2846 | 477626.125 | 15 | 71870.0094 | 7.187 | 0 | 0 | 0 | 254 | 124643.5583 | 2620.1349 | 2620.1349 | 22058.3333 | 146701.8916 | 146701.8916 | 0 | 0 | 0 | 74831.8822 | 49811.6761 | 0 | 0 | 0 | 0 | 0
2022-01-18 10:00 | 0.57878 | 1.0649 | 186065 | 104459.9797 | 2846 | 506729.1844 | 15 | 42241.9119 | 4.2242 | 150020.153 | 0 | 0 | 254 | 124643.5583 | 2620.1349 | 2620.1349 | 22058.3333 | 146701.8916 | 146701.8916 | 0 | 0 | 0 | 104459.9797 | 20183.5786 | 0 | 0 | 0 | 0 | 0
2022-01-18 11:00 | 0.68005 | 1.0887 | 186065 | 122737.4982 | 2846 | 518049.6844 | 15 | 23964.3935 | 2.3964 | 494085.2909 | 0 | 150020.153 | 254 | 124643.5583 | 2620.1349 | 2620.1349 | 22058.3333 | 146701.8916 | 146701.8916 | 0 | 0 | 0 | 100679.1648 | 23964.3935 | 0 | 0 | 0 | 0 | 0
2022-01-18 12:00 | 0.71192 | 1.0697 | 186065 | 128489.493 | 2846 | 509013.2701 | 15 | 18212.3987 | 1.8212 | 490800.8715 | 0 | 644105.444 | 254 | 124643.5583 | 2620.1349 | 2620.1349 | 22058.3333 | 146701.8916 | 146701.8916 | 0 | 0 | 0 | 106431.1596 | 18212.3987 | 0 | 0 | 0 | 0 | 0
2022-01-18 13:00 | 0.67912 | 1.0628 | 186065 | 122569.6489 | 2846 | 505744.1724 | 15 | 24132.2427 | 2.4132 | 481611.9297 | 0 | 1134906.3154 | 254 | 124643.5583 | 2620.1349 | 2620.1349 | 22058.3333 | 146701.8916 | 146701.8916 | 0 | 0 | 0 | 122569.6489 | 2073.9094 | 0 | 0 | 0 | 0 | 0
2022-01-18 14:00 | 0.57622 | 1.0148 | 186065 | 103997.9431 | 2846 | 482879.5222 | 15 | 42703.9485 | 4.2704 | 440175.5737 | 0 | 1616518.2451 | 254 | 124643.5583 | 2620.1349 | 2620.1349 | 22058.3333 | 146701.8916 | 146701.8916 | 0 | 0 | 0 | 81939.6097 | 42703.9485 | 0 | 0 | 0 | 0 | 0
2022-01-18 15:00 | 0.41565 | 0.92519 | 186065 | 75017.7797 | 2846 | 440252.7717 | 15 | 71684.1119 | 7.1684 | 368568.6598 | 0 | 2056693.8188 | 254 | 124643.5583 | 2620.1349 | 2620.1349 | 22058.3333 | 146701.8916 | 146701.8916 | 0 | 0 | 0 | 75017.7797 | 49625.7786 | 0 | 0 | 0 | 0 | 0
2022-01-18 16:00 | 0.21462 | 0.76934 | 186065 | 38735.2722 | 2846 | 366091.3622 | 15 | 107966.6194 | 10.7967 | 258124.7428 | 0 | 2425262.4786 | 254 | 124643.5583 | 2620.1349 | 2620.1349 | 22058.3333 | 146701.8916 | 146701.8916 | 0 | 0 | 0 | 16676.9389 | 107966.6194 | 0 | 0 | 0 | 0 | 0
2022-01-18 17:00 | 0.0268 | 0.2158 | 186065 | 4836.9457 | 2846 | 102688.689 | 15 | 141864.9459 | 14.1865 | 0 | 39176.2569 | 2683387.2214 | 254 | 124643.5583 | 2620.1349 | 2620.1349 | 22058.3333 | 146701.8916 | 146701.8916 | 0 | 0 | 0 | 0 | 124643.5583 | 0 | 0 | 0 | 0 | 0
2022-01-18 18:00 | 0 | 0 | 186065 | 0 | 2846 | 0 | 15 | 146701.8916 | 14.6702 | 0 | 146701.8916 | 2644210.9645 | 254 | 124643.5583 | 2620.1349 | 2620.1349 | 22058.3333 | 146701.8916 | 146701.8916 | 0 | 0 | 0 | 0 | 124643.5583 | 0 | 0 | 0 | 0 | 0
2022-01-18 19:00 | 0 | 0 | 186065 | 0 | 2846 | 0 | 15 | 146701.8916 | 14.6702 | 0 | 146701.8916 | 2497509.0729 | 254 | 124643.5583 | 2620.1349 | 2620.1349 | 22058.3333 | 146701.8916 | 146701.8916 | 0 | 0 | 0 | 0 | 124643.5583 | 0 | 0 | 0 | 0 | 0
2022-01-18 20:00 | 0 | 0 | 186065 | 0 | 2846 | 0 | 15 | 146701.8916 | 14.6702 | 0 | 146701.8916 | 2350807.1813 | 254 | 124643.5583 | 2620.1349 | 2620.1349 | 22058.3333 | 146701.8916 | 146701.8916 | 0 | 0 | 0 | 0 | 124643.5583 | 0 | 0 | 0 | 0 | 0
2022-01-18 21:00 | 0 | 0 | 186065 | 0 | 2846 | 0 | 15 | 146701.8916 | 14.6702 | 0 | 146701.8916 | 2204105.2896 | 254 | 124643.5583 | 2620.1349 | 2620.1349 | 22058.3333 | 146701.8916 | 146701.8916 | 0 | 0 | 0 | 0 | 124643.5583 | 0 | 0 | 0 | 0 | 0
2022-01-18 22:00 | 0 | 0 | 186065 | 0 | 2846 | 0 | 15 | 146701.8916 | 14.6702 | 0 | 146701.8916 | 2057403.398 | 254 | 124643.5583 | 2620.1349 | 2620.1349 | 22058.3333 | 146701.8916 | 146701.8916 | 0 | 0 | 0 | 0 | 124643.5583 | 0 | 0 | 0 | 0 | 0
2022-01-18 23:00 | 0 | 0 | 186065 | 0 | 2846 | 0 | 15 | 146701.8916 | 14.6702 | 0 | 146701.8916 | 1910701.5064 | 254 | 124643.5583 | 2620.1349 | 2620.1349 | 22058.3333 | 146701.8916 | 146701.8916 | 0 | 0 | 0 | 0 | 124643.5583 | 0 | 0 | 0 | 0 | 0
2022-01-19 | 0 | 0 | 186065 | 0 | 2846 | 0 | 15 | 146935.225 | 14.6935 | 0 | 146935.225 | 1763999.6148 | 254 | 124643.5583 | 2620.1349 | 2620.1349 | 22291.6667 | 146935.225 | 146935.225 | 0 | 0 | 0 | 0 | 124643.5583 | 0 | 0 | 0 | 0 | 0
2022-01-19 01:00 | 0 | 0 | 186065 | 0 | 2846 | 0 | 15 | 146935.225 | 14.6935 | 0 | 146935.225 | 1617064.3898 | 254 | 124643.5583 | 2620.1349 | 2620.1349 | 22291.6667 | 146935.225 | 146935.225 | 0 | 0 | 0 | 0 | 124643.5583 | 0 | 0 | 0 | 0 | 0
2022-01-19 02:00 | 0 | 0 | 186065 | 0 | 2846 | 0 | 15 | 146935.225 | 14.6935 | 0 | 146935.225 | 1470129.1649 | 254 | 124643.5583 | 2620.1349 | 2620.1349 | 22291.6667 | 146935.225 | 146935.225 | 0 | 0 | 0 | 0 | 124643.5583 | 0 | 0 | 0 | 0 | 0
2022-01-19 03:00 | 0 | 0 | 186065 | 0 | 2846 | 0 | 15 | 146935.225 | 14.6935 | 0 | 146935.225 | 1323193.9399 | 254 | 124643.5583 | 2620.1349 | 2620.1349 | 22291.6667 | 146935.225 | 146935.225 | 0 | 0 | 0 | 0 | 124643.5583 | 0 | 0 | 0 | 0 | 0
2022-01-19 04:00 | 0 | 0 | 186065 | 0 | 2846 | 0 | 15 | 146935.225 | 14.6935 | 0 | 146935.225 | 1176258.715 | 254 | 124643.5583 | 2620.1349 | 2620.1349 | 22291.6667 | 146935.225 | 146935.225 | 0 | 0 | 0 | 0 | 124643.5583 | 0 | 0 | 0 | 0 | 0
2022-01-19 05:00 | 0 | 0 | 186065 | 0 | 2846 | 0 | 15 | 146935.225 | 14.6935 | 0 | 146935.225 | 1029323.49 | 254 | 124643.5583 | 2620.1349 | 2620.1349 | 22291.6667 | 146935.225 | 146935.225 | 0 | 0 | 0 | 0 | 124643.5583 | 0 | 0 | 0 | 0 | 0
2022-01-19 06:00 | 0 | 0 | 186065 | 0 | 2846 | 0 | 15 | 146935.225 | 14.6935 | 0 | 146935.225 | 882388.2651 | 254 | 124643.5583 | 2620.1349 | 2620.1349 | 22291.6667 | 146935.225 | 146935.225 | 0 | 0 | 0 | 0 | 124643.5583 | 0 | 0 | 0 | 0 | 0
2022-01-19 07:00 | 0.01642 | 0.05764 | 186065 | 2963.5317 | 2846 | 27428.0632 | 15 | 143971.6933 | 14.3972 | 0 | 116543.6301 | 735453.0401 | 254 | 124643.5583 | 2620.1349 | 2620.1349 | 22291.6667 | 146935.225 | 146935.225 | 0 | 0 | 0 | 0 | 124643.5583 | 0 | 0 | 0 | 0 | 0
2022-01-19 08:00 | 0.17738 | 0.54344 | 186065 | 32014.0834 | 2846 | 258596.5761 | 15 | 114921.1415 | 11.4921 | 143675.4346 | 0 | 618909.41 | 254 | 124643.5583 | 2620.1349 | 2620.1349 | 22291.6667 | 146935.225 | 146935.225 | 0 | 0 | 0 | 9722.4167 | 114921.1415 | 0 | 0 | 0 | 0 | 0
2022-01-19 09:00 | 0.366 | 0.76968 | 186065 | 66056.7963 | 2846 | 366253.1516 | 15 | 80878.4287 | 8.0878 | 285374.723 | 0 | 762584.8446 | 254 | 124643.5583 | 2620.1349 | 2620.1349 | 22291.6667 | 146935.225 | 146935.225 | 0 | 0 | 0 | 43765.1296 | 80878.4287 | 0 | 0 | 0 | 0 | 0
2022-01-19 10:00 | 0.51272 | 0.82528 | 186065 | 92537.2694 | 2846 | 392710.4783 | 15 | 54397.9556 | 5.4398 | 338312.5228 | 0 | 1047959.5675 | 254 | 124643.5583 | 2620.1349 | 2620.1349 | 22291.6667 | 146935.225 | 146935.225 | 0 | 0 | 0 | 70245.6027 | 54397.9556 | 0 | 0 | 0 | 0 | 0
2022-01-19 11:00 | 0.59088 | 0.78656 | 186065 | 106643.8246 | 2846 | 374285.5199 | 15 | 40291.4004 | 4.0291 | 333994.1195 | 0 | 1386272.0903 | 254 | 124643.5583 | 2620.1349 | 2620.1349 | 22291.6667 | 146935.225 | 146935.225 | 0 | 0 | 0 | 106643.8246 | 17999.7337 | 0 | 0 | 0 | 0 | 0
2022-01-19 12:00 | 0.59038 | 0.678 | 186065 | 106553.5831 | 2846 | 322627.1136 | 15 | 40381.6419 | 4.0382 | 282245.4717 | 0 | 1720266.2098 | 254 | 124643.5583 | 2620.1349 | 2620.1349 | 22291.6667 | 146935.225 | 146935.225 | 0 | 0 | 0 | 106553.5831 | 18089.9752 | 0 | 0 | 0 | 0 | 0
2022-01-19 13:00 | 0.48615 | 0.52314 | 186065 | 87741.8348 | 2846 | 248936.7968 | 15 | 59193.3902 | 5.9193 | 189743.4066 | 0 | 2002511.6815 | 254 | 124643.5583 | 2620.1349 | 2620.1349 | 22291.6667 | 146935.225 | 146935.225 | 0 | 0 | 0 | 65450.1681 | 59193.3902 | 0 | 0 | 0 | 0 | 0
2022-01-19 14:00 | 0.33885 | 0.27622 | 186065 | 61156.6815 | 2846 | 131439.6185 | 15 | 85778.5435 | 8.5779 | 45661.075 | 0 | 2192255.0881 | 254 | 124643.5583 | 2620.1349 | 2620.1349 | 22291.6667 | 146935.225 | 146935.225 | 0 | 0 | 0 | 61156.6815 | 63486.8768 | 0 | 0 | 0 | 0 | 0
2022-01-19 15:00 | 0.22132 | 0.19457 | 186065 | 39944.5086 | 2846 | 92586.368 | 15 | 106990.7163 | 10.6991 | 0 | 14404.3483 | 2237916.1631 | 254 | 124643.5583 | 2620.1349 | 2620.1349 | 22291.6667 | 146935.225 | 146935.225 | 0 | 0 | 0 | 17652.842 | 106990.7163 | 0 | 0 | 0 | 0 | 0
2022-01-19 16:00 | 0.11475 | 0.11879 | 186065 | 20710.43 | 2846 | 56526.364 | 15 | 126224.795 | 12.6225 | 0 | 69698.4309 | 2223511.8148 | 254 | 124643.5583 | 2620.1349 | 2620.1349 | 22291.6667 | 146935.225 | 146935.225 | 0 | 0 | 0 | 0 | 124643.5583 | 0 | 0 | 0 | 0 | 0
2022-01-19 17:00 | 0.01343 | 0.00946 | 186065 | 2423.8874 | 2846 | 4501.5524 | 15 | 144511.3376 | 14.4511 | 0 | 140009.7852 | 2153813.3839 | 254 | 124643.5583 | 2620.1349 | 2620.1349 | 22291.6667 | 146935.225 | 146935.225 | 0 | 0 | 0 | 0 | 124643.5583 | 0 | 0 | 0 | 0 | 0
2022-01-19 18:00 | 0 | 0 | 186065 | 0 | 2846 | 0 | 15 | 146935.225 | 14.6935 | 0 | 146935.225 | 2013803.5986 | 254 | 124643.5583 | 2620.1349 | 2620.1349 | 22291.6667 | 146935.225 | 146935.225 | 0 | 0 | 0 | 0 | 124643.5583 | 0 | 0 | 0 | 0 | 0
2022-01-19 19:00 | 0 | 0 | 186065 | 0 | 2846 | 0 | 15 | 146935.225 | 14.6935 | 0 | 146935.225 | 1866868.3737 | 254 | 124643.5583 | 2620.1349 | 2620.1349 | 22291.6667 | 146935.225 | 146935.225 | 0 | 0 | 0 | 0 | 124643.5583 | 0 | 0 | 0 | 0 | 0
2022-01-19 20:00 | 0 | 0 | 186065 | 0 | 2846 | 0 | 15 | 146935.225 | 14.6935 | 0 | 146935.225 | 1719933.1487 | 254 | 124643.5583 | 2620.1349 | 2620.1349 | 22291.6667 | 146935.225 | 146935.225 | 0 | 0 | 0 | 0 | 124643.5583 | 0 | 0 | 0 | 0 | 0
2022-01-19 21:00 | 0 | 0 | 186065 | 0 | 2846 | 0 | 15 | 146935.225 | 14.6935 | 0 | 146935.225 | 1572997.9238 | 254 | 124643.5583 | 2620.1349 | 2620.1349 | 22291.6667 | 146935.225 | 146935.225 | 0 | 0 | 0 | 0 | 124643.5583 | 0 | 0 | 0 | 0 | 0
2022-01-19 22:00 | 0 | 0 | 186065 | 0 | 2846 | 0 | 15 | 146935.225 | 14.6935 | 0 | 146935.225 | 1426062.6988 | 254 | 124643.5583 | 2620.1349 | 2620.1349 | 22291.6667 | 146935.225 | 146935.225 | 0 | 0 | 0 | 0 | 124643.5583 | 0 | 0 | 0 | 0 | 0
2022-01-19 23:00 | 0 | 0 | 186065 | 0 | 2846 | 0 | 15 | 146935.225 | 14.6935 | 0 | 146935.225 | 1279127.4738 | 254 | 124643.5583 | 2620.1349 | 2620.1349 | 22291.6667 | 146935.225 | 146935.225 | 0 | 0 | 0 | 0 | 124643.5583 | 0 | 0 | 0 | 0 | 0
2022-01-20 | 0 | 0 | 186065 | 0 | 2846 | 0 | 15 | 147260.225 | 14.726 | 0 | 147260.225 | 1132192.2489 | 254 | 124643.5583 | 2620.1349 | 2620.1349 | 22616.6667 | 147260.225 | 147260.225 | 0 | 0 | 0 | 0 | 124643.5583 | 0 | 0 | 0 | 0 | 0
2022-01-20 01:00 | 0 | 0 | 186065 | 0 | 2846 | 0 | 15 | 147260.225 | 14.726 | 0 | 147260.225 | 984932.0239 | 254 | 124643.5583 | 2620.1349 | 2620.1349 | 22616.6667 | 147260.225 | 147260.225 | 0 | 0 | 0 | 0 | 124643.5583 | 0 | 0 | 0 | 0 | 0
2022-01-20 02:00 | 0 | 0 | 186065 | 0 | 2846 | 0 | 15 | 147260.225 | 14.726 | 0 | 147260.225 | 837671.799 | 254 | 124643.5583 | 2620.1349 | 2620.1349 | 22616.6667 | 147260.225 | 147260.225 | 0 | 0 | 0 | 0 | 124643.5583 | 0 | 0 | 0 | 0 | 0
2022-01-20 03:00 | 0 | 0 | 186065 | 0 | 2846 | 0 | 15 | 147260.225 | 14.726 | 0 | 147260.225 | 690411.574 | 254 | 124643.5583 | 2620.1349 | 2620.1349 | 22616.6667 | 147260.225 | 147260.225 | 0 | 0 | 0 | 0 | 124643.5583 | 0 | 0 | 0 | 0 | 0
2022-01-20 04:00 | 0 | 0 | 186065 | 0 | 2846 | 0 | 15 | 147260.225 | 14.726 | 0 | 147260.225 | 543151.3491 | 254 | 124643.5583 | 2620.1349 | 2620.1349 | 22616.6667 | 147260.225 | 147260.225 | 0 | 0 | 0 | 0 | 124643.5583 | 0 | 0 | 0 | 0 | 0
2022-01-20 05:00 | 0 | 0 | 186065 | 0 | 2846 | 0 | 15 | 147260.225 | 14.726 | 0 | 147260.225 | 395891.1241 | 254 | 124643.5583 | 2620.1349 | 2620.1349 | 22616.6667 | 147260.225 | 147260.225 | 0 | 0 | 0 | 0 | 124643.5583 | 0 | 0 | 0 | 0 | 0
2022-01-20 06:00 | 0 | 0 | 186065 | 0 | 2846 | 0 | 15 | 147260.225 | 14.726 | 0 | 147260.225 | 248630.8992 | 254 | 124643.5583 | 2620.1349 | 2620.1349 | 22616.6667 | 147260.225 | 147260.225 | 0 | 0 | 0 | 0 | 124643.5583 | 0 | 0 | 0 | 0 | 0
2022-01-20 07:00 | 0.0185 | 0.08942 | 186065 | 3338.9364 | 2846 | 42550.6143 | 15 | 143921.2885 | 14.3921 | 0 | 101370.6742 | 101370.6742 | 254 | 124643.5583 | 2620.1349 | 2620.1349 | 22616.6667 | 147260.225 | 147260.225 | 0 | 0 | 0 | 0 | 124643.5583 | 0 | 0 | 0 | 0 | 0
2022-01-20 08:00 | 0.19565 | 0.68332 | 186065 | 35311.5087 | 2846 | 325158.642 | 15 | 111948.7162 | 11.1949 | 0 | 0 | 0 | 254 | 124643.5583 | 2620.1349 | 2620.1349 | 22616.6667 | 147260.225 | 147260.225 | 0 | 0 | 0 | 12694.8421 | 111948.7162 | 0 | 0 | 0 | 0 | 0
2022-01-20 09:00 | 0.39342 | 0.83555 | 186065 | 71005.6415 | 2846 | 397597.4702 | 15 | 76254.5834 | 7.6255 | 0 | 0 | 0 | 254 | 124643.5583 | 2620.1349 | 2620.1349 | 22616.6667 | 147260.225 | 147260.225 | 0 | 0 | 0 | 71005.6415 | 53637.9168 | 0 | 0 | 0 | 0 | 0
2022-01-20 10:00 | 0.55528 | 0.90322 | 186065 | 100218.628 | 2846 | 429798.3209 | 15 | 47041.5969 | 4.7042 | 0 | 0 | 0 | 254 | 124643.5583 | 2620.1349 | 2620.1349 | 22616.6667 | 147260.225 | 147260.225 | 0 | 0 | 0 | 100218.628 | 24424.9303 | 0 | 0 | 0 | 0 | 0
2022-01-20 11:00 | 0.6562 | 0.92329 | 186065 | 118432.9774 | 2846 | 439348.6544 | 15 | 28827.2475 | 2.8827 | 234221.6941 | 0 | 0 | 254 | 124643.5583 | 2620.1349 | 2620.1349 | 22616.6667 | 147260.225 | 147260.225 | 0 | 0 | 0 | 118432.9774 | 6210.5809 | 0 | 0 | 0 | 0 | 0
2022-01-20 12:00 | 0.69245 | 0.90857 | 186065 | 124975.488 | 2846 | 432344.1248 | 15 | 22284.737 | 2.2285 | 410059.3878 | 0 | 234221.6941 | 254 | 124643.5583 | 2620.1349 | 2620.1349 | 22616.6667 | 147260.225 | 147260.225 | 0 | 0 | 0 | 102358.8213 | 22284.737 | 0 | 0 | 0 | 0 | 0
2022-01-20 13:00 | 0.662 | 0.89756 | 186065 | 119479.7791 | 2846 | 427105.0031 | 15 | 27780.4459 | 2.778 | 399324.5572 | 0 | 644281.0819 | 254 | 124643.5583 | 2620.1349 | 2620.1349 | 22616.6667 | 147260.225 | 147260.225 | 0 | 0 | 0 | 119479.7791 | 5163.7792 | 0 | 0 | 0 | 0 | 0
2022-01-20 14:00 | 0.5634 | 0.86624 | 186065 | 101684.1504 | 2846 | 412201.3435 | 15 | 45576.0746 | 4.5576 | 366625.2689 | 0 | 1043605.6391 | 254 | 124643.5583 | 2620.1349 | 2620.1349 | 22616.6667 | 147260.225 | 147260.225 | 0 | 0 | 0 | 101684.1504 | 22959.4079 | 0 | 0 | 0 | 0 | 0
2022-01-20 15:00 | 0.4107 | 0.83931 | 186065 | 74124.3886 | 2846 | 399386.6707 | 15 | 73135.8363 | 7.3136 | 326250.8344 | 0 | 1410230.908 | 254 | 124643.5583 | 2620.1349 | 2620.1349 | 22616.6667 | 147260.225 | 147260.225 | 0 | 0 | 0 | 74124.3886 | 50519.1697 | 0 | 0 | 0 | 0 | 0
2022-01-20 16:00 | 0.21725 | 0.71317 | 186065 | 39209.9426 | 2846 | 339362.8003 | 15 | 108050.2823 | 10.805 | 231312.518 | 0 | 1736481.7424 | 254 | 124643.5583 | 2620.1349 | 2620.1349 | 22616.6667 | 147260.225 | 147260.225 | 0 | 0 | 0 | 39209.9426 | 85433.6157 | 0 | 0 | 0 | 0 | 0
2022-01-20 17:00 | 0.02998 | 0.21555 | 186065 | 5410.8818 | 2846 | 102569.7262 | 15 | 141849.3431 | 14.1849 | 0 | 39279.617 | 1967794.2603 | 254 | 124643.5583 | 2620.1349 | 2620.1349 | 22616.6667 | 147260.225 | 147260.225 | 0 | 0 | 0 | 0 | 124643.5583 | 0 | 0 | 0 | 0 | 0
2022-01-20 18:00 | 0 | 0 | 186065 | 0 | 2846 | 0 | 15 | 147260.225 | 14.726 | 0 | 147260.225 | 1928514.6434 | 254 | 124643.5583 | 2620.1349 | 2620.1349 | 22616.6667 | 147260.225 | 147260.225 | 0 | 0 | 0 | 0 | 124643.5583 | 0 | 0 | 0 | 0 | 0
2022-01-20 19:00 | 0 | 0 | 186065 | 0 | 2846 | 0 | 15 | 147260.225 | 14.726 | 0 | 147260.225 | 1781254.4184 | 254 | 124643.5583 | 2620.1349 | 2620.1349 | 22616.6667 | 147260.225 | 147260.225 | 0 | 0 | 0 | 0 | 124643.5583 | 0 | 0 | 0 | 0 | 0
2022-01-20 20:00 | 0 | 0 | 186065 | 0 | 2846 | 0 | 15 | 147260.225 | 14.726 | 0 | 147260.225 | 1633994.1935 | 254 | 124643.5583 | 2620.1349 | 2620.1349 | 22616.6667 | 147260.225 | 147260.225 | 0 | 0 | 0 | 0 | 124643.5583 | 0 | 0 | 0 | 0 | 0
2022-01-20 21:00 | 0 | 0 | 186065 | 0 | 2846 | 0 | 15 | 147260.225 | 14.726 | 0 | 147260.225 | 1486733.9685 | 254 | 124643.5583 | 2620.1349 | 2620.1349 | 22616.6667 | 147260.225 | 147260.225 | 0 | 0 | 0 | 0 | 124643.5583 | 0 | 0 | 0 | 0 | 0
2022-01-20 22:00 | 0 | 0 | 186065 | 0 | 2846 | 0 | 15 | 147260.225 | 14.726 | 0 | 147260.225 | 1339473.7436 | 254 | 124643.5583 | 2620.1349 | 2620.1349 | 22616.6667 | 147260.225 | 147260.225 | 0 | 0 | 0 | 0 | 124643.5583 | 0 | 0 | 0 | 0 | 0
2022-01-20 23:00 | 0 | 0 | 186065 | 0 | 2846 | 0 | 15 | 147260.225 | 14.726 | 0 | 147260.225 | 1192213.5186 | 254 | 124643.5583 | 2620.1349 | 2620.1349 | 22616.6667 | 147260.225 | 147260.225 | 0 | 0 | 0 | 0 | 124643.5583 | 0 | 0 | 0 | 0 | 0
2022-01-21 | 0 | 0 | 186065 | 0 | 2846 | 0 | 15 | 143327.3083 | 14.3327 | 0 | 143327.3083 | 1044953.2937 | 254 | 124643.5583 | 2620.1349 | 2620.1349 | 18683.75 | 143327.3083 | 143327.3083 | 0 | 0 | 0 | 0 | 124643.5583 | 0 | 0 | 0 | 0 | 0
2022-01-21 01:00 | 0 | 0 | 186065 | 0 | 2846 | 0 | 15 | 143327.3083 | 14.3327 | 0 | 143327.3083 | 901625.9854 | 254 | 124643.5583 | 2620.1349 | 2620.1349 | 18683.75 | 143327.3083 | 143327.3083 | 0 | 0 | 0 | 0 | 124643.5583 | 0 | 0 | 0 | 0 | 0
2022-01-21 02:00 | 0 | 0 | 186065 | 0 | 2846 | 0 | 15 | 143327.3083 | 14.3327 | 0 | 143327.3083 | 758298.6771 | 254 | 124643.5583 | 2620.1349 | 2620.1349 | 18683.75 | 143327.3083 | 143327.3083 | 0 | 0 | 0 | 0 | 124643.5583 | 0 | 0 | 0 | 0 | 0
2022-01-21 03:00 | 0 | 0 | 186065 | 0 | 2846 | 0 | 15 | 143327.3083 | 14.3327 | 0 | 143327.3083 | 614971.3688 | 254 | 124643.5583 | 2620.1349 | 2620.1349 | 18683.75 | 143327.3083 | 143327.3083 | 0 | 0 | 0 | 0 | 124643.5583 | 0 | 0 | 0 | 0 | 0
2022-01-21 04:00 | 0 | 0 | 186065 | 0 | 2846 | 0 | 15 | 143327.3083 | 14.3327 | 0 | 143327.3083 | 471644.0605 | 254 | 124643.5583 | 2620.1349 | 2620.1349 | 18683.75 | 143327.3083 | 143327.3083 | 0 | 0 | 0 | 0 | 124643.5583 | 0 | 0 | 0 | 0 | 0
2022-01-21 05:00 | 0 | 0 | 186065 | 0 | 2846 | 0 | 15 | 143327.3083 | 14.3327 | 0 | 143327.3083 | 328316.7522 | 254 | 124643.5583 | 2620.1349 | 2620.1349 | 18683.75 | 143327.3083 | 143327.3083 | 0 | 0 | 0 | 0 | 124643.5583 | 0 | 0 | 0 | 0 | 0
2022-01-21 06:00 | 0 | 0 | 186065 | 0 | 2846 | 0 | 15 | 143327.3083 | 14.3327 | 0 | 143327.3083 | 184989.444 | 254 | 124643.5583 | 2620.1349 | 2620.1349 | 18683.75 | 143327.3083 | 143327.3083 | 0 | 0 | 0 | 0 | 124643.5583 | 0 | 0 | 0 | 0 | 0
2022-01-21 07:00 | 0.02225 | 0.20521 | 186065 | 4015.7479 | 2846 | 97649.4248 | 15 | 139311.5604 | 13.9312 | 0 | 41662.1357 | 41662.1357 | 254 | 124643.5583 | 2620.1349 | 2620.1349 | 18683.75 | 143327.3083 | 143327.3083 | 0 | 0 | 0 | 4015.7479 | 120627.8104 | 0 | 0 | 0 | 0 | 0
2022-01-21 08:00 | 0.20518 | 0.78451 | 186065 | 37031.5122 | 2846 | 373310.0249 | 15 | 106295.7961 | 10.6296 | 0 | 0 | 0 | 254 | 124643.5583 | 2620.1349 | 2620.1349 | 18683.75 | 143327.3083 | 143327.3083 | 0 | 0 | 0 | 37031.5122 | 87612.0461 | 0 | 0 | 0 | 0 | 0
2022-01-21 09:00 | 0.40788 | 0.96135 | 186065 | 73615.4264 | 2846 | 457459.5511 | 15 | 69711.8819 | 6.9712 | 0 | 0 | 0 | 254 | 124643.5583 | 2620.1349 | 2620.1349 | 18683.75 | 143327.3083 | 143327.3083 | 0 | 0 | 0 | 73615.4264 | 51028.1319 | 0 | 0 | 0 | 0 | 0
2022-01-21 10:00 | 0.5708 | 1.0309 | 186065 | 103019.7249 | 2846 | 490564.5191 | 15 | 40307.5833 | 4.0308 | 0 | 0 | 0 | 254 | 124643.5583 | 2620.1349 | 2620.1349 | 18683.75 | 143327.3083 | 143327.3083 | 0 | 0 | 0 | 103019.7249 | 21623.8333 | 0 | 0 | 0 | 0 | 0
2022-01-21 11:00 | 0.67797 | 1.0759 | 186065 | 122362.0934 | 2846 | 511992.0986 | 15 | 20965.2149 | 2.0965 | 0 | 0 | 0 | 254 | 124643.5583 | 2620.1349 | 2620.1349 | 18683.75 | 143327.3083 | 143327.3083 | 0 | 0 | 0 | 103678.3434 | 20965.2149 | 0 | 0 | 0 | 0 | 0
2022-01-21 12:00 | 0.71178 | 1.0591 | 186065 | 128464.2253 | 2846 | 503969.2474 | 15 | 14863.083 | 1.4863 | 372346.0253 | 0 | 0 | 254 | 124643.5583 | 2620.1349 | 2620.1349 | 18683.75 | 143327.3083 | 143327.3083 | 0 | 0 | 0 | 109780.4753 | 14863.083 | 0 | 0 | 0 | 0 | 0
2022-01-21 13:00 | 0.68062 | 1.0616 | 186065 | 122840.3735 | 2846 | 505168.3924 | 15 | 20486.9348 | 2.0487 | 484681.4576 | 0 | 372346.0253 | 254 | 124643.5583 | 2620.1349 | 2620.1349 | 18683.75 | 143327.3083 | 143327.3083 | 0 | 0 | 0 | 104156.6235 | 20486.9348 | 0 | 0 | 0 | 0 | 0
2022-01-21 14:00 | 0.58465 | 1.024 | 186065 | 105519.4152 | 2846 | 487290.6628 | 15 | 37807.8931 | 3.7808 | 449482.7697 | 0 | 857027.4829 | 254 | 124643.5583 | 2620.1349 | 2620.1349 | 18683.75 | 143327.3083 | 143327.3083 | 0 | 0 | 0 | 86835.6652 | 37807.8931 | 0 | 0 | 0 | 0 | 0
2022-01-21 15:00 | 0.42585 | 0.95923 | 186065 | 76858.7068 | 2846 | 456450.7466 | 15 | 66468.6014 | 6.6469 | 389982.1451 | 0 | 1306510.2527 | 254 | 124643.5583 | 2620.1349 | 2620.1349 | 18683.75 | 143327.3083 | 143327.3083 | 0 | 0 | 0 | 58174.9568 | 66468.6014 | 0 | 0 | 0 | 0 | 0
2022-01-21 16:00 | 0.22632 | 0.81845 | 186065 | 40846.9239 | 2846 | 389460.4146 | 15 | 102480.3844 | 10.248 | 286980.0302 | 0 | 1696492.3978 | 254 | 124643.5583 | 2620.1349 | 2620.1349 | 18683.75 | 143327.3083 | 143327.3083 | 0 | 0 | 0 | 22163.1739 | 102480.3844 | 0 | 0 | 0 | 0 | 0
2022-01-21 17:00 | 0.0329 | 0.28521 | 186065 | 5937.8923 | 2846 | 135717.5208 | 15 | 137389.4159 | 13.7389 | 0 | 1671.8952 | 1983472.428 | 254 | 124643.5583 | 2620.1349 | 2620.1349 | 18683.75 | 143327.3083 | 143327.3083 | 0 | 0 | 0 | 5937.8923 | 118705.6659 | 0 | 0 | 0 | 0 | 0
2022-01-21 18:00 | 0 | 0 | 186065 | 0 | 2846 | 0 | 15 | 143327.3083 | 14.3327 | 0 | 143327.3083 | 1981800.5329 | 254 | 124643.5583 | 2620.1349 | 2620.1349 | 18683.75 | 143327.3083 | 143327.3083 | 0 | 0 | 0 | 0 | 124643.5583 | 0 | 0 | 0 | 0 | 0
2022-01-21 19:00 | 0 | 0 | 186065 | 0 | 2846 | 0 | 15 | 143327.3083 | 14.3327 | 0 | 143327.3083 | 1838473.2246 | 254 | 124643.5583 | 2620.1349 | 2620.1349 | 18683.75 | 143327.3083 | 143327.3083 | 0 | 0 | 0 | 0 | 124643.5583 | 0 | 0 | 0 | 0 | 0
2022-01-21 20:00 | 0 | 0 | 186065 | 0 | 2846 | 0 | 15 | 143327.3083 | 14.3327 | 0 | 143327.3083 | 1695145.9163 | 254 | 124643.5583 | 2620.1349 | 2620.1349 | 18683.75 | 143327.3083 | 143327.3083 | 0 | 0 | 0 | 0 | 124643.5583 | 0 | 0 | 0 | 0 | 0
2022-01-21 21:00 | 0 | 0 | 186065 | 0 | 2846 | 0 | 15 | 143327.3083 | 14.3327 | 0 | 143327.3083 | 1551818.608 | 254 | 124643.5583 | 2620.1349 | 2620.1349 | 18683.75 | 143327.3083 | 143327.3083 | 0 | 0 | 0 | 0 | 124643.5583 | 0 | 0 | 0 | 0 | 0
2022-01-21 22:00 | 0 | 0 | 186065 | 0 | 2846 | 0 | 15 | 143327.3083 | 14.3327 | 0 | 143327.3083 | 1408491.2997 | 254 | 124643.5583 | 2620.1349 | 2620.1349 | 18683.75 | 143327.3083 | 143327.3083 | 0 | 0 | 0 | 0 | 124643.5583 | 0 | 0 | 0 | 0 | 0
2022-01-21 23:00 | 0 | 0 | 186065 | 0 | 2846 | 0 | 15 | 143327.3083 | 14.3327 | 0 | 143327.3083 | 1265163.9914 | 254 | 124643.5583 | 2620.1349 | 2620.1349 | 18683.75 | 143327.3083 | 143327.3083 | 0 | 0 | 0 | 0 | 124643.5583 | 0 | 0 | 0 | 0 | 0
2022-01-22 | 0 | 0 | 186065 | 0 | 2846 | 0 | 15 | 147706.0583 | 14.7706 | 0 | 147706.0583 | 1121836.6831 | 254 | 124643.5583 | 2620.1349 | 2620.1349 | 23062.5 | 147706.0583 | 147706.0583 | 0 | 0 | 0 | 0 | 124643.5583 | 0 | 0 | 0 | 0 | 0
2022-01-22 01:00 | 0 | 0 | 186065 | 0 | 2846 | 0 | 15 | 147706.0583 | 14.7706 | 0 | 147706.0583 | 974130.6248 | 254 | 124643.5583 | 2620.1349 | 2620.1349 | 23062.5 | 147706.0583 | 147706.0583 | 0 | 0 | 0 | 0 | 124643.5583 | 0 | 0 | 0 | 0 | 0
2022-01-22 02:00 | 0 | 0 | 186065 | 0 | 2846 | 0 | 15 | 147706.0583 | 14.7706 | 0 | 147706.0583 | 826424.5666 | 254 | 124643.5583 | 2620.1349 | 2620.1349 | 23062.5 | 147706.0583 | 147706.0583 | 0 | 0 | 0 | 0 | 124643.5583 | 0 | 0 | 0 | 0 | 0
2022-01-22 03:00 | 0 | 0 | 186065 | 0 | 2846 | 0 | 15 | 147706.0583 | 14.7706 | 0 | 147706.0583 | 678718.5083 | 254 | 124643.5583 | 2620.1349 | 2620.1349 | 23062.5 | 147706.0583 | 147706.0583 | 0 | 0 | 0 | 0 | 124643.5583 | 0 | 0 | 0 | 0 | 0
2022-01-22 04:00 | 0 | 0 | 186065 | 0 | 2846 | 0 | 15 | 147706.0583 | 14.7706 | 0 | 147706.0583 | 531012.45 | 254 | 124643.5583 | 2620.1349 | 2620.1349 | 23062.5 | 147706.0583 | 147706.0583 | 0 | 0 | 0 | 0 | 124643.5583 | 0 | 0 | 0 | 0 | 0
2022-01-22 05:00 | 0 | 0 | 186065 | 0 | 2846 | 0 | 15 | 147706.0583 | 14.7706 | 0 | 147706.0583 | 383306.3917 | 254 | 124643.5583 | 2620.1349 | 2620.1349 | 23062.5 | 147706.0583 | 147706.0583 | 0 | 0 | 0 | 0 | 124643.5583 | 0 | 0 | 0 | 0 | 0
2022-01-22 06:00 | 0 | 0 | 186065 | 0 | 2846 | 0 | 15 | 147706.0583 | 14.7706 | 0 | 147706.0583 | 235600.3334 | 254 | 124643.5583 | 2620.1349 | 2620.1349 | 23062.5 | 147706.0583 | 147706.0583 | 0 | 0 | 0 | 0 | 124643.5583 | 0 | 0 | 0 | 0 | 0
2022-01-22 07:00 | 0.02055 | 0.1179 | 186065 | 3708.9267 | 2846 | 56102.8565 | 15 | 143997.1316 | 14.3997 | 0 | 87894.2751 | 87894.2751 | 254 | 124643.5583 | 2620.1349 | 2620.1349 | 23062.5 | 147706.0583 | 147706.0583 | 0 | 0 | 0 | 0 | 124643.5583 | 0 | 0 | 0 | 0 | 0
2022-01-22 08:00 | 0.19848 | 0.65947 | 186065 | 35822.2758 | 2846 | 313809.5909 | 15 | 111883.7825 | 11.1884 | 93366.1339 | 0 | 0 | 254 | 124643.5583 | 2620.1349 | 2620.1349 | 23062.5 | 147706.0583 | 147706.0583 | 0 | 0 | 0 | 35822.2758 | 88821.2825 | 0 | 0 | 0 | 0 | 0
2022-01-22 09:00 | 0.4002 | 0.83824 | 186065 | 72229.3166 | 2846 | 398877.5099 | 15 | 75476.7417 | 7.5477 | 323400.7682 | 0 | 93366.1339 | 254 | 124643.5583 | 2620.1349 | 2620.1349 | 23062.5 | 147706.0583 | 147706.0583 | 0 | 0 | 0 | 49166.8166 | 75476.7417 | 0 | 0 | 0 | 0 | 0
2022-01-22 10:00 | 0.56347 | 0.91808 | 186065 | 101696.7842 | 2846 | 436869.4697 | 15 | 46009.2741 | 4.6009 | 390860.1956 | 0 | 416766.9021 | 254 | 124643.5583 | 2620.1349 | 2620.1349 | 23062.5 | 147706.0583 | 147706.0583 | 0 | 0 | 0 | 78634.2842 | 46009.2741 | 0 | 0 | 0 | 0 | 0
2022-01-22 11:00 | 0.66965 | 0.95877 | 186065 | 120860.4744 | 2846 | 456231.855 | 15 | 26845.5839 | 2.6846 | 429386.2712 | 0 | 807627.0977 | 254 | 124643.5583 | 2620.1349 | 2620.1349 | 23062.5 | 147706.0583 | 147706.0583 | 0 | 0 | 0 | 120860.4744 | 3783.0839 | 0 | 0 | 0 | 0 | 0
2022-01-22 12:00 | 0.70697 | 0.94191 | 186065 | 127596.1019 | 2846 | 448209.0038 | 15 | 20109.9564 | 2.011 | 428099.0474 | 0 | 1237013.3689 | 254 | 124643.5583 | 2620.1349 | 2620.1349 | 23062.5 | 147706.0583 | 147706.0583 | 0 | 0 | 0 | 124643.5583 | 0 | 0 | 0 | 0 | 0 | 0
2022-01-22 13:00 | 0.67433 | 0.91035 | 186065 | 121705.1351 | 2846 | 433191.1399 | 15 | 26000.9232 | 2.6001 | 407190.2167 | 0 | 1665112.4163 | 254 | 124643.5583 | 2620.1349 | 2620.1349 | 23062.5 | 147706.0583 | 147706.0583 | 0 | 0 | 0 | 121705.1351 | 2938.4232 | 0 | 0 | 0 | 0 | 0
2022-01-22 14:00 | 0.57047 | 0.84784 | 186065 | 102960.1655 | 2846 | 403445.6814 | 15 | 44745.8928 | 4.4746 | 358699.7887 | 0 | 2072302.633 | 254 | 124643.5583 | 2620.1349 | 2620.1349 | 23062.5 | 147706.0583 | 147706.0583 | 0 | 0 | 0 | 79897.6655 | 44745.8928 | 0 | 0 | 0 | 0 | 0
2022-01-22 15:00 | 0.4083 | 0.73549 | 186065 | 73691.2293 | 2846 | 349983.7991 | 15 | 74014.829 | 7.4015 | 275968.9701 | 0 | 2431002.4217 | 254 | 124643.5583 | 2620.1349 | 2620.1349 | 23062.5 | 147706.0583 | 147706.0583 | 0 | 0 | 0 | 50628.7293 | 74014.829 | 0 | 0 | 0 | 0 | 0
2022-01-22 16:00 | 0.20865 | 0.51905 | 186065 | 37657.7884 | 2846 | 246990.5654 | 15 | 110048.2699 | 11.0048 | 136942.2955 | 0 | 2706971.3918 | 254 | 124643.5583 | 2620.1349 | 2620.1349 | 23062.5 | 147706.0583 | 147706.0583 | 0 | 0 | 0 | 37657.7884 | 86985.7699 | 0 | 0 | 0 | 0 | 0
2022-01-22 17:00 | 0.0274 | 0.05081 | 186065 | 4945.2356 | 2846 | 24177.9995 | 15 | 142760.8227 | 14.2761 | 0 | 118582.8232 | 2843913.6872 | 254 | 124643.5583 | 2620.1349 | 2620.1349 | 23062.5 | 147706.0583 | 147706.0583 | 0 | 0 | 0 | 4945.2356 | 119698.3227 | 0 | 0 | 0 | 0 | 0
2022-01-22 18:00 | 0 | 0 | 186065 | 0 | 2846 | 0 | 15 | 147706.0583 | 14.7706 | 0 | 147706.0583 | 2725330.864 | 254 | 124643.5583 | 2620.1349 | 2620.1349 | 23062.5 | 147706.0583 | 147706.0583 | 0 | 0 | 0 | 0 | 124643.5583 | 0 | 0 | 0 | 0 | 0
2022-01-22 19:00 | 0 | 0 | 186065 | 0 | 2846 | 0 | 15 | 147706.0583 | 14.7706 | 0 | 147706.0583 | 2577624.8057 | 254 | 124643.5583 | 2620.1349 | 2620.1349 | 23062.5 | 147706.0583 | 147706.0583 | 0 | 0 | 0 | 0 | 124643.5583 | 0 | 0 | 0 | 0 | 0
2022-01-22 20:00 | 0 | 0 | 186065 | 0 | 2846 | 0 | 15 | 147706.0583 | 14.7706 | 0 | 147706.0583 | 2429918.7474 | 254 | 124643.5583 | 2620.1349 | 2620.1349 | 23062.5 | 147706.0583 | 147706.0583 | 0 | 0 | 0 | 0 | 124643.5583 | 0 | 0 | 0 | 0 | 0
2022-01-22 21:00 | 0 | 0 | 186065 | 0 | 2846 | 0 | 15 | 147706.0583 | 14.7706 | 0 | 147706.0583 | 2282212.6891 | 254 | 124643.5583 | 2620.1349 | 2620.1349 | 23062.5 | 147706.0583 | 147706.0583 | 0 | 0 | 0 | 0 | 124643.5583 | 0 | 0 | 0 | 0 | 0
2022-01-22 22:00 | 0 | 0 | 186065 | 0 | 2846 | 0 | 15 | 147706.0583 | 14.7706 | 0 | 147706.0583 | 2134506.6309 | 254 | 124643.5583 | 2620.1349 | 2620.1349 | 23062.5 | 147706.0583 | 147706.0583 | 0 | 0 | 0 | 0 | 124643.5583 | 0 | 0 | 0 | 0 | 0
2022-01-22 23:00 | 0 | 0 | 186065 | 0 | 2846 | 0 | 15 | 147706.0583 | 14.7706 | 0 | 147706.0583 | 1986800.5726 | 254 | 124643.5583 | 2620.1349 | 2620.1349 | 23062.5 | 147706.0583 | 147706.0583 | 0 | 0 | 0 | 0 | 124643.5583 | 0 | 0 | 0 | 0 | 0
2022-01-23 | 0 | 0 | 186065 | 0 | 2846 | 0 | 15 | 146618.5583 | 14.6619 | 0 | 146618.5583 | 1839094.5143 | 254 | 124643.5583 | 2620.1349 | 2620.1349 | 21975 | 146618.5583 | 146618.5583 | 0 | 0 | 0 | 0 | 124643.5583 | 0 | 0 | 0 | 0 | 0
2022-01-23 01:00 | 0 | 0 | 186065 | 0 | 2846 | 0 | 15 | 146618.5583 | 14.6619 | 0 | 146618.5583 | 1692475.956 | 254 | 124643.5583 | 2620.1349 | 2620.1349 | 21975 | 146618.5583 | 146618.5583 | 0 | 0 | 0 | 0 | 124643.5583 | 0 | 0 | 0 | 0 | 0
2022-01-23 02:00 | 0 | 0 | 186065 | 0 | 2846 | 0 | 15 | 146618.5583 | 14.6619 | 0 | 146618.5583 | 1545857.3977 | 254 | 124643.5583 | 2620.1349 | 2620.1349 | 21975 | 146618.5583 | 146618.5583 | 0 | 0 | 0 | 0 | 124643.5583 | 0 | 0 | 0 | 0 | 0
2022-01-23 03:00 | 0 | 0 | 186065 | 0 | 2846 | 0 | 15 | 146618.5583 | 14.6619 | 0 | 146618.5583 | 1399238.8394 | 254 | 124643.5583 | 2620.1349 | 2620.1349 | 21975 | 146618.5583 | 146618.5583 | 0 | 0 | 0 | 0 | 124643.5583 | 0 | 0 | 0 | 0 | 0
2022-01-23 04:00 | 0 | 0 | 186065 | 0 | 2846 | 0 | 15 | 146618.5583 | 14.6619 | 0 | 146618.5583 | 1252620.2811 | 254 | 124643.5583 | 2620.1349 | 2620.1349 | 21975 | 146618.5583 | 146618.5583 | 0 | 0 | 0 | 0 | 124643.5583 | 0 | 0 | 0 | 0 | 0
2022-01-23 05:00 | 0 | 0 | 186065 | 0 | 2846 | 0 | 15 | 146618.5583 | 14.6619 | 0 | 146618.5583 | 1106001.7229 | 254 | 124643.5583 | 2620.1349 | 2620.1349 | 21975 | 146618.5583 | 146618.5583 | 0 | 0 | 0 | 0 | 124643.5583 | 0 | 0 | 0 | 0 | 0
2022-01-23 06:00 | 0 | 0 | 186065 | 0 | 2846 | 0 | 15 | 146618.5583 | 14.6619 | 0 | 146618.5583 | 959383.1646 | 254 | 124643.5583 | 2620.1349 | 2620.1349 | 21975 | 146618.5583 | 146618.5583 | 0 | 0 | 0 | 0 | 124643.5583 | 0 | 0 | 0 | 0 | 0
2022-01-23 07:00 | 0.02042 | 0.1182 | 186065 | 3685.4639 | 2846 | 56245.6118 | 15 | 142933.0944 | 14.2933 | 0 | 86687.4826 | 812764.6063 | 254 | 124643.5583 | 2620.1349 | 2620.1349 | 21975 | 146618.5583 | 146618.5583 | 0 | 0 | 0 | 3685.4639 | 120958.0944 | 0 | 0 | 0 | 0 | 0
2022-01-23 08:00 | 0.1973 | 0.66561 | 186065 | 35609.3058 | 2846 | 316731.3172 | 15 | 111009.2525 | 11.1009 | 205722.0647 | 0 | 726077.1237 | 254 | 124643.5583 | 2620.1349 | 2620.1349 | 21975 | 146618.5583 | 146618.5583 | 0 | 0 | 0 | 13634.3058 | 111009.2525 | 0 | 0 | 0 | 0 | 0
2022-01-23 09:00 | 0.39885 | 0.8592 | 186065 | 71985.6645 | 2846 | 408851.351 | 15 | 74632.8938 | 7.4633 | 334218.4572 | 0 | 931799.1884 | 254 | 124643.5583 | 2620.1349 | 2620.1349 | 21975 | 146618.5583 | 146618.5583 | 0 | 0 | 0 | 50010.6645 | 74632.8938 | 0 | 0 | 0 | 0 | 0
2022-01-23 10:00 | 0.5629 | 0.95318 | 186065 | 101593.9088 | 2846 | 453571.8468 | 15 | 45024.6494 | 4.5025 | 408547.1974 | 0 | 1266017.6457 | 254 | 124643.5583 | 2620.1349 | 2620.1349 | 21975 | 146618.5583 | 146618.5583 | 0 | 0 | 0 | 101593.9088 | 23049.6494 | 0 | 0 | 0 | 0 | 0
2022-01-23 11:00 | 0.66845 | 1.0043 | 186065 | 120643.8948 | 2846 | 477897.3602 | 15 | 25974.6635 | 2.5975 | 451922.6966 | 0 | 1674564.843 | 254 | 124643.5583 | 2620.1349 | 2620.1349 | 21975 | 146618.5583 | 146618.5583 | 0 | 0 | 0 | 98668.8948 | 25974.6635 | 0 | 0 | 0 | 0 | 0
2022-01-23 12:00 | 0.69362 | 0.91917 | 186065 | 125186.6531 | 2846 | 437388.1475 | 15 | 21431.9051 | 2.1432 | 415956.2424 | 0 | 2126487.5397 | 254 | 124643.5583 | 2620.1349 | 2620.1349 | 21975 | 146618.5583 | 146618.5583 | 0 | 0 | 0 | 103211.6531 | 21431.9051 | 0 | 0 | 0 | 0 | 0
2022-01-23 13:00 | 0.66295 | 0.90311 | 186065 | 119651.238 | 2846 | 429745.9772 | 15 | 26967.3203 | 2.6967 | 402778.6569 | 0 | 2542443.7821 | 254 | 124643.5583 | 2620.1349 | 2620.1349 | 21975 | 146618.5583 | 146618.5583 | 0 | 0 | 0 | 97676.238 | 26967.3203 | 0 | 0 | 0 | 0 | 0
2022-01-23 14:00 | 0.56545 | 0.86563 | 186065 | 102054.1406 | 2846 | 411911.0743 | 15 | 44564.4177 | 4.4564 | 367346.6566 | 0 | 2945222.439 | 254 | 124643.5583 | 2620.1349 | 2620.1349 | 21975 | 146618.5583 | 146618.5583 | 0 | 0 | 0 | 80079.1406 | 44564.4177 | 0 | 0 | 0 | 0 | 0
2022-01-23 15:00 | 0.40805 | 0.77238 | 186065 | 73646.1086 | 2846 | 367537.9499 | 15 | 72972.4497 | 7.2972 | 294565.5001 | 0 | 3312569.0956 | 254 | 124643.5583 | 2620.1349 | 2620.1349 | 21975 | 146618.5583 | 146618.5583 | 0 | 0 | 0 | 73646.1086 | 50997.4497 | 0 | 0 | 0 | 0 | 0
2022-01-23 16:00 | 0.21307 | 0.60643 | 186065 | 38455.5235 | 2846 | 288570.4432 | 15 | 108163.0348 | 10.8163 | 180407.4084 | 0 | 3607134.5957 | 254 | 124643.5583 | 2620.1349 | 2620.1349 | 21975 | 146618.5583 | 146618.5583 | 0 | 0 | 0 | 38455.5235 | 86188.0348 | 0 | 0 | 0 | 0 | 0
2022-01-23 17:00 | 0.03033 | 0.12452 | 186065 | 5474.0509 | 2846 | 59252.9914 | 15 | 141144.5074 | 14.1145 | 0 | 81891.516 | 3787542.0041 | 254 | 124643.5583 | 2620.1349 | 2620.1349 | 21975 | 146618.5583 | 146618.5583 | 0 | 0 | 0 | 5474.0509 | 119169.5074 | 0 | 0 | 0 | 0 | 0
2022-01-23 18:00 | 0 | 0 | 186065 | 0 | 2846 | 0 | 15 | 146618.5583 | 14.6619 | 0 | 146618.5583 | 3705650.4881 | 254 | 124643.5583 | 2620.1349 | 2620.1349 | 21975 | 146618.5583 | 146618.5583 | 0 | 0 | 0 | 0 | 124643.5583 | 0 | 0 | 0 | 0 | 0
2022-01-23 19:00 | 0 | 0 | 186065 | 0 | 2846 | 0 | 15 | 146618.5583 | 14.6619 | 0 | 146618.5583 | 3559031.9299 | 254 | 124643.5583 | 2620.1349 | 2620.1349 | 21975 | 146618.5583 | 146618.5583 | 0 | 0 | 0 | 0 | 124643.5583 | 0 | 0 | 0 | 0 | 0
2022-01-23 20:00 | 0 | 0 | 186065 | 0 | 2846 | 0 | 15 | 146618.5583 | 14.6619 | 0 | 146618.5583 | 3412413.3716 | 254 | 124643.5583 | 2620.1349 | 2620.1349 | 21975 | 146618.5583 | 146618.5583 | 0 | 0 | 0 | 0 | 124643.5583 | 0 | 0 | 0 | 0 | 0
2022-01-23 21:00 | 0 | 0 | 186065 | 0 | 2846 | 0 | 15 | 146618.5583 | 14.6619 | 0 | 146618.5583 | 3265794.8133 | 254 | 124643.5583 | 2620.1349 | 2620.1349 | 21975 | 146618.5583 | 146618.5583 | 0 | 0 | 0 | 0 | 124643.5583 | 0 | 0 | 0 | 0 | 0
2022-01-23 22:00 | 0 | 0 | 186065 | 0 | 2846 | 0 | 15 | 146618.5583 | 14.6619 | 0 | 146618.5583 | 3119176.255 | 254 | 124643.5583 | 2620.1349 | 2620.1349 | 21975 | 146618.5583 | 146618.5583 | 0 | 0 | 0 | 0 | 124643.5583 | 0 | 0 | 0 | 0 | 0
2022-01-23 23:00 | 0 | 0 | 186065 | 0 | 2846 | 0 | 15 | 146618.5583 | 14.6619 | 0 | 146618.5583 | 2972557.6967 | 254 | 124643.5583 | 2620.1349 | 2620.1349 | 21975 | 146618.5583 | 146618.5583 | 0 | 0 | 0 | 0 | 124643.5583 | 0 | 0 | 0 | 0 | 0
2022-01-24 | 0 | 0 | 186065 | 0 | 2846 | 0 | 15 | 147218.5583 | 14.7219 | 0 | 147218.5583 | 2825939.1384 | 254 | 124643.5583 | 2620.1349 | 2620.1349 | 22575 | 147218.5583 | 147218.5583 | 0 | 0 | 0 | 0 | 124643.5583 | 0 | 0 | 0 | 0 | 0
2022-01-24 01:00 | 0 | 0 | 186065 | 0 | 2846 | 0 | 15 | 147218.5583 | 14.7219 | 0 | 147218.5583 | 2678720.5801 | 254 | 124643.5583 | 2620.1349 | 2620.1349 | 22575 | 147218.5583 | 147218.5583 | 0 | 0 | 0 | 0 | 124643.5583 | 0 | 0 | 0 | 0 | 0
2022-01-24 02:00 | 0 | 0 | 186065 | 0 | 2846 | 0 | 15 | 147218.5583 | 14.7219 | 0 | 147218.5583 | 2531502.0219 | 254 | 124643.5583 | 2620.1349 | 2620.1349 | 22575 | 147218.5583 | 147218.5583 | 0 | 0 | 0 | 0 | 124643.5583 | 0 | 0 | 0 | 0 | 0
2022-01-24 03:00 | 0 | 0 | 186065 | 0 | 2846 | 0 | 15 | 147218.5583 | 14.7219 | 0 | 147218.5583 | 2384283.4636 | 254 | 124643.5583 | 2620.1349 | 2620.1349 | 22575 | 147218.5583 | 147218.5583 | 0 | 0 | 0 | 0 | 124643.5583 | 0 | 0 | 0 | 0 | 0
2022-01-24 04:00 | 0 | 0 | 186065 | 0 | 2846 | 0 | 15 | 147218.5583 | 14.7219 | 0 | 147218.5583 | 2237064.9053 | 254 | 124643.5583 | 2620.1349 | 2620.1349 | 22575 | 147218.5583 | 147218.5583 | 0 | 0 | 0 | 0 | 124643.5583 | 0 | 0 | 0 | 0 | 0
2022-01-24 05:00 | 0 | 0 | 186065 | 0 | 2846 | 0 | 15 | 147218.5583 | 14.7219 | 0 | 147218.5583 | 2089846.347 | 254 | 124643.5583 | 2620.1349 | 2620.1349 | 22575 | 147218.5583 | 147218.5583 | 0 | 0 | 0 | 0 | 124643.5583 | 0 | 0 | 0 | 0 | 0
2022-01-24 06:00 | 0 | 0 | 186065 | 0 | 2846 | 0 | 15 | 147218.5583 | 14.7219 | 0 | 147218.5583 | 1942627.7887 | 254 | 124643.5583 | 2620.1349 | 2620.1349 | 22575 | 147218.5583 | 147218.5583 | 0 | 0 | 0 | 0 | 124643.5583 | 0 | 0 | 0 | 0 | 0
2022-01-24 07:00 | 0.0159 | 0.03525 | 186065 | 2869.6805 | 2846 | 16773.7548 | 15 | 144348.8778 | 14.4349 | 0 | 127575.123 | 1795409.2304 | 254 | 124643.5583 | 2620.1349 | 2620.1349 | 22575 | 147218.5583 | 147218.5583 | 0 | 0 | 0 | 2869.6805 | 121773.8778 | 0 | 0 | 0 | 0 | 0
2022-01-24 08:00 | 0.1696 | 0.37404 | 186065 | 30609.9253 | 2846 | 177987.3828 | 15 | 116608.633 | 11.6609 | 61378.7498 | 0 | 1667834.1074 | 254 | 124643.5583 | 2620.1349 | 2620.1349 | 22575 | 147218.5583 | 147218.5583 | 0 | 0 | 0 | 30609.9253 | 94033.633 | 0 | 0 | 0 | 0 | 0
2022-01-24 09:00 | 0.35835 | 0.62388 | 186065 | 64676.101 | 2846 | 296874.0467 | 15 | 82542.4573 | 8.2542 | 214331.5893 | 0 | 1729212.8573 | 254 | 124643.5583 | 2620.1349 | 2620.1349 | 22575 | 147218.5583 | 147218.5583 | 0 | 0 | 0 | 64676.101 | 59967.4573 | 0 | 0 | 0 | 0 | 0
2022-01-24 10:00 | 0.53578 | 0.8228 | 186065 | 96699.2085 | 2846 | 391530.3674 | 15 | 50519.3498 | 5.0519 | 341011.0176 | 0 | 1943544.4466 | 254 | 124643.5583 | 2620.1349 | 2620.1349 | 22575 | 147218.5583 | 147218.5583 | 0 | 0 | 0 | 96699.2085 | 27944.3498 | 0 | 0 | 0 | 0 | 0
2022-01-24 11:00 | 0.62165 | 0.73717 | 186065 | 112197.288 | 2846 | 350783.2291 | 15 | 35021.2703 | 3.5021 | 315761.9589 | 0 | 2284555.4642 | 254 | 124643.5583 | 2620.1349 | 2620.1349 | 22575 | 147218.5583 | 147218.5583 | 0 | 0 | 0 | 112197.288 | 12446.2703 | 0 | 0 | 0 | 0 | 0
2022-01-24 12:00 | 0.6459 | 0.74525 | 186065 | 116574.002 | 2846 | 354628.1068 | 15 | 30644.5563 | 3.0645 | 323983.5505 | 0 | 2600317.4231 | 254 | 124643.5583 | 2620.1349 | 2620.1349 | 22575 | 147218.5583 | 147218.5583 | 0 | 0 | 0 | 93999.002 | 30644.5563 | 0 | 0 | 0 | 0 | 0
2022-01-24 13:00 | 0.60267 | 0.63101 | 186065 | 108771.7197 | 2846 | 300266.8657 | 15 | 38446.8385 | 3.8447 | 261820.0272 | 0 | 2924300.9736 | 254 | 124643.5583 | 2620.1349 | 2620.1349 | 22575 | 147218.5583 | 147218.5583 | 0 | 0 | 0 | 86196.7197 | 38446.8385 | 0 | 0 | 0 | 0 | 0
2022-01-24 14:00 | 0.55903 | 0.77896 | 186065 | 100895.4394 | 2846 | 370669.0508 | 15 | 46323.1188 | 4.6323 | 324345.9319 | 0 | 3186121.0007 | 254 | 124643.5583 | 2620.1349 | 2620.1349 | 22575 | 147218.5583 | 147218.5583 | 0 | 0 | 0 | 78320.4394 | 46323.1188 | 0 | 0 | 0 | 0 | 0
2022-01-24 15:00 | 0.40077 | 0.67539 | 186065 | 72332.1919 | 2846 | 321385.142 | 15 | 74886.3663 | 7.4886 | 246498.7756 | 0 | 3510466.9326 | 254 | 124643.5583 | 2620.1349 | 2620.1349 | 22575 | 147218.5583 | 147218.5583 | 0 | 0 | 0 | 72332.1919 | 52311.3663 | 0 | 0 | 0 | 0 | 0
2022-01-24 16:00 | 0.20698 | 0.4972 | 186065 | 37356.3817 | 2846 | 236593.2166 | 15 | 109862.1766 | 10.9862 | 126731.04 | 0 | 3756965.7083 | 254 | 124643.5583 | 2620.1349 | 2620.1349 | 22575 | 147218.5583 | 147218.5583 | 0 | 0 | 0 | 37356.3817 | 87287.1766 | 0 | 0 | 0 | 0 | 0
2022-01-24 17:00 | 0.02942 | 0.07006 | 186065 | 5309.8113 | 2846 | 33338.1351 | 15 | 141908.747 | 14.1909 | 0 | 108570.6119 | 3883696.7483 | 254 | 124643.5583 | 2620.1349 | 2620.1349 | 22575 | 147218.5583 | 147218.5583 | 0 | 0 | 0 | 0 | 124643.5583 | 0 | 0 | 0 | 0 | 0
2022-01-24 18:00 | 0 | 0 | 186065 | 0 | 2846 | 0 | 15 | 147218.5583 | 14.7219 | 0 | 147218.5583 | 3775126.1364 | 254 | 124643.5583 | 2620.1349 | 2620.1349 | 22575 | 147218.5583 | 147218.5583 | 0 | 0 | 0 | 0 | 124643.5583 | 0 | 0 | 0 | 0 | 0
2022-01-24 19:00 | 0 | 0 | 186065 | 0 | 2846 | 0 | 15 | 147218.5583 | 14.7219 | 0 | 147218.5583 | 3627907.5782 | 254 | 124643.5583 | 2620.1349 | 2620.1349 | 22575 | 147218.5583 | 147218.5583 | 0 | 0 | 0 | 0 | 124643.5583 | 0 | 0 | 0 | 0 | 0
2022-01-24 20:00 | 0 | 0 | 186065 | 0 | 2846 | 0 | 15 | 147218.5583 | 14.7219 | 0 | 147218.5583 | 3480689.0199 | 254 | 124643.5583 | 2620.1349 | 2620.1349 | 22575 | 147218.5583 | 147218.5583 | 0 | 0 | 0 | 0 | 124643.5583 | 0 | 0 | 0 | 0 | 0
2022-01-24 21:00 | 0 | 0 | 186065 | 0 | 2846 | 0 | 15 | 147218.5583 | 14.7219 | 0 | 147218.5583 | 3333470.4616 | 254 | 124643.5583 | 2620.1349 | 2620.1349 | 22575 | 147218.5583 | 147218.5583 | 0 | 0 | 0 | 0 | 124643.5583 | 0 | 0 | 0 | 0 | 0
2022-01-24 22:00 | 0 | 0 | 186065 | 0 | 2846 | 0 | 15 | 147218.5583 | 14.7219 | 0 | 147218.5583 | 3186251.9033 | 254 | 124643.5583 | 2620.1349 | 2620.1349 | 22575 | 147218.5583 | 147218.5583 | 0 | 0 | 0 | 0 | 124643.5583 | 0 | 0 | 0 | 0 | 0
2022-01-24 23:00 | 0 | 0 | 186065 | 0 | 2846 | 0 | 15 | 147218.5583 | 14.7219 | 0 | 147218.5583 | 3039033.345 | 254 | 124643.5583 | 2620.1349 | 2620.1349 | 22575 | 147218.5583 | 147218.5583 | 0 | 0 | 0 | 0 | 124643.5583 | 0 | 0 | 0 | 0 | 0
2022-01-25 | 0 | 0 | 186065 | 0 | 2846 | 0 | 15 | 147185.225 | 14.7185 | 0 | 147185.225 | 2891814.7867 | 254 | 124643.5583 | 2620.1349 | 2620.1349 | 22541.6667 | 147185.225 | 147185.225 | 0 | 0 | 0 | 0 | 124643.5583 | 0 | 0 | 0 | 0 | 0
2022-01-25 01:00 | 0 | 0 | 186065 | 0 | 2846 | 0 | 15 | 147185.225 | 14.7185 | 0 | 147185.225 | 2744629.5618 | 254 | 124643.5583 | 2620.1349 | 2620.1349 | 22541.6667 | 147185.225 | 147185.225 | 0 | 0 | 0 | 0 | 124643.5583 | 0 | 0 | 0 | 0 | 0
2022-01-25 02:00 | 0 | 0 | 186065 | 0 | 2846 | 0 | 15 | 147185.225 | 14.7185 | 0 | 147185.225 | 2597444.3368 | 254 | 124643.5583 | 2620.1349 | 2620.1349 | 22541.6667 | 147185.225 | 147185.225 | 0 | 0 | 0 | 0 | 124643.5583 | 0 | 0 | 0 | 0 | 0
2022-01-25 03:00 | 0 | 0 | 186065 | 0 | 2846 | 0 | 15 | 147185.225 | 14.7185 | 0 | 147185.225 | 2450259.1119 | 254 | 124643.5583 | 2620.1349 | 2620.1349 | 22541.6667 | 147185.225 | 147185.225 | 0 | 0 | 0 | 0 | 124643.5583 | 0 | 0 | 0 | 0 | 0
2022-01-25 04:00 | 0 | 0 | 186065 | 0 | 2846 | 0 | 15 | 147185.225 | 14.7185 | 0 | 147185.225 | 2303073.8869 | 254 | 124643.5583 | 2620.1349 | 2620.1349 | 22541.6667 | 147185.225 | 147185.225 | 0 | 0 | 0 | 0 | 124643.5583 | 0 | 0 | 0 | 0 | 0
2022-01-25 05:00 | 0 | 0 | 186065 | 0 | 2846 | 0 | 15 | 147185.225 | 14.7185 | 0 | 147185.225 | 2155888.662 | 254 | 124643.5583 | 2620.1349 | 2620.1349 | 22541.6667 | 147185.225 | 147185.225 | 0 | 0 | 0 | 0 | 124643.5583 | 0 | 0 | 0 | 0 | 0
2022-01-25 06:00 | 0 | 0 | 186065 | 0 | 2846 | 0 | 15 | 147185.225 | 14.7185 | 0 | 147185.225 | 2008703.437 | 254 | 124643.5583 | 2620.1349 | 2620.1349 | 22541.6667 | 147185.225 | 147185.225 | 0 | 0 | 0 | 0 | 124643.5583 | 0 | 0 | 0 | 0 | 0
2022-01-25 07:00 | 0.0195 | 0.05185 | 186065 | 3519.4195 | 2846 | 24672.8847 | 15 | 143665.8055 | 14.3666 | 0 | 118992.9208 | 1861518.2121 | 254 | 124643.5583 | 2620.1349 | 2620.1349 | 22541.6667 | 147185.225 | 147185.225 | 0 | 0 | 0 | 3519.4195 | 121124.1388 | 0 | 0 | 0 | 0 | 0
2022-01-25 08:00 | 0.1906 | 0.54437 | 186065 | 34400.0693 | 2846 | 259039.1177 | 15 | 112785.1556 | 11.2785 | 146253.9621 | 0 | 1742525.2913 | 254 | 124643.5583 | 2620.1349 | 2620.1349 | 22541.6667 | 147185.225 | 147185.225 | 0 | 0 | 0 | 34400.0693 | 90243.489 | 0 | 0 | 0 | 0 | 0
2022-01-25 09:00 | 0.39083 | 0.75467 | 186065 | 70538.1904 | 2846 | 359110.6251 | 15 | 76647.0345 | 7.6647 | 282463.5906 | 0 | 1888779.2534 | 254 | 124643.5583 | 2620.1349 | 2620.1349 | 22541.6667 | 147185.225 | 147185.225 | 0 | 0 | 0 | 47996.5238 | 76647.0345 | 0 | 0 | 0 | 0 | 0
2022-01-25 10:00 | 0.55595 | 0.86479 | 186065 | 100339.5516 | 2846 | 411511.3592 | 15 | 46845.6733 | 4.6846 | 364665.6859 | 0 | 2171242.844 | 254 | 124643.5583 | 2620.1349 | 2620.1349 | 22541.6667 | 147185.225 | 147185.225 | 0 | 0 | 0 | 100339.5516 | 24304.0066 | 0 | 0 | 0 | 0 | 0
2022-01-25 11:00 | 0.6619 | 0.90898 | 186065 | 119461.7308 | 2846 | 432539.2238 | 15 | 27723.4942 | 2.7723 | 404815.7296 | 0 | 2535908.5299 | 254 | 124643.5583 | 2620.1349 | 2620.1349 | 22541.6667 | 147185.225 | 147185.225 | 0 | 0 | 0 | 96920.0641 | 27723.4942 | 0 | 0 | 0 | 0 | 0
2022-01-25 12:00 | 0.68917 | 0.84316 | 186065 | 124383.5036 | 2846 | 401218.6978 | 15 | 22801.7214 | 2.2802 | 378416.9764 | 0 | 2940724.2596 | 254 | 124643.5583 | 2620.1349 | 2620.1349 | 22541.6667 | 147185.225 | 147185.225 | 0 | 0 | 0 | 101841.8369 | 22801.7214 | 0 | 0 | 0 | 0 | 0
2022-01-25 13:00 | 0.6594 | 0.83297 | 186065 | 119010.5232 | 2846 | 396369.7741 | 15 | 28174.7018 | 2.8175 | 368195.0723 | 0 | 3319141.236 | 254 | 124643.5583 | 2620.1349 | 2620.1349 | 22541.6667 | 147185.225 | 147185.225 | 0 | 0 | 0 | 119010.5232 | 5633.0351 | 0 | 0 | 0 | 0 | 0
2022-01-25 14:00 | 0.55817 | 0.77845 | 186065 | 100740.224 | 2846 | 370426.3666 | 15 | 46445.0009 | 4.6445 | 323981.3657 | 0 | 3687336.3082 | 254 | 124643.5583 | 2620.1349 | 2620.1349 | 22541.6667 | 147185.225 | 147185.225 | 0 | 0 | 0 | 78198.5574 | 46445.0009 | 0 | 0 | 0 | 0 | 0
2022-01-25 15:00 | 0.4006 | 0.67366 | 186065 | 72301.5098 | 2846 | 320561.9194 | 15 | 74883.7151 | 7.4884 | 245678.2043 | 0 | 4011317.674 | 254 | 124643.5583 | 2620.1349 | 2620.1349 | 22541.6667 | 147185.225 | 147185.225 | 0 | 0 | 0 | 49759.8432 | 74883.7151 | 0 | 0 | 0 | 0 | 0
2022-01-25 16:00 | 0.20757 | 0.47356 | 186065 | 37462.8667 | 2846 | 225344.0943 | 15 | 109722.3583 | 10.9722 | 115621.736 | 0 | 4256995.8782 | 254 | 124643.5583 | 2620.1349 | 2620.1349 | 22541.6667 | 147185.225 | 147185.225 | 0 | 0 | 0 | 37462.8667 | 87180.6916 | 0 | 0 | 0 | 0 | 0
2022-01-25 17:00 | 0.03038 | 0.05887 | 186065 | 5483.0751 | 2846 | 28013.3601 | 15 | 141702.1499 | 14.1702 | 0 | 113688.7897 | 4372617.6142 | 254 | 124643.5583 | 2620.1349 | 2620.1349 | 22541.6667 | 147185.225 | 147185.225 | 0 | 0 | 0 | 5483.0751 | 119160.4832 | 0 | 0 | 0 | 0 | 0
2022-01-25 18:00 | 0 | 0 | 186065 | 0 | 2846 | 0 | 15 | 147185.225 | 14.7185 | 0 | 147185.225 | 4258928.8245 | 254 | 124643.5583 | 2620.1349 | 2620.1349 | 22541.6667 | 147185.225 | 147185.225 | 0 | 0 | 0 | 0 | 124643.5583 | 0 | 0 | 0 | 0 | 0
2022-01-25 19:00 | 0 | 0 | 186065 | 0 | 2846 | 0 | 15 | 147185.225 | 14.7185 | 0 | 147185.225 | 4111743.5995 | 254 | 124643.5583 | 2620.1349 | 2620.1349 | 22541.6667 | 147185.225 | 147185.225 | 0 | 0 | 0 | 0 | 124643.5583 | 0 | 0 | 0 | 0 | 0
2022-01-25 20:00 | 0 | 0 | 186065 | 0 | 2846 | 0 | 15 | 147185.225 | 14.7185 | 0 | 147185.225 | 3964558.3746 | 254 | 124643.5583 | 2620.1349 | 2620.1349 | 22541.6667 | 147185.225 | 147185.225 | 0 | 0 | 0 | 0 | 124643.5583 | 0 | 0 | 0 | 0 | 0
2022-01-25 21:00 | 0 | 0 | 186065 | 0 | 2846 | 0 | 15 | 147185.225 | 14.7185 | 0 | 147185.225 | 3817373.1496 | 254 | 124643.5583 | 2620.1349 | 2620.1349 | 22541.6667 | 147185.225 | 147185.225 | 0 | 0 | 0 | 0 | 124643.5583 | 0 | 0 | 0 | 0 | 0
2022-01-25 22:00 | 0 | 0 | 186065 | 0 | 2846 | 0 | 15 | 147185.225 | 14.7185 | 0 | 147185.225 | 3670187.9247 | 254 | 124643.5583 | 2620.1349 | 2620.1349 | 22541.6667 | 147185.225 | 147185.225 | 0 | 0 | 0 | 0 | 124643.5583 | 0 | 0 | 0 | 0 | 0
2022-01-25 23:00 | 0 | 0 | 186065 | 0 | 2846 | 0 | 15 | 147185.225 | 14.7185 | 0 | 147185.225 | 3523002.6997 | 254 | 124643.5583 | 2620.1349 | 2620.1349 | 22541.6667 | 147185.225 | 147185.225 | 0 | 0 | 0 | 0 | 124643.5583 | 0 | 0 | 0 | 0 | 0
2022-01-26 | 0 | 0 | 186065 | 0 | 2846 | 0 | 15 | 147560.225 | 14.756 | 0 | 147560.225 | 3375817.4748 | 254 | 124643.5583 | 2620.1349 | 2620.1349 | 22916.6667 | 147560.225 | 147560.225 | 0 | 0 | 0 | 0 | 124643.5583 | 0 | 0 | 0 | 0 | 0
2022-01-26 01:00 | 0 | 0 | 186065 | 0 | 2846 | 0 | 15 | 147560.225 | 14.756 | 0 | 147560.225 | 3228257.2498 | 254 | 124643.5583 | 2620.1349 | 2620.1349 | 22916.6667 | 147560.225 | 147560.225 | 0 | 0 | 0 | 0 | 124643.5583 | 0 | 0 | 0 | 0 | 0
2022-01-26 02:00 | 0 | 0 | 186065 | 0 | 2846 | 0 | 15 | 147560.225 | 14.756 | 0 | 147560.225 | 3080697.0249 | 254 | 124643.5583 | 2620.1349 | 2620.1349 | 22916.6667 | 147560.225 | 147560.225 | 0 | 0 | 0 | 0 | 124643.5583 | 0 | 0 | 0 | 0 | 0
2022-01-26 03:00 | 0 | 0 | 186065 | 0 | 2846 | 0 | 15 | 147560.225 | 14.756 | 0 | 147560.225 | 2933136.7999 | 254 | 124643.5583 | 2620.1349 | 2620.1349 | 22916.6667 | 147560.225 | 147560.225 | 0 | 0 | 0 | 0 | 124643.5583 | 0 | 0 | 0 | 0 | 0
2022-01-26 04:00 | 0 | 0 | 186065 | 0 | 2846 | 0 | 15 | 147560.225 | 14.756 | 0 | 147560.225 | 2785576.5749 | 254 | 124643.5583 | 2620.1349 | 2620.1349 | 22916.6667 | 147560.225 | 147560.225 | 0 | 0 | 0 | 0 | 124643.5583 | 0 | 0 | 0 | 0 | 0
2022-01-26 05:00 | 0 | 0 | 186065 | 0 | 2846 | 0 | 15 | 147560.225 | 14.756 | 0 | 147560.225 | 2638016.35 | 254 | 124643.5583 | 2620.1349 | 2620.1349 | 22916.6667 | 147560.225 | 147560.225 | 0 | 0 | 0 | 0 | 124643.5583 | 0 | 0 | 0 | 0 | 0
2022-01-26 06:00 | 0 | 0 | 186065 | 0 | 2846 | 0 | 15 | 147560.225 | 14.756 | 0 | 147560.225 | 2490456.125 | 254 | 124643.5583 | 2620.1349 | 2620.1349 | 22916.6667 | 147560.225 | 147560.225 | 0 | 0 | 0 | 0 | 124643.5583 | 0 | 0 | 0 | 0 | 0
2022-01-26 07:00 | 0.0212 | 0.09785 | 186065 | 3826.2407 | 2846 | 46562.0399 | 15 | 143733.9843 | 14.3734 | 0 | 97171.9444 | 2342895.9001 | 254 | 124643.5583 | 2620.1349 | 2620.1349 | 22916.6667 | 147560.225 | 147560.225 | 0 | 0 | 0 | 3826.2407 | 120817.3176 | 0 | 0 | 0 | 0 | 0
2022-01-26 08:00 | 0.1987 | 0.62934 | 186065 | 35861.982 | 2846 | 299472.1942 | 15 | 111698.2429 | 11.1698 | 187773.9513 | 0 | 2245723.9557 | 254 | 124643.5583 | 2620.1349 | 2620.1349 | 22916.6667 | 147560.225 | 147560.225 | 0 | 0 | 0 | 12945.3154 | 111698.2429 | 0 | 0 | 0 | 0 | 0
2022-01-26 09:00 | 0.4012 | 0.84254 | 186065 | 72409.7997 | 2846 | 400923.67 | 15 | 75150.4253 | 7.515 | 325773.2448 | 0 | 2433497.907 | 254 | 124643.5583 | 2620.1349 | 2620.1349 | 22916.6667 | 147560.225 | 147560.225 | 0 | 0 | 0 | 49493.133 | 75150.4253 | 0 | 0 | 0 | 0 | 0
2022-01-26 10:00 | 0.56655 | 0.93526 | 186065 | 102252.672 | 2846 | 445044.5933 | 15 | 45307.553 | 4.5308 | 399737.0403 | 0 | 2759271.1518 | 254 | 124643.5583 | 2620.1349 | 2620.1349 | 22916.6667 | 147560.225 | 147560.225 | 0 | 0 | 0 | 102252.672 | 22390.8863 | 0 | 0 | 0 | 0 | 0
2022-01-26 11:00 | 0.67553 | 0.97804 | 186065 | 121921.7148 | 2846 | 465401.5076 | 15 | 25638.5102 | 2.5639 | 439762.9975 | 0 | 3159008.1921 | 254 | 124643.5583 | 2620.1349 | 2620.1349 | 22916.6667 | 147560.225 | 147560.225 | 0 | 0 | 0 | 99005.0481 | 25638.5102 | 0 | 0 | 0 | 0 | 0
2022-01-26 12:00 | 0.71353 | 0.97985 | 186065 | 128780.0707 | 2846 | 466262.7983 | 15 | 18780.1543 | 1.878 | 447482.644 | 0 | 3598771.1896 | 254 | 124643.5583 | 2620.1349 | 2620.1349 | 22916.6667 | 147560.225 | 147560.225 | 0 | 0 | 0 | 105863.404 | 18780.1543 | 0 | 0 | 0 | 0 | 0
2022-01-26 13:00 | 0.68212 | 0.95356 | 186065 | 123111.0981 | 2846 | 453752.6703 | 15 | 24449.1269 | 2.4449 | 429303.5434 | 0 | 4046253.8336 | 254 | 124643.5583 | 2620.1349 | 2620.1349 | 22916.6667 | 147560.225 | 147560.225 | 0 | 0 | 0 | 100194.4314 | 24449.1269 | 0 | 0 | 0 | 0 | 0
2022-01-26 14:00 | 0.57842 | 0.88552 | 186065 | 104395.0058 | 2846 | 421375.7546 | 15 | 43165.2192 | 4.3165 | 378210.5355 | 0 | 4475557.377 | 254 | 124643.5583 | 2620.1349 | 2620.1349 | 22916.6667 | 147560.225 | 147560.225 | 0 | 0 | 0 | 81478.3391 | 43165.2192 | 0 | 0 | 0 | 0 | 0
2022-01-26 15:00 | 0.41975 | 0.79418 | 186065 | 75757.7602 | 2846 | 377911.506 | 15 | 71802.4647 | 7.1802 | 306109.0413 | 0 | 4853767.9124 | 254 | 124643.5583 | 2620.1349 | 2620.1349 | 22916.6667 | 147560.225 | 147560.225 | 0 | 0 | 0 | 75757.7602 | 48885.798 | 0 | 0 | 0 | 0 | 0
2022-01-26 16:00 | 0.223 | 0.62506 | 186065 | 40247.7202 | 2846 | 297435.5511 | 15 | 107312.5048 | 10.7313 | 190123.0463 | 0 | 5159876.9537 | 254 | 124643.5583 | 2620.1349 | 2620.1349 | 22916.6667 | 147560.225 | 147560.225 | 0 | 0 | 0 | 17331.0535 | 107312.5048 | 0 | 0 | 0 | 0 | 0
2022-01-26 17:00 | 0.0355 | 0.15042 | 186065 | 6407.1483 | 2846 | 71577.5375 | 15 | 141153.0767 | 14.1153 | 0 | 69575.5392 | 5350000 | 254 | 124643.5583 | 2620.1349 | 2620.1349 | 22916.6667 | 147560.225 | 147560.225 | 0 | 0 | 0 | 0 | 124643.5583 | 0 | 0 | 0 | 0 | 0
2022-01-26 18:00 | 0 | 0 | 186065 | 0 | 2846 | 0 | 15 | 147560.225 | 14.756 | 0 | 147560.225 | 5280424.4608 | 254 | 124643.5583 | 2620.1349 | 2620.1349 | 22916.6667 | 147560.225 | 147560.225 | 0 | 0 | 0 | 0 | 124643.5583 | 0 | 0 | 0 | 0 | 0
2022-01-26 19:00 | 0 | 0 | 186065 | 0 | 2846 | 0 | 15 | 147560.225 | 14.756 | 0 | 147560.225 | 5132864.2359 | 254 | 124643.5583 | 2620.1349 | 2620.1349 | 22916.6667 | 147560.225 | 147560.225 | 0 | 0 | 0 | 0 | 124643.5583 | 0 | 0 | 0 | 0 | 0
2022-01-26 20:00 | 0 | 0 | 186065 | 0 | 2846 | 0 | 15 | 147560.225 | 14.756 | 0 | 147560.225 | 4985304.0109 | 254 | 124643.5583 | 2620.1349 | 2620.1349 | 22916.6667 | 147560.225 | 147560.225 | 0 | 0 | 0 | 0 | 124643.5583 | 0 | 0 | 0 | 0 | 0
2022-01-26 21:00 | 0 | 0 | 186065 | 0 | 2846 | 0 | 15 | 147560.225 | 14.756 | 0 | 147560.225 | 4837743.786 | 254 | 124643.5583 | 2620.1349 | 2620.1349 | 22916.6667 | 147560.225 | 147560.225 | 0 | 0 | 0 | 0 | 124643.5583 | 0 | 0 | 0 | 0 | 0
2022-01-26 22:00 | 0 | 0 | 186065 | 0 | 2846 | 0 | 15 | 147560.225 | 14.756 | 0 | 147560.225 | 4690183.561 | 254 | 124643.5583 | 2620.1349 | 2620.1349 | 22916.6667 | 147560.225 | 147560.225 | 0 | 0 | 0 | 0 | 124643.5583 | 0 | 0 | 0 | 0 | 0
2022-01-26 23:00 | 0 | 0 | 186065 | 0 | 2846 | 0 | 15 | 147560.225 | 14.756 | 0 | 147560.225 | 4542623.3361 | 254 | 124643.5583 | 2620.1349 | 2620.1349 | 22916.6667 | 147560.225 | 147560.225 | 0 | 0 | 0 | 0 | 124643.5583 | 0 | 0 | 0 | 0 | 0
2022-01-27 | 0 | 0 | 186065 | 0 | 2846 | 0 | 15 | 147768.5583 | 14.7769 | 0 | 147768.5583 | 4395063.1111 | 254 | 124643.5583 | 2620.1349 | 2620.1349 | 23125 | 147768.5583 | 147768.5583 | 0 | 0 | 0 | 0 | 124643.5583 | 0 | 0 | 0 | 0 | 0
2022-01-27 01:00 | 0 | 0 | 186065 | 0 | 2846 | 0 | 15 | 147768.5583 | 14.7769 | 0 | 147768.5583 | 4247294.5528 | 254 | 124643.5583 | 2620.1349 | 2620.1349 | 23125 | 147768.5583 | 147768.5583 | 0 | 0 | 0 | 0 | 124643.5583 | 0 | 0 | 0 | 0 | 0
2022-01-27 02:00 | 0 | 0 | 186065 | 0 | 2846 | 0 | 15 | 147768.5583 | 14.7769 | 0 | 147768.5583 | 4099525.9945 | 254 | 124643.5583 | 2620.1349 | 2620.1349 | 23125 | 147768.5583 | 147768.5583 | 0 | 0 | 0 | 0 | 124643.5583 | 0 | 0 | 0 | 0 | 0
2022-01-27 03:00 | 0 | 0 | 186065 | 0 | 2846 | 0 | 15 | 147768.5583 | 14.7769 | 0 | 147768.5583 | 3951757.4362 | 254 | 124643.5583 | 2620.1349 | 2620.1349 | 23125 | 147768.5583 | 147768.5583 | 0 | 0 | 0 | 0 | 124643.5583 | 0 | 0 | 0 | 0 | 0
2022-01-27 04:00 | 0 | 0 | 186065 | 0 | 2846 | 0 | 15 | 147768.5583 | 14.7769 | 0 | 147768.5583 | 3803988.878 | 254 | 124643.5583 | 2620.1349 | 2620.1349 | 23125 | 147768.5583 | 147768.5583 | 0 | 0 | 0 | 0 | 124643.5583 | 0 | 0 | 0 | 0 | 0
2022-01-27 05:00 | 0 | 0 | 186065 | 0 | 2846 | 0 | 15 | 147768.5583 | 14.7769 | 0 | 147768.5583 | 3656220.3197 | 254 | 124643.5583 | 2620.1349 | 2620.1349 | 23125 | 147768.5583 | 147768.5583 | 0 | 0 | 0 | 0 | 124643.5583 | 0 | 0 | 0 | 0 | 0
2022-01-27 06:00 | 0 | 0 | 186065 | 0 | 2846 | 0 | 15 | 147768.5583 | 14.7769 | 0 | 147768.5583 | 3508451.7614 | 254 | 124643.5583 | 2620.1349 | 2620.1349 | 23125 | 147768.5583 | 147768.5583 | 0 | 0 | 0 | 0 | 124643.5583 | 0 | 0 | 0 | 0 | 0
2022-01-27 07:00 | 0.01792 | 0.01537 | 186065 | 3234.2563 | 2846 | 7313.8329 | 15 | 144534.302 | 14.4534 | 0 | 137220.4691 | 3360683.2031 | 254 | 124643.5583 | 2620.1349 | 2620.1349 | 23125 | 147768.5583 | 147768.5583 | 0 | 0 | 0 | 3234.2563 | 121409.302 | 0 | 0 | 0 | 0 | 0
2022-01-27 08:00 | 0.16435 | 0.34217 | 186065 | 29662.3893 | 2846 | 162822.0051 | 15 | 118106.169 | 11.8106 | 44715.8361 | 0 | 3223462.734 | 254 | 124643.5583 | 2620.1349 | 2620.1349 | 23125 | 147768.5583 | 147768.5583 | 0 | 0 | 0 | 29662.3893 | 94981.169 | 0 | 0 | 0 | 0 | 0
2022-01-27 09:00 | 0.32405 | 0.43419 | 186065 | 58485.5324 | 2846 | 206609.8325 | 15 | 89283.0259 | 8.9283 | 117326.8066 | 0 | 3268178.5701 | 254 | 124643.5583 | 2620.1349 | 2620.1349 | 23125 | 147768.5583 | 147768.5583 | 0 | 0 | 0 | 35360.5324 | 89283.0259 | 0 | 0 | 0 | 0 | 0
2022-01-27 10:00 | 0.45777 | 0.4228 | 186065 | 82619.7258 | 2846 | 201189.8874 | 15 | 65148.8325 | 6.5149 | 136041.0549 | 0 | 3385505.3767 | 254 | 124643.5583 | 2620.1349 | 2620.1349 | 23125 | 147768.5583 | 147768.5583 | 0 | 0 | 0 | 59494.7258 | 65148.8325 | 0 | 0 | 0 | 0 | 0
2022-01-27 11:00 | 0.5338 | 0.2201 | 186065 | 96341.8521 | 2846 | 104734.8491 | 15 | 51426.7062 | 5.1427 | 53308.1429 | 0 | 3521546.4316 | 254 | 124643.5583 | 2620.1349 | 2620.1349 | 23125 | 147768.5583 | 147768.5583 | 0 | 0 | 0 | 96341.8521 | 28301.7062 | 0 | 0 | 0 | 0 | 0
2022-01-27 12:00 | 0.48745 | 0.11644 | 186065 | 87976.4627 | 2846 | 55408.1137 | 15 | 59792.0956 | 5.9792 | 0 | 4383.9818 | 3574854.5745 | 254 | 124643.5583 | 2620.1349 | 2620.1349 | 23125 | 147768.5583 | 147768.5583 | 0 | 0 | 0 | 64851.4627 | 59792.0956 | 0 | 0 | 0 | 0 | 0
2022-01-27 13:00 | 0.44092 | 0.31547 | 186065 | 79578.5864 | 2846 | 150116.7781 | 15 | 68189.9719 | 6.819 | 81926.8062 | 0 | 3570470.5927 | 254 | 124643.5583 | 2620.1349 | 2620.1349 | 23125 | 147768.5583 | 147768.5583 | 0 | 0 | 0 | 56453.5864 | 68189.9719 | 0 | 0 | 0 | 0 | 0
2022-01-27 14:00 | 0.39998 | 0.23257 | 186065 | 72189.6103 | 2846 | 110668.7136 | 15 | 75578.9479 | 7.5579 | 35089.7656 | 0 | 3652397.3988 | 254 | 124643.5583 | 2620.1349 | 2620.1349 | 23125 | 147768.5583 | 147768.5583 | 0 | 0 | 0 | 49064.6103 | 75578.9479 | 0 | 0 | 0 | 0 | 0
2022-01-27 15:00 | 0.2964 | 0.22409 | 186065 | 53495.176 | 2846 | 106633.4954 | 15 | 94273.3823 | 9.4273 | 12360.1131 | 0 | 3687487.1645 | 254 | 124643.5583 | 2620.1349 | 2620.1349 | 23125 | 147768.5583 | 147768.5583 | 0 | 0 | 0 | 30370.176 | 94273.3823 | 0 | 0 | 0 | 0 | 0
2022-01-27 16:00 | 0.17215 | 0.19125 | 186065 | 31070.1571 | 2846 | 91006.542 | 15 | 116698.4012 | 11.6698 | 0 | 25691.8592 | 3699847.2776 | 254 | 124643.5583 | 2620.1349 | 2620.1349 | 23125 | 147768.5583 | 147768.5583 | 0 | 0 | 0 | 7945.1571 | 116698.4012 | 0 | 0 | 0 | 0 | 0
2022-01-27 17:00 | 0.03077 | 0.04014 | 186065 | 5553.4634 | 2846 | 19100.6672 | 15 | 142215.0948 | 14.2215 | 0 | 123114.4277 | 3674155.4184 | 254 | 124643.5583 | 2620.1349 | 2620.1349 | 23125 | 147768.5583 | 147768.5583 | 0 | 0 | 0 | 0 | 124643.5583 | 0 | 0 | 0 | 0 | 0
2022-01-27 18:00 | 0 | 0 | 186065 | 0 | 2846 | 0 | 15 | 147768.5583 | 14.7769 | 0 | 147768.5583 | 3551040.9907 | 254 | 124643.5583 | 2620.1349 | 2620.1349 | 23125 | 147768.5583 | 147768.5583 | 0 | 0 | 0 | 0 | 124643.5583 | 0 | 0 | 0 | 0 | 0
2022-01-27 19:00 | 0 | 0 | 186065 | 0 | 2846 | 0 | 15 | 147768.5583 | 14.7769 | 0 | 147768.5583 | 3403272.4324 | 254 | 124643.5583 | 2620.1349 | 2620.1349 | 23125 | 147768.5583 | 147768.5583 | 0 | 0 | 0 | 0 | 124643.5583 | 0 | 0 | 0 | 0 | 0
2022-01-27 20:00 | 0 | 0 | 186065 | 0 | 2846 | 0 | 15 | 147768.5583 | 14.7769 | 0 | 147768.5583 | 3255503.8741 | 254 | 124643.5583 | 2620.1349 | 2620.1349 | 23125 | 147768.5583 | 147768.5583 | 0 | 0 | 0 | 0 | 124643.5583 | 0 | 0 | 0 | 0 | 0
2022-01-27 21:00 | 0 | 0 | 186065 | 0 | 2846 | 0 | 15 | 147768.5583 | 14.7769 | 0 | 147768.5583 | 3107735.3159 | 254 | 124643.5583 | 2620.1349 | 2620.1349 | 23125 | 147768.5583 | 147768.5583 | 0 | 0 | 0 | 0 | 124643.5583 | 0 | 0 | 0 | 0 | 0
2022-01-27 22:00 | 0 | 0 | 186065 | 0 | 2846 | 0 | 15 | 147768.5583 | 14.7769 | 0 | 147768.5583 | 2959966.7576 | 254 | 124643.5583 | 2620.1349 | 2620.1349 | 23125 | 147768.5583 | 147768.5583 | 0 | 0 | 0 | 0 | 124643.5583 | 0 | 0 | 0 | 0 | 0
2022-01-27 23:00 | 0 | 0 | 186065 | 0 | 2846 | 0 | 15 | 147768.5583 | 14.7769 | 0 | 147768.5583 | 2812198.1993 | 254 | 124643.5583 | 2620.1349 | 2620.1349 | 23125 | 147768.5583 | 147768.5583 | 0 | 0 | 0 | 0 | 124643.5583 | 0 | 0 | 0 | 0 | 0
2022-01-28 | 0 | 0 | 186065 | 0 | 2846 | 0 | 15 | 146976.8916 | 14.6977 | 0 | 146976.8916 | 2664429.641 | 254 | 124643.5583 | 2620.1349 | 2620.1349 | 22333.3333 | 146976.8916 | 146976.8916 | 0 | 0 | 0 | 0 | 124643.5583 | 0 | 0 | 0 | 0 | 0
2022-01-28 01:00 | 0 | 0 | 186065 | 0 | 2846 | 0 | 15 | 146976.8916 | 14.6977 | 0 | 146976.8916 | 2517452.7494 | 254 | 124643.5583 | 2620.1349 | 2620.1349 | 22333.3333 | 146976.8916 | 146976.8916 | 0 | 0 | 0 | 0 | 124643.5583 | 0 | 0 | 0 | 0 | 0
2022-01-28 02:00 | 0 | 0 | 186065 | 0 | 2846 | 0 | 15 | 146976.8916 | 14.6977 | 0 | 146976.8916 | 2370475.8578 | 254 | 124643.5583 | 2620.1349 | 2620.1349 | 22333.3333 | 146976.8916 | 146976.8916 | 0 | 0 | 0 | 0 | 124643.5583 | 0 | 0 | 0 | 0 | 0
2022-01-28 03:00 | 0 | 0 | 186065 | 0 | 2846 | 0 | 15 | 146976.8916 | 14.6977 | 0 | 146976.8916 | 2223498.9661 | 254 | 124643.5583 | 2620.1349 | 2620.1349 | 22333.3333 | 146976.8916 | 146976.8916 | 0 | 0 | 0 | 0 | 124643.5583 | 0 | 0 | 0 | 0 | 0
2022-01-28 04:00 | 0 | 0 | 186065 | 0 | 2846 | 0 | 15 | 146976.8916 | 14.6977 | 0 | 146976.8916 | 2076522.0745 | 254 | 124643.5583 | 2620.1349 | 2620.1349 | 22333.3333 | 146976.8916 | 146976.8916 | 0 | 0 | 0 | 0 | 124643.5583 | 0 | 0 | 0 | 0 | 0
2022-01-28 05:00 | 0 | 0 | 186065 | 0 | 2846 | 0 | 15 | 146976.8916 | 14.6977 | 0 | 146976.8916 | 1929545.1829 | 254 | 124643.5583 | 2620.1349 | 2620.1349 | 22333.3333 | 146976.8916 | 146976.8916 | 0 | 0 | 0 | 0 | 124643.5583 | 0 | 0 | 0 | 0 | 0
2022-01-28 06:00 | 0 | 0 | 186065 | 0 | 2846 | 0 | 15 | 146976.8916 | 14.6977 | 0 | 146976.8916 | 1782568.2913 | 254 | 124643.5583 | 2620.1349 | 2620.1349 | 22333.3333 | 146976.8916 | 146976.8916 | 0 | 0 | 0 | 0 | 124643.5583 | 0 | 0 | 0 | 0 | 0
2022-01-28 07:00 | 0.02125 | 0.09905 | 186065 | 3835.2648 | 2846 | 47133.0614 | 15 | 143141.6268 | 14.3142 | 0 | 96008.5654 | 1635591.3997 | 254 | 124643.5583 | 2620.1349 | 2620.1349 | 22333.3333 | 146976.8916 | 146976.8916 | 0 | 0 | 0 | 3835.2648 | 120808.2935 | 0 | 0 | 0 | 0 | 0
2022-01-28 08:00 | 0.18848 | 0.51225 | 186065 | 34017.4453 | 2846 | 243754.7772 | 15 | 112959.4464 | 11.2959 | 130795.3308 | 0 | 1539582.8342 | 254 | 124643.5583 | 2620.1349 | 2620.1349 | 22333.3333 | 146976.8916 | 146976.8916 | 0 | 0 | 0 | 11684.1119 | 112959.4464 | 0 | 0 | 0 | 0 | 0
2022-01-28 09:00 | 0.38308 | 0.72856 | 186065 | 69139.4468 | 2846 | 346686.1503 | 15 | 77837.4448 | 7.7837 | 268848.7054 | 0 | 1670378.1651 | 254 | 124643.5583 | 2620.1349 | 2620.1349 | 22333.3333 | 146976.8916 | 146976.8916 | 0 | 0 | 0 | 46806.1135 | 77837.4448 | 0 | 0 | 0 | 0 | 0
2022-01-28 10:00 | 0.54955 | 0.87695 | 186065 | 99184.4601 | 2846 | 417297.7098 | 15 | 47792.4315 | 4.7792 | 369505.2783 | 0 | 1939226.8705 | 254 | 124643.5583 | 2620.1349 | 2620.1349 | 22333.3333 | 146976.8916 | 146976.8916 | 0 | 0 | 0 | 76851.1268 | 47792.4315 | 0 | 0 | 0 | 0 | 0
2022-01-28 11:00 | 0.66238 | 0.88013 | 186065 | 119548.3627 | 2846 | 418810.9167 | 15 | 27428.529 | 2.7429 | 391382.3877 | 0 | 2308732.1489 | 254 | 124643.5583 | 2620.1349 | 2620.1349 | 22333.3333 | 146976.8916 | 146976.8916 | 0 | 0 | 0 | 97215.0293 | 27428.529 | 0 | 0 | 0 | 0 | 0
2022-01-28 12:00 | 0.65958 | 0.83841 | 186065 | 119043.0101 | 2846 | 398958.4046 | 15 | 27933.8815 | 2.7934 | 371024.5231 | 0 | 2700114.5366 | 254 | 124643.5583 | 2620.1349 | 2620.1349 | 22333.3333 | 146976.8916 | 146976.8916 | 0 | 0 | 0 | 96709.6768 | 27933.8815 | 0 | 0 | 0 | 0 | 0
2022-01-28 13:00 | 0.6038 | 0.6087 | 186065 | 108975.6656 | 2846 | 289650.6254 | 15 | 38001.226 | 3.8001 | 251649.3994 | 0 | 3071139.0596 | 254 | 124643.5583 | 2620.1349 | 2620.1349 | 22333.3333 | 146976.8916 | 146976.8916 | 0 | 0 | 0 | 86642.3323 | 38001.226 | 0 | 0 | 0 | 0 | 0
2022-01-28 14:00 | 0.47995 | 0.49515 | 186065 | 86622.8398 | 2846 | 235617.7217 | 15 | 60354.0518 | 6.0354 | 175263.6699 | 0 | 3322788.4591 | 254 | 124643.5583 | 2620.1349 | 2620.1349 | 22333.3333 | 146976.8916 | 146976.8916 | 0 | 0 | 0 | 86622.8398 | 38020.7184 | 0 | 0 | 0 | 0 | 0
2022-01-28 15:00 | 0.32562 | 0.40864 | 186065 | 58768.8907 | 2846 | 194451.8344 | 15 | 88208.0009 | 8.8208 | 106243.8335 | 0 | 3498052.129 | 254 | 124643.5583 | 2620.1349 | 2620.1349 | 22333.3333 | 146976.8916 | 146976.8916 | 0 | 0 | 0 | 58768.8907 | 65874.6675 | 0 | 0 | 0 | 0 | 0
2022-01-28 16:00 | 0.17295 | 0.1789 | 186065 | 31214.5435 | 2846 | 85129.7797 | 15 | 115762.3481 | 11.5762 | 0 | 30632.5684 | 3604295.9625 | 254 | 124643.5583 | 2620.1349 | 2620.1349 | 22333.3333 | 146976.8916 | 146976.8916 | 0 | 0 | 0 | 8881.2102 | 115762.3481 | 0 | 0 | 0 | 0 | 0
2022-01-28 17:00 | 0.02992 | 0.02676 | 186065 | 5400.0529 | 2846 | 12733.7781 | 15 | 141576.8388 | 14.1577 | 0 | 128843.0607 | 3573663.394 | 254 | 124643.5583 | 2620.1349 | 2620.1349 | 22333.3333 | 146976.8916 | 146976.8916 | 0 | 0 | 0 | 0 | 124643.5583 | 0 | 0 | 0 | 0 | 0
2022-01-28 18:00 | 0 | 0 | 186065 | 0 | 2846 | 0 | 15 | 146976.8916 | 14.6977 | 0 | 146976.8916 | 3444820.3334 | 254 | 124643.5583 | 2620.1349 | 2620.1349 | 22333.3333 | 146976.8916 | 146976.8916 | 0 | 0 | 0 | 0 | 124643.5583 | 0 | 0 | 0 | 0 | 0
2022-01-28 19:00 | 0 | 0 | 186065 | 0 | 2846 | 0 | 15 | 146976.8916 | 14.6977 | 0 | 146976.8916 | 3297843.4417 | 254 | 124643.5583 | 2620.1349 | 2620.1349 | 22333.3333 | 146976.8916 | 146976.8916 | 0 | 0 | 0 | 0 | 124643.5583 | 0 | 0 | 0 | 0 | 0
2022-01-28 20:00 | 0 | 0 | 186065 | 0 | 2846 | 0 | 15 | 146976.8916 | 14.6977 | 0 | 146976.8916 | 3150866.5501 | 254 | 124643.5583 | 2620.1349 | 2620.1349 | 22333.3333 | 146976.8916 | 146976.8916 | 0 | 0 | 0 | 0 | 124643.5583 | 0 | 0 | 0 | 0 | 0
2022-01-28 21:00 | 0 | 0 | 186065 | 0 | 2846 | 0 | 15 | 146976.8916 | 14.6977 | 0 | 146976.8916 | 3003889.6585 | 254 | 124643.5583 | 2620.1349 | 2620.1349 | 22333.3333 | 146976.8916 | 146976.8916 | 0 | 0 | 0 | 0 | 124643.5583 | 0 | 0 | 0 | 0 | 0
2022-01-28 22:00 | 0 | 0 | 186065 | 0 | 2846 | 0 | 15 | 146976.8916 | 14.6977 | 0 | 146976.8916 | 2856912.7669 | 254 | 124643.5583 | 2620.1349 | 2620.1349 | 22333.3333 | 146976.8916 | 146976.8916 | 0 | 0 | 0 | 0 | 124643.5583 | 0 | 0 | 0 | 0 | 0
2022-01-28 23:00 | 0 | 0 | 186065 | 0 | 2846 | 0 | 15 | 146976.8916 | 14.6977 | 0 | 146976.8916 | 2709935.8753 | 254 | 124643.5583 | 2620.1349 | 2620.1349 | 22333.3333 | 146976.8916 | 146976.8916 | 0 | 0 | 0 | 0 | 124643.5583 | 0 | 0 | 0 | 0 | 0
2022-01-29 | 0 | 0 | 186065 | 0 | 2846 | 0 | 15 | 147801.8916 | 14.7802 | 0 | 147801.8916 | 2562958.9836 | 254 | 124643.5583 | 2620.1349 | 2620.1349 | 23158.3333 | 147801.8916 | 147801.8916 | 0 | 0 | 0 | 0 | 124643.5583 | 0 | 0 | 0 | 0 | 0
2022-01-29 01:00 | 0 | 0 | 186065 | 0 | 2846 | 0 | 15 | 147801.8916 | 14.7802 | 0 | 147801.8916 | 2415157.092 | 254 | 124643.5583 | 2620.1349 | 2620.1349 | 23158.3333 | 147801.8916 | 147801.8916 | 0 | 0 | 0 | 0 | 124643.5583 | 0 | 0 | 0 | 0 | 0
2022-01-29 02:00 | 0 | 0 | 186065 | 0 | 2846 | 0 | 15 | 147801.8916 | 14.7802 | 0 | 147801.8916 | 2267355.2004 | 254 | 124643.5583 | 2620.1349 | 2620.1349 | 23158.3333 | 147801.8916 | 147801.8916 | 0 | 0 | 0 | 0 | 124643.5583 | 0 | 0 | 0 | 0 | 0
2022-01-29 03:00 | 0 | 0 | 186065 | 0 | 2846 | 0 | 15 | 147801.8916 | 14.7802 | 0 | 147801.8916 | 2119553.3088 | 254 | 124643.5583 | 2620.1349 | 2620.1349 | 23158.3333 | 147801.8916 | 147801.8916 | 0 | 0 | 0 | 0 | 124643.5583 | 0 | 0 | 0 | 0 | 0
2022-01-29 04:00 | 0 | 0 | 186065 | 0 | 2846 | 0 | 15 | 147801.8916 | 14.7802 | 0 | 147801.8916 | 1971751.4172 | 254 | 124643.5583 | 2620.1349 | 2620.1349 | 23158.3333 | 147801.8916 | 147801.8916 | 0 | 0 | 0 | 0 | 124643.5583 | 0 | 0 | 0 | 0 | 0
2022-01-29 05:00 | 0 | 0 | 186065 | 0 | 2846 | 0 | 15 | 147801.8916 | 14.7802 | 0 | 147801.8916 | 1823949.5255 | 254 | 124643.5583 | 2620.1349 | 2620.1349 | 23158.3333 | 147801.8916 | 147801.8916 | 0 | 0 | 0 | 0 | 124643.5583 | 0 | 0 | 0 | 0 | 0
2022-01-29 06:00 | 0 | 0 | 186065 | 0 | 2846 | 0 | 15 | 147801.8916 | 14.7802 | 0 | 147801.8916 | 1676147.6339 | 254 | 124643.5583 | 2620.1349 | 2620.1349 | 23158.3333 | 147801.8916 | 147801.8916 | 0 | 0 | 0 | 0 | 124643.5583 | 0 | 0 | 0 | 0 | 0
2022-01-29 07:00 | 0.02048 | 0.03158 | 186065 | 3696.2929 | 2846 | 15027.3809 | 15 | 144105.5988 | 14.4106 | 0 | 129078.2179 | 1528345.7423 | 254 | 124643.5583 | 2620.1349 | 2620.1349 | 23158.3333 | 147801.8916 | 147801.8916 | 0 | 0 | 0 | 0 | 124643.5583 | 0 | 0 | 0 | 0 | 0
2022-01-29 08:00 | 0.18812 | 0.44348 | 186065 | 33952.4714 | 2846 | 211030.4902 | 15 | 113849.4203 | 11.3849 | 97181.0699 | 0 | 1399267.5244 | 254 | 124643.5583 | 2620.1349 | 2620.1349 | 23158.3333 | 147801.8916 | 147801.8916 | 0 | 0 | 0 | 10794.138 | 113849.4203 | 0 | 0 | 0 | 0 | 0
2022-01-29 09:00 | 0.3885 | 0.66912 | 186065 | 70117.6649 | 2846 | 318401.5549 | 15 | 77684.2267 | 7.7684 | 240717.3282 | 0 | 1496448.5944 | 254 | 124643.5583 | 2620.1349 | 2620.1349 | 23158.3333 | 147801.8916 | 147801.8916 | 0 | 0 | 0 | 46959.3316 | 77684.2267 | 0 | 0 | 0 | 0 | 0
2022-01-29 10:00 | 0.55547 | 0.77554 | 186065 | 100252.9198 | 2846 | 369041.6396 | 15 | 47548.9718 | 4.7549 | 321492.6678 | 0 | 1737165.9226 | 254 | 124643.5583 | 2620.1349 | 2620.1349 | 23158.3333 | 147801.8916 | 147801.8916 | 0 | 0 | 0 | 100252.9198 | 24390.6385 | 0 | 0 | 0 | 0 | 0
2022-01-29 11:00 | 0.663 | 0.82629 | 186065 | 119660.2621 | 2846 | 393191.088 | 15 | 28141.6295 | 2.8142 | 365049.4586 | 0 | 2058658.5904 | 254 | 124643.5583 | 2620.1349 | 2620.1349 | 23158.3333 | 147801.8916 | 147801.8916 | 0 | 0 | 0 | 96501.9288 | 28141.6295 | 0 | 0 | 0 | 0 | 0
2022-01-29 12:00 | 0.7055 | 0.84596 | 186065 | 127330.7918 | 2846 | 402551.0812 | 15 | 20471.0998 | 2.0471 | 382079.9813 | 0 | 2423708.049 | 254 | 124643.5583 | 2620.1349 | 2620.1349 | 23158.3333 | 147801.8916 | 147801.8916 | 0 | 0 | 0 | 124643.5583 | 0 | 0 | 0 | 0 | 0 | 0
2022-01-29 13:00 | 0.67545 | 0.82458 | 186065 | 121907.2761 | 2846 | 392377.3825 | 15 | 25894.6155 | 2.5895 | 366482.767 | 0 | 2805788.0303 | 254 | 124643.5583 | 2620.1349 | 2620.1349 | 23158.3333 | 147801.8916 | 147801.8916 | 0 | 0 | 0 | 121907.2761 | 2736.2822 | 0 | 0 | 0 | 0 | 0
2022-01-29 14:00 | 0.5775 | 0.76723 | 186065 | 104228.9614 | 2846 | 365087.3162 | 15 | 43572.9302 | 4.3573 | 321514.3859 | 0 | 3172270.7973 | 254 | 124643.5583 | 2620.1349 | 2620.1349 | 23158.3333 | 147801.8916 | 147801.8916 | 0 | 0 | 0 | 104228.9614 | 20414.5969 | 0 | 0 | 0 | 0 | 0
2022-01-29 15:00 | 0.41673 | 0.65587 | 186065 | 75212.7014 | 2846 | 312096.5265 | 15 | 72589.1902 | 7.2589 | 239507.3364 | 0 | 3493785.1832 | 254 | 124643.5583 | 2620.1349 | 2620.1349 | 23158.3333 | 147801.8916 | 147801.8916 | 0 | 0 | 0 | 52054.3681 | 72589.1902 | 0 | 0 | 0 | 0 | 0
2022-01-29 16:00 | 0.2207 | 0.44296 | 186065 | 39832.6091 | 2846 | 210783.0476 | 15 | 107969.2825 | 10.7969 | 102813.7651 | 0 | 3733292.5196 | 254 | 124643.5583 | 2620.1349 | 2620.1349 | 23158.3333 | 147801.8916 | 147801.8916 | 0 | 0 | 0 | 16674.2758 | 107969.2825 | 0 | 0 | 0 | 0 | 0
2022-01-29 17:00 | 0.03645 | 0.05826 | 186065 | 6578.6072 | 2846 | 27723.0909 | 15 | 141223.2844 | 14.1223 | 0 | 113500.1935 | 3836106.2847 | 254 | 124643.5583 | 2620.1349 | 2620.1349 | 23158.3333 | 147801.8916 | 147801.8916 | 0 | 0 | 0 | 0 | 124643.5583 | 0 | 0 | 0 | 0 | 0
2022-01-29 18:00 | 0 | 0 | 186065 | 0 | 2846 | 0 | 15 | 147801.8916 | 14.7802 | 0 | 147801.8916 | 3722606.0911 | 254 | 124643.5583 | 2620.1349 | 2620.1349 | 23158.3333 | 147801.8916 | 147801.8916 | 0 | 0 | 0 | 0 | 124643.5583 | 0 | 0 | 0 | 0 | 0
2022-01-29 19:00 | 0 | 0 | 186065 | 0 | 2846 | 0 | 15 | 147801.8916 | 14.7802 | 0 | 147801.8916 | 3574804.1995 | 254 | 124643.5583 | 2620.1349 | 2620.1349 | 23158.3333 | 147801.8916 | 147801.8916 | 0 | 0 | 0 | 0 | 124643.5583 | 0 | 0 | 0 | 0 | 0
2022-01-29 20:00 | 0 | 0 | 186065 | 0 | 2846 | 0 | 15 | 147801.8916 | 14.7802 | 0 | 147801.8916 | 3427002.3079 | 254 | 124643.5583 | 2620.1349 | 2620.1349 | 23158.3333 | 147801.8916 | 147801.8916 | 0 | 0 | 0 | 0 | 124643.5583 | 0 | 0 | 0 | 0 | 0
2022-01-29 21:00 | 0 | 0 | 186065 | 0 | 2846 | 0 | 15 | 147801.8916 | 14.7802 | 0 | 147801.8916 | 3279200.4163 | 254 | 124643.5583 | 2620.1349 | 2620.1349 | 23158.3333 | 147801.8916 | 147801.8916 | 0 | 0 | 0 | 0 | 124643.5583 | 0 | 0 | 0 | 0 | 0
2022-01-29 22:00 | 0 | 0 | 186065 | 0 | 2846 | 0 | 15 | 147801.8916 | 14.7802 | 0 | 147801.8916 | 3131398.5246 | 254 | 124643.5583 | 2620.1349 | 2620.1349 | 23158.3333 | 147801.8916 | 147801.8916 | 0 | 0 | 0 | 0 | 124643.5583 | 0 | 0 | 0 | 0 | 0
2022-01-29 23:00 | 0 | 0 | 186065 | 0 | 2846 | 0 | 15 | 147801.8916 | 14.7802 | 0 | 147801.8916 | 2983596.633 | 254 | 124643.5583 | 2620.1349 | 2620.1349 | 23158.3333 | 147801.8916 | 147801.8916 | 0 | 0 | 0 | 0 | 124643.5583 | 0 | 0 | 0 | 0 | 0
2022-01-30 | 0 | 0 | 186065 | 0 | 2846 | 0 | 15 | 146193.5583 | 14.6194 | 0 | 146193.5583 | 2835794.7414 | 254 | 124643.5583 | 2620.1349 | 2620.1349 | 21550 | 146193.5583 | 146193.5583 | 0 | 0 | 0 | 0 | 124643.5583 | 0 | 0 | 0 | 0 | 0
2022-01-30 01:00 | 0 | 0 | 186065 | 0 | 2846 | 0 | 15 | 146193.5583 | 14.6194 | 0 | 146193.5583 | 2689601.1831 | 254 | 124643.5583 | 2620.1349 | 2620.1349 | 21550 | 146193.5583 | 146193.5583 | 0 | 0 | 0 | 0 | 124643.5583 | 0 | 0 | 0 | 0 | 0
2022-01-30 02:00 | 0 | 0 | 186065 | 0 | 2846 | 0 | 15 | 146193.5583 | 14.6194 | 0 | 146193.5583 | 2543407.6248 | 254 | 124643.5583 | 2620.1349 | 2620.1349 | 21550 | 146193.5583 | 146193.5583 | 0 | 0 | 0 | 0 | 124643.5583 | 0 | 0 | 0 | 0 | 0
2022-01-30 03:00 | 0 | 0 | 186065 | 0 | 2846 | 0 | 15 | 146193.5583 | 14.6194 | 0 | 146193.5583 | 2397214.0665 | 254 | 124643.5583 | 2620.1349 | 2620.1349 | 21550 | 146193.5583 | 146193.5583 | 0 | 0 | 0 | 0 | 124643.5583 | 0 | 0 | 0 | 0 | 0
2022-01-30 04:00 | 0 | 0 | 186065 | 0 | 2846 | 0 | 15 | 146193.5583 | 14.6194 | 0 | 146193.5583 | 2251020.5083 | 254 | 124643.5583 | 2620.1349 | 2620.1349 | 21550 | 146193.5583 | 146193.5583 | 0 | 0 | 0 | 0 | 124643.5583 | 0 | 0 | 0 | 0 | 0
2022-01-30 05:00 | 0 | 0 | 186065 | 0 | 2846 | 0 | 15 | 146193.5583 | 14.6194 | 0 | 146193.5583 | 2104826.95 | 254 | 124643.5583 | 2620.1349 | 2620.1349 | 21550 | 146193.5583 | 146193.5583 | 0 | 0 | 0 | 0 | 124643.5583 | 0 | 0 | 0 | 0 | 0
2022-01-30 06:00 | 0 | 0 | 186065 | 0 | 2846 | 0 | 15 | 146193.5583 | 14.6194 | 0 | 146193.5583 | 1958633.3917 | 254 | 124643.5583 | 2620.1349 | 2620.1349 | 21550 | 146193.5583 | 146193.5583 | 0 | 0 | 0 | 0 | 124643.5583 | 0 | 0 | 0 | 0 | 0
2022-01-30 07:00 | 0.01895 | 0.0016 | 186065 | 3420.1538 | 2846 | 761.3619 | 15 | 142773.4045 | 14.2773 | 0 | 142012.0426 | 1812439.8334 | 254 | 124643.5583 | 2620.1349 | 2620.1349 | 21550 | 146193.5583 | 146193.5583 | 0 | 0 | 0 | 0 | 124643.5583 | 0 | 0 | 0 | 0 | 0
2022-01-30 08:00 | 0.16965 | 0.22919 | 186065 | 30618.9494 | 2846 | 109060.3365 | 15 | 115574.6089 | 11.5575 | 0 | 6514.2723 | 1670427.7908 | 254 | 124643.5583 | 2620.1349 | 2620.1349 | 21550 | 146193.5583 | 146193.5583 | 0 | 0 | 0 | 9068.9494 | 115574.6089 | 0 | 0 | 0 | 0 | 0
2022-01-30 09:00 | 0.34805 | 0.35827 | 186065 | 62817.1256 | 2846 | 170483.2094 | 15 | 83376.4327 | 8.3376 | 87106.7767 | 0 | 1663913.5185 | 254 | 124643.5583 | 2620.1349 | 2620.1349 | 21550 | 146193.5583 | 146193.5583 | 0 | 0 | 0 | 62817.1256 | 61826.4327 | 0 | 0 | 0 | 0 | 0
2022-01-30 10:00 | 0.51092 | 0.46432 | 186065 | 92212.3999 | 2846 | 220947.2292 | 15 | 53981.1584 | 5.3981 | 166966.0708 | 0 | 1751020.2952 | 254 | 124643.5583 | 2620.1349 | 2620.1349 | 21550 | 146193.5583 | 146193.5583 | 0 | 0 | 0 | 70662.3999 | 53981.1584 | 0 | 0 | 0 | 0 | 0
2022-01-30 11:00 | 0.62338 | 0.5375 | 186065 | 112509.5237 | 2846 | 255770.02 | 15 | 33684.0346 | 3.3684 | 222085.9854 | 0 | 1917986.366 | 254 | 124643.5583 | 2620.1349 | 2620.1349 | 21550 | 146193.5583 | 146193.5583 | 0 | 0 | 0 | 90959.5237 | 33684.0346 | 0 | 0 | 0 | 0 | 0
2022-01-30 12:00 | 0.68997 | 0.67538 | 186065 | 124527.89 | 2846 | 321380.3835 | 15 | 21665.6683 | 2.1666 | 299714.7152 | 0 | 2140072.3514 | 254 | 124643.5583 | 2620.1349 | 2620.1349 | 21550 | 146193.5583 | 146193.5583 | 0 | 0 | 0 | 124527.89 | 115.6683 | 0 | 0 | 0 | 0 | 0
2022-01-30 13:00 | 0.6593 | 0.65102 | 186065 | 118992.4749 | 2846 | 309788.6482 | 15 | 27201.0834 | 2.7201 | 282587.5648 | 0 | 2439787.0666 | 254 | 124643.5583 | 2620.1349 | 2620.1349 | 21550 | 146193.5583 | 146193.5583 | 0 | 0 | 0 | 118992.4749 | 5651.0834 | 0 | 0 | 0 | 0 | 0
2022-01-30 14:00 | 0.55855 | 0.58218 | 186065 | 100808.8076 | 2846 | 277031.0516 | 15 | 45384.7507 | 4.5385 | 231646.3009 | 0 | 2722374.6314 | 254 | 124643.5583 | 2620.1349 | 2620.1349 | 21550 | 146193.5583 | 146193.5583 | 0 | 0 | 0 | 79258.8076 | 45384.7507 | 0 | 0 | 0 | 0 | 0
2022-01-30 15:00 | 0.39738 | 0.46841 | 186065 | 71720.3544 | 2846 | 222893.4606 | 15 | 74473.2039 | 7.4473 | 148420.2567 | 0 | 2954020.9323 | 254 | 124643.5583 | 2620.1349 | 2620.1349 | 21550 | 146193.5583 | 146193.5583 | 0 | 0 | 0 | 71720.3544 | 52923.2039 | 0 | 0 | 0 | 0 | 0
2022-01-30 16:00 | 0.20793 | 0.28578 | 186065 | 37527.8406 | 2846 | 135988.7559 | 15 | 108665.7177 | 10.8666 | 27323.0382 | 0 | 3102441.189 | 254 | 124643.5583 | 2620.1349 | 2620.1349 | 21550 | 146193.5583 | 146193.5583 | 0 | 0 | 0 | 37527.8406 | 87115.7177 | 0 | 0 | 0 | 0 | 0
2022-01-30 17:00 | 0.0353 | 0.01464 | 186065 | 6371.0517 | 2846 | 6966.4616 | 15 | 139822.5066 | 13.9823 | 0 | 132856.0451 | 3129764.2273 | 254 | 124643.5583 | 2620.1349 | 2620.1349 | 21550 | 146193.5583 | 146193.5583 | 0 | 0 | 0 | 6371.0517 | 118272.5066 | 0 | 0 | 0 | 0 | 0
2022-01-30 18:00 | 0 | 0 | 186065 | 0 | 2846 | 0 | 15 | 146193.5583 | 14.6194 | 0 | 146193.5583 | 2996908.1822 | 254 | 124643.5583 | 2620.1349 | 2620.1349 | 21550 | 146193.5583 | 146193.5583 | 0 | 0 | 0 | 0 | 124643.5583 | 0 | 0 | 0 | 0 | 0
2022-01-30 19:00 | 0 | 0 | 186065 | 0 | 2846 | 0 | 15 | 146193.5583 | 14.6194 | 0 | 146193.5583 | 2850714.6239 | 254 | 124643.5583 | 2620.1349 | 2620.1349 | 21550 | 146193.5583 | 146193.5583 | 0 | 0 | 0 | 0 | 124643.5583 | 0 | 0 | 0 | 0 | 0
2022-01-30 20:00 | 0 | 0 | 186065 | 0 | 2846 | 0 | 15 | 146193.5583 | 14.6194 | 0 | 146193.5583 | 2704521.0656 | 254 | 124643.5583 | 2620.1349 | 2620.1349 | 21550 | 146193.5583 | 146193.5583 | 0 | 0 | 0 | 0 | 124643.5583 | 0 | 0 | 0 | 0 | 0
2022-01-30 21:00 | 0 | 0 | 186065 | 0 | 2846 | 0 | 15 | 146193.5583 | 14.6194 | 0 | 146193.5583 | 2558327.5074 | 254 | 124643.5583 | 2620.1349 | 2620.1349 | 21550 | 146193.5583 | 146193.5583 | 0 | 0 | 0 | 0 | 124643.5583 | 0 | 0 | 0 | 0 | 0
2022-01-30 22:00 | 0 | 0 | 186065 | 0 | 2846 | 0 | 15 | 146193.5583 | 14.6194 | 0 | 146193.5583 | 2412133.9491 | 254 | 124643.5583 | 2620.1349 | 2620.1349 | 21550 | 146193.5583 | 146193.5583 | 0 | 0 | 0 | 0 | 124643.5583 | 0 | 0 | 0 | 0 | 0
2022-01-30 23:00 | 0 | 0 | 186065 | 0 | 2846 | 0 | 15 | 146193.5583 | 14.6194 | 0 | 146193.5583 | 2265940.3908 | 254 | 124643.5583 | 2620.1349 | 2620.1349 | 21550 | 146193.5583 | 146193.5583 | 0 | 0 | 0 | 0 | 124643.5583 | 0 | 0 | 0 | 0 | 0
2022-01-31 | 0 | 0 | 186065 | 0 | 2846 | 0 | 15 | 147593.5583 | 14.7594 | 0 | 147593.5583 | 2119746.8325 | 254 | 124643.5583 | 2620.1349 | 2620.1349 | 22950 | 147593.5583 | 147593.5583 | 0 | 0 | 0 | 0 | 124643.5583 | 0 | 0 | 0 | 0 | 0
2022-01-31 01:00 | 0 | 0 | 186065 | 0 | 2846 | 0 | 15 | 147593.5583 | 14.7594 | 0 | 147593.5583 | 1972153.2742 | 254 | 124643.5583 | 2620.1349 | 2620.1349 | 22950 | 147593.5583 | 147593.5583 | 0 | 0 | 0 | 0 | 124643.5583 | 0 | 0 | 0 | 0 | 0
2022-01-31 02:00 | 0 | 0 | 186065 | 0 | 2846 | 0 | 15 | 147593.5583 | 14.7594 | 0 | 147593.5583 | 1824559.7159 | 254 | 124643.5583 | 2620.1349 | 2620.1349 | 22950 | 147593.5583 | 147593.5583 | 0 | 0 | 0 | 0 | 124643.5583 | 0 | 0 | 0 | 0 | 0
2022-01-31 03:00 | 0 | 0 | 186065 | 0 | 2846 | 0 | 15 | 147593.5583 | 14.7594 | 0 | 147593.5583 | 1676966.1576 | 254 | 124643.5583 | 2620.1349 | 2620.1349 | 22950 | 147593.5583 | 147593.5583 | 0 | 0 | 0 | 0 | 124643.5583 | 0 | 0 | 0 | 0 | 0
2022-01-31 04:00 | 0 | 0 | 186065 | 0 | 2846 | 0 | 15 | 147593.5583 | 14.7594 | 0 | 147593.5583 | 1529372.5993 | 254 | 124643.5583 | 2620.1349 | 2620.1349 | 22950 | 147593.5583 | 147593.5583 | 0 | 0 | 0 | 0 | 124643.5583 | 0 | 0 | 0 | 0 | 0
2022-01-31 05:00 | 0 | 0 | 186065 | 0 | 2846 | 0 | 15 | 147593.5583 | 14.7594 | 0 | 147593.5583 | 1381779.0411 | 254 | 124643.5583 | 2620.1349 | 2620.1349 | 22950 | 147593.5583 | 147593.5583 | 0 | 0 | 0 | 0 | 124643.5583 | 0 | 0 | 0 | 0 | 0
2022-01-31 06:00 | 0 | 0 | 186065 | 0 | 2846 | 0 | 15 | 147593.5583 | 14.7594 | 0 | 147593.5583 | 1234185.4828 | 254 | 124643.5583 | 2620.1349 | 2620.1349 | 22950 | 147593.5583 | 147593.5583 | 0 | 0 | 0 | 0 | 124643.5583 | 0 | 0 | 0 | 0 | 0
2022-01-31 07:00 | 0.0191 | 0.00085 | 186065 | 3447.2263 | 2846 | 404.4735 | 15 | 144146.332 | 14.4146 | 0 | 143741.8585 | 1086591.9245 | 254 | 124643.5583 | 2620.1349 | 2620.1349 | 22950 | 147593.5583 | 147593.5583 | 0 | 0 | 0 | 0 | 124643.5583 | 0 | 0 | 0 | 0 | 0
2022-01-31 08:00 | 0.15005 | 0.09425 | 186065 | 27081.4817 | 2846 | 44848.9756 | 15 | 120512.0766 | 12.0512 | 0 | 75663.101 | 942850.066 | 254 | 124643.5583 | 2620.1349 | 2620.1349 | 22950 | 147593.5583 | 147593.5583 | 0 | 0 | 0 | 27081.4817 | 97562.0766 | 0 | 0 | 0 | 0 | 0
2022-01-31 09:00 | 0.28898 | 0.13613 | 186065 | 52155.9918 | 2846 | 64777.6239 | 15 | 95437.5665 | 9.5438 | 0 | 30659.9426 | 867186.9649 | 254 | 124643.5583 | 2620.1349 | 2620.1349 | 22950 | 147593.5583 | 147593.5583 | 0 | 0 | 0 | 52155.9918 | 72487.5665 | 0 | 0 | 0 | 0 | 0
2022-01-31 10:00 | 0.41498 | 0.17045 | 186065 | 74896.8561 | 2846 | 81108.837 | 15 | 72696.7022 | 7.2697 | 8412.1348 | 0 | 836527.0223 | 254 | 124643.5583 | 2620.1349 | 2620.1349 | 22950 | 147593.5583 | 147593.5583 | 0 | 0 | 0 | 51946.8561 | 72696.7022 | 0 | 0 | 0 | 0 | 0
2022-01-31 11:00 | 0.4701 | 0.09263 | 186065 | 84845.0818 | 2846 | 44078.0967 | 15 | 62748.4765 | 6.2748 | 0 | 18670.3798 | 844939.1571 | 254 | 124643.5583 | 2620.1349 | 2620.1349 | 22950 | 147593.5583 | 147593.5583 | 0 | 0 | 0 | 84845.0818 | 39798.4765 | 0 | 0 | 0 | 0 | 0
2022-01-31 12:00 | 0.47615 | 0.04509 | 186065 | 85937.0043 | 2846 | 21456.1306 | 15 | 61656.554 | 6.1657 | 0 | 40200.4234 | 826268.7773 | 254 | 124643.5583 | 2620.1349 | 2620.1349 | 22950 | 147593.5583 | 147593.5583 | 0 | 0 | 0 | 85937.0043 | 38706.554 | 0 | 0 | 0 | 0 | 0
2022-01-31 13:00 | 0.41305 | 0.02365 | 186065 | 74548.5238 | 2846 | 11253.8809 | 15 | 73045.0345 | 7.3045 | 0 | 61791.1536 | 786068.3539 | 254 | 124643.5583 | 2620.1349 | 2620.1349 | 22950 | 147593.5583 | 147593.5583 | 0 | 0 | 0 | 51598.5238 | 73045.0345 | 0 | 0 | 0 | 0 | 0
2022-01-31 14:00 | 0.41135 | 0.13368 | 186065 | 74241.7026 | 2846 | 63611.7884 | 15 | 73351.8557 | 7.3352 | 0 | 9740.0673 | 724277.2003 | 254 | 124643.5583 | 2620.1349 | 2620.1349 | 22950 | 147593.5583 | 147593.5583 | 0 | 0 | 0 | 74241.7026 | 50401.8557 | 0 | 0 | 0 | 0 | 0
2022-01-31 15:00 | 0.2791 | 0.1083 | 186065 | 50372.8193 | 2846 | 51534.685 | 15 | 97220.739 | 9.7221 | 0 | 45686.0541 | 714537.133 | 254 | 124643.5583 | 2620.1349 | 2620.1349 | 22950 | 147593.5583 | 147593.5583 | 0 | 0 | 0 | 50372.8193 | 74270.739 | 0 | 0 | 0 | 0 | 0
2022-01-31 16:00 | 0.15557 | 0.04026 | 186065 | 28077.7481 | 2846 | 19157.7693 | 15 | 119515.8102 | 11.9516 | 0 | 100358.0409 | 668851.079 | 254 | 124643.5583 | 2620.1349 | 2620.1349 | 22950 | 147593.5583 | 147593.5583 | 0 | 0 | 0 | 28077.7481 | 96565.8102 | 0 | 0 | 0 | 0 | 0
2022-01-31 17:00 | 0.03048 | 0.00034 | 186065 | 5501.1234 | 2846 | 161.7894 | 15 | 142092.4349 | 14.2092 | 0 | 141930.6455 | 568493.0381 | 254 | 124643.5583 | 2620.1349 | 2620.1349 | 22950 | 147593.5583 | 147593.5583 | 0 | 0 | 0 | 5501.1234 | 119142.4349 | 0 | 0 | 0 | 0 | 0
2022-01-31 18:00 | 0 | 0 | 186065 | 0 | 2846 | 0 | 15 | 22950 | 2.295 | 0 | 22950 | 426562.3926 | 254 | 0 | 2620.1349 | 0 | 22950 | 147593.5583 | 22950 | 0 | 124643.5583 | 124643.5583 | 0 | 0 | 0 | 0 | 0 | 0 | 0
2022-01-31 19:00 | 0 | 0 | 186065 | 0 | 2846 | 0 | 15 | 142443.1694 | 14.2443 | 0 | 142443.1694 | 403612.3926 | 254 | 119493.1694 | 2620.1349 | 2511.8684 | 22950 | 147593.5583 | 142443.1694 | 0 | 5150.3889 | 5150.3889 | 0 | 119493.1694 | 0 | 0 | 0 | 0 | 0
2022-01-31 20:00 | 0 | 0 | 186065 | 0 | 2846 | 0 | 15 | 22950 | 2.295 | 0 | 22950 | 261169.2232 | 254 | 0 | 2620.1349 | 0 | 22950 | 147593.5583 | 22950 | 0 | 124643.5583 | 124643.5583 | 0 | 0 | 0 | 0 | 0 | 0 | 0
2022-01-31 21:00 | 0 | 0 | 186065 | 0 | 2846 | 0 | 15 | 22950 | 2.295 | 0 | 22950 | 238219.2232 | 254 | 0 | 2620.1349 | 0 | 22950 | 147593.5583 | 22950 | 0 | 124643.5583 | 124643.5583 | 0 | 0 | 0 | 0 | 0 | 0 | 0
2022-01-31 22:00 | 0 | 0 | 186065 | 0 | 2846 | 0 | 15 | 22950 | 2.295 | 0 | 22950 | 215269.2232 | 254 | 0 | 2620.1349 | 0 | 22950 | 147593.5583 | 22950 | 0 | 124643.5583 | 124643.5583 | 0 | 0 | 0 | 0 | 0 | 0 | 0
2022-01-31 23:00 | 0 | 0 | 186065 | 0 | 2846 | 0 | 15 | 22950 | 2.295 | 0 | 22950 | 192319.2232 | 254 | 0 | 2620.1349 | 0 | 22950 | 147593.5583 | 22950 | 0 | 124643.5583 | 124643.5583 | 0 | 0 | 0 | 0 | 0 | 0 | 0
2022-02-01 | 0 | 0 | 186065 | 0 | 2846 | 0 | 15 | 23929.1667 | 2.3929 | 0 | 23929.1667 | 169369.2232 | 254 | 0 | 2768.1418 | 0 | 23929.1667 | 155613.6259 | 23929.1667 | 0 | 131684.4592 | 131684.4592 | 0 | 0 | 0 | 0 | 0 | 0 | 0
2022-02-01 01:00 | 0 | 0 | 186065 | 0 | 2846 | 0 | 15 | 23929.1667 | 2.3929 | 0 | 23929.1667 | 145440.0565 | 254 | 0 | 2768.1418 | 0 | 23929.1667 | 155613.6259 | 23929.1667 | 0 | 131684.4592 | 131684.4592 | 0 | 0 | 0 | 0 | 0 | 0 | 0
2022-02-01 02:00 | 0 | 0 | 186065 | 0 | 2846 | 0 | 15 | 23929.1667 | 2.3929 | 0 | 23929.1667 | 121510.8898 | 254 | 0 | 2768.1418 | 0 | 23929.1667 | 155613.6259 | 23929.1667 | 0 | 131684.4592 | 131684.4592 | 0 | 0 | 0 | 0 | 0 | 0 | 0
2022-02-01 03:00 | 0 | 0 | 186065 | 0 | 2846 | 0 | 15 | 23929.1667 | 2.3929 | 0 | 23929.1667 | 97581.7232 | 254 | 0 | 2768.1418 | 0 | 23929.1667 | 155613.6259 | 23929.1667 | 0 | 131684.4592 | 131684.4592 | 0 | 0 | 0 | 0 | 0 | 0 | 0
2022-02-01 04:00 | 0 | 0 | 186065 | 0 | 2846 | 0 | 15 | 23929.1667 | 2.3929 | 0 | 23929.1667 | 73652.5565 | 254 | 0 | 2768.1418 | 0 | 23929.1667 | 155613.6259 | 23929.1667 | 0 | 131684.4592 | 131684.4592 | 0 | 0 | 0 | 0 | 0 | 0 | 0
2022-02-01 05:00 | 0 | 0 | 186065 | 0 | 2846 | 0 | 15 | 23929.1667 | 2.3929 | 0 | 23929.1667 | 49723.3898 | 254 | 0 | 2768.1418 | 0 | 23929.1667 | 155613.6259 | 23929.1667 | 0 | 131684.4592 | 131684.4592 | 0 | 0 | 0 | 0 | 0 | 0 | 0
2022-02-01 06:00 | 0 | 0 | 186065 | 0 | 2846 | 0 | 15 | 23929.1667 | 2.3929 | 0 | 23929.1667 | 25794.2232 | 254 | 0 | 2768.1418 | 0 | 23929.1667 | 155613.6259 | 23929.1667 | 0 | 131684.4592 | 131684.4592 | 0 | 0 | 0 | 0 | 0 | 0 | 0
2022-02-01 07:00 | 0.02367 | 0.03739 | 186065 | 4272.0338 | 2846 | 17792.0764 | 15 | 19657.1329 | 1.9657 | 0 | 1865.0565 | 1865.0565 | 254 | 0 | 2768.1418 | 0 | 23929.1667 | 155613.6259 | 23929.1667 | 0 | 131684.4592 | 131684.4592 | 0 | 0 | 0 | 0 | 0 | 0 | 0
2022-02-01 08:00 | 0.20385 | 0.52011 | 186065 | 36791.4697 | 2846 | 247494.9676 | 15 | 114137.6969 | 11.4138 | 133357.2707 | 0 | 0 | 254 | 127000 | 2768.1418 | 2669.6697 | 23929.1667 | 155613.6259 | 150929.1667 | 0 | 4684.4592 | 4684.4592 | 36791.4697 | 90208.5303 | 0 | 0 | 0 | 0 | 0
2022-02-01 09:00 | 0.41077 | 0.74436 | 186065 | 74137.0224 | 2846 | 354204.5992 | 15 | 76792.1442 | 7.6792 | 277412.455 | 0 | 133357.2707 | 254 | 127000 | 2768.1418 | 2669.6697 | 23929.1667 | 155613.6259 | 150929.1667 | 0 | 4684.4592 | 4684.4592 | 50207.8558 | 76792.1442 | 0 | 0 | 0 | 0 | 0
2022-02-01 10:00 | 0.58167 | 0.86866 | 186065 | 104981.5757 | 2846 | 413352.9034 | 15 | 45947.591 | 4.5948 | 367405.3124 | 0 | 410769.7257 | 254 | 127000 | 2768.1418 | 2669.6697 | 23929.1667 | 155613.6259 | 150929.1667 | 0 | 4684.4592 | 4684.4592 | 81052.409 | 45947.591 | 0 | 0 | 0 | 0 | 0
2022-02-01 11:00 | 0.69138 | 0.91985 | 186065 | 124782.3711 | 2846 | 437711.7263 | 15 | 26146.7956 | 2.6147 | 411564.9308 | 0 | 778175.0381 | 254 | 127000 | 2768.1418 | 2669.6697 | 23929.1667 | 155613.6259 | 150929.1667 | 0 | 4684.4592 | 4684.4592 | 100853.2044 | 26146.7956 | 0 | 0 | 0 | 0 | 0
2022-02-01 12:00 | 0.71703 | 0.81287 | 186065 | 129411.7613 | 2846 | 386805.1649 | 15 | 21517.4053 | 2.1517 | 365287.7596 | 0 | 1189739.9689 | 254 | 127000 | 2768.1418 | 2669.6697 | 23929.1667 | 155613.6259 | 150929.1667 | 0 | 4684.4592 | 4684.4592 | 105482.5947 | 21517.4053 | 0 | 0 | 0 | 0 | 0
2022-02-01 13:00 | 0.69162 | 0.81813 | 186065 | 124825.687 | 2846 | 389308.1423 | 15 | 26103.4796 | 2.6103 | 363204.6626 | 0 | 1555027.7285 | 254 | 127000 | 2768.1418 | 2669.6697 | 23929.1667 | 155613.6259 | 150929.1667 | 0 | 4684.4592 | 4684.4592 | 124825.687 | 2174.313 | 0 | 0 | 0 | 0 | 0
2022-02-01 14:00 | 0.59492 | 0.78708 | 186065 | 107372.9761 | 2846 | 374532.9625 | 15 | 43556.1906 | 4.3556 | 330976.7719 | 0 | 1918232.3912 | 254 | 127000 | 2768.1418 | 2669.6697 | 23929.1667 | 155613.6259 | 150929.1667 | 0 | 4684.4592 | 4684.4592 | 107372.9761 | 19627.0239 | 0 | 0 | 0 | 0 | 0
2022-02-01 15:00 | 0.43415 | 0.67407 | 186065 | 78356.7162 | 2846 | 320757.0184 | 15 | 72572.4505 | 7.2572 | 248184.5679 | 0 | 2249209.1631 | 254 | 127000 | 2768.1418 | 2669.6697 | 23929.1667 | 155613.6259 | 150929.1667 | 0 | 4684.4592 | 4684.4592 | 54427.5495 | 72572.4505 | 0 | 0 | 0 | 0 | 0
2022-02-01 16:00 | 0.23548 | 0.49249 | 186065 | 42500.1486 | 2846 | 234351.9575 | 15 | 108429.0181 | 10.8429 | 125922.9394 | 0 | 2497393.731 | 254 | 127000 | 2768.1418 | 2669.6697 | 23929.1667 | 155613.6259 | 150929.1667 | 0 | 4684.4592 | 4684.4592 | 42500.1486 | 84499.8514 | 0 | 0 | 0 | 0 | 0
2022-02-01 17:00 | 0.0432 | 0.087 | 186065 | 7796.8678 | 2846 | 41399.0544 | 15 | 143132.2989 | 14.3132 | 0 | 101733.2445 | 2623316.6704 | 254 | 127000 | 2768.1418 | 2669.6697 | 23929.1667 | 155613.6259 | 150929.1667 | 0 | 4684.4592 | 4684.4592 | 7796.8678 | 119203.1322 | 0 | 0 | 0 | 0 | 0
2022-02-01 18:00 | 0 | 0 | 186065 | 0 | 2846 | 0 | 15 | 150000 | 15 | 0 | 150000 | 2521583.4259 | 254 | 126070.8333 | 2768.1418 | 2650.1376 | 23929.1667 | 155613.6259 | 150000 | 0 | 5613.6259 | 5613.6259 | 0 | 126070.8333 | 0 | 0 | 0 | 0 | 0
2022-02-01 19:00 | 0 | 0 | 186065 | 0 | 2846 | 0 | 15 | 150000 | 15 | 0 | 150000 | 2371583.4259 | 254 | 126070.8333 | 2768.1418 | 2650.1376 | 23929.1667 | 155613.6259 | 150000 | 0 | 5613.6259 | 5613.6259 | 0 | 126070.8333 | 0 | 0 | 0 | 0 | 0
2022-02-01 20:00 | 0 | 0 | 186065 | 0 | 2846 | 0 | 15 | 150000 | 15 | 0 | 150000 | 2221583.4259 | 254 | 126070.8333 | 2768.1418 | 2650.1376 | 23929.1667 | 155613.6259 | 150000 | 0 | 5613.6259 | 5613.6259 | 0 | 126070.8333 | 0 | 0 | 0 | 0 | 0
2022-02-01 21:00 | 0 | 0 | 186065 | 0 | 2846 | 0 | 15 | 150000 | 15 | 0 | 150000 | 2071583.4259 | 254 | 126070.8333 | 2768.1418 | 2650.1376 | 23929.1667 | 155613.6259 | 150000 | 0 | 5613.6259 | 5613.6259 | 0 | 126070.8333 | 0 | 0 | 0 | 0 | 0
2022-02-01 22:00 | 0 | 0 | 186065 | 0 | 2846 | 0 | 15 | 150000 | 15 | 0 | 150000 | 1921583.4259 | 254 | 126070.8333 | 2768.1418 | 2650.1376 | 23929.1667 | 155613.6259 | 150000 | 0 | 5613.6259 | 5613.6259 | 0 | 126070.8333 | 0 | 0 | 0 | 0 | 0
2022-02-01 23:00 | 0 | 0 | 186065 | 0 | 2846 | 0 | 15 | 150000 | 15 | 0 | 150000 | 1771583.4259 | 254 | 126070.8333 | 2768.1418 | 2650.1376 | 23929.1667 | 155613.6259 | 150000 | 0 | 5613.6259 | 5613.6259 | 0 | 126070.8333 | 0 | 0 | 0 | 0 | 0
2022-02-02 | 0 | 0 | 186065 | 0 | 2846 | 0 | 15 | 150000 | 15 | 0 | 150000 | 1621583.4259 | 254 | 126483.3333 | 2768.1418 | 2658.8088 | 23516.6667 | 155201.1259 | 150000 | 0 | 5201.1259 | 5201.1259 | 0 | 126483.3333 | 0 | 0 | 0 | 0 | 0
2022-02-02 01:00 | 0 | 0 | 186065 | 0 | 2846 | 0 | 15 | 150000 | 15 | 0 | 150000 | 1471583.4259 | 254 | 126483.3333 | 2768.1418 | 2658.8088 | 23516.6667 | 155201.1259 | 150000 | 0 | 5201.1259 | 5201.1259 | 0 | 126483.3333 | 0 | 0 | 0 | 0 | 0
2022-02-02 02:00 | 0 | 0 | 186065 | 0 | 2846 | 0 | 15 | 150000 | 15 | 0 | 150000 | 1321583.4259 | 254 | 126483.3333 | 2768.1418 | 2658.8088 | 23516.6667 | 155201.1259 | 150000 | 0 | 5201.1259 | 5201.1259 | 0 | 126483.3333 | 0 | 0 | 0 | 0 | 0
2022-02-02 03:00 | 0 | 0 | 186065 | 0 | 2846 | 0 | 15 | 150000 | 15 | 0 | 150000 | 1171583.4259 | 254 | 126483.3333 | 2768.1418 | 2658.8088 | 23516.6667 | 155201.1259 | 150000 | 0 | 5201.1259 | 5201.1259 | 0 | 126483.3333 | 0 | 0 | 0 | 0 | 0
2022-02-02 04:00 | 0 | 0 | 186065 | 0 | 2846 | 0 | 15 | 150000 | 15 | 0 | 150000 | 1021583.4259 | 254 | 126483.3333 | 2768.1418 | 2658.8088 | 23516.6667 | 155201.1259 | 150000 | 0 | 5201.1259 | 5201.1259 | 0 | 126483.3333 | 0 | 0 | 0 | 0 | 0
2022-02-02 05:00 | 0 | 0 | 186065 | 0 | 2846 | 0 | 15 | 150000 | 15 | 0 | 150000 | 871583.4259 | 254 | 126483.3333 | 2768.1418 | 2658.8088 | 23516.6667 | 155201.1259 | 150000 | 0 | 5201.1259 | 5201.1259 | 0 | 126483.3333 | 0 | 0 | 0 | 0 | 0
2022-02-02 06:00 | 0 | 0 | 186065 | 0 | 2846 | 0 | 15 | 150000 | 15 | 0 | 150000 | 721583.4259 | 254 | 126483.3333 | 2768.1418 | 2658.8088 | 23516.6667 | 155201.1259 | 150000 | 0 | 5201.1259 | 5201.1259 | 0 | 126483.3333 | 0 | 0 | 0 | 0 | 0
2022-02-02 07:00 | 0.0259 | 0.04367 | 186065 | 4674.511 | 2846 | 20780.4219 | 15 | 145842.1557 | 14.5842 | 0 | 125061.7338 | 571583.4259 | 254 | 127000 | 2768.1418 | 2669.6697 | 23516.6667 | 155201.1259 | 150516.6667 | 0 | 4684.4592 | 4684.4592 | 0 | 127000 | 0 | 0 | 0 | 0 | 0
2022-02-02 08:00 | 0.21202 | 0.53017 | 186065 | 38266.0163 | 2846 | 252282.0307 | 15 | 112250.6504 | 11.2251 | 140031.3803 | 0 | 446521.6921 | 254 | 127000 | 2768.1418 | 2669.6697 | 23516.6667 | 155201.1259 | 150516.6667 | 0 | 4684.4592 | 4684.4592 | 38266.0163 | 88733.9837 | 0 | 0 | 0 | 0 | 0
2022-02-02 09:00 | 0.42108 | 0.74542 | 186065 | 75997.8027 | 2846 | 354709.0015 | 15 | 74518.864 | 7.4519 | 280190.1375 | 0 | 586553.0724 | 254 | 127000 | 2768.1418 | 2669.6697 | 23516.6667 | 155201.1259 | 150516.6667 | 0 | 4684.4592 | 4684.4592 | 52481.136 | 74518.864 | 0 | 0 | 0 | 0 | 0
2022-02-02 10:00 | 0.59242 | 0.8536 | 186065 | 106921.7685 | 2846 | 406186.5843 | 15 | 43594.8982 | 4.3595 | 362591.6861 | 0 | 866743.21 | 254 | 127000 | 2768.1418 | 2669.6697 | 23516.6667 | 155201.1259 | 150516.6667 | 0 | 4684.4592 | 4684.4592 | 106921.7685 | 20078.2315 | 0 | 0 | 0 | 0 | 0
2022-02-02 11:00 | 0.70517 | 0.9017 | 186065 | 127271.2324 | 2846 | 429075.027 | 15 | 23245.4343 | 2.3245 | 405829.5927 | 0 | 1229334.8961 | 254 | 127000 | 2768.1418 | 2669.6697 | 23516.6667 | 155201.1259 | 150516.6667 | 0 | 4684.4592 | 4684.4592 | 103754.5657 | 23245.4343 | 0 | 0 | 0 | 0 | 0
2022-02-02 12:00 | 0.73783 | 0.85353 | 186065 | 133165.8088 | 2846 | 406153.2747 | 15 | 17350.8579 | 1.7351 | 388802.4169 | 0 | 1635164.4888 | 254 | 127000 | 2768.1418 | 2669.6697 | 23516.6667 | 155201.1259 | 150516.6667 | 0 | 4684.4592 | 4684.4592 | 127000 | 0 | 0 | 0 | 0 | 0 | 0
2022-02-02 13:00 | 0.70755 | 0.82966 | 186065 | 127700.782 | 2846 | 394794.7066 | 15 | 22815.8846 | 2.2816 | 371978.822 | 0 | 2023966.9057 | 254 | 127000 | 2768.1418 | 2669.6697 | 23516.6667 | 155201.1259 | 150516.6667 | 0 | 4684.4592 | 4684.4592 | 127000 | 0 | 0 | 0 | 0 | 0 | 0
2022-02-02 14:00 | 0.60497 | 0.77333 | 186065 | 109186.8308 | 2846 | 367990.0085 | 15 | 41329.8359 | 4.133 | 326660.1726 | 0 | 2395945.7276 | 254 | 127000 | 2768.1418 | 2669.6697 | 23516.6667 | 155201.1259 | 150516.6667 | 0 | 4684.4592 | 4684.4592 | 85670.1641 | 41329.8359 | 0 | 0 | 0 | 0 | 0
2022-02-02 15:00 | 0.44188 | 0.65189 | 186065 | 79751.8501 | 2846 | 310202.6388 | 15 | 70764.8165 | 7.0765 | 239437.8222 | 0 | 2722605.9002 | 254 | 127000 | 2768.1418 | 2669.6697 | 23516.6667 | 155201.1259 | 150516.6667 | 0 | 4684.4592 | 4684.4592 | 79751.8501 | 47248.1499 | 0 | 0 | 0 | 0 | 0
2022-02-02 16:00 | 0.24052 | 0.45918 | 186065 | 43409.7832 | 2846 | 218501.354 | 15 | 107106.8835 | 10.7107 | 111394.4705 | 0 | 2962043.7225 | 254 | 127000 | 2768.1418 | 2669.6697 | 23516.6667 | 155201.1259 | 150516.6667 | 0 | 4684.4592 | 4684.4592 | 43409.7832 | 83590.2168 | 0 | 0 | 0 | 0 | 0
2022-02-02 17:00 | 0.04497 | 0.06009 | 186065 | 8116.3228 | 2846 | 28593.8986 | 15 | 142400.3439 | 14.24 | 0 | 113806.4453 | 3073438.193 | 254 | 127000 | 2768.1418 | 2669.6697 | 23516.6667 | 155201.1259 | 150516.6667 | 0 | 4684.4592 | 4684.4592 | 8116.3228 | 118883.6772 | 0 | 0 | 0 | 0 | 0
2022-02-02 18:00 | 0 | 0 | 186065 | 0 | 2846 | 0 | 15 | 150000 | 15 | 0 | 150000 | 2959631.7477 | 254 | 126483.3333 | 2768.1418 | 2658.8088 | 23516.6667 | 155201.1259 | 150000 | 0 | 5201.1259 | 5201.1259 | 0 | 126483.3333 | 0 | 0 | 0 | 0 | 0
2022-02-02 19:00 | 0 | 0 | 186065 | 0 | 2846 | 0 | 15 | 150000 | 15 | 0 | 150000 | 2809631.7477 | 254 | 126483.3333 | 2768.1418 | 2658.8088 | 23516.6667 | 155201.1259 | 150000 | 0 | 5201.1259 | 5201.1259 | 0 | 126483.3333 | 0 | 0 | 0 | 0 | 0
2022-02-02 20:00 | 0 | 0 | 186065 | 0 | 2846 | 0 | 15 | 150000 | 15 | 0 | 150000 | 2659631.7477 | 254 | 126483.3333 | 2768.1418 | 2658.8088 | 23516.6667 | 155201.1259 | 150000 | 0 | 5201.1259 | 5201.1259 | 0 | 126483.3333 | 0 | 0 | 0 | 0 | 0
2022-02-02 21:00 | 0 | 0 | 186065 | 0 | 2846 | 0 | 15 | 150000 | 15 | 0 | 150000 | 2509631.7477 | 254 | 126483.3333 | 2768.1418 | 2658.8088 | 23516.6667 | 155201.1259 | 150000 | 0 | 5201.1259 | 5201.1259 | 0 | 126483.3333 | 0 | 0 | 0 | 0 | 0
2022-02-02 22:00 | 0 | 0 | 186065 | 0 | 2846 | 0 | 15 | 150000 | 15 | 0 | 150000 | 2359631.7477 | 254 | 126483.3333 | 2768.1418 | 2658.8088 | 23516.6667 | 155201.1259 | 150000 | 0 | 5201.1259 | 5201.1259 | 0 | 126483.3333 | 0 | 0 | 0 | 0 | 0
2022-02-02 23:00 | 0 | 0 | 186065 | 0 | 2846 | 0 | 15 | 150000 | 15 | 0 | 150000 | 2209631.7477 | 254 | 126483.3333 | 2768.1418 | 2658.8088 | 23516.6667 | 155201.1259 | 150000 | 0 | 5201.1259 | 5201.1259 | 0 | 126483.3333 | 0 | 0 | 0 | 0 | 0
2022-02-03 | 0 | 0 | 186065 | 0 | 2846 | 0 | 15 | 150000 | 15 | 0 | 150000 | 2059631.7477 | 254 | 125620.8333 | 2768.1418 | 2640.6782 | 24379.1667 | 156063.6259 | 150000 | 0 | 6063.6259 | 6063.6259 | 0 | 125620.8333 | 0 | 0 | 0 | 0 | 0
2022-02-03 01:00 | 0 | 0 | 186065 | 0 | 2846 | 0 | 15 | 150000 | 15 | 0 | 150000 | 1909631.7477 | 254 | 125620.8333 | 2768.1418 | 2640.6782 | 24379.1667 | 156063.6259 | 150000 | 0 | 6063.6259 | 6063.6259 | 0 | 125620.8333 | 0 | 0 | 0 | 0 | 0
2022-02-03 02:00 | 0 | 0 | 186065 | 0 | 2846 | 0 | 15 | 150000 | 15 | 0 | 150000 | 1759631.7477 | 254 | 125620.8333 | 2768.1418 | 2640.6782 | 24379.1667 | 156063.6259 | 150000 | 0 | 6063.6259 | 6063.6259 | 0 | 125620.8333 | 0 | 0 | 0 | 0 | 0
2022-02-03 03:00 | 0 | 0 | 186065 | 0 | 2846 | 0 | 15 | 150000 | 15 | 0 | 150000 | 1609631.7477 | 254 | 125620.8333 | 2768.1418 | 2640.6782 | 24379.1667 | 156063.6259 | 150000 | 0 | 6063.6259 | 6063.6259 | 0 | 125620.8333 | 0 | 0 | 0 | 0 | 0
2022-02-03 04:00 | 0 | 0 | 186065 | 0 | 2846 | 0 | 15 | 150000 | 15 | 0 | 150000 | 1459631.7477 | 254 | 125620.8333 | 2768.1418 | 2640.6782 | 24379.1667 | 156063.6259 | 150000 | 0 | 6063.6259 | 6063.6259 | 0 | 125620.8333 | 0 | 0 | 0 | 0 | 0
2022-02-03 05:00 | 0 | 0 | 186065 | 0 | 2846 | 0 | 15 | 150000 | 15 | 0 | 150000 | 1309631.7477 | 254 | 125620.8333 | 2768.1418 | 2640.6782 | 24379.1667 | 156063.6259 | 150000 | 0 | 6063.6259 | 6063.6259 | 0 | 125620.8333 | 0 | 0 | 0 | 0 | 0
2022-02-03 06:00 | 0 | 0 | 186065 | 0 | 2846 | 0 | 15 | 150000 | 15 | 0 | 150000 | 1159631.7477 | 254 | 125620.8333 | 2768.1418 | 2640.6782 | 24379.1667 | 156063.6259 | 150000 | 0 | 6063.6259 | 6063.6259 | 0 | 125620.8333 | 0 | 0 | 0 | 0 | 0
2022-02-03 07:00 | 0.0209 | 0.00683 | 186065 | 3772.0957 | 2846 | 3250.0637 | 15 | 147607.0709 | 14.7607 | 0 | 144357.0072 | 1009631.7477 | 254 | 127000 | 2768.1418 | 2669.6697 | 24379.1667 | 156063.6259 | 151379.1667 | 0 | 4684.4592 | 4684.4592 | 0 | 127000 | 0 | 0 | 0 | 0 | 0
2022-02-03 08:00 | 0.1787 | 0.19476 | 186065 | 32252.321 | 2846 | 92676.7797 | 15 | 119126.8456 | 11.9127 | 0 | 26450.0659 | 865274.7405 | 254 | 127000 | 2768.1418 | 2669.6697 | 24379.1667 | 156063.6259 | 151379.1667 | 0 | 4684.4592 | 4684.4592 | 32252.321 | 94747.679 | 0 | 0 | 0 | 0 | 0
2022-02-03 09:00 | 0.37377 | 0.47296 | 186065 | 67459.1496 | 2846 | 225058.5836 | 15 | 83920.0171 | 8.392 | 141138.5665 | 0 | 838824.6745 | 254 | 127000 | 2768.1418 | 2669.6697 | 24379.1667 | 156063.6259 | 151379.1667 | 0 | 4684.4592 | 4684.4592 | 67459.1496 | 59540.8504 | 0 | 0 | 0 | 0 | 0
2022-02-03 10:00 | 0.55915 | 0.72023 | 186065 | 100917.0974 | 2846 | 342722.3098 | 15 | 50462.0693 | 5.0462 | 292260.2405 | 0 | 979963.241 | 254 | 127000 | 2768.1418 | 2669.6697 | 24379.1667 | 156063.6259 | 151379.1667 | 0 | 4684.4592 | 4684.4592 | 76537.9307 | 50462.0693 | 0 | 0 | 0 | 0 | 0
2022-02-03 11:00 | 0.6622 | 0.7353 | 186065 | 119515.8757 | 2846 | 349893.3874 | 15 | 31863.291 | 3.1863 | 318030.0964 | 0 | 1272223.4815 | 254 | 127000 | 2768.1418 | 2669.6697 | 24379.1667 | 156063.6259 | 151379.1667 | 0 | 4684.4592 | 4684.4592 | 119515.8757 | 7484.1243 | 0 | 0 | 0 | 0 | 0
2022-02-03 12:00 | 0.66135 | 0.50145 | 186065 | 119362.4651 | 2846 | 238615.5842 | 15 | 32016.7015 | 3.2017 | 206598.8827 | 0 | 1590253.5779 | 254 | 127000 | 2768.1418 | 2669.6697 | 24379.1667 | 156063.6259 | 151379.1667 | 0 | 4684.4592 | 4684.4592 | 119362.4651 | 7637.5349 | 0 | 0 | 0 | 0 | 0
2022-02-03 13:00 | 0.62228 | 0.52051 | 186065 | 112310.9924 | 2846 | 247685.3081 | 15 | 39068.1743 | 3.9068 | 208617.1338 | 0 | 1796852.4606 | 254 | 127000 | 2768.1418 | 2669.6697 | 24379.1667 | 156063.6259 | 151379.1667 | 0 | 4684.4592 | 4684.4592 | 112310.9924 | 14689.0076 | 0 | 0 | 0 | 0 | 0
2022-02-03 14:00 | 0.52667 | 0.42616 | 186065 | 95055.0079 | 2846 | 202788.7474 | 15 | 56324.1587 | 5.6324 | 146464.5887 | 0 | 2005469.5944 | 254 | 127000 | 2768.1418 | 2669.6697 | 24379.1667 | 156063.6259 | 151379.1667 | 0 | 4684.4592 | 4684.4592 | 95055.0079 | 31944.9921 | 0 | 0 | 0 | 0 | 0
2022-02-03 15:00 | 0.3863 | 0.39177 | 186065 | 69720.6022 | 2846 | 186424.2246 | 15 | 81658.5645 | 8.1659 | 104765.6602 | 0 | 2151934.1831 | 254 | 127000 | 2768.1418 | 2669.6697 | 24379.1667 | 156063.6259 | 151379.1667 | 0 | 4684.4592 | 4684.4592 | 45341.4355 | 81658.5645 | 0 | 0 | 0 | 0 | 0
2022-02-03 16:00 | 0.2134 | 0.2828 | 186065 | 38515.0829 | 2846 | 134570.7194 | 15 | 112864.0838 | 11.2864 | 21706.6356 | 0 | 2256699.8433 | 254 | 127000 | 2768.1418 | 2669.6697 | 24379.1667 | 156063.6259 | 151379.1667 | 0 | 4684.4592 | 4684.4592 | 38515.0829 | 88484.9171 | 0 | 0 | 0 | 0 | 0
2022-02-03 17:00 | 0.0434 | 0.03756 | 186065 | 7832.9644 | 2846 | 17872.9711 | 15 | 143546.2023 | 14.3546 | 0 | 125673.2312 | 2278406.4788 | 254 | 127000 | 2768.1418 | 2669.6697 | 24379.1667 | 156063.6259 | 151379.1667 | 0 | 4684.4592 | 4684.4592 | 7832.9644 | 119167.0356 | 0 | 0 | 0 | 0 | 0
2022-02-03 18:00 | 0 | 0 | 186065 | 0 | 2846 | 0 | 15 | 150000 | 15 | 0 | 150000 | 2152733.2476 | 254 | 125620.8333 | 2768.1418 | 2640.6782 | 24379.1667 | 156063.6259 | 150000 | 0 | 6063.6259 | 6063.6259 | 0 | 125620.8333 | 0 | 0 | 0 | 0 | 0
2022-02-03 19:00 | 0 | 0 | 186065 | 0 | 2846 | 0 | 15 | 150000 | 15 | 0 | 150000 | 2002733.2476 | 254 | 125620.8333 | 2768.1418 | 2640.6782 | 24379.1667 | 156063.6259 | 150000 | 0 | 6063.6259 | 6063.6259 | 0 | 125620.8333 | 0 | 0 | 0 | 0 | 0
2022-02-03 20:00 | 0 | 0 | 186065 | 0 | 2846 | 0 | 15 | 150000 | 15 | 0 | 150000 | 1852733.2476 | 254 | 125620.8333 | 2768.1418 | 2640.6782 | 24379.1667 | 156063.6259 | 150000 | 0 | 6063.6259 | 6063.6259 | 0 | 125620.8333 | 0 | 0 | 0 | 0 | 0
2022-02-03 21:00 | 0 | 0 | 186065 | 0 | 2846 | 0 | 15 | 150000 | 15 | 0 | 150000 | 1702733.2476 | 254 | 125620.8333 | 2768.1418 | 2640.6782 | 24379.1667 | 156063.6259 | 150000 | 0 | 6063.6259 | 6063.6259 | 0 | 125620.8333 | 0 | 0 | 0 | 0 | 0
2022-02-03 22:00 | 0 | 0 | 186065 | 0 | 2846 | 0 | 15 | 150000 | 15 | 0 | 150000 | 1552733.2476 | 254 | 125620.8333 | 2768.1418 | 2640.6782 | 24379.1667 | 156063.6259 | 150000 | 0 | 6063.6259 | 6063.6259 | 0 | 125620.8333 | 0 | 0 | 0 | 0 | 0
2022-02-03 23:00 | 0 | 0 | 186065 | 0 | 2846 | 0 | 15 | 150000 | 15 | 0 | 150000 | 1402733.2476 | 254 | 125620.8333 | 2768.1418 | 2640.6782 | 24379.1667 | 156063.6259 | 150000 | 0 | 6063.6259 | 6063.6259 | 0 | 125620.8333 | 0 | 0 | 0 | 0 | 0
2022-02-04 | 0 | 0 | 186065 | 0 | 2846 | 0 | 15 | 149620.8333 | 14.9621 | 0 | 149620.8333 | 1252733.2476 | 254 | 127000 | 2768.1418 | 2669.6697 | 22620.8333 | 154305.2926 | 149620.8333 | 0 | 4684.4592 | 4684.4592 | 0 | 127000 | 0 | 0 | 0 | 0 | 0
2022-02-04 01:00 | 0 | 0 | 186065 | 0 | 2846 | 0 | 15 | 149620.8333 | 14.9621 | 0 | 149620.8333 | 1103112.4143 | 254 | 127000 | 2768.1418 | 2669.6697 | 22620.8333 | 154305.2926 | 149620.8333 | 0 | 4684.4592 | 4684.4592 | 0 | 127000 | 0 | 0 | 0 | 0 | 0
2022-02-04 02:00 | 0 | 0 | 186065 | 0 | 2846 | 0 | 15 | 149620.8333 | 14.9621 | 0 | 149620.8333 | 953491.581 | 254 | 127000 | 2768.1418 | 2669.6697 | 22620.8333 | 154305.2926 | 149620.8333 | 0 | 4684.4592 | 4684.4592 | 0 | 127000 | 0 | 0 | 0 | 0 | 0
2022-02-04 03:00 | 0 | 0 | 186065 | 0 | 2846 | 0 | 15 | 149620.8333 | 14.9621 | 0 | 149620.8333 | 803870.7476 | 254 | 127000 | 2768.1418 | 2669.6697 | 22620.8333 | 154305.2926 | 149620.8333 | 0 | 4684.4592 | 4684.4592 | 0 | 127000 | 0 | 0 | 0 | 0 | 0
2022-02-04 04:00 | 0 | 0 | 186065 | 0 | 2846 | 0 | 15 | 149620.8333 | 14.9621 | 0 | 149620.8333 | 654249.9143 | 254 | 127000 | 2768.1418 | 2669.6697 | 22620.8333 | 154305.2926 | 149620.8333 | 0 | 4684.4592 | 4684.4592 | 0 | 127000 | 0 | 0 | 0 | 0 | 0
2022-02-04 05:00 | 0 | 0 | 186065 | 0 | 2846 | 0 | 15 | 149620.8333 | 14.9621 | 0 | 149620.8333 | 504629.081 | 254 | 127000 | 2768.1418 | 2669.6697 | 22620.8333 | 154305.2926 | 149620.8333 | 0 | 4684.4592 | 4684.4592 | 0 | 127000 | 0 | 0 | 0 | 0 | 0
2022-02-04 06:00 | 0 | 0 | 186065 | 0 | 2846 | 0 | 15 | 149620.8333 | 14.9621 | 0 | 149620.8333 | 355008.2476 | 254 | 127000 | 2768.1418 | 2669.6697 | 22620.8333 | 154305.2926 | 149620.8333 | 0 | 4684.4592 | 4684.4592 | 0 | 127000 | 0 | 0 | 0 | 0 | 0
2022-02-04 07:00 | 0.02142 | 0.0013 | 186065 | 3865.9469 | 2846 | 618.6066 | 15 | 145754.8864 | 14.5755 | 0 | 145136.2798 | 205387.4143 | 254 | 127000 | 2768.1418 | 2669.6697 | 22620.8333 | 154305.2926 | 149620.8333 | 0 | 4684.4592 | 4684.4592 | 3865.9469 | 123134.0531 | 0 | 0 | 0 | 0 | 0
2022-02-04 08:00 | 0.14185 | 0.06601 | 186065 | 25601.5206 | 2846 | 31410.9377 | 15 | 91662.0722 | 9.1662 | 0 | 60251.1344 | 60251.1344 | 254 | 94642.7595 | 2768.1418 | 1989.4874 | 22620.8333 | 154305.2926 | 117263.5928 | 0 | 37041.6998 | 37041.6998 | 2980.6873 | 91662.0722 | 0 | 0 | 0 | 0 | 0
2022-02-04 09:00 | 0.2704 | 0.12267 | 186065 | 48802.6167 | 2846 | 58372.6667 | 15 | 58372.6667 | 5.8373 | 0 | 0 | 0 | 254 | 84554.4501 | 2768.1418 | 1777.4209 | 22620.8333 | 154305.2926 | 107175.2834 | 0 | 47130.0091 | 47130.0091 | 48802.6167 | 35751.8334 | 0 | 0 | 0 | 0 | 0
2022-02-04 10:00 | 0.37905 | 0.16599 | 186065 | 68412.1001 | 2846 | 78986.5407 | 15 | 78986.5407 | 7.8987 | 0 | 0 | 0 | 254 | 124777.8075 | 2768.1418 | 2622.9569 | 22620.8333 | 154305.2926 | 147398.6408 | 0 | 6906.6518 | 6906.6518 | 68412.1001 | 56365.7074 | 0 | 0 | 0 | 0 | 0
2022-02-04 11:00 | 0.46942 | 0.21223 | 186065 | 84722.3533 | 2846 | 100989.9002 | 15 | 64898.48 | 6.4898 | 36091.4202 | 0 | 0 | 254 | 127000 | 2768.1418 | 2669.6697 | 22620.8333 | 154305.2926 | 149620.8333 | 0 | 4684.4592 | 4684.4592 | 62101.52 | 64898.48 | 0 | 0 | 0 | 0 | 0
2022-02-04 12:00 | 0.62808 | 0.56416 | 186065 | 113357.794 | 2846 | 268456.213 | 15 | 36263.0393 | 3.6263 | 232193.1737 | 0 | 36091.4202 | 254 | 127000 | 2768.1418 | 2669.6697 | 22620.8333 | 154305.2926 | 149620.8333 | 0 | 4684.4592 | 4684.4592 | 90736.9607 | 36263.0393 | 0 | 0 | 0 | 0 | 0
2022-02-04 13:00 | 0.57295 | 0.39389 | 186065 | 103407.7635 | 2846 | 187433.0292 | 15 | 46213.0698 | 4.6213 | 141219.9593 | 0 | 268284.5939 | 254 | 127000 | 2768.1418 | 2669.6697 | 22620.8333 | 154305.2926 | 149620.8333 | 0 | 4684.4592 | 4684.4592 | 103407.7635 | 23592.2365 | 0 | 0 | 0 | 0 | 0
2022-02-04 14:00 | 0.41817 | 0.18069 | 186065 | 75472.597 | 2846 | 85981.5533 | 15 | 74148.2363 | 7.4148 | 11833.317 | 0 | 409504.5532 | 254 | 127000 | 2768.1418 | 2669.6697 | 22620.8333 | 154305.2926 | 149620.8333 | 0 | 4684.4592 | 4684.4592 | 75472.597 | 51527.403 | 0 | 0 | 0 | 0 | 0
2022-02-04 15:00 | 0.27715 | 0.21734 | 186065 | 50020.8773 | 2846 | 103421.4998 | 15 | 99599.956 | 9.96 | 3821.5438 | 0 | 421337.8702 | 254 | 127000 | 2768.1418 | 2669.6697 | 22620.8333 | 154305.2926 | 149620.8333 | 0 | 4684.4592 | 4684.4592 | 50020.8773 | 76979.1227 | 0 | 0 | 0 | 0 | 0
2022-02-04 16:00 | 0.16177 | 0.12136 | 186065 | 29196.743 | 2846 | 57749.3016 | 15 | 120424.0903 | 12.0424 | 0 | 62674.7887 | 425159.414 | 254 | 127000 | 2768.1418 | 2669.6697 | 22620.8333 | 154305.2926 | 149620.8333 | 0 | 4684.4592 | 4684.4592 | 6575.9097 | 120424.0903 | 0 | 0 | 0 | 0 | 0
2022-02-04 17:00 | 0.03555 | 0.00552 | 186065 | 6416.1724 | 2846 | 2626.6986 | 15 | 71594.6573 | 7.1595 | 0 | 68967.9586 | 362484.6253 | 254 | 55389.9964 | 2768.1418 | 1164.3543 | 22620.8333 | 154305.2926 | 78010.8297 | 0 | 76294.4629 | 76294.4629 | 6416.1724 | 48973.8239 | 0 | 0 | 0 | 0 | 0
2022-02-04 18:00 | 0 | 0 | 186065 | 0 | 2846 | 0 | 15 | 22620.8333 | 2.2621 | 0 | 22620.8333 | 293516.6667 | 254 | 0 | 2768.1418 | 0 | 22620.8333 | 154305.2926 | 22620.8333 | 0 | 131684.4592 | 131684.4592 | 0 | 0 | 0 | 0 | 0 | 0 | 0
2022-02-04 19:00 | 0 | 0 | 186065 | 0 | 2846 | 0 | 15 | 22620.8333 | 2.2621 | 0 | 22620.8333 | 270895.8333 | 254 | 0 | 2768.1418 | 0 | 22620.8333 | 154305.2926 | 22620.8333 | 0 | 131684.4592 | 131684.4592 | 0 | 0 | 0 | 0 | 0 | 0 | 0
2022-02-04 20:00 | 0 | 0 | 186065 | 0 | 2846 | 0 | 15 | 22620.8333 | 2.2621 | 0 | 22620.8333 | 248275 | 254 | 0 | 2768.1418 | 0 | 22620.8333 | 154305.2926 | 22620.8333 | 0 | 131684.4592 | 131684.4592 | 0 | 0 | 0 | 0 | 0 | 0 | 0
2022-02-04 21:00 | 0 | 0 | 186065 | 0 | 2846 | 0 | 15 | 22620.8333 | 2.2621 | 0 | 22620.8333 | 225654.1667 | 254 | 0 | 2768.1418 | 0 | 22620.8333 | 154305.2926 | 22620.8333 | 0 | 131684.4592 | 131684.4592 | 0 | 0 | 0 | 0 | 0 | 0 | 0
2022-02-04 22:00 | 0 | 0 | 186065 | 0 | 2846 | 0 | 15 | 22620.8333 | 2.2621 | 0 | 22620.8333 | 203033.3333 | 254 | 0 | 2768.1418 | 0 | 22620.8333 | 154305.2926 | 22620.8333 | 0 | 131684.4592 | 131684.4592 | 0 | 0 | 0 | 0 | 0 | 0 | 0
2022-02-04 23:00 | 0 | 0 | 186065 | 0 | 2846 | 0 | 15 | 22620.8333 | 2.2621 | 0 | 22620.8333 | 180412.5 | 254 | 0 | 2768.1418 | 0 | 22620.8333 | 154305.2926 | 22620.8333 | 0 | 131684.4592 | 131684.4592 | 0 | 0 | 0 | 0 | 0 | 0 | 0
2022-02-05 | 0 | 0 | 186065 | 0 | 2846 | 0 | 15 | 22541.6667 | 2.2542 | 0 | 22541.6667 | 157791.6667 | 254 | 0 | 2768.1418 | 0 | 22541.6667 | 154226.1259 | 22541.6667 | 0 | 131684.4592 | 131684.4592 | 0 | 0 | 0 | 0 | 0 | 0 | 0
2022-02-05 01:00 | 0 | 0 | 186065 | 0 | 2846 | 0 | 15 | 22541.6667 | 2.2542 | 0 | 22541.6667 | 135250 | 254 | 0 | 2768.1418 | 0 | 22541.6667 | 154226.1259 | 22541.6667 | 0 | 131684.4592 | 131684.4592 | 0 | 0 | 0 | 0 | 0 | 0 | 0
2022-02-05 02:00 | 0 | 0 | 186065 | 0 | 2846 | 0 | 15 | 22541.6667 | 2.2542 | 0 | 22541.6667 | 112708.3333 | 254 | 0 | 2768.1418 | 0 | 22541.6667 | 154226.1259 | 22541.6667 | 0 | 131684.4592 | 131684.4592 | 0 | 0 | 0 | 0 | 0 | 0 | 0
2022-02-05 03:00 | 0 | 0 | 186065 | 0 | 2846 | 0 | 15 | 22541.6667 | 2.2542 | 0 | 22541.6667 | 90166.6667 | 254 | 0 | 2768.1418 | 0 | 22541.6667 | 154226.1259 | 22541.6667 | 0 | 131684.4592 | 131684.4592 | 0 | 0 | 0 | 0 | 0 | 0 | 0
2022-02-05 04:00 | 0 | 0 | 186065 | 0 | 2846 | 0 | 15 | 22541.6667 | 2.2542 | 0 | 22541.6667 | 67625 | 254 | 0 | 2768.1418 | 0 | 22541.6667 | 154226.1259 | 22541.6667 | 0 | 131684.4592 | 131684.4592 | 0 | 0 | 0 | 0 | 0 | 0 | 0
2022-02-05 05:00 | 0 | 0 | 186065 | 0 | 2846 | 0 | 15 | 22541.6667 | 2.2542 | 0 | 22541.6667 | 45083.3333 | 254 | 0 | 2768.1418 | 0 | 22541.6667 | 154226.1259 | 22541.6667 | 0 | 131684.4592 | 131684.4592 | 0 | 0 | 0 | 0 | 0 | 0 | 0
2022-02-05 06:00 | 0 | 0 | 186065 | 0 | 2846 | 0 | 15 | 22541.6667 | 2.2542 | 0 | 22541.6667 | 22541.6667 | 254 | 0 | 2768.1418 | 0 | 22541.6667 | 154226.1259 | 22541.6667 | 0 | 131684.4592 | 131684.4592 | 0 | 0 | 0 | 0 | 0 | 0 | 0
2022-02-05 07:00 | 0.02662 | 0.06378 | 186065 | 4804.4588 | 2846 | 30349.7895 | 15 | 30349.7895 | 3.035 | 0 | 0 | 0 | 254 | 12612.5817 | 2768.1418 | 265.1293 | 22541.6667 | 154226.1259 | 35154.2483 | 0 | 119071.8776 | 119071.8776 | 4804.4588 | 7808.1229 | 0 | 0 | 0 | 0 | 0
2022-02-05 08:00 | 0.1888 | 0.47066 | 186065 | 34075.1998 | 2846 | 223964.1258 | 15 | 115466.4668 | 11.5466 | 108497.659 | 0 | 0 | 254 | 127000 | 2768.1418 | 2669.6697 | 22541.6667 | 154226.1259 | 149541.6667 | 0 | 4684.4592 | 4684.4592 | 34075.1998 | 92924.8002 | 0 | 0 | 0 | 0 | 0
2022-02-05 09:00 | 0.3533 | 0.59847 | 186065 | 63764.6616 | 2846 | 284782.6677 | 15 | 85777.0051 | 8.5777 | 199005.6626 | 0 | 108497.659 | 254 | 127000 | 2768.1418 | 2669.6697 | 22541.6667 | 154226.1259 | 149541.6667 | 0 | 4684.4592 | 4684.4592 | 63764.6616 | 63235.3384 | 0 | 0 | 0 | 0 | 0
2022-02-05 10:00 | 0.51317 | 0.56197 | 186065 | 92618.4868 | 2846 | 267414.0989 | 15 | 56923.1799 | 5.6923 | 210490.919 | 0 | 307503.3215 | 254 | 127000 | 2768.1418 | 2669.6697 | 22541.6667 | 154226.1259 | 149541.6667 | 0 | 4684.4592 | 4684.4592 | 70076.8201 | 56923.1799 | 0 | 0 | 0 | 0 | 0
2022-02-05 11:00 | 0.58905 | 0.53882 | 186065 | 106313.5406 | 2846 | 256398.1436 | 15 | 43228.1261 | 4.3228 | 213170.0175 | 0 | 517994.2405 | 254 | 127000 | 2768.1418 | 2669.6697 | 22541.6667 | 154226.1259 | 149541.6667 | 0 | 4684.4592 | 4684.4592 | 83771.8739 | 43228.1261 | 0 | 0 | 0 | 0 | 0
2022-02-05 12:00 | 0.5952 | 0.3184 | 186065 | 107423.5114 | 2846 | 151511.0221 | 15 | 42118.1553 | 4.2118 | 109392.8668 | 0 | 731164.258 | 254 | 127000 | 2768.1418 | 2669.6697 | 22541.6667 | 154226.1259 | 149541.6667 | 0 | 4684.4592 | 4684.4592 | 107423.5114 | 19576.4886 | 0 | 0 | 0 | 0 | 0
2022-02-05 13:00 | 0.53483 | 0.62596 | 186065 | 96527.7496 | 2846 | 297863.8172 | 15 | 53013.917 | 5.3014 | 244849.9001 | 0 | 840557.1248 | 254 | 127000 | 2768.1418 | 2669.6697 | 22541.6667 | 154226.1259 | 149541.6667 | 0 | 4684.4592 | 4684.4592 | 73986.083 | 53013.917 | 0 | 0 | 0 | 0 | 0
2022-02-05 14:00 | 0.42008 | 0.19241 | 186065 | 75817.3196 | 2846 | 91558.5294 | 15 | 73724.347 | 7.3724 | 17834.1824 | 0 | 1085407.0249 | 254 | 127000 | 2768.1418 | 2669.6697 | 22541.6667 | 154226.1259 | 149541.6667 | 0 | 4684.4592 | 4684.4592 | 75817.3196 | 51182.6804 | 0 | 0 | 0 | 0 | 0
2022-02-05 15:00 | 0.3083 | 0.24962 | 186065 | 55642.9243 | 2846 | 118781.9765 | 15 | 93898.7424 | 9.3899 | 24883.2342 | 0 | 1103241.2073 | 254 | 127000 | 2768.1418 | 2669.6697 | 22541.6667 | 154226.1259 | 149541.6667 | 0 | 4684.4592 | 4684.4592 | 55642.9243 | 71357.0757 | 0 | 0 | 0 | 0 | 0
2022-02-05 16:00 | 0.17545 | 0.20727 | 186065 | 31665.7511 | 2846 | 98629.6782 | 15 | 117875.9155 | 11.7876 | 0 | 19246.2373 | 1128124.4415 | 254 | 127000 | 2768.1418 | 2669.6697 | 22541.6667 | 154226.1259 | 149541.6667 | 0 | 4684.4592 | 4684.4592 | 9124.0845 | 117875.9155 | 0 | 0 | 0 | 0 | 0
2022-02-05 17:00 | 0.04172 | 0.06779 | 186065 | 7529.7528 | 2846 | 32257.9528 | 15 | 142011.9138 | 14.2012 | 0 | 109753.961 | 1108878.2041 | 254 | 127000 | 2768.1418 | 2669.6697 | 22541.6667 | 154226.1259 | 149541.6667 | 0 | 4684.4592 | 4684.4592 | 7529.7528 | 119470.2472 | 0 | 0 | 0 | 0 | 0
2022-02-05 18:00 | 0 | 0 | 186065 | 0 | 2846 | 0 | 15 | 149541.6667 | 14.9542 | 0 | 149541.6667 | 999124.2432 | 254 | 127000 | 2768.1418 | 2669.6697 | 22541.6667 | 154226.1259 | 149541.6667 | 0 | 4684.4592 | 4684.4592 | 0 | 127000 | 0 | 0 | 0 | 0 | 0
2022-02-05 19:00 | 0 | 0 | 186065 | 0 | 2846 | 0 | 15 | 149541.6667 | 14.9542 | 0 | 149541.6667 | 849582.5765 | 254 | 127000 | 2768.1418 | 2669.6697 | 22541.6667 | 154226.1259 | 149541.6667 | 0 | 4684.4592 | 4684.4592 | 0 | 127000 | 0 | 0 | 0 | 0 | 0
2022-02-05 20:00 | 0 | 0 | 186065 | 0 | 2846 | 0 | 15 | 149541.6667 | 14.9542 | 0 | 149541.6667 | 700040.9098 | 254 | 127000 | 2768.1418 | 2669.6697 | 22541.6667 | 154226.1259 | 149541.6667 | 0 | 4684.4592 | 4684.4592 | 0 | 127000 | 0 | 0 | 0 | 0 | 0
2022-02-05 21:00 | 0 | 0 | 186065 | 0 | 2846 | 0 | 15 | 149541.6667 | 14.9542 | 0 | 149541.6667 | 550499.2432 | 254 | 127000 | 2768.1418 | 2669.6697 | 22541.6667 | 154226.1259 | 149541.6667 | 0 | 4684.4592 | 4684.4592 | 0 | 127000 | 0 | 0 | 0 | 0 | 0
2022-02-05 22:00 | 0 | 0 | 186065 | 0 | 2846 | 0 | 15 | 149541.6667 | 14.9542 | 0 | 149541.6667 | 400957.5765 | 254 | 127000 | 2768.1418 | 2669.6697 | 22541.6667 | 154226.1259 | 149541.6667 | 0 | 4684.4592 | 4684.4592 | 0 | 127000 | 0 | 0 | 0 | 0 | 0
2022-02-05 23:00 | 0 | 0 | 186065 | 0 | 2846 | 0 | 15 | 97765.9098 | 9.7766 | 0 | 97765.9098 | 251415.9098 | 254 | 75224.2432 | 2768.1418 | 1581.2904 | 22541.6667 | 154226.1259 | 97765.9098 | 0 | 56460.2161 | 56460.2161 | 0 | 75224.2432 | 0 | 0 | 0 | 0 | 0
2022-02-06 | 0 | 0 | 186065 | 0 | 2846 | 0 | 15 | 21950 | 2.195 | 0 | 21950 | 153650 | 254 | 0 | 2768.1418 | 0 | 21950 | 153634.4592 | 21950 | 0 | 131684.4592 | 131684.4592 | 0 | 0 | 0 | 0 | 0 | 0 | 0
2022-02-06 01:00 | 0 | 0 | 186065 | 0 | 2846 | 0 | 15 | 21950 | 2.195 | 0 | 21950 | 131700 | 254 | 0 | 2768.1418 | 0 | 21950 | 153634.4592 | 21950 | 0 | 131684.4592 | 131684.4592 | 0 | 0 | 0 | 0 | 0 | 0 | 0
2022-02-06 02:00 | 0 | 0 | 186065 | 0 | 2846 | 0 | 15 | 21950 | 2.195 | 0 | 21950 | 109750 | 254 | 0 | 2768.1418 | 0 | 21950 | 153634.4592 | 21950 | 0 | 131684.4592 | 131684.4592 | 0 | 0 | 0 | 0 | 0 | 0 | 0
2022-02-06 03:00 | 0 | 0 | 186065 | 0 | 2846 | 0 | 15 | 21950 | 2.195 | 0 | 21950 | 87800 | 254 | 0 | 2768.1418 | 0 | 21950 | 153634.4592 | 21950 | 0 | 131684.4592 | 131684.4592 | 0 | 0 | 0 | 0 | 0 | 0 | 0
2022-02-06 04:00 | 0 | 0 | 186065 | 0 | 2846 | 0 | 15 | 21950 | 2.195 | 0 | 21950 | 65850 | 254 | 0 | 2768.1418 | 0 | 21950 | 153634.4592 | 21950 | 0 | 131684.4592 | 131684.4592 | 0 | 0 | 0 | 0 | 0 | 0 | 0
2022-02-06 05:00 | 0 | 0 | 186065 | 0 | 2846 | 0 | 15 | 21950 | 2.195 | 0 | 21950 | 43900 | 254 | 0 | 2768.1418 | 0 | 21950 | 153634.4592 | 21950 | 0 | 131684.4592 | 131684.4592 | 0 | 0 | 0 | 0 | 0 | 0 | 0
2022-02-06 06:00 | 0 | 0 | 186065 | 0 | 2846 | 0 | 15 | 21950 | 2.195 | 0 | 21950 | 21950 | 254 | 0 | 2768.1418 | 0 | 21950 | 153634.4592 | 21950 | 0 | 131684.4592 | 131684.4592 | 0 | 0 | 0 | 0 | 0 | 0 | 0
2022-02-06 07:00 | 0.02692 | 0.05217 | 186065 | 4858.6037 | 2846 | 24825.1571 | 15 | 24825.1571 | 2.4825 | 0 | 0 | 0 | 254 | 7733.7608 | 2768.1418 | 162.5715 | 21950 | 153634.4592 | 29683.7608 | 0 | 123950.6984 | 123950.6984 | 0 | 7733.7608 | 0 | 0 | 0 | 0 | 0
2022-02-06 08:00 | 0.18695 | 0.32517 | 186065 | 33741.3062 | 2846 | 154732.5347 | 15 | 115208.6938 | 11.5209 | 39523.8409 | 0 | 0 | 254 | 127000 | 2768.1418 | 2669.6697 | 21950 | 153634.4592 | 148950 | 0 | 4684.4592 | 4684.4592 | 33741.3062 | 93258.6938 | 0 | 0 | 0 | 0 | 0
2022-02-06 09:00 | 0.37045 | 0.46922 | 186065 | 66859.9459 | 2846 | 223278.9001 | 15 | 82090.0541 | 8.209 | 141188.8459 | 0 | 39523.8409 | 254 | 127000 | 2768.1418 | 2669.6697 | 21950 | 153634.4592 | 148950 | 0 | 4684.4592 | 4684.4592 | 44909.9459 | 82090.0541 | 0 | 0 | 0 | 0 | 0
2022-02-06 10:00 | 0.53328 | 0.53926 | 186065 | 96248.0009 | 2846 | 256607.5181 | 15 | 52701.9991 | 5.2702 | 203905.519 | 0 | 180712.6868 | 254 | 127000 | 2768.1418 | 2669.6697 | 21950 | 153634.4592 | 148950 | 0 | 4684.4592 | 4684.4592 | 74298.0009 | 52701.9991 | 0 | 0 | 0 | 0 | 0
2022-02-06 11:00 | 0.6533 | 0.86579 | 186065 | 117909.5766 | 2846 | 411987.2104 | 15 | 31040.4234 | 3.104 | 380946.787 | 0 | 384618.2059 | 254 | 127000 | 2768.1418 | 2669.6697 | 21950 | 153634.4592 | 148950 | 0 | 4684.4592 | 4684.4592 | 117909.5766 | 9090.4234 | 0 | 0 | 0 | 0 | 0
2022-02-06 12:00 | 0.61525 | 0.28439 | 186065 | 111042.1965 | 2846 | 135327.3228 | 15 | 37907.8035 | 3.7908 | 97419.5193 | 0 | 765564.9929 | 254 | 127000 | 2768.1418 | 2669.6697 | 21950 | 153634.4592 | 148950 | 0 | 4684.4592 | 4684.4592 | 111042.1965 | 15957.8035 | 0 | 0 | 0 | 0 | 0
2022-02-06 13:00 | 0.54278 | 0.05923 | 186065 | 97962.5899 | 2846 | 28184.6666 | 15 | 50987.4101 | 5.0987 | 0 | 22802.7435 | 862984.5121 | 254 | 127000 | 2768.1418 | 2669.6697 | 21950 | 153634.4592 | 148950 | 0 | 4684.4592 | 4684.4592 | 97962.5899 | 29037.4101 | 0 | 0 | 0 | 0 | 0
2022-02-06 14:00 | 0.5508 | 0.61758 | 186065 | 99410.0639 | 2846 | 293876.1841 | 15 | 49539.9361 | 4.954 | 244336.248 | 0 | 840181.7686 | 254 | 127000 | 2768.1418 | 2669.6697 | 21950 | 153634.4592 | 148950 | 0 | 4684.4592 | 4684.4592 | 99410.0639 | 27589.9361 | 0 | 0 | 0 | 0 | 0
2022-02-06 15:00 | 0.372 | 0.60939 | 186065 | 67139.6946 | 2846 | 289978.9628 | 15 | 81810.3054 | 8.181 | 208168.6574 | 0 | 1084518.0166 | 254 | 127000 | 2768.1418 | 2669.6697 | 21950 | 153634.4592 | 148950 | 0 | 4684.4592 | 4684.4592 | 67139.6946 | 59860.3054 | 0 | 0 | 0 | 0 | 0
2022-02-06 16:00 | 0.21707 | 0.47523 | 186065 | 39177.4557 | 2846 | 226138.7658 | 15 | 109772.5443 | 10.9773 | 116366.2214 | 0 | 1292686.674 | 254 | 127000 | 2768.1418 | 2669.6697 | 21950 | 153634.4592 | 148950 | 0 | 4684.4592 | 4684.4592 | 39177.4557 | 87822.5443 | 0 | 0 | 0 | 0 | 0
2022-02-06 17:00 | 0.04945 | 0.19336 | 186065 | 8924.8868 | 2846 | 92010.588 | 15 | 140025.1132 | 14.0025 | 0 | 48014.5251 | 1409052.8954 | 254 | 127000 | 2768.1418 | 2669.6697 | 21950 | 153634.4592 | 148950 | 0 | 4684.4592 | 4684.4592 | 0 | 127000 | 0 | 0 | 0 | 0 | 0
2022-02-06 18:00 | 0 | 0 | 186065 | 0 | 2846 | 0 | 15 | 148950 | 14.895 | 0 | 148950 | 1361038.3703 | 254 | 127000 | 2768.1418 | 2669.6697 | 21950 | 153634.4592 | 148950 | 0 | 4684.4592 | 4684.4592 | 0 | 127000 | 0 | 0 | 0 | 0 | 0
2022-02-06 19:00 | 0 | 0 | 186065 | 0 | 2846 | 0 | 15 | 148950 | 14.895 | 0 | 148950 | 1212088.3703 | 254 | 127000 | 2768.1418 | 2669.6697 | 21950 | 153634.4592 | 148950 | 0 | 4684.4592 | 4684.4592 | 0 | 127000 | 0 | 0 | 0 | 0 | 0
2022-02-06 20:00 | 0 | 0 | 186065 | 0 | 2846 | 0 | 15 | 148950 | 14.895 | 0 | 148950 | 1063138.3703 | 254 | 127000 | 2768.1418 | 2669.6697 | 21950 | 153634.4592 | 148950 | 0 | 4684.4592 | 4684.4592 | 0 | 127000 | 0 | 0 | 0 | 0 | 0
2022-02-06 21:00 | 0 | 0 | 186065 | 0 | 2846 | 0 | 15 | 148950 | 14.895 | 0 | 148950 | 914188.3703 | 254 | 127000 | 2768.1418 | 2669.6697 | 21950 | 153634.4592 | 148950 | 0 | 4684.4592 | 4684.4592 | 0 | 127000 | 0 | 0 | 0 | 0 | 0
2022-02-06 22:00 | 0 | 0 | 186065 | 0 | 2846 | 0 | 15 | 148950 | 14.895 | 0 | 148950 | 765238.3703 | 254 | 127000 | 2768.1418 | 2669.6697 | 21950 | 153634.4592 | 148950 | 0 | 4684.4592 | 4684.4592 | 0 | 127000 | 0 | 0 | 0 | 0 | 0
2022-02-06 23:00 | 0 | 0 | 186065 | 0 | 2846 | 0 | 15 | 148950 | 14.895 | 0 | 148950 | 616288.3703 | 254 | 127000 | 2768.1418 | 2669.6697 | 21950 | 153634.4592 | 148950 | 0 | 4684.4592 | 4684.4592 | 0 | 127000 | 0 | 0 | 0 | 0 | 0
2022-02-07 | 0 | 0 | 186065 | 0 | 2846 | 0 | 15 | 150000 | 15 | 0 | 150000 | 467338.3703 | 254 | 126741.6667 | 2768.1418 | 2664.2392 | 23258.3333 | 154942.7926 | 150000 | 0 | 4942.7926 | 4942.7926 | 0 | 126741.6667 | 0 | 0 | 0 | 0 | 0
2022-02-07 01:00 | 0 | 0 | 186065 | 0 | 2846 | 0 | 15 | 150000 | 15 | 0 | 150000 | 317338.3703 | 254 | 126741.6667 | 2768.1418 | 2664.2392 | 23258.3333 | 154942.7926 | 150000 | 0 | 4942.7926 | 4942.7926 | 0 | 126741.6667 | 0 | 0 | 0 | 0 | 0
2022-02-07 02:00 | 0 | 0 | 186065 | 0 | 2846 | 0 | 15 | 23258.3333 | 2.3258 | 0 | 23258.3333 | 167338.3703 | 254 | 0 | 2768.1418 | 0 | 23258.3333 | 154942.7926 | 23258.3333 | 0 | 131684.4592 | 131684.4592 | 0 | 0 | 0 | 0 | 0 | 0 | 0
2022-02-07 03:00 | 0 | 0 | 186065 | 0 | 2846 | 0 | 15 | 74305.037 | 7.4305 | 0 | 74305.037 | 144080.037 | 254 | 51046.7036 | 2768.1418 | 1073.0538 | 23258.3333 | 154942.7926 | 74305.037 | 0 | 80637.7556 | 80637.7556 | 0 | 51046.7036 | 0 | 0 | 0 | 0 | 0
2022-02-07 04:00 | 0 | 0 | 186065 | 0 | 2846 | 0 | 15 | 23258.3333 | 2.3258 | 0 | 23258.3333 | 69775 | 254 | 0 | 2768.1418 | 0 | 23258.3333 | 154942.7926 | 23258.3333 | 0 | 131684.4592 | 131684.4592 | 0 | 0 | 0 | 0 | 0 | 0 | 0
2022-02-07 05:00 | 0 | 0 | 186065 | 0 | 2846 | 0 | 15 | 23258.3333 | 2.3258 | 0 | 23258.3333 | 46516.6667 | 254 | 0 | 2768.1418 | 0 | 23258.3333 | 154942.7926 | 23258.3333 | 0 | 131684.4592 | 131684.4592 | 0 | 0 | 0 | 0 | 0 | 0 | 0
2022-02-07 06:00 | 0 | 0 | 186065 | 0 | 2846 | 0 | 15 | 23258.3333 | 2.3258 | 0 | 23258.3333 | 23258.3333 | 254 | 0 | 2768.1418 | 0 | 23258.3333 | 154942.7926 | 23258.3333 | 0 | 131684.4592 | 131684.4592 | 0 | 0 | 0 | 0 | 0 | 0 | 0
2022-02-07 07:00 | 0.03038 | 0.09127 | 186065 | 5483.0751 | 2846 | 43430.939 | 15 | 43430.939 | 4.3431 | 0 | 0 | 0 | 254 | 25655.6807 | 2768.1418 | 539.3086 | 23258.3333 | 154942.7926 | 48914.0141 | 0 | 106028.7785 | 106028.7785 | 5483.0751 | 20172.6057 | 0 | 0 | 0 | 0 | 0
2022-02-07 08:00 | 0.20785 | 0.4365 | 186065 | 37513.4019 | 2846 | 207709.0488 | 15 | 112744.9314 | 11.2745 | 94964.1174 | 0 | 0 | 254 | 127000 | 2768.1418 | 2669.6697 | 23258.3333 | 154942.7926 | 150258.3333 | 0 | 4684.4592 | 4684.4592 | 37513.4019 | 89486.5981 | 0 | 0 | 0 | 0 | 0
2022-02-07 09:00 | 0.40708 | 0.61487 | 186065 | 73471.04 | 2846 | 292586.6273 | 15 | 76787.2933 | 7.6787 | 215799.334 | 0 | 94964.1174 | 254 | 127000 | 2768.1418 | 2669.6697 | 23258.3333 | 154942.7926 | 150258.3333 | 0 | 4684.4592 | 4684.4592 | 73471.04 | 53528.96 | 0 | 0 | 0 | 0 | 0
2022-02-07 10:00 | 0.58092 | 0.75819 | 186065 | 104846.2134 | 2846 | 360785.6213 | 15 | 45412.1199 | 4.5412 | 315373.5014 | 0 | 310763.4514 | 254 | 127000 | 2768.1418 | 2669.6697 | 23258.3333 | 154942.7926 | 150258.3333 | 0 | 4684.4592 | 4684.4592 | 81587.8801 | 45412.1199 | 0 | 0 | 0 | 0 | 0
2022-02-07 11:00 | 0.69653 | 0.86543 | 186065 | 125711.8588 | 2846 | 411815.904 | 15 | 24546.4745 | 2.4546 | 387269.4295 | 0 | 626136.9528 | 254 | 127000 | 2768.1418 | 2669.6697 | 23258.3333 | 154942.7926 | 150258.3333 | 0 | 4684.4592 | 4684.4592 | 102453.5255 | 24546.4745 | 0 | 0 | 0 | 0 | 0
2022-02-07 12:00 | 0.73372 | 0.8283 | 186065 | 132424.0234 | 2846 | 394147.549 | 15 | 17834.3099 | 1.7834 | 376313.2391 | 0 | 1013406.3823 | 254 | 127000 | 2768.1418 | 2669.6697 | 23258.3333 | 154942.7926 | 150258.3333 | 0 | 4684.4592 | 4684.4592 | 127000 | 0 | 0 | 0 | 0 | 0 | 0
2022-02-07 13:00 | 0.6901 | 0.80016 | 186065 | 124551.3528 | 2846 | 380757.0962 | 15 | 25706.9805 | 2.5707 | 355050.1157 | 0 | 1389719.6214 | 254 | 127000 | 2768.1418 | 2669.6697 | 23258.3333 | 154942.7926 | 150258.3333 | 0 | 4684.4592 | 4684.4592 | 124551.3528 | 2448.6472 | 0 | 0 | 0 | 0 | 0
2022-02-07 14:00 | 0.60892 | 0.81223 | 186065 | 109899.7388 | 2846 | 386500.6202 | 15 | 40358.5945 | 4.0359 | 346142.0256 | 0 | 1744769.7371 | 254 | 127000 | 2768.1418 | 2669.6697 | 23258.3333 | 154942.7926 | 150258.3333 | 0 | 4684.4592 | 4684.4592 | 109899.7388 | 17100.2612 | 0 | 0 | 0 | 0 | 0
2022-02-07 15:00 | 0.43777 | 0.70173 | 186065 | 79010.0648 | 2846 | 333919.0626 | 15 | 71248.2685 | 7.1248 | 262670.794 | 0 | 2090911.7627 | 254 | 127000 | 2768.1418 | 2669.6697 | 23258.3333 | 154942.7926 | 150258.3333 | 0 | 4684.4592 | 4684.4592 | 79010.0648 | 47989.9352 | 0 | 0 | 0 | 0 | 0
2022-02-07 16:00 | 0.24615 | 0.51369 | 186065 | 44425.9028 | 2846 | 244440.0029 | 15 | 105832.4306 | 10.5832 | 138607.5724 | 0 | 2353582.5567 | 254 | 127000 | 2768.1418 | 2669.6697 | 23258.3333 | 154942.7926 | 150258.3333 | 0 | 4684.4592 | 4684.4592 | 44425.9028 | 82574.0972 | 0 | 0 | 0 | 0 | 0
2022-02-07 17:00 | 0.05553 | 0.17023 | 186065 | 10022.2238 | 2846 | 81004.1498 | 15 | 140236.1096 | 14.0236 | 0 | 59231.9598 | 2492190.1291 | 254 | 127000 | 2768.1418 | 2669.6697 | 23258.3333 | 154942.7926 | 150258.3333 | 0 | 4684.4592 | 4684.4592 | 0 | 127000 | 0 | 0 | 0 | 0 | 0
2022-02-07 18:00 | 0 | 0 | 186065 | 0 | 2846 | 0 | 15 | 150000 | 15 | 0 | 150000 | 2432958.1693 | 254 | 126741.6667 | 2768.1418 | 2664.2392 | 23258.3333 | 154942.7926 | 150000 | 0 | 4942.7926 | 4942.7926 | 0 | 126741.6667 | 0 | 0 | 0 | 0 | 0
2022-02-07 19:00 | 0 | 0 | 186065 | 0 | 2846 | 0 | 15 | 150000 | 15 | 0 | 150000 | 2282958.1693 | 254 | 126741.6667 | 2768.1418 | 2664.2392 | 23258.3333 | 154942.7926 | 150000 | 0 | 4942.7926 | 4942.7926 | 0 | 126741.6667 | 0 | 0 | 0 | 0 | 0
2022-02-07 20:00 | 0 | 0 | 186065 | 0 | 2846 | 0 | 15 | 150000 | 15 | 0 | 150000 | 2132958.1693 | 254 | 126741.6667 | 2768.1418 | 2664.2392 | 23258.3333 | 154942.7926 | 150000 | 0 | 4942.7926 | 4942.7926 | 0 | 126741.6667 | 0 | 0 | 0 | 0 | 0
2022-02-07 21:00 | 0 | 0 | 186065 | 0 | 2846 | 0 | 15 | 150000 | 15 | 0 | 150000 | 1982958.1693 | 254 | 126741.6667 | 2768.1418 | 2664.2392 | 23258.3333 | 154942.7926 | 150000 | 0 | 4942.7926 | 4942.7926 | 0 | 126741.6667 | 0 | 0 | 0 | 0 | 0
2022-02-07 22:00 | 0 | 0 | 186065 | 0 | 2846 | 0 | 15 | 150000 | 15 | 0 | 150000 | 1832958.1693 | 254 | 126741.6667 | 2768.1418 | 2664.2392 | 23258.3333 | 154942.7926 | 150000 | 0 | 4942.7926 | 4942.7926 | 0 | 126741.6667 | 0 | 0 | 0 | 0 | 0
2022-02-07 23:00 | 0 | 0 | 186065 | 0 | 2846 | 0 | 15 | 150000 | 15 | 0 | 150000 | 1682958.1693 | 254 | 126741.6667 | 2768.1418 | 2664.2392 | 23258.3333 | 154942.7926 | 150000 | 0 | 4942.7926 | 4942.7926 | 0 | 126741.6667 | 0 | 0 | 0 | 0 | 0
2022-02-08 | 0 | 0 | 186065 | 0 | 2846 | 0 | 15 | 149933.3333 | 14.9933 | 0 | 149933.3333 | 1532958.1693 | 254 | 127000 | 2768.1418 | 2669.6697 | 22933.3333 | 154617.7926 | 149933.3333 | 0 | 4684.4592 | 4684.4592 | 0 | 127000 | 0 | 0 | 0 | 0 | 0
2022-02-08 01:00 | 0 | 0 | 186065 | 0 | 2846 | 0 | 15 | 149933.3333 | 14.9933 | 0 | 149933.3333 | 1383024.836 | 254 | 127000 | 2768.1418 | 2669.6697 | 22933.3333 | 154617.7926 | 149933.3333 | 0 | 4684.4592 | 4684.4592 | 0 | 127000 | 0 | 0 | 0 | 0 | 0
2022-02-08 02:00 | 0 | 0 | 186065 | 0 | 2846 | 0 | 15 | 149933.3333 | 14.9933 | 0 | 149933.3333 | 1233091.5026 | 254 | 127000 | 2768.1418 | 2669.6697 | 22933.3333 | 154617.7926 | 149933.3333 | 0 | 4684.4592 | 4684.4592 | 0 | 127000 | 0 | 0 | 0 | 0 | 0
2022-02-08 03:00 | 0 | 0 | 186065 | 0 | 2846 | 0 | 15 | 149933.3333 | 14.9933 | 0 | 149933.3333 | 1083158.1693 | 254 | 127000 | 2768.1418 | 2669.6697 | 22933.3333 | 154617.7926 | 149933.3333 | 0 | 4684.4592 | 4684.4592 | 0 | 127000 | 0 | 0 | 0 | 0 | 0
2022-02-08 04:00 | 0 | 0 | 186065 | 0 | 2846 | 0 | 15 | 149933.3333 | 14.9933 | 0 | 149933.3333 | 933224.836 | 254 | 127000 | 2768.1418 | 2669.6697 | 22933.3333 | 154617.7926 | 149933.3333 | 0 | 4684.4592 | 4684.4592 | 0 | 127000 | 0 | 0 | 0 | 0 | 0
2022-02-08 05:00 | 0 | 0 | 186065 | 0 | 2846 | 0 | 15 | 149933.3333 | 14.9933 | 0 | 149933.3333 | 783291.5026 | 254 | 127000 | 2768.1418 | 2669.6697 | 22933.3333 | 154617.7926 | 149933.3333 | 0 | 4684.4592 | 4684.4592 | 0 | 127000 | 0 | 0 | 0 | 0 | 0
2022-02-08 06:00 | 0 | 0 | 186065 | 0 | 2846 | 0 | 15 | 149933.3333 | 14.9933 | 0 | 149933.3333 | 633358.1693 | 254 | 127000 | 2768.1418 | 2669.6697 | 22933.3333 | 154617.7926 | 149933.3333 | 0 | 4684.4592 | 4684.4592 | 0 | 127000 | 0 | 0 | 0 | 0 | 0
2022-02-08 07:00 | 0.03583 | 0.16791 | 186065 | 6466.7077 | 2846 | 79900.175 | 15 | 143466.6257 | 14.3467 | 0 | 63566.4507 | 483424.836 | 254 | 127000 | 2768.1418 | 2669.6697 | 22933.3333 | 154617.7926 | 149933.3333 | 0 | 4684.4592 | 4684.4592 | 0 | 127000 | 0 | 0 | 0 | 0 | 0
2022-02-08 08:00 | 0.2332 | 0.66385 | 186065 | 42088.6473 | 2846 | 315893.8191 | 15 | 107844.6861 | 10.7845 | 208049.133 | 0 | 419858.3853 | 254 | 127000 | 2768.1418 | 2669.6697 | 22933.3333 | 154617.7926 | 149933.3333 | 0 | 4684.4592 | 4684.4592 | 19155.3139 | 107844.6861 | 0 | 0 | 0 | 0 | 0
2022-02-08 09:00 | 0.44077 | 0.82117 | 186065 | 79551.5139 | 2846 | 390754.7299 | 15 | 70381.8194 | 7.0382 | 320372.9105 | 0 | 627907.5184 | 254 | 127000 | 2768.1418 | 2669.6697 | 22933.3333 | 154617.7926 | 149933.3333 | 0 | 4684.4592 | 4684.4592 | 56618.1806 | 70381.8194 | 0 | 0 | 0 | 0 | 0
2022-02-08 10:00 | 0.6111 | 0.90852 | 186065 | 110293.1919 | 2846 | 432320.3322 | 15 | 39640.1415 | 3.964 | 392680.1907 | 0 | 948280.4289 | 254 | 127000 | 2768.1418 | 2669.6697 | 22933.3333 | 154617.7926 | 149933.3333 | 0 | 4684.4592 | 4684.4592 | 110293.1919 | 16706.8081 | 0 | 0 | 0 | 0 | 0
2022-02-08 11:00 | 0.7193 | 0.93357 | 186065 | 129821.4579 | 2846 | 444240.4048 | 15 | 20111.8755 | 2.0112 | 424128.5293 | 0 | 1340960.6196 | 254 | 127000 | 2768.1418 | 2669.6697 | 22933.3333 | 154617.7926 | 149933.3333 | 0 | 4684.4592 | 4684.4592 | 127000 | 0 | 0 | 0 | 0 | 0 | 0
2022-02-08 12:00 | 0.74678 | 0.85246 | 186065 | 134781.1321 | 2846 | 405644.114 | 15 | 15152.2013 | 1.5152 | 390491.9127 | 0 | 1765089.1489 | 254 | 127000 | 2768.1418 | 2669.6697 | 22933.3333 | 154617.7926 | 149933.3333 | 0 | 4684.4592 | 4684.4592 | 111847.7987 | 15152.2013 | 0 | 0 | 0 | 0 | 0
2022-02-08 13:00 | 0.72012 | 0.83428 | 186065 | 129969.454 | 2846 | 396993.1391 | 15 | 19963.8794 | 1.9964 | 377029.2598 | 0 | 2155581.0616 | 254 | 127000 | 2768.1418 | 2669.6697 | 22933.3333 | 154617.7926 | 149933.3333 | 0 | 4684.4592 | 4684.4592 | 107036.1206 | 19963.8794 | 0 | 0 | 0 | 0 | 0
2022-02-08 14:00 | 0.6239 | 0.79014 | 186065 | 112603.3749 | 2846 | 375989.0672 | 15 | 37329.9584 | 3.733 | 338659.1087 | 0 | 2532610.3214 | 254 | 127000 | 2768.1418 | 2669.6697 | 22933.3333 | 154617.7926 | 149933.3333 | 0 | 4684.4592 | 4684.4592 | 112603.3749 | 14396.6251 | 0 | 0 | 0 | 0 | 0
2022-02-08 15:00 | 0.46325 | 0.69333 | 186065 | 83608.7729 | 2846 | 329921.9125 | 15 | 66324.5604 | 6.6325 | 263597.3521 | 0 | 2871269.4301 | 254 | 127000 | 2768.1418 | 2669.6697 | 22933.3333 | 154617.7926 | 149933.3333 | 0 | 4684.4592 | 4684.4592 | 83608.7729 | 43391.2271 | 0 | 0 | 0 | 0 | 0
2022-02-08 16:00 | 0.26233 | 0.5091 | 186065 | 47346.1185 | 2846 | 242255.8459 | 15 | 102587.2148 | 10.2587 | 139668.6311 | 0 | 3134866.7822 | 254 | 127000 | 2768.1418 | 2669.6697 | 22933.3333 | 154617.7926 | 149933.3333 | 0 | 4684.4592 | 4684.4592 | 47346.1185 | 79653.8815 | 0 | 0 | 0 | 0 | 0
2022-02-08 17:00 | 0.0593 | 0.11809 | 186065 | 10702.6449 | 2846 | 56193.2682 | 15 | 139230.6885 | 13.9231 | 0 | 83037.4203 | 3274535.4133 | 254 | 127000 | 2768.1418 | 2669.6697 | 22933.3333 | 154617.7926 | 149933.3333 | 0 | 4684.4592 | 4684.4592 | 10702.6449 | 116297.3551 | 0 | 0 | 0 | 0 | 0
2022-02-08 18:00 | 0 | 0 | 186065 | 0 | 2846 | 0 | 15 | 149933.3333 | 14.9933 | 0 | 149933.3333 | 3191497.993 | 254 | 127000 | 2768.1418 | 2669.6697 | 22933.3333 | 154617.7926 | 149933.3333 | 0 | 4684.4592 | 4684.4592 | 0 | 127000 | 0 | 0 | 0 | 0 | 0
2022-02-08 19:00 | 0 | 0 | 186065 | 0 | 2846 | 0 | 15 | 149933.3333 | 14.9933 | 0 | 149933.3333 | 3041564.6597 | 254 | 127000 | 2768.1418 | 2669.6697 | 22933.3333 | 154617.7926 | 149933.3333 | 0 | 4684.4592 | 4684.4592 | 0 | 127000 | 0 | 0 | 0 | 0 | 0
2022-02-08 20:00 | 0 | 0 | 186065 | 0 | 2846 | 0 | 15 | 149933.3333 | 14.9933 | 0 | 149933.3333 | 2891631.3264 | 254 | 127000 | 2768.1418 | 2669.6697 | 22933.3333 | 154617.7926 | 149933.3333 | 0 | 4684.4592 | 4684.4592 | 0 | 127000 | 0 | 0 | 0 | 0 | 0
2022-02-08 21:00 | 0 | 0 | 186065 | 0 | 2846 | 0 | 15 | 149933.3333 | 14.9933 | 0 | 149933.3333 | 2741697.993 | 254 | 127000 | 2768.1418 | 2669.6697 | 22933.3333 | 154617.7926 | 149933.3333 | 0 | 4684.4592 | 4684.4592 | 0 | 127000 | 0 | 0 | 0 | 0 | 0
2022-02-08 22:00 | 0 | 0 | 186065 | 0 | 2846 | 0 | 15 | 149933.3333 | 14.9933 | 0 | 149933.3333 | 2591764.6597 | 254 | 127000 | 2768.1418 | 2669.6697 | 22933.3333 | 154617.7926 | 149933.3333 | 0 | 4684.4592 | 4684.4592 | 0 | 127000 | 0 | 0 | 0 | 0 | 0
2022-02-08 23:00 | 0 | 0 | 186065 | 0 | 2846 | 0 | 15 | 149933.3333 | 14.9933 | 0 | 149933.3333 | 2441831.3264 | 254 | 127000 | 2768.1418 | 2669.6697 | 22933.3333 | 154617.7926 | 149933.3333 | 0 | 4684.4592 | 4684.4592 | 0 | 127000 | 0 | 0 | 0 | 0 | 0
2022-02-09 | 0 | 0 | 186065 | 0 | 2846 | 0 | 15 | 149083.3333 | 14.9083 | 0 | 149083.3333 | 2291897.993 | 254 | 127000 | 2768.1418 | 2669.6697 | 22083.3333 | 153767.7926 | 149083.3333 | 0 | 4684.4592 | 4684.4592 | 0 | 127000 | 0 | 0 | 0 | 0 | 0
2022-02-09 01:00 | 0 | 0 | 186065 | 0 | 2846 | 0 | 15 | 149083.3333 | 14.9083 | 0 | 149083.3333 | 2142814.6597 | 254 | 127000 | 2768.1418 | 2669.6697 | 22083.3333 | 153767.7926 | 149083.3333 | 0 | 4684.4592 | 4684.4592 | 0 | 127000 | 0 | 0 | 0 | 0 | 0
2022-02-09 02:00 | 0 | 0 | 186065 | 0 | 2846 | 0 | 15 | 149083.3333 | 14.9083 | 0 | 149083.3333 | 1993731.3264 | 254 | 127000 | 2768.1418 | 2669.6697 | 22083.3333 | 153767.7926 | 149083.3333 | 0 | 4684.4592 | 4684.4592 | 0 | 127000 | 0 | 0 | 0 | 0 | 0
2022-02-09 03:00 | 0 | 0 | 186065 | 0 | 2846 | 0 | 15 | 149083.3333 | 14.9083 | 0 | 149083.3333 | 1844647.993 | 254 | 127000 | 2768.1418 | 2669.6697 | 22083.3333 | 153767.7926 | 149083.3333 | 0 | 4684.4592 | 4684.4592 | 0 | 127000 | 0 | 0 | 0 | 0 | 0
2022-02-09 04:00 | 0 | 0 | 186065 | 0 | 2846 | 0 | 15 | 149083.3333 | 14.9083 | 0 | 149083.3333 | 1695564.6597 | 254 | 127000 | 2768.1418 | 2669.6697 | 22083.3333 | 153767.7926 | 149083.3333 | 0 | 4684.4592 | 4684.4592 | 0 | 127000 | 0 | 0 | 0 | 0 | 0
2022-02-09 05:00 | 0 | 0 | 186065 | 0 | 2846 | 0 | 15 | 149083.3333 | 14.9083 | 0 | 149083.3333 | 1546481.3264 | 254 | 127000 | 2768.1418 | 2669.6697 | 22083.3333 | 153767.7926 | 149083.3333 | 0 | 4684.4592 | 4684.4592 | 0 | 127000 | 0 | 0 | 0 | 0 | 0
2022-02-09 06:00 | 0 | 0 | 186065 | 0 | 2846 | 0 | 15 | 149083.3333 | 14.9083 | 0 | 149083.3333 | 1397397.993 | 254 | 127000 | 2768.1418 | 2669.6697 | 22083.3333 | 153767.7926 | 149083.3333 | 0 | 4684.4592 | 4684.4592 | 0 | 127000 | 0 | 0 | 0 | 0 | 0
2022-02-09 07:00 | 0.02998 | 0.01009 | 186065 | 5410.8818 | 2846 | 4801.3386 | 15 | 143672.4515 | 14.3672 | 0 | 138871.1129 | 1248314.6597 | 254 | 127000 | 2768.1418 | 2669.6697 | 22083.3333 | 153767.7926 | 149083.3333 | 0 | 4684.4592 | 4684.4592 | 0 | 127000 | 0 | 0 | 0 | 0 | 0
2022-02-09 08:00 | 0.20427 | 0.29828 | 186065 | 36867.2726 | 2846 | 141936.8959 | 15 | 112216.0607 | 11.2216 | 29720.8352 | 0 | 1109443.5468 | 254 | 127000 | 2768.1418 | 2669.6697 | 22083.3333 | 153767.7926 | 149083.3333 | 0 | 4684.4592 | 4684.4592 | 36867.2726 | 90132.7274 | 0 | 0 | 0 | 0 | 0
2022-02-09 09:00 | 0.40498 | 0.49241 | 186065 | 73092.0256 | 2846 | 234313.8894 | 15 | 75991.3077 | 7.5991 | 158322.5816 | 0 | 1139164.382 | 254 | 127000 | 2768.1418 | 2669.6697 | 22083.3333 | 153767.7926 | 149083.3333 | 0 | 4684.4592 | 4684.4592 | 51008.6923 | 75991.3077 | 0 | 0 | 0 | 0 | 0
2022-02-09 10:00 | 0.5786 | 0.62464 | 186065 | 104427.4927 | 2846 | 297235.6936 | 15 | 44655.8406 | 4.4656 | 252579.853 | 0 | 1297486.9637 | 254 | 127000 | 2768.1418 | 2669.6697 | 22083.3333 | 153767.7926 | 149083.3333 | 0 | 4684.4592 | 4684.4592 | 104427.4927 | 22572.5073 | 0 | 0 | 0 | 0 | 0
2022-02-09 11:00 | 0.6954 | 0.69405 | 186065 | 125507.913 | 2846 | 330264.5254 | 15 | 23575.4204 | 2.3575 | 306689.105 | 0 | 1550066.8167 | 254 | 127000 | 2768.1418 | 2669.6697 | 22083.3333 | 153767.7926 | 149083.3333 | 0 | 4684.4592 | 4684.4592 | 103424.5796 | 23575.4204 | 0 | 0 | 0 | 0 | 0
2022-02-09 12:00 | 0.733 | 0.71844 | 186065 | 132294.0756 | 2846 | 341870.5361 | 15 | 16789.2577 | 1.6789 | 325081.2784 | 0 | 1856755.9217 | 254 | 127000 | 2768.1418 | 2669.6697 | 22083.3333 | 153767.7926 | 149083.3333 | 0 | 4684.4592 | 4684.4592 | 127000 | 0 | 0 | 0 | 0 | 0 | 0
2022-02-09 13:00 | 0.68885 | 0.64613 | 186065 | 124325.749 | 2846 | 307461.7359 | 15 | 24757.5843 | 2.4758 | 282704.1515 | 0 | 2181837.2001 | 254 | 127000 | 2768.1418 | 2669.6697 | 22083.3333 | 153767.7926 | 149083.3333 | 0 | 4684.4592 | 4684.4592 | 124325.749 | 2674.251 | 0 | 0 | 0 | 0 | 0
2022-02-09 14:00 | 0.60022 | 0.59085 | 186065 | 108329.5363 | 2846 | 281156.6815 | 15 | 40753.7971 | 4.0754 | 240402.8845 | 0 | 2464541.3516 | 254 | 127000 | 2768.1418 | 2669.6697 | 22083.3333 | 153767.7926 | 149083.3333 | 0 | 4684.4592 | 4684.4592 | 86246.2029 | 40753.7971 | 0 | 0 | 0 | 0 | 0
2022-02-09 15:00 | 0.43692 | 0.49379 | 186065 | 78856.6542 | 2846 | 234970.564 | 15 | 70226.6791 | 7.0227 | 164743.8849 | 0 | 2704944.2361 | 254 | 127000 | 2768.1418 | 2669.6697 | 22083.3333 | 153767.7926 | 149083.3333 | 0 | 4684.4592 | 4684.4592 | 56773.3209 | 70226.6791 | 0 | 0 | 0 | 0 | 0
2022-02-09 16:00 | 0.24493 | 0.33663 | 186065 | 44205.7134 | 2846 | 160185.7895 | 15 | 104877.6199 | 10.4878 | 55308.1696 | 0 | 2869688.121 | 254 | 127000 | 2768.1418 | 2669.6697 | 22083.3333 | 153767.7926 | 149083.3333 | 0 | 4684.4592 | 4684.4592 | 44205.7134 | 82794.2866 | 0 | 0 | 0 | 0 | 0
2022-02-09 17:00 | 0.05678 | 0.05586 | 186065 | 10247.8276 | 2846 | 26581.048 | 15 | 138835.5058 | 13.8836 | 0 | 112254.4577 | 2924996.2906 | 254 | 127000 | 2768.1418 | 2669.6697 | 22083.3333 | 153767.7926 | 149083.3333 | 0 | 4684.4592 | 4684.4592 | 0 | 127000 | 0 | 0 | 0 | 0 | 0
2022-02-09 18:00 | 0 | 0 | 186065 | 0 | 2846 | 0 | 15 | 149083.3333 | 14.9083 | 0 | 149083.3333 | 2812741.8328 | 254 | 127000 | 2768.1418 | 2669.6697 | 22083.3333 | 153767.7926 | 149083.3333 | 0 | 4684.4592 | 4684.4592 | 0 | 127000 | 0 | 0 | 0 | 0 | 0
2022-02-09 19:00 | 0 | 0 | 186065 | 0 | 2846 | 0 | 15 | 149083.3333 | 14.9083 | 0 | 149083.3333 | 2663658.4995 | 254 | 127000 | 2768.1418 | 2669.6697 | 22083.3333 | 153767.7926 | 149083.3333 | 0 | 4684.4592 | 4684.4592 | 0 | 127000 | 0 | 0 | 0 | 0 | 0
2022-02-09 20:00 | 0 | 0 | 186065 | 0 | 2846 | 0 | 15 | 149083.3333 | 14.9083 | 0 | 149083.3333 | 2514575.1662 | 254 | 127000 | 2768.1418 | 2669.6697 | 22083.3333 | 153767.7926 | 149083.3333 | 0 | 4684.4592 | 4684.4592 | 0 | 127000 | 0 | 0 | 0 | 0 | 0
2022-02-09 21:00 | 0 | 0 | 186065 | 0 | 2846 | 0 | 15 | 149083.3333 | 14.9083 | 0 | 149083.3333 | 2365491.8328 | 254 | 127000 | 2768.1418 | 2669.6697 | 22083.3333 | 153767.7926 | 149083.3333 | 0 | 4684.4592 | 4684.4592 | 0 | 127000 | 0 | 0 | 0 | 0 | 0
2022-02-09 22:00 | 0 | 0 | 186065 | 0 | 2846 | 0 | 15 | 149083.3333 | 14.9083 | 0 | 149083.3333 | 2216408.4995 | 254 | 127000 | 2768.1418 | 2669.6697 | 22083.3333 | 153767.7926 | 149083.3333 | 0 | 4684.4592 | 4684.4592 | 0 | 127000 | 0 | 0 | 0 | 0 | 0
2022-02-09 23:00 | 0 | 0 | 186065 | 0 | 2846 | 0 | 15 | 149083.3333 | 14.9083 | 0 | 149083.3333 | 2067325.1662 | 254 | 127000 | 2768.1418 | 2669.6697 | 22083.3333 | 153767.7926 | 149083.3333 | 0 | 4684.4592 | 4684.4592 | 0 | 127000 | 0 | 0 | 0 | 0 | 0
2022-02-10 | 0 | 0 | 186065 | 0 | 2846 | 0 | 15 | 149916.6667 | 14.9917 | 0 | 149916.6667 | 1918241.8328 | 254 | 127000 | 2768.1418 | 2669.6697 | 22916.6667 | 154601.1259 | 149916.6667 | 0 | 4684.4592 | 4684.4592 | 0 | 127000 | 0 | 0 | 0 | 0 | 0
2022-02-10 01:00 | 0 | 0 | 186065 | 0 | 2846 | 0 | 15 | 149916.6667 | 14.9917 | 0 | 149916.6667 | 1768325.1662 | 254 | 127000 | 2768.1418 | 2669.6697 | 22916.6667 | 154601.1259 | 149916.6667 | 0 | 4684.4592 | 4684.4592 | 0 | 127000 | 0 | 0 | 0 | 0 | 0
2022-02-10 02:00 | 0 | 0 | 186065 | 0 | 2846 | 0 | 15 | 149916.6667 | 14.9917 | 0 | 149916.6667 | 1618408.4995 | 254 | 127000 | 2768.1418 | 2669.6697 | 22916.6667 | 154601.1259 | 149916.6667 | 0 | 4684.4592 | 4684.4592 | 0 | 127000 | 0 | 0 | 0 | 0 | 0
2022-02-10 03:00 | 0 | 0 | 186065 | 0 | 2846 | 0 | 15 | 149916.6667 | 14.9917 | 0 | 149916.6667 | 1468491.8328 | 254 | 127000 | 2768.1418 | 2669.6697 | 22916.6667 | 154601.1259 | 149916.6667 | 0 | 4684.4592 | 4684.4592 | 0 | 127000 | 0 | 0 | 0 | 0 | 0
2022-02-10 04:00 | 0 | 0 | 186065 | 0 | 2846 | 0 | 15 | 149916.6667 | 14.9917 | 0 | 149916.6667 | 1318575.1662 | 254 | 127000 | 2768.1418 | 2669.6697 | 22916.6667 | 154601.1259 | 149916.6667 | 0 | 4684.4592 | 4684.4592 | 0 | 127000 | 0 | 0 | 0 | 0 | 0
2022-02-10 05:00 | 0 | 0 | 186065 | 0 | 2846 | 0 | 15 | 149916.6667 | 14.9917 | 0 | 149916.6667 | 1168658.4995 | 254 | 127000 | 2768.1418 | 2669.6697 | 22916.6667 | 154601.1259 | 149916.6667 | 0 | 4684.4592 | 4684.4592 | 0 | 127000 | 0 | 0 | 0 | 0 | 0
2022-02-10 06:00 | 0 | 0 | 186065 | 0 | 2846 | 0 | 15 | 149916.6667 | 14.9917 | 0 | 149916.6667 | 1018741.8328 | 254 | 127000 | 2768.1418 | 2669.6697 | 22916.6667 | 154601.1259 | 149916.6667 | 0 | 4684.4592 | 4684.4592 | 0 | 127000 | 0 | 0 | 0 | 0 | 0
2022-02-10 07:00 | 0.03962 | 0.15711 | 186065 | 7150.7384 | 2846 | 74760.982 | 15 | 142765.9282 | 14.2766 | 0 | 68004.9462 | 868825.1662 | 254 | 127000 | 2768.1418 | 2669.6697 | 22916.6667 | 154601.1259 | 149916.6667 | 0 | 4684.4592 | 4684.4592 | 0 | 127000 | 0 | 0 | 0 | 0 | 0
2022-02-10 08:00 | 0.2428 | 0.6463 | 186065 | 43821.2845 | 2846 | 307542.6306 | 15 | 106095.3821 | 10.6095 | 201447.2484 | 0 | 800820.22 | 254 | 127000 | 2768.1418 | 2669.6697 | 22916.6667 | 154601.1259 | 149916.6667 | 0 | 4684.4592 | 4684.4592 | 20904.6179 | 106095.3821 | 0 | 0 | 0 | 0 | 0
2022-02-10 09:00 | 0.45483 | 0.8119 | 186065 | 82089.1056 | 2846 | 386343.5893 | 15 | 67827.561 | 6.7828 | 318516.0282 | 0 | 1002267.4684 | 254 | 127000 | 2768.1418 | 2669.6697 | 22916.6667 | 154601.1259 | 149916.6667 | 0 | 4684.4592 | 4684.4592 | 59172.439 | 67827.561 | 0 | 0 | 0 | 0 | 0
2022-02-10 10:00 | 0.62578 | 0.88418 | 186065 | 112942.683 | 2846 | 420738.114 | 15 | 36973.9836 | 3.6974 | 383764.1304 | 0 | 1320783.4966 | 254 | 127000 | 2768.1418 | 2669.6697 | 22916.6667 | 154601.1259 | 149916.6667 | 0 | 4684.4592 | 4684.4592 | 112942.683 | 14057.317 | 0 | 0 | 0 | 0 | 0
2022-02-10 11:00 | 0.73097 | 0.8933 | 186065 | 131927.6951 | 2846 | 425077.877 | 15 | 17988.9716 | 1.7989 | 407088.9054 | 0 | 1704547.627 | 254 | 127000 | 2768.1418 | 2669.6697 | 22916.6667 | 154601.1259 | 149916.6667 | 0 | 4684.4592 | 4684.4592 | 109011.0284 | 17988.9716 | 0 | 0 | 0 | 0 | 0
2022-02-10 12:00 | 0.76195 | 0.81994 | 186065 | 137519.0599 | 2846 | 390169.4329 | 15 | 12397.6067 | 1.2398 | 377771.8262 | 0 | 2111636.5324 | 254 | 127000 | 2768.1418 | 2669.6697 | 22916.6667 | 154601.1259 | 149916.6667 | 0 | 4684.4592 | 4684.4592 | 114602.3933 | 12397.6067 | 0 | 0 | 0 | 0 | 0
2022-02-10 13:00 | 0.6995 | 0.75448 | 186065 | 126247.8935 | 2846 | 359020.2134 | 15 | 23668.7732 | 2.3669 | 335351.4402 | 0 | 2489408.3586 | 254 | 127000 | 2768.1418 | 2669.6697 | 22916.6667 | 154601.1259 | 149916.6667 | 0 | 4684.4592 | 4684.4592 | 103331.2268 | 23668.7732 | 0 | 0 | 0 | 0 | 0
2022-02-10 14:00 | 0.60603 | 0.63211 | 186065 | 109378.1428 | 2846 | 300790.302 | 15 | 40538.5239 | 4.0539 | 260251.7782 | 0 | 2824759.7988 | 254 | 127000 | 2768.1418 | 2669.6697 | 22916.6667 | 154601.1259 | 149916.6667 | 0 | 4684.4592 | 4684.4592 | 86461.4761 | 40538.5239 | 0 | 0 | 0 | 0 | 0
2022-02-10 15:00 | 0.42942 | 0.57322 | 186065 | 77503.0313 | 2846 | 272767.4249 | 15 | 72413.6353 | 7.2414 | 200353.7895 | 0 | 3085011.5769 | 254 | 127000 | 2768.1418 | 2669.6697 | 22916.6667 | 154601.1259 | 149916.6667 | 0 | 4684.4592 | 4684.4592 | 77503.0313 | 49496.9687 | 0 | 0 | 0 | 0 | 0
2022-02-10 16:00 | 0.24282 | 0.45846 | 186065 | 43824.8942 | 2846 | 218158.7412 | 15 | 106091.7725 | 10.6092 | 112066.9687 | 0 | 3285365.3665 | 254 | 127000 | 2768.1418 | 2669.6697 | 22916.6667 | 154601.1259 | 149916.6667 | 0 | 4684.4592 | 4684.4592 | 20908.2275 | 106091.7725 | 0 | 0 | 0 | 0 | 0
2022-02-10 17:00 | 0.06145 | 0.17032 | 186065 | 11090.6834 | 2846 | 81046.9764 | 15 | 138825.9832 | 13.8826 | 0 | 57779.0069 | 3397432.3351 | 254 | 127000 | 2768.1418 | 2669.6697 | 22916.6667 | 154601.1259 | 149916.6667 | 0 | 4684.4592 | 4684.4592 | 11090.6834 | 115909.3166 | 0 | 0 | 0 | 0 | 0
2022-02-10 18:00 | 0 | 0 | 186065 | 0 | 2846 | 0 | 15 | 149916.6667 | 14.9917 | 0 | 149916.6667 | 3339653.3283 | 254 | 127000 | 2768.1418 | 2669.6697 | 22916.6667 | 154601.1259 | 149916.6667 | 0 | 4684.4592 | 4684.4592 | 0 | 127000 | 0 | 0 | 0 | 0 | 0
2022-02-10 19:00 | 0 | 0 | 186065 | 0 | 2846 | 0 | 15 | 149916.6667 | 14.9917 | 0 | 149916.6667 | 3189736.6616 | 254 | 127000 | 2768.1418 | 2669.6697 | 22916.6667 | 154601.1259 | 149916.6667 | 0 | 4684.4592 | 4684.4592 | 0 | 127000 | 0 | 0 | 0 | 0 | 0
2022-02-10 20:00 | 0 | 0 | 186065 | 0 | 2846 | 0 | 15 | 149916.6667 | 14.9917 | 0 | 149916.6667 | 3039819.9949 | 254 | 127000 | 2768.1418 | 2669.6697 | 22916.6667 | 154601.1259 | 149916.6667 | 0 | 4684.4592 | 4684.4592 | 0 | 127000 | 0 | 0 | 0 | 0 | 0
2022-02-10 21:00 | 0 | 0 | 186065 | 0 | 2846 | 0 | 15 | 149916.6667 | 14.9917 | 0 | 149916.6667 | 2889903.3283 | 254 | 127000 | 2768.1418 | 2669.6697 | 22916.6667 | 154601.1259 | 149916.6667 | 0 | 4684.4592 | 4684.4592 | 0 | 127000 | 0 | 0 | 0 | 0 | 0
2022-02-10 22:00 | 0 | 0 | 186065 | 0 | 2846 | 0 | 15 | 149916.6667 | 14.9917 | 0 | 149916.6667 | 2739986.6616 | 254 | 127000 | 2768.1418 | 2669.6697 | 22916.6667 | 154601.1259 | 149916.6667 | 0 | 4684.4592 | 4684.4592 | 0 | 127000 | 0 | 0 | 0 | 0 | 0
2022-02-10 23:00 | 0 | 0 | 186065 | 0 | 2846 | 0 | 15 | 149916.6667 | 14.9917 | 0 | 149916.6667 | 2590069.9949 | 254 | 127000 | 2768.1418 | 2669.6697 | 22916.6667 | 154601.1259 | 149916.6667 | 0 | 4684.4592 | 4684.4592 | 0 | 127000 | 0 | 0 | 0 | 0 | 0
2022-02-11 | 0 | 0 | 186065 | 0 | 2846 | 0 | 15 | 150000 | 15 | 0 | 150000 | 2440153.3283 | 254 | 127000 | 2768.1418 | 2669.6697 | 23000 | 154684.4592 | 150000 | 0 | 4684.4592 | 4684.4592 | 0 | 127000 | 0 | 0 | 0 | 0 | 0
2022-02-11 01:00 | 0 | 0 | 186065 | 0 | 2846 | 0 | 15 | 150000 | 15 | 0 | 150000 | 2290153.3283 | 254 | 127000 | 2768.1418 | 2669.6697 | 23000 | 154684.4592 | 150000 | 0 | 4684.4592 | 4684.4592 | 0 | 127000 | 0 | 0 | 0 | 0 | 0
2022-02-11 02:00 | 0 | 0 | 186065 | 0 | 2846 | 0 | 15 | 150000 | 15 | 0 | 150000 | 2140153.3283 | 254 | 127000 | 2768.1418 | 2669.6697 | 23000 | 154684.4592 | 150000 | 0 | 4684.4592 | 4684.4592 | 0 | 127000 | 0 | 0 | 0 | 0 | 0
2022-02-11 03:00 | 0 | 0 | 186065 | 0 | 2846 | 0 | 15 | 150000 | 15 | 0 | 150000 | 1990153.3283 | 254 | 127000 | 2768.1418 | 2669.6697 | 23000 | 154684.4592 | 150000 | 0 | 4684.4592 | 4684.4592 | 0 | 127000 | 0 | 0 | 0 | 0 | 0
2022-02-11 04:00 | 0 | 0 | 186065 | 0 | 2846 | 0 | 15 | 150000 | 15 | 0 | 150000 | 1840153.3283 | 254 | 127000 | 2768.1418 | 2669.6697 | 23000 | 154684.4592 | 150000 | 0 | 4684.4592 | 4684.4592 | 0 | 127000 | 0 | 0 | 0 | 0 | 0
2022-02-11 05:00 | 0 | 0 | 186065 | 0 | 2846 | 0 | 15 | 150000 | 15 | 0 | 150000 | 1690153.3283 | 254 | 127000 | 2768.1418 | 2669.6697 | 23000 | 154684.4592 | 150000 | 0 | 4684.4592 | 4684.4592 | 0 | 127000 | 0 | 0 | 0 | 0 | 0
2022-02-11 06:00 | 0 | 0 | 186065 | 0 | 2846 | 0 | 15 | 150000 | 15 | 0 | 150000 | 1540153.3283 | 254 | 127000 | 2768.1418 | 2669.6697 | 23000 | 154684.4592 | 150000 | 0 | 4684.4592 | 4684.4592 | 0 | 127000 | 0 | 0 | 0 | 0 | 0
2022-02-11 07:00 | 0.0397 | 0.16774 | 186065 | 7165.1771 | 2846 | 79819.2803 | 15 | 142834.8229 | 14.2835 | 0 | 63015.5426 | 1390153.3283 | 254 | 127000 | 2768.1418 | 2669.6697 | 23000 | 154684.4592 | 150000 | 0 | 4684.4592 | 4684.4592 | 0 | 127000 | 0 | 0 | 0 | 0 | 0
2022-02-11 08:00 | 0.22027 | 0.53648 | 186065 | 39755.0014 | 2846 | 255284.6518 | 15 | 110244.9986 | 11.0245 | 145039.6532 | 0 | 1327137.7857 | 254 | 127000 | 2768.1418 | 2669.6697 | 23000 | 154684.4592 | 150000 | 0 | 4684.4592 | 4684.4592 | 39755.0014 | 87244.9986 | 0 | 0 | 0 | 0 | 0
2022-02-11 09:00 | 0.39175 | 0.6911 | 186065 | 70704.2348 | 2846 | 328860.7643 | 15 | 79295.7652 | 7.9296 | 249564.9992 | 0 | 1472177.4389 | 254 | 127000 | 2768.1418 | 2669.6697 | 23000 | 154684.4592 | 150000 | 0 | 4684.4592 | 4684.4592 | 70704.2348 | 56295.7652 | 0 | 0 | 0 | 0 | 0
2022-02-11 10:00 | 0.57147 | 0.66875 | 186065 | 103140.6486 | 2846 | 318225.49 | 15 | 46859.3514 | 4.6859 | 271366.1386 | 0 | 1721742.438 | 254 | 127000 | 2768.1418 | 2669.6697 | 23000 | 154684.4592 | 150000 | 0 | 4684.4592 | 4684.4592 | 103140.6486 | 23859.3514 | 0 | 0 | 0 | 0 | 0
2022-02-11 11:00 | 0.57435 | 0.51923 | 186065 | 103660.4398 | 2846 | 247076.2186 | 15 | 46339.5602 | 4.634 | 200736.6583 | 0 | 1993108.5766 | 254 | 127000 | 2768.1418 | 2669.6697 | 23000 | 154684.4592 | 150000 | 0 | 4684.4592 | 4684.4592 | 80660.4398 | 46339.5602 | 0 | 0 | 0 | 0 | 0
2022-02-11 12:00 | 0.48985 | 0.16414 | 186065 | 88409.622 | 2846 | 78106.216 | 15 | 61590.378 | 6.159 | 16515.838 | 0 | 2193845.2349 | 254 | 127000 | 2768.1418 | 2669.6697 | 23000 | 154684.4592 | 150000 | 0 | 4684.4592 | 4684.4592 | 88409.622 | 38590.378 | 0 | 0 | 0 | 0 | 0
2022-02-11 13:00 | 0.45715 | 0.16906 | 186065 | 82507.8263 | 2846 | 80447.4039 | 15 | 67492.1737 | 6.7492 | 12955.2302 | 0 | 2210361.0729 | 254 | 127000 | 2768.1418 | 2669.6697 | 23000 | 154684.4592 | 150000 | 0 | 4684.4592 | 4684.4592 | 59507.8263 | 67492.1737 | 0 | 0 | 0 | 0 | 0
2022-02-11 14:00 | 0.31025 | 0.11319 | 186065 | 55994.8663 | 2846 | 53861.5973 | 15 | 94005.1337 | 9.4005 | 0 | 40143.5364 | 2223316.3031 | 254 | 127000 | 2768.1418 | 2669.6697 | 23000 | 154684.4592 | 150000 | 0 | 4684.4592 | 4684.4592 | 55994.8663 | 71005.1337 | 0 | 0 | 0 | 0 | 0
2022-02-11 15:00 | 0.2349 | 0.07996 | 186065 | 42395.4684 | 2846 | 38049.062 | 15 | 107604.5316 | 10.7605 | 0 | 69555.4696 | 2183172.7667 | 254 | 127000 | 2768.1418 | 2669.6697 | 23000 | 154684.4592 | 150000 | 0 | 4684.4592 | 4684.4592 | 42395.4684 | 84604.5316 | 0 | 0 | 0 | 0 | 0
2022-02-11 16:00 | 0.12905 | 0.07932 | 186065 | 23291.3376 | 2846 | 37744.5172 | 15 | 126708.6624 | 12.6709 | 0 | 88964.1452 | 2113617.2971 | 254 | 127000 | 2768.1418 | 2669.6697 | 23000 | 154684.4592 | 150000 | 0 | 4684.4592 | 4684.4592 | 23291.3376 | 103708.6624 | 0 | 0 | 0 | 0 | 0
2022-02-11 17:00 | 0.04122 | 0.03381 | 186065 | 7439.5113 | 2846 | 16088.5291 | 15 | 142560.4887 | 14.256 | 0 | 126471.9596 | 2024653.1519 | 254 | 127000 | 2768.1418 | 2669.6697 | 23000 | 154684.4592 | 150000 | 0 | 4684.4592 | 4684.4592 | 0 | 127000 | 0 | 0 | 0 | 0 | 0
2022-02-11 18:00 | 0 | 0 | 186065 | 0 | 2846 | 0 | 15 | 150000 | 15 | 0 | 150000 | 1898181.1923 | 254 | 127000 | 2768.1418 | 2669.6697 | 23000 | 154684.4592 | 150000 | 0 | 4684.4592 | 4684.4592 | 0 | 127000 | 0 | 0 | 0 | 0 | 0
2022-02-11 19:00 | 0 | 0 | 186065 | 0 | 2846 | 0 | 15 | 150000 | 15 | 0 | 150000 | 1748181.1923 | 254 | 127000 | 2768.1418 | 2669.6697 | 23000 | 154684.4592 | 150000 | 0 | 4684.4592 | 4684.4592 | 0 | 127000 | 0 | 0 | 0 | 0 | 0
2022-02-11 20:00 | 0 | 0 | 186065 | 0 | 2846 | 0 | 15 | 150000 | 15 | 0 | 150000 | 1598181.1923 | 254 | 127000 | 2768.1418 | 2669.6697 | 23000 | 154684.4592 | 150000 | 0 | 4684.4592 | 4684.4592 | 0 | 127000 | 0 | 0 | 0 | 0 | 0
2022-02-11 21:00 | 0 | 0 | 186065 | 0 | 2846 | 0 | 15 | 150000 | 15 | 0 | 150000 | 1448181.1923 | 254 | 127000 | 2768.1418 | 2669.6697 | 23000 | 154684.4592 | 150000 | 0 | 4684.4592 | 4684.4592 | 0 | 127000 | 0 | 0 | 0 | 0 | 0
2022-02-11 22:00 | 0 | 0 | 186065 | 0 | 2846 | 0 | 15 | 150000 | 15 | 0 | 150000 | 1298181.1923 | 254 | 127000 | 2768.1418 | 2669.6697 | 23000 | 154684.4592 | 150000 | 0 | 4684.4592 | 4684.4592 | 0 | 127000 | 0 | 0 | 0 | 0 | 0
2022-02-11 23:00 | 0 | 0 | 186065 | 0 | 2846 | 0 | 15 | 150000 | 15 | 0 | 150000 | 1148181.1923 | 254 | 127000 | 2768.1418 | 2669.6697 | 23000 | 154684.4592 | 150000 | 0 | 4684.4592 | 4684.4592 | 0 | 127000 | 0 | 0 | 0 | 0 | 0
2022-02-12 | 0 | 0 | 186065 | 0 | 2846 | 0 | 15 | 150000 | 15 | 0 | 150000 | 998181.1923 | 254 | 126791.6667 | 2768.1418 | 2665.2903 | 23208.3333 | 154892.7926 | 150000 | 0 | 4892.7926 | 4892.7926 | 0 | 126791.6667 | 0 | 0 | 0 | 0 | 0
2022-02-12 01:00 | 0 | 0 | 186065 | 0 | 2846 | 0 | 15 | 150000 | 15 | 0 | 150000 | 848181.1923 | 254 | 126791.6667 | 2768.1418 | 2665.2903 | 23208.3333 | 154892.7926 | 150000 | 0 | 4892.7926 | 4892.7926 | 0 | 126791.6667 | 0 | 0 | 0 | 0 | 0
2022-02-12 02:00 | 0 | 0 | 186065 | 0 | 2846 | 0 | 15 | 150000 | 15 | 0 | 150000 | 698181.1923 | 254 | 126791.6667 | 2768.1418 | 2665.2903 | 23208.3333 | 154892.7926 | 150000 | 0 | 4892.7926 | 4892.7926 | 0 | 126791.6667 | 0 | 0 | 0 | 0 | 0
2022-02-12 03:00 | 0 | 0 | 186065 | 0 | 2846 | 0 | 15 | 150000 | 15 | 0 | 150000 | 548181.1923 | 254 | 126791.6667 | 2768.1418 | 2665.2903 | 23208.3333 | 154892.7926 | 150000 | 0 | 4892.7926 | 4892.7926 | 0 | 126791.6667 | 0 | 0 | 0 | 0 | 0
2022-02-12 04:00 | 0 | 0 | 186065 | 0 | 2846 | 0 | 15 | 150000 | 15 | 0 | 150000 | 398181.1923 | 254 | 126791.6667 | 2768.1418 | 2665.2903 | 23208.3333 | 154892.7926 | 150000 | 0 | 4892.7926 | 4892.7926 | 0 | 126791.6667 | 0 | 0 | 0 | 0 | 0
2022-02-12 05:00 | 0 | 0 | 186065 | 0 | 2846 | 0 | 15 | 45814.2231 | 4.5814 | 0 | 45814.2231 | 248181.1923 | 254 | 22605.8898 | 2768.1418 | 475.1989 | 23208.3333 | 154892.7926 | 45814.2231 | 0 | 109078.5695 | 109078.5695 | 0 | 22605.8898 | 0 | 0 | 0 | 0 | 0
2022-02-12 06:00 | 0 | 0 | 186065 | 0 | 2846 | 0 | 15 | 150000 | 15 | 0 | 150000 | 202366.9692 | 254 | 126791.6667 | 2768.1418 | 2665.2903 | 23208.3333 | 154892.7926 | 150000 | 0 | 4892.7926 | 4892.7926 | 0 | 126791.6667 | 0 | 0 | 0 | 0 | 0
2022-02-12 07:00 | 0.04367 | 0.18905 | 186065 | 7881.6948 | 2846 | 89959.6694 | 15 | 142326.6385 | 14.2327 | 0 | 52366.9692 | 52366.9692 | 254 | 127000 | 2768.1418 | 2669.6697 | 23208.3333 | 154892.7926 | 150208.3333 | 0 | 4684.4592 | 4684.4592 | 0 | 127000 | 0 | 0 | 0 | 0 | 0
2022-02-12 08:00 | 0.25212 | 0.66257 | 186065 | 45503.3866 | 2846 | 315284.7296 | 15 | 104704.9468 | 10.4705 | 0 | 0 | 0 | 254 | 127000 | 2768.1418 | 2669.6697 | 23208.3333 | 154892.7926 | 150208.3333 | 0 | 4684.4592 | 4684.4592 | 45503.3866 | 81496.6134 | 0 | 0 | 0 | 0 | 0
2022-02-12 09:00 | 0.46577 | 0.84039 | 186065 | 84063.5902 | 2846 | 399900.59 | 15 | 66144.7431 | 6.6145 | 0 | 0 | 0 | 254 | 127000 | 2768.1418 | 2669.6697 | 23208.3333 | 154892.7926 | 150208.3333 | 0 | 4684.4592 | 4684.4592 | 84063.5902 | 42936.4098 | 0 | 0 | 0 | 0 | 0
2022-02-12 10:00 | 0.63992 | 0.93584 | 186065 | 115494.7134 | 2846 | 445320.587 | 15 | 34713.62 | 3.4714 | 0 | 0 | 0 | 254 | 127000 | 2768.1418 | 2669.6697 | 23208.3333 | 154892.7926 | 150208.3333 | 0 | 4684.4592 | 4684.4592 | 92286.38 | 34713.62 | 0 | 0 | 0 | 0 | 0
2022-02-12 11:00 | 0.7522 | 0.97981 | 186065 | 135759.3502 | 2846 | 466243.7643 | 15 | 14448.9831 | 1.4449 | 195325.4872 | 0 | 0 | 254 | 127000 | 2768.1418 | 2669.6697 | 23208.3333 | 154892.7926 | 150208.3333 | 0 | 4684.4592 | 4684.4592 | 112551.0169 | 14448.9831 | 0 | 0 | 0 | 0 | 0
2022-02-12 12:00 | 0.78425 | 0.90286 | 186065 | 141543.832 | 2846 | 429627.0144 | 15 | 8664.5014 | 0.86645 | 420962.5131 | 0 | 195325.4872 | 254 | 127000 | 2768.1418 | 2669.6697 | 23208.3333 | 154892.7926 | 150208.3333 | 0 | 4684.4592 | 4684.4592 | 118335.4986 | 8664.5014 | 0 | 0 | 0 | 0 | 0
2022-02-12 13:00 | 0.7579 | 0.91236 | 186065 | 136788.1036 | 2846 | 434147.6008 | 15 | 13420.2297 | 1.342 | 420727.3711 | 0 | 616288.0002 | 254 | 127000 | 2768.1418 | 2669.6697 | 23208.3333 | 154892.7926 | 150208.3333 | 0 | 4684.4592 | 4684.4592 | 113579.7703 | 13420.2297 | 0 | 0 | 0 | 0 | 0
2022-02-12 14:00 | 0.65858 | 0.87405 | 186065 | 118862.5271 | 2846 | 415917.7414 | 15 | 31345.8063 | 3.1346 | 384571.9351 | 0 | 1037015.3713 | 254 | 127000 | 2768.1418 | 2669.6697 | 23208.3333 | 154892.7926 | 150208.3333 | 0 | 4684.4592 | 4684.4592 | 95654.1937 | 31345.8063 | 0 | 0 | 0 | 0 | 0
2022-02-12 15:00 | 0.49915 | 0.80308 | 186065 | 90088.1144 | 2846 | 382146.5817 | 15 | 60120.2189 | 6.012 | 322026.3628 | 0 | 1421587.3064 | 254 | 127000 | 2768.1418 | 2669.6697 | 23208.3333 | 154892.7926 | 150208.3333 | 0 | 4684.4592 | 4684.4592 | 66879.7811 | 60120.2189 | 0 | 0 | 0 | 0 | 0
2022-02-12 16:00 | 0.29448 | 0.67031 | 186065 | 53148.6486 | 2846 | 318967.8179 | 15 | 97059.6848 | 9.706 | 221908.1331 | 0 | 1743613.6692 | 254 | 127000 | 2768.1418 | 2669.6697 | 23208.3333 | 154892.7926 | 150208.3333 | 0 | 4684.4592 | 4684.4592 | 29940.3152 | 97059.6848 | 0 | 0 | 0 | 0 | 0
2022-02-12 17:00 | 0.07935 | 0.28748 | 186065 | 14321.33 | 2846 | 136797.703 | 15 | 135887.0033 | 13.5887 | 910.6997 | 0 | 1965521.8023 | 254 | 127000 | 2768.1418 | 2669.6697 | 23208.3333 | 154892.7926 | 150208.3333 | 0 | 4684.4592 | 4684.4592 | 0 | 127000 | 0 | 0 | 0 | 0 | 0
2022-02-12 18:00 | 0 | 0 | 186065 | 0 | 2846 | 0 | 15 | 150000 | 15 | 0 | 150000 | 1966432.5019 | 254 | 126791.6667 | 2768.1418 | 2665.2903 | 23208.3333 | 154892.7926 | 150000 | 0 | 4892.7926 | 4892.7926 | 0 | 126791.6667 | 0 | 0 | 0 | 0 | 0
2022-02-12 19:00 | 0 | 0 | 186065 | 0 | 2846 | 0 | 15 | 150000 | 15 | 0 | 150000 | 1816432.5019 | 254 | 126791.6667 | 2768.1418 | 2665.2903 | 23208.3333 | 154892.7926 | 150000 | 0 | 4892.7926 | 4892.7926 | 0 | 126791.6667 | 0 | 0 | 0 | 0 | 0
2022-02-12 20:00 | 0 | 0 | 186065 | 0 | 2846 | 0 | 15 | 150000 | 15 | 0 | 150000 | 1666432.5019 | 254 | 126791.6667 | 2768.1418 | 2665.2903 | 23208.3333 | 154892.7926 | 150000 | 0 | 4892.7926 | 4892.7926 | 0 | 126791.6667 | 0 | 0 | 0 | 0 | 0
2022-02-12 21:00 | 0 | 0 | 186065 | 0 | 2846 | 0 | 15 | 150000 | 15 | 0 | 150000 | 1516432.5019 | 254 | 126791.6667 | 2768.1418 | 2665.2903 | 23208.3333 | 154892.7926 | 150000 | 0 | 4892.7926 | 4892.7926 | 0 | 126791.6667 | 0 | 0 | 0 | 0 | 0
2022-02-12 22:00 | 0 | 0 | 186065 | 0 | 2846 | 0 | 15 | 150000 | 15 | 0 | 150000 | 1366432.5019 | 254 | 126791.6667 | 2768.1418 | 2665.2903 | 23208.3333 | 154892.7926 | 150000 | 0 | 4892.7926 | 4892.7926 | 0 | 126791.6667 | 0 | 0 | 0 | 0 | 0
2022-02-12 23:00 | 0 | 0 | 186065 | 0 | 2846 | 0 | 15 | 150000 | 15 | 0 | 150000 | 1216432.5019 | 254 | 126791.6667 | 2768.1418 | 2665.2903 | 23208.3333 | 154892.7926 | 150000 | 0 | 4892.7926 | 4892.7926 | 0 | 126791.6667 | 0 | 0 | 0 | 0 | 0
2022-02-13 | 0 | 0 | 186065 | 0 | 2846 | 0 | 15 | 149375 | 14.9375 | 0 | 149375 | 1066432.5019 | 254 | 127000 | 2768.1418 | 2669.6697 | 22375 | 154059.4592 | 149375 | 0 | 4684.4592 | 4684.4592 | 0 | 127000 | 0 | 0 | 0 | 0 | 0
2022-02-13 01:00 | 0 | 0 | 186065 | 0 | 2846 | 0 | 15 | 149375 | 14.9375 | 0 | 149375 | 917057.5019 | 254 | 127000 | 2768.1418 | 2669.6697 | 22375 | 154059.4592 | 149375 | 0 | 4684.4592 | 4684.4592 | 0 | 127000 | 0 | 0 | 0 | 0 | 0
2022-02-13 02:00 | 0 | 0 | 186065 | 0 | 2846 | 0 | 15 | 149375 | 14.9375 | 0 | 149375 | 767682.5019 | 254 | 127000 | 2768.1418 | 2669.6697 | 22375 | 154059.4592 | 149375 | 0 | 4684.4592 | 4684.4592 | 0 | 127000 | 0 | 0 | 0 | 0 | 0
2022-02-13 03:00 | 0 | 0 | 186065 | 0 | 2846 | 0 | 15 | 149375 | 14.9375 | 0 | 149375 | 618307.5019 | 254 | 127000 | 2768.1418 | 2669.6697 | 22375 | 154059.4592 | 149375 | 0 | 4684.4592 | 4684.4592 | 0 | 127000 | 0 | 0 | 0 | 0 | 0
2022-02-13 04:00 | 0 | 0 | 186065 | 0 | 2846 | 0 | 15 | 149375 | 14.9375 | 0 | 149375 | 468932.5019 | 254 | 127000 | 2768.1418 | 2669.6697 | 22375 | 154059.4592 | 149375 | 0 | 4684.4592 | 4684.4592 | 0 | 127000 | 0 | 0 | 0 | 0 | 0
2022-02-13 05:00 | 0 | 0 | 186065 | 0 | 2846 | 0 | 15 | 149375 | 14.9375 | 0 | 149375 | 319557.5019 | 254 | 127000 | 2768.1418 | 2669.6697 | 22375 | 154059.4592 | 149375 | 0 | 4684.4592 | 4684.4592 | 0 | 127000 | 0 | 0 | 0 | 0 | 0
2022-02-13 06:00 | 0 | 0 | 186065 | 0 | 2846 | 0 | 15 | 149375 | 14.9375 | 0 | 149375 | 170182.5019 | 254 | 127000 | 2768.1418 | 2669.6697 | 22375 | 154059.4592 | 149375 | 0 | 4684.4592 | 4684.4592 | 0 | 127000 | 0 | 0 | 0 | 0 | 0
2022-02-13 07:00 | 0.04942 | 0.25144 | 186065 | 8919.4723 | 2846 | 119648.0257 | 15 | 140455.5277 | 14.0456 | 0 | 20807.5019 | 20807.5019 | 254 | 127000 | 2768.1418 | 2669.6697 | 22375 | 154059.4592 | 149375 | 0 | 4684.4592 | 4684.4592 | 0 | 127000 | 0 | 0 | 0 | 0 | 0
2022-02-13 08:00 | 0.26595 | 0.74105 | 186065 | 47999.4671 | 2846 | 352629.5318 | 15 | 101375.5329 | 10.1376 | 0 | 0 | 0 | 254 | 127000 | 2768.1418 | 2669.6697 | 22375 | 154059.4592 | 149375 | 0 | 4684.4592 | 4684.4592 | 25624.4671 | 101375.5329 | 0 | 0 | 0 | 0 | 0
2022-02-13 09:00 | 0.48233 | 0.88877 | 186065 | 87052.3895 | 2846 | 422922.271 | 15 | 62322.6105 | 6.2323 | 0 | 0 | 0 | 254 | 127000 | 2768.1418 | 2669.6697 | 22375 | 154059.4592 | 149375 | 0 | 4684.4592 | 4684.4592 | 87052.3895 | 39947.6105 | 0 | 0 | 0 | 0 | 0
2022-02-13 10:00 | 0.65703 | 0.97387 | 186065 | 118582.7783 | 2846 | 463417.2081 | 15 | 30792.2217 | 3.0792 | 310878.7036 | 0 | 0 | 254 | 127000 | 2768.1418 | 2669.6697 | 22375 | 154059.4592 | 149375 | 0 | 4684.4592 | 4684.4592 | 96207.7783 | 30792.2217 | 0 | 0 | 0 | 0 | 0
2022-02-13 11:00 | 0.77412 | 1.0273 | 186065 | 139715.5387 | 2846 | 488860.9718 | 15 | 9659.4613 | 0.96595 | 479201.5105 | 0 | 310878.7036 | 254 | 127000 | 2768.1418 | 2669.6697 | 22375 | 154059.4592 | 149375 | 0 | 4684.4592 | 4684.4592 | 127000 | 0 | 0 | 0 | 0 | 0 | 0
2022-02-13 12:00 | 0.80683 | 0.95088 | 186065 | 145619.1392 | 2846 | 452477.3891 | 15 | 3755.8608 | 0.37559 | 448721.5283 | 0 | 790080.2141 | 254 | 127000 | 2768.1418 | 2669.6697 | 22375 | 154059.4592 | 149375 | 0 | 4684.4592 | 4684.4592 | 127000 | 0 | 0 | 0 | 0 | 0 | 0
2022-02-13 13:00 | 0.68636 | 0.63896 | 186065 | 123876.3462 | 2846 | 304049.8828 | 15 | 25498.6538 | 2.5499 | 278551.229 | 0 | 1238801.7424 | 254 | 127000 | 2768.1418 | 2669.6697 | 22375 | 154059.4592 | 149375 | 0 | 4684.4592 | 4684.4592 | 101501.3462 | 25498.6538 | 0 | 0 | 0 | 0 | 0
2022-02-13 14:00 | 0.67375 | 0.89987 | 186065 | 121600.4549 | 2846 | 428204.2193 | 15 | 27774.5451 | 2.7775 | 400429.6743 | 0 | 1517352.9713 | 254 | 127000 | 2768.1418 | 2669.6697 | 22375 | 154059.4592 | 149375 | 0 | 4684.4592 | 4684.4592 | 121600.4549 | 5399.5451 | 0 | 0 | 0 | 0 | 0
2022-02-13 15:00 | 0.50898 | 0.8171 | 186065 | 91862.2628 | 2846 | 388818.0155 | 15 | 57512.7372 | 5.7513 | 331305.2783 | 0 | 1917782.6456 | 254 | 127000 | 2768.1418 | 2669.6697 | 22375 | 154059.4592 | 149375 | 0 | 4684.4592 | 4684.4592 | 69487.2628 | 57512.7372 | 0 | 0 | 0 | 0 | 0
2022-02-13 16:00 | 0.30038 | 0.67559 | 186065 | 54213.4986 | 2846 | 321480.3122 | 15 | 95161.5014 | 9.5162 | 226318.8108 | 0 | 2249087.9239 | 254 | 127000 | 2768.1418 | 2669.6697 | 22375 | 154059.4592 | 149375 | 0 | 4684.4592 | 4684.4592 | 54213.4986 | 72786.5014 | 0 | 0 | 0 | 0 | 0
2022-02-13 17:00 | 0.08338 | 0.28899 | 186065 | 15048.6767 | 2846 | 137516.2383 | 15 | 134326.3233 | 13.4326 | 3189.915 | 0 | 2475406.7347 | 254 | 127000 | 2768.1418 | 2669.6697 | 22375 | 154059.4592 | 149375 | 0 | 4684.4592 | 4684.4592 | 15048.6767 | 111951.3233 | 0 | 0 | 0 | 0 | 0
2022-02-13 18:00 | 0 | 0 | 186065 | 0 | 2846 | 0 | 15 | 149375 | 14.9375 | 0 | 149375 | 2478596.6497 | 254 | 127000 | 2768.1418 | 2669.6697 | 22375 | 154059.4592 | 149375 | 0 | 4684.4592 | 4684.4592 | 0 | 127000 | 0 | 0 | 0 | 0 | 0
2022-02-13 19:00 | 0 | 0 | 186065 | 0 | 2846 | 0 | 15 | 149375 | 14.9375 | 0 | 149375 | 2329221.6497 | 254 | 127000 | 2768.1418 | 2669.6697 | 22375 | 154059.4592 | 149375 | 0 | 4684.4592 | 4684.4592 | 0 | 127000 | 0 | 0 | 0 | 0 | 0
2022-02-13 20:00 | 0 | 0 | 186065 | 0 | 2846 | 0 | 15 | 149375 | 14.9375 | 0 | 149375 | 2179846.6497 | 254 | 127000 | 2768.1418 | 2669.6697 | 22375 | 154059.4592 | 149375 | 0 | 4684.4592 | 4684.4592 | 0 | 127000 | 0 | 0 | 0 | 0 | 0
2022-02-13 21:00 | 0 | 0 | 186065 | 0 | 2846 | 0 | 15 | 149375 | 14.9375 | 0 | 149375 | 2030471.6497 | 254 | 127000 | 2768.1418 | 2669.6697 | 22375 | 154059.4592 | 149375 | 0 | 4684.4592 | 4684.4592 | 0 | 127000 | 0 | 0 | 0 | 0 | 0
2022-02-13 22:00 | 0 | 0 | 186065 | 0 | 2846 | 0 | 15 | 149375 | 14.9375 | 0 | 149375 | 1881096.6497 | 254 | 127000 | 2768.1418 | 2669.6697 | 22375 | 154059.4592 | 149375 | 0 | 4684.4592 | 4684.4592 | 0 | 127000 | 0 | 0 | 0 | 0 | 0
2022-02-13 23:00 | 0 | 0 | 186065 | 0 | 2846 | 0 | 15 | 149375 | 14.9375 | 0 | 149375 | 1731721.6497 | 254 | 127000 | 2768.1418 | 2669.6697 | 22375 | 154059.4592 | 149375 | 0 | 4684.4592 | 4684.4592 | 0 | 127000 | 0 | 0 | 0 | 0 | 0
2022-02-14 | 0 | 0 | 186065 | 0 | 2846 | 0 | 15 | 150000 | 15 | 0 | 150000 | 1582346.6497 | 254 | 126958.3333 | 2768.1418 | 2668.7938 | 23041.6667 | 154726.1259 | 150000 | 0 | 4726.1259 | 4726.1259 | 0 | 126958.3333 | 0 | 0 | 0 | 0 | 0
2022-02-14 01:00 | 0 | 0 | 186065 | 0 | 2846 | 0 | 15 | 150000 | 15 | 0 | 150000 | 1432346.6497 | 254 | 126958.3333 | 2768.1418 | 2668.7938 | 23041.6667 | 154726.1259 | 150000 | 0 | 4726.1259 | 4726.1259 | 0 | 126958.3333 | 0 | 0 | 0 | 0 | 0
2022-02-14 02:00 | 0 | 0 | 186065 | 0 | 2846 | 0 | 15 | 150000 | 15 | 0 | 150000 | 1282346.6497 | 254 | 126958.3333 | 2768.1418 | 2668.7938 | 23041.6667 | 154726.1259 | 150000 | 0 | 4726.1259 | 4726.1259 | 0 | 126958.3333 | 0 | 0 | 0 | 0 | 0
2022-02-14 03:00 | 0 | 0 | 186065 | 0 | 2846 | 0 | 15 | 150000 | 15 | 0 | 150000 | 1132346.6497 | 254 | 126958.3333 | 2768.1418 | 2668.7938 | 23041.6667 | 154726.1259 | 150000 | 0 | 4726.1259 | 4726.1259 | 0 | 126958.3333 | 0 | 0 | 0 | 0 | 0
2022-02-14 04:00 | 0 | 0 | 186065 | 0 | 2846 | 0 | 15 | 150000 | 15 | 0 | 150000 | 982346.6497 | 254 | 126958.3333 | 2768.1418 | 2668.7938 | 23041.6667 | 154726.1259 | 150000 | 0 | 4726.1259 | 4726.1259 | 0 | 126958.3333 | 0 | 0 | 0 | 0 | 0
2022-02-14 05:00 | 0 | 0 | 186065 | 0 | 2846 | 0 | 15 | 150000 | 15 | 0 | 150000 | 832346.6497 | 254 | 126958.3333 | 2768.1418 | 2668.7938 | 23041.6667 | 154726.1259 | 150000 | 0 | 4726.1259 | 4726.1259 | 0 | 126958.3333 | -1.4211e-14 | 0 | 0 | 0 | 0
2022-02-14 06:00 | 0 | 0 | 186065 | 0 | 2846 | 0 | 15 | 150000 | 15 | 0 | 150000 | 682346.6497 | 254 | 126958.3333 | 2768.1418 | 2668.7938 | 23041.6667 | 154726.1259 | 150000 | 0 | 4726.1259 | 4726.1259 | 0 | 126958.3333 | 0 | 0 | 0 | 0 | 0
2022-02-14 07:00 | 0.04597 | 0.14442 | 186065 | 8296.8058 | 2846 | 68722.4303 | 15 | 141744.8609 | 14.1745 | 0 | 73022.4306 | 532346.6497 | 254 | 127000 | 2768.1418 | 2669.6697 | 23041.6667 | 154726.1259 | 150041.6667 | 0 | 4684.4592 | 4684.4592 | 8296.8058 | 118703.1942 | 0 | 0 | 0 | 0 | 0
2022-02-14 08:00 | 0.25468 | 0.61144 | 186065 | 45965.4232 | 2846 | 290954.4577 | 15 | 104076.2435 | 10.4076 | 186878.2142 | 0 | 459324.2191 | 254 | 127000 | 2768.1418 | 2669.6697 | 23041.6667 | 154726.1259 | 150041.6667 | 0 | 4684.4592 | 4684.4592 | 45965.4232 | 81034.5768 | 0 | 0 | 0 | 0 | 0
2022-02-14 09:00 | 0.4694 | 0.79473 | 186065 | 84718.7437 | 2846 | 378173.2242 | 15 | 65322.923 | 6.5323 | 312850.3012 | 0 | 646202.4334 | 254 | 127000 | 2768.1418 | 2669.6697 | 23041.6667 | 154726.1259 | 150041.6667 | 0 | 4684.4592 | 4684.4592 | 84718.7437 | 42281.2563 | 0 | 0 | 0 | 0 | 0
2022-02-14 10:00 | 0.56923 | 0.60398 | 186065 | 102736.3666 | 2846 | 287404.6078 | 15 | 47305.3001 | 4.7305 | 240099.3077 | 0 | 959052.7345 | 254 | 127000 | 2768.1418 | 2669.6697 | 23041.6667 | 154726.1259 | 150041.6667 | 0 | 4684.4592 | 4684.4592 | 102736.3666 | 24263.6334 | 0 | 0 | 0 | 0 | 0
2022-02-14 11:00 | 0.7592 | 0.95054 | 186065 | 137022.7316 | 2846 | 452315.5996 | 15 | 13018.9351 | 1.3019 | 439296.6645 | 0 | 1199152.0422 | 254 | 127000 | 2768.1418 | 2669.6697 | 23041.6667 | 154726.1259 | 150041.6667 | 0 | 4684.4592 | 4684.4592 | 127000 | 0 | 0 | 0 | 0 | 0 | 0
2022-02-14 12:00 | 0.80062 | 0.9473 | 186065 | 144498.3395 | 2846 | 450773.8418 | 15 | 5543.3272 | 0.55433 | 445230.5146 | 0 | 1638448.7067 | 254 | 127000 | 2768.1418 | 2669.6697 | 23041.6667 | 154726.1259 | 150041.6667 | 0 | 4684.4592 | 4684.4592 | 121456.6728 | 5543.3272 | 0 | 0 | 0 | 0 | 0
2022-02-14 13:00 | 0.77212 | 0.94041 | 186065 | 139354.5726 | 2846 | 447495.227 | 15 | 10687.0941 | 1.0687 | 436808.1329 | 0 | 2083679.2213 | 254 | 127000 | 2768.1418 | 2669.6697 | 23041.6667 | 154726.1259 | 150041.6667 | 0 | 4684.4592 | 4684.4592 | 127000 | 0 | 0 | 0 | 0 | 0 | 0
2022-02-14 14:00 | 0.6692 | 0.89342 | 186065 | 120779.2571 | 2846 | 425134.9791 | 15 | 29262.4096 | 2.9262 | 395872.5695 | 0 | 2520487.3542 | 254 | 127000 | 2768.1418 | 2669.6697 | 23041.6667 | 154726.1259 | 150041.6667 | 0 | 4684.4592 | 4684.4592 | 97737.5904 | 29262.4096 | 0 | 0 | 0 | 0 | 0
2022-02-14 15:00 | 0.50602 | 0.80242 | 186065 | 91328.033 | 2846 | 381832.5199 | 15 | 58713.6337 | 5.8714 | 323118.8862 | 0 | 2916359.9237 | 254 | 127000 | 2768.1418 | 2669.6697 | 23041.6667 | 154726.1259 | 150041.6667 | 0 | 4684.4592 | 4684.4592 | 91328.033 | 35671.967 | 0 | 0 | 0 | 0 | 0
2022-02-14 16:00 | 0.29875 | 0.65254 | 186065 | 53919.3112 | 2846 | 310511.942 | 15 | 96122.3555 | 9.6122 | 214389.5866 | 0 | 3239478.8099 | 254 | 127000 | 2768.1418 | 2669.6697 | 23041.6667 | 154726.1259 | 150041.6667 | 0 | 4684.4592 | 4684.4592 | 53919.3112 | 73080.6888 | 0 | 0 | 0 | 0 | 0
2022-02-14 17:00 | 0.08353 | 0.27581 | 186065 | 15075.7492 | 2846 | 131244.5195 | 15 | 134965.9175 | 13.4966 | 0 | 3721.398 | 3453868.3965 | 254 | 127000 | 2768.1418 | 2669.6697 | 23041.6667 | 154726.1259 | 150041.6667 | 0 | 4684.4592 | 4684.4592 | 15075.7492 | 111924.2508 | 0 | 0 | 0 | 0 | 0
2022-02-14 18:00 | 0 | 0 | 186065 | 0 | 2846 | 0 | 15 | 150000 | 15 | 0 | 150000 | 3450146.9984 | 254 | 126958.3333 | 2768.1418 | 2668.7938 | 23041.6667 | 154726.1259 | 150000 | 0 | 4726.1259 | 4726.1259 | 0 | 126958.3333 | 0 | 0 | 0 | 0 | 0
2022-02-14 19:00 | 0 | 0 | 186065 | 0 | 2846 | 0 | 15 | 150000 | 15 | 0 | 150000 | 3300146.9984 | 254 | 126958.3333 | 2768.1418 | 2668.7938 | 23041.6667 | 154726.1259 | 150000 | 0 | 4726.1259 | 4726.1259 | 0 | 126958.3333 | 0 | 0 | 0 | 0 | 0
2022-02-14 20:00 | 0 | 0 | 186065 | 0 | 2846 | 0 | 15 | 150000 | 15 | 0 | 150000 | 3150146.9984 | 254 | 126958.3333 | 2768.1418 | 2668.7938 | 23041.6667 | 154726.1259 | 150000 | 0 | 4726.1259 | 4726.1259 | 0 | 126958.3333 | 0 | 0 | -3.5527e-14 | 0 | 0
2022-02-14 21:00 | 0 | 0 | 186065 | 0 | 2846 | 0 | 15 | 150000 | 15 | 0 | 150000 | 3000146.9984 | 254 | 126958.3333 | 2768.1418 | 2668.7938 | 23041.6667 | 154726.1259 | 150000 | 0 | 4726.1259 | 4726.1259 | 0 | 126958.3333 | -3.4076e-14 | 0 | 0 | 0 | 0
2022-02-14 22:00 | 0 | 0 | 186065 | 0 | 2846 | 0 | 15 | 150000 | 15 | 0 | 150000 | 2850146.9984 | 254 | 126958.3333 | 2768.1418 | 2668.7938 | 23041.6667 | 154726.1259 | 150000 | 0 | 4726.1259 | 4726.1259 | 0 | 126958.3333 | 0 | 0 | 0 | 0 | 0
2022-02-14 23:00 | 0 | 0 | 186065 | 0 | 2846 | 0 | 15 | 150000 | 15 | 0 | 150000 | 2700146.9984 | 254 | 126958.3333 | 2768.1418 | 2668.7938 | 23041.6667 | 154726.1259 | 150000 | 0 | 4726.1259 | 4726.1259 | 0 | 126958.3333 | 0 | 0 | 0 | 0 | 0
2022-02-15 | 0 | 0 | 186065 | 0 | 2846 | 0 | 15 | 149783.3333 | 14.9783 | 0 | 149783.3333 | 2550146.9984 | 254 | 127000 | 2768.1418 | 2669.6697 | 22783.3333 | 154467.7926 | 149783.3333 | 0 | 4684.4592 | 4684.4592 | 0 | 127000 | 0 | 0 | 0 | 0 | 0
2022-02-15 01:00 | 0 | 0 | 186065 | 0 | 2846 | 0 | 15 | 149783.3333 | 14.9783 | 0 | 149783.3333 | 2400363.6651 | 254 | 127000 | 2768.1418 | 2669.6697 | 22783.3333 | 154467.7926 | 149783.3333 | 0 | 4684.4592 | 4684.4592 | 0 | 127000 | 0 | 0 | 0 | 0 | 0
2022-02-15 02:00 | 0 | 0 | 186065 | 0 | 2846 | 0 | 15 | 149783.3333 | 14.9783 | 0 | 149783.3333 | 2250580.3318 | 254 | 127000 | 2768.1418 | 2669.6697 | 22783.3333 | 154467.7926 | 149783.3333 | 0 | 4684.4592 | 4684.4592 | 0 | 127000 | 0 | 0 | 0 | 0 | 0
2022-02-15 03:00 | 0 | 0 | 186065 | 0 | 2846 | 0 | 15 | 149783.3333 | 14.9783 | 0 | 149783.3333 | 2100796.9984 | 254 | 127000 | 2768.1418 | 2669.6697 | 22783.3333 | 154467.7926 | 149783.3333 | 0 | 4684.4592 | 4684.4592 | 0 | 127000 | 0 | 0 | 0 | 0 | 0
2022-02-15 04:00 | 0 | 0 | 186065 | 0 | 2846 | 0 | 15 | 149783.3333 | 14.9783 | 0 | 149783.3333 | 1951013.6651 | 254 | 127000 | 2768.1418 | 2669.6697 | 22783.3333 | 154467.7926 | 149783.3333 | 0 | 4684.4592 | 4684.4592 | 0 | 127000 | 0 | 0 | 0 | 0 | 0
2022-02-15 05:00 | 0 | 0 | 186065 | 0 | 2846 | 0 | 15 | 149783.3333 | 14.9783 | 0 | 149783.3333 | 1801230.3318 | 254 | 127000 | 2768.1418 | 2669.6697 | 22783.3333 | 154467.7926 | 149783.3333 | 0 | 4684.4592 | 4684.4592 | 0 | 127000 | 0 | 0 | 0 | 0 | 0
2022-02-15 06:00 | 0 | 0 | 186065 | 0 | 2846 | 0 | 15 | 149783.3333 | 14.9783 | 0 | 149783.3333 | 1651446.9984 | 254 | 127000 | 2768.1418 | 2669.6697 | 22783.3333 | 154467.7926 | 149783.3333 | 0 | 4684.4592 | 4684.4592 | 0 | 127000 | 0 | 0 | 0 | 0 | 0
2022-02-15 07:00 | 0.04785 | 0.15954 | 186065 | 8636.1139 | 2846 | 75917.3004 | 15 | 141147.2194 | 14.1147 | 0 | 65229.9189 | 1501663.6651 | 254 | 127000 | 2768.1418 | 2669.6697 | 22783.3333 | 154467.7926 | 149783.3333 | 0 | 4684.4592 | 4684.4592 | 8636.1139 | 118363.8861 | 0 | 0 | 0 | 0 | 0
2022-02-15 08:00 | 0.25057 | 0.56459 | 186065 | 45223.6378 | 2846 | 268660.829 | 15 | 104559.6955 | 10.456 | 164101.1335 | 0 | 1436433.7462 | 254 | 127000 | 2768.1418 | 2669.6697 | 22783.3333 | 154467.7926 | 149783.3333 | 0 | 4684.4592 | 4684.4592 | 45223.6378 | 81776.3622 | 0 | 0 | 0 | 0 | 0
2022-02-15 09:00 | 0.4631 | 0.77225 | 186065 | 83581.7005 | 2846 | 367476.0892 | 15 | 66201.6329 | 6.6202 | 301274.4563 | 0 | 1600534.8797 | 254 | 127000 | 2768.1418 | 2669.6697 | 22783.3333 | 154467.7926 | 149783.3333 | 0 | 4684.4592 | 4684.4592 | 83581.7005 | 43418.2995 | 0 | 0 | 0 | 0 | 0
2022-02-15 10:00 | 0.6392 | 0.88238 | 186065 | 115364.7656 | 2846 | 419881.5819 | 15 | 34418.5678 | 3.4419 | 385463.0141 | 0 | 1901809.336 | 254 | 127000 | 2768.1418 | 2669.6697 | 22783.3333 | 154467.7926 | 149783.3333 | 0 | 4684.4592 | 4684.4592 | 115364.7656 | 11635.2344 | 0 | 0 | 0 | 0 | 0
2022-02-15 11:00 | 0.75138 | 0.9282 | 186065 | 135611.3541 | 2846 | 441685.0838 | 15 | 14171.9792 | 1.4172 | 427513.1046 | 0 | 2287272.3501 | 254 | 127000 | 2768.1418 | 2669.6697 | 22783.3333 | 154467.7926 | 149783.3333 | 0 | 4684.4592 | 4684.4592 | 127000 | 0 | 0 | 0 | 0 | 0 | 0
2022-02-15 12:00 | 0.78238 | 0.86403 | 186065 | 141206.3287 | 2846 | 411149.7123 | 15 | 8577.0047 | 0.8577 | 402572.7077 | 0 | 2714785.4547 | 254 | 127000 | 2768.1418 | 2669.6697 | 22783.3333 | 154467.7926 | 149783.3333 | 0 | 4684.4592 | 4684.4592 | 127000 | 0 | 0 | 0 | 0 | 0 | 0
2022-02-15 13:00 | 0.75267 | 0.85532 | 186065 | 135844.1772 | 2846 | 407005.0484 | 15 | 13939.1561 | 1.3939 | 393065.8923 | 0 | 3117358.1624 | 254 | 127000 | 2768.1418 | 2669.6697 | 22783.3333 | 154467.7926 | 149783.3333 | 0 | 4684.4592 | 4684.4592 | 113060.8439 | 13939.1561 | 0 | 0 | 0 | 0 | 0
2022-02-15 14:00 | 0.65412 | 0.81195 | 186065 | 118057.5727 | 2846 | 386367.3818 | 15 | 31725.7607 | 3.1726 | 354641.6212 | 0 | 3510424.0547 | 254 | 127000 | 2768.1418 | 2669.6697 | 22783.3333 | 154467.7926 | 149783.3333 | 0 | 4684.4592 | 4684.4592 | 118057.5727 | 8942.4273 | 0 | 0 | 0 | 0 | 0
2022-02-15 15:00 | 0.49138 | 0.7165 | 186065 | 88685.7611 | 2846 | 340947.3848 | 15 | 61097.5722 | 6.1098 | 279849.8126 | 0 | 3865065.6758 | 254 | 127000 | 2768.1418 | 2669.6697 | 22783.3333 | 154467.7926 | 149783.3333 | 0 | 4684.4592 | 4684.4592 | 88685.7611 | 38314.2389 | 0 | 0 | 0 | 0 | 0
2022-02-15 16:00 | 0.28655 | 0.57089 | 186065 | 51717.418 | 2846 | 271658.6916 | 15 | 98065.9154 | 9.8066 | 173592.7762 | 0 | 4144915.4884 | 254 | 127000 | 2768.1418 | 2669.6697 | 22783.3333 | 154467.7926 | 149783.3333 | 0 | 4684.4592 | 4684.4592 | 51717.418 | 75282.582 | 0 | 0 | 0 | 0 | 0
2022-02-15 17:00 | 0.08015 | 0.2016 | 186065 | 14465.7165 | 2846 | 95931.6019 | 15 | 135317.6169 | 13.5318 | 0 | 39386.015 | 4318508.2646 | 254 | 127000 | 2768.1418 | 2669.6697 | 22783.3333 | 154467.7926 | 149783.3333 | 0 | 4684.4592 | 4684.4592 | 14465.7165 | 112534.2835 | 0 | 0 | 0 | 0 | 0
2022-02-15 18:00 | 0 | 0 | 186065 | 0 | 2846 | 0 | 15 | 149783.3333 | 14.9783 | 0 | 149783.3333 | 4279122.2497 | 254 | 127000 | 2768.1418 | 2669.6697 | 22783.3333 | 154467.7926 | 149783.3333 | 0 | 4684.4592 | 4684.4592 | 0 | 127000 | 0 | 0 | 0 | 0 | 0
2022-02-15 19:00 | 0 | 0 | 186065 | 0 | 2846 | 0 | 15 | 149783.3333 | 14.9783 | 0 | 149783.3333 | 4129338.9163 | 254 | 127000 | 2768.1418 | 2669.6697 | 22783.3333 | 154467.7926 | 149783.3333 | 0 | 4684.4592 | 4684.4592 | 0 | 127000 | 0 | 0 | 0 | 0 | 0
2022-02-15 20:00 | 0 | 0 | 186065 | 0 | 2846 | 0 | 15 | 149783.3333 | 14.9783 | 0 | 149783.3333 | 3979555.583 | 254 | 127000 | 2768.1418 | 2669.6697 | 22783.3333 | 154467.7926 | 149783.3333 | 0 | 4684.4592 | 4684.4592 | 0 | 127000 | 0 | 0 | 0 | 0 | 0
2022-02-15 21:00 | 0 | 0 | 186065 | 0 | 2846 | 0 | 15 | 149783.3333 | 14.9783 | 0 | 149783.3333 | 3829772.2497 | 254 | 127000 | 2768.1418 | 2669.6697 | 22783.3333 | 154467.7926 | 149783.3333 | 0 | 4684.4592 | 4684.4592 | 0 | 127000 | 0 | 0 | 0 | 0 | 0
2022-02-15 22:00 | 0 | 0 | 186065 | 0 | 2846 | 0 | 15 | 149783.3333 | 14.9783 | 0 | 149783.3333 | 3679988.9163 | 254 | 127000 | 2768.1418 | 2669.6697 | 22783.3333 | 154467.7926 | 149783.3333 | 0 | 4684.4592 | 4684.4592 | 0 | 127000 | 0 | 0 | 0 | 0 | 0
2022-02-15 23:00 | 0 | 0 | 186065 | 0 | 2846 | 0 | 15 | 149783.3333 | 14.9783 | 0 | 149783.3333 | 3530205.583 | 254 | 127000 | 2768.1418 | 2669.6697 | 22783.3333 | 154467.7926 | 149783.3333 | 0 | 4684.4592 | 4684.4592 | 0 | 127000 | -8.5265e-14 | 0 | 0 | 0 | 0
2022-02-16 | 0 | 0 | 186065 | 0 | 2846 | 0 | 15 | 150000 | 15 | 0 | 150000 | 3380422.2497 | 254 | 126758.3333 | 2768.1418 | 2664.5896 | 23241.6667 | 154926.1259 | 150000 | 0 | 4926.1259 | 4926.1259 | 0 | 126758.3333 | 0 | 0 | 8.8895e-14 | 0 | 0
2022-02-16 01:00 | 0 | 0 | 186065 | 0 | 2846 | 0 | 15 | 150000 | 15 | 0 | 150000 | 3230422.2497 | 254 | 126758.3333 | 2768.1418 | 2664.5896 | 23241.6667 | 154926.1259 | 150000 | 0 | 4926.1259 | 4926.1259 | 0 | 126758.3333 | 0 | 0 | 8.8895e-14 | 0 | 0
2022-02-16 02:00 | 0 | 0 | 186065 | 0 | 2846 | 0 | 15 | 150000 | 15 | 0 | 150000 | 3080422.2497 | 254 | 126758.3333 | 2768.1418 | 2664.5896 | 23241.6667 | 154926.1259 | 150000 | 0 | 4926.1259 | 4926.1259 | 0 | 126758.3333 | 8.5265e-14 | 0 | 8.8895e-14 | 0 | 0
2022-02-16 03:00 | 0 | 0 | 186065 | 0 | 2846 | 0 | 15 | 150000 | 15 | 0 | 150000 | 2930422.2497 | 254 | 126758.3333 | 2768.1418 | 2664.5896 | 23241.6667 | 154926.1259 | 150000 | 0 | 4926.1259 | 4926.1259 | 0 | 126758.3333 | 0 | 0 | 0 | 0 | 0
2022-02-16 04:00 | 0 | 0 | 186065 | 0 | 2846 | 0 | 15 | 150000 | 15 | 0 | 150000 | 2780422.2497 | 254 | 126758.3333 | 2768.1418 | 2664.5896 | 23241.6667 | 154926.1259 | 150000 | 0 | 4926.1259 | 4926.1259 | 0 | 126758.3333 | 0 | 0 | 0 | 0 | 0
2022-02-16 05:00 | 0 | 0 | 186065 | 0 | 2846 | 0 | 15 | 150000 | 15 | 0 | 150000 | 2630422.2497 | 254 | 126758.3333 | 2768.1418 | 2664.5896 | 23241.6667 | 154926.1259 | 150000 | 0 | 4926.1259 | 4926.1259 | 0 | 126758.3333 | 0 | 0 | 0 | 0 | 0
2022-02-16 06:00 | 0 | 0 | 186065 | 0 | 2846 | 0 | 15 | 150000 | 15 | 0 | 150000 | 2480422.2497 | 254 | 126758.3333 | 2768.1418 | 2664.5896 | 23241.6667 | 154926.1259 | 150000 | 0 | 4926.1259 | 4926.1259 | 0 | 126758.3333 | 0 | 0 | 0 | 0 | 0
2022-02-16 07:00 | 0.04885 | 0.16052 | 186065 | 8816.597 | 2846 | 76383.6346 | 15 | 141425.0697 | 14.1425 | 0 | 65041.4351 | 2330422.2497 | 254 | 127000 | 2768.1418 | 2669.6697 | 23241.6667 | 154926.1259 | 150241.6667 | 0 | 4684.4592 | 4684.4592 | 8816.597 | 118183.403 | 0 | 0 | 0 | 0 | 0
2022-02-16 08:00 | 0.25327 | 0.57765 | 186065 | 45710.9421 | 2846 | 274875.4457 | 15 | 104530.7246 | 10.4531 | 170344.7211 | 0 | 2265380.8146 | 254 | 127000 | 2768.1418 | 2669.6697 | 23241.6667 | 154926.1259 | 150241.6667 | 0 | 4684.4592 | 4684.4592 | 22469.2754 | 104530.7246 | 0 | 0 | 0 | 0 | 0
2022-02-16 09:00 | 0.46283 | 0.7617 | 186065 | 83532.97 | 2846 | 362455.859 | 15 | 66708.6966 | 6.6709 | 295747.1624 | 0 | 2435725.5357 | 254 | 127000 | 2768.1418 | 2669.6697 | 23241.6667 | 154926.1259 | 150241.6667 | 0 | 4684.4592 | 4684.4592 | 83532.97 | 43467.03 | 0 | 0 | 0 | 0 | 0
2022-02-16 10:00 | 0.63495 | 0.86189 | 186065 | 114597.7126 | 2846 | 410131.3908 | 15 | 35643.9541 | 3.5644 | 374487.4367 | 0 | 2731472.6981 | 254 | 127000 | 2768.1418 | 2669.6697 | 23241.6667 | 154926.1259 | 150241.6667 | 0 | 4684.4592 | 4684.4592 | 91356.0459 | 35643.9541 | 0 | 0 | 0 | 0 | 0
2022-02-16 11:00 | 0.74928 | 0.90969 | 186065 | 135232.3397 | 2846 | 432877.0781 | 15 | 15009.327 | 1.5009 | 417867.7512 | 0 | 3105960.1348 | 254 | 127000 | 2768.1418 | 2669.6697 | 23241.6667 | 154926.1259 | 150241.6667 | 0 | 4684.4592 | 4684.4592 | 111990.673 | 15009.327 | 0 | 0 | 0 | 0 | 0
2022-02-16 12:00 | 0.79425 | 0.93417 | 186065 | 143348.6625 | 2846 | 444525.9155 | 15 | 6893.0042 | 0.6893 | 437632.9113 | 0 | 3523827.886 | 254 | 127000 | 2768.1418 | 2669.6697 | 23241.6667 | 154926.1259 | 150241.6667 | 0 | 4684.4592 | 4684.4592 | 127000 | 0 | 0 | 0 | 0 | 0 | 0
2022-02-16 13:00 | 0.767 | 0.9298 | 186065 | 138430.4993 | 2846 | 442446.4458 | 15 | 11811.1673 | 1.1811 | 430635.2784 | 0 | 3961460.7973 | 254 | 127000 | 2768.1418 | 2669.6697 | 23241.6667 | 154926.1259 | 150241.6667 | 0 | 4684.4592 | 4684.4592 | 127000 | 0 | 0 | 0 | 0 | 0 | 0
2022-02-16 14:00 | 0.66588 | 0.88663 | 186065 | 120180.0533 | 2846 | 421903.9495 | 15 | 30061.6133 | 3.0062 | 391842.3361 | 0 | 4392096.0757 | 254 | 127000 | 2768.1418 | 2669.6697 | 23241.6667 | 154926.1259 | 150241.6667 | 0 | 4684.4592 | 4684.4592 | 96938.3867 | 30061.6133 | 0 | 0 | 0 | 0 | 0
2022-02-16 15:00 | 0.50577 | 0.81324 | 186065 | 91282.9122 | 2846 | 386981.2299 | 15 | 58958.7545 | 5.8959 | 328022.4754 | 0 | 4783938.4118 | 254 | 127000 | 2768.1418 | 2669.6697 | 23241.6667 | 154926.1259 | 150241.6667 | 0 | 4684.4592 | 4684.4592 | 68041.2455 | 58958.7545 | 0 | 0 | 0 | 0 | 0
2022-02-16 16:00 | 0.30092 | 0.68288 | 186065 | 54310.9594 | 2846 | 324949.2675 | 15 | 95930.7073 | 9.5931 | 229018.5602 | 0 | 5111960.8873 | 254 | 127000 | 2768.1418 | 2669.6697 | 23241.6667 | 154926.1259 | 150241.6667 | 0 | 4684.4592 | 4684.4592 | 31069.2927 | 95930.7073 | 0 | 0 | 0 | 0 | 0
2022-02-16 17:00 | 0.0879 | 0.30135 | 186065 | 15864.4601 | 2846 | 143397.7591 | 15 | 134377.2066 | 13.4377 | 9020.5525 | 0 | 5340979.4475 | 254 | 127000 | 2768.1418 | 2669.6697 | 23241.6667 | 154926.1259 | 150241.6667 | 0 | 4684.4592 | 4684.4592 | 0 | 127000 | 0 | 0 | 0 | 0 | 0
2022-02-16 18:00 | 0 | 0 | 186065 | 0 | 2846 | 0 | 15 | 150000 | 15 | 0 | 150000 | 5350000 | 254 | 126758.3333 | 2768.1418 | 2664.5896 | 23241.6667 | 154926.1259 | 150000 | 0 | 4926.1259 | 4926.1259 | 0 | 126758.3333 | 0 | 0 | 0 | 0 | 0
2022-02-16 19:00 | 0 | 0 | 186065 | 0 | 2846 | 0 | 15 | 150000 | 15 | 0 | 150000 | 5200000 | 254 | 126758.3333 | 2768.1418 | 2664.5896 | 23241.6667 | 154926.1259 | 150000 | 0 | 4926.1259 | 4926.1259 | 0 | 126758.3333 | 0 | 0 | 0 | 0 | 0
2022-02-16 20:00 | 0 | 0 | 186065 | 0 | 2846 | 0 | 15 | 150000 | 15 | 0 | 150000 | 5050000 | 254 | 126758.3333 | 2768.1418 | 2664.5896 | 23241.6667 | 154926.1259 | 150000 | 0 | 4926.1259 | 4926.1259 | 0 | 126758.3333 | 0 | 0 | 0 | 0 | 0
2022-02-16 21:00 | 0 | 0 | 186065 | 0 | 2846 | 0 | 15 | 150000 | 15 | 0 | 150000 | 4900000 | 254 | 126758.3333 | 2768.1418 | 2664.5896 | 23241.6667 | 154926.1259 | 150000 | 0 | 4926.1259 | 4926.1259 | 0 | 126758.3333 | 0 | 0 | 0 | 0 | 0
2022-02-16 22:00 | 0 | 0 | 186065 | 0 | 2846 | 0 | 15 | 150000 | 15 | 0 | 150000 | 4750000 | 254 | 126758.3333 | 2768.1418 | 2664.5896 | 23241.6667 | 154926.1259 | 150000 | 0 | 4926.1259 | 4926.1259 | 0 | 126758.3333 | 0 | 0 | 0 | 0 | 0
2022-02-16 23:00 | 0 | 0 | 186065 | 0 | 2846 | 0 | 15 | 150000 | 15 | 0 | 150000 | 4600000 | 254 | 126758.3333 | 2768.1418 | 2664.5896 | 23241.6667 | 154926.1259 | 150000 | 0 | 4926.1259 | 4926.1259 | 0 | 126758.3333 | 0 | 0 | 0 | 0 | 0
2022-02-17 | 0 | 0 | 186065 | 0 | 2846 | 0 | 15 | 150000 | 15 | 0 | 150000 | 4450000 | 254 | 126891.6667 | 2768.1418 | 2667.3924 | 23108.3333 | 154792.7926 | 150000 | 0 | 4792.7926 | 4792.7926 | 0 | 126891.6667 | 0 | 0 | 0 | 0 | 0
2022-02-17 01:00 | 0 | 0 | 186065 | 0 | 2846 | 0 | 15 | 150000 | 15 | 0 | 150000 | 4300000 | 254 | 126891.6667 | 2768.1418 | 2667.3924 | 23108.3333 | 154792.7926 | 150000 | 0 | 4792.7926 | 4792.7926 | 0 | 126891.6667 | 0 | 0 | 0 | 0 | 0
2022-02-17 02:00 | 0 | 0 | 186065 | 0 | 2846 | 0 | 15 | 150000 | 15 | 0 | 150000 | 4150000 | 254 | 126891.6667 | 2768.1418 | 2667.3924 | 23108.3333 | 154792.7926 | 150000 | 0 | 4792.7926 | 4792.7926 | 0 | 126891.6667 | 0 | 0 | 0 | 0 | 0
2022-02-17 03:00 | 0 | 0 | 186065 | 0 | 2846 | 0 | 15 | 150000 | 15 | 0 | 150000 | 4000000 | 254 | 126891.6667 | 2768.1418 | 2667.3924 | 23108.3333 | 154792.7926 | 150000 | 0 | 4792.7926 | 4792.7926 | 0 | 126891.6667 | 0 | 0 | 0 | 0 | 0
2022-02-17 04:00 | 0 | 0 | 186065 | 0 | 2846 | 0 | 15 | 150000 | 15 | 0 | 150000 | 3850000 | 254 | 126891.6667 | 2768.1418 | 2667.3924 | 23108.3333 | 154792.7926 | 150000 | 0 | 4792.7926 | 4792.7926 | 0 | 126891.6667 | 0 | 0 | 0 | 0 | 0
2022-02-17 05:00 | 0 | 0 | 186065 | 0 | 2846 | 0 | 15 | 150000 | 15 | 0 | 150000 | 3700000 | 254 | 126891.6667 | 2768.1418 | 2667.3924 | 23108.3333 | 154792.7926 | 150000 | 0 | 4792.7926 | 4792.7926 | 0 | 126891.6667 | 0 | 0 | 0 | 0 | 0
2022-02-17 06:00 | 0 | 0 | 186065 | 0 | 2846 | 0 | 15 | 150000 | 15 | 0 | 150000 | 3550000 | 254 | 126891.6667 | 2768.1418 | 2667.3924 | 23108.3333 | 154792.7926 | 150000 | 0 | 4792.7926 | 4792.7926 | 0 | 126891.6667 | 0 | 0 | 0 | 0 | 0
2022-02-17 07:00 | 0.04697 | 0.08676 | 186065 | 8477.2889 | 2846 | 41284.8501 | 15 | 141631.0445 | 14.1631 | 0 | 100346.1944 | 3400000 | 254 | 127000 | 2768.1418 | 2669.6697 | 23108.3333 | 154792.7926 | 150108.3333 | 0 | 4684.4592 | 4684.4592 | 0 | 127000 | 0 | 0 | 0 | 0 | 0
2022-02-17 08:00 | 0.23265 | 0.32148 | 186065 | 41989.3816 | 2846 | 152976.6438 | 15 | 108118.9518 | 10.8119 | 44857.692 | 0 | 3299653.8056 | 254 | 127000 | 2768.1418 | 2669.6697 | 23108.3333 | 154792.7926 | 150108.3333 | 0 | 4684.4592 | 4684.4592 | 41989.3816 | 85010.6184 | 0 | 0 | 0 | 0 | 0
2022-02-17 09:00 | 0.41767 | 0.52155 | 186065 | 75382.3555 | 2846 | 248180.1934 | 15 | 74725.9778 | 7.4726 | 173454.2155 | 0 | 3344511.4977 | 254 | 127000 | 2768.1418 | 2669.6697 | 23108.3333 | 154792.7926 | 150108.3333 | 0 | 4684.4592 | 4684.4592 | 75382.3555 | 51617.6445 | 0 | 0 | 0 | 0 | 0
2022-02-17 10:00 | 0.58042 | 0.55081 | 186065 | 104755.9719 | 2846 | 262103.5995 | 15 | 45352.3615 | 4.5352 | 216751.238 | 0 | 3517965.7132 | 254 | 127000 | 2768.1418 | 2669.6697 | 23108.3333 | 154792.7926 | 150108.3333 | 0 | 4684.4592 | 4684.4592 | 81647.6385 | 45352.3615 | 0 | 0 | 0 | 0 | 0
2022-02-17 11:00 | 0.66792 | 0.55211 | 186065 | 120548.2388 | 2846 | 262722.206 | 15 | 29560.0946 | 2.956 | 233162.1115 | 0 | 3734716.9512 | 254 | 127000 | 2768.1418 | 2669.6697 | 23108.3333 | 154792.7926 | 150108.3333 | 0 | 4684.4592 | 4684.4592 | 120548.2388 | 6451.7612 | 0 | 0 | 0 | 0 | 0
2022-02-17 12:00 | 0.65403 | 0.28388 | 186065 | 118041.3292 | 2846 | 135084.6387 | 15 | 32067.0041 | 3.2067 | 103017.6345 | 0 | 3967879.0627 | 254 | 127000 | 2768.1418 | 2669.6697 | 23108.3333 | 154792.7926 | 150108.3333 | 0 | 4684.4592 | 4684.4592 | 118041.3292 | 8958.6708 | 0 | 0 | 0 | 0 | 0
2022-02-17 13:00 | 0.61965 | 0.34979 | 186065 | 111836.3219 | 2846 | 166447.9912 | 15 | 38272.0114 | 3.8272 | 128175.9798 | 0 | 4070896.6972 | 254 | 127000 | 2768.1418 | 2669.6697 | 23108.3333 | 154792.7926 | 150108.3333 | 0 | 4684.4592 | 4684.4592 | 111836.3219 | 15163.6781 | 0 | 0 | 0 | 0 | 0
2022-02-17 14:00 | 0.47912 | 0.09669 | 186065 | 86473.0389 | 2846 | 46010.0525 | 15 | 63635.2944 | 6.3635 | 0 | 17625.2419 | 4199072.677 | 254 | 127000 | 2768.1418 | 2669.6697 | 23108.3333 | 154792.7926 | 150108.3333 | 0 | 4684.4592 | 4684.4592 | 63364.7056 | 63635.2944 | 0 | 0 | 0 | 0 | 0
2022-02-17 15:00 | 0.30733 | 0.00677 | 186065 | 55467.8558 | 2846 | 3221.5126 | 15 | 94640.4776 | 9.464 | 0 | 91418.965 | 4181447.4351 | 254 | 127000 | 2768.1418 | 2669.6697 | 23108.3333 | 154792.7926 | 150108.3333 | 0 | 4684.4592 | 4684.4592 | 55467.8558 | 71532.1442 | 2.8422e-14 | 0 | 0 | 0 | 0
2022-02-17 16:00 | 0.16595 | 0.00149 | 186065 | 29951.1621 | 2846 | 709.0183 | 15 | 120157.1712 | 12.0157 | 0 | 119448.1529 | 4090028.4702 | 254 | 127000 | 2768.1418 | 2669.6697 | 23108.3333 | 154792.7926 | 150108.3333 | 0 | 4684.4592 | 4684.4592 | 6842.8288 | 120157.1712 | 0 | 0 | -2.9632e-14 | 0 | 0
2022-02-17 17:00 | 0.04722 | 0 | 186065 | 8522.4096 | 2846 | 0 | 15 | 141585.9237 | 14.1586 | 0 | 141585.9237 | 3970580.3173 | 254 | 127000 | 2768.1418 | 2669.6697 | 23108.3333 | 154792.7926 | 150108.3333 | 0 | 4684.4592 | 4684.4592 | 0 | 127000 | 0 | 0 | -2.9632e-14 | 0 | 0
2022-02-17 18:00 | 0 | 0 | 186065 | 0 | 2846 | 0 | 15 | 150000 | 15 | 0 | 150000 | 3828994.3936 | 254 | 126891.6667 | 2768.1418 | 2667.3924 | 23108.3333 | 154792.7926 | 150000 | 0 | 4792.7926 | 4792.7926 | 0 | 126891.6667 | 0 | 0 | -2.9632e-14 | 0 | 0
2022-02-17 19:00 | 0 | 0 | 186065 | 0 | 2846 | 0 | 15 | 150000 | 15 | 0 | 150000 | 3678994.3936 | 254 | 126891.6667 | 2768.1418 | 2667.3924 | 23108.3333 | 154792.7926 | 150000 | 0 | 4792.7926 | 4792.7926 | 0 | 126891.6667 | 0 | 0 | -2.9632e-14 | 0 | 0
2022-02-17 20:00 | 0 | 0 | 186065 | 0 | 2846 | 0 | 15 | 150000 | 15 | 0 | 150000 | 3528994.3936 | 254 | 126891.6667 | 2768.1418 | 2667.3924 | 23108.3333 | 154792.7926 | 150000 | 0 | 4792.7926 | 4792.7926 | 0 | 126891.6667 | 0 | 0 | 0 | 0 | 0
2022-02-17 21:00 | 0 | 0 | 186065 | 0 | 2846 | 0 | 15 | 150000 | 15 | 0 | 150000 | 3378994.3936 | 254 | 126891.6667 | 2768.1418 | 2667.3924 | 23108.3333 | 154792.7926 | 150000 | 0 | 4792.7926 | 4792.7926 | 0 | 126891.6667 | -2.8422e-14 | 0 | 0 | 0 | 0
2022-02-17 22:00 | 0 | 0 | 186065 | 0 | 2846 | 0 | 15 | 150000 | 15 | 0 | 150000 | 3228994.3936 | 254 | 126891.6667 | 2768.1418 | 2667.3924 | 23108.3333 | 154792.7926 | 150000 | 0 | 4792.7926 | 4792.7926 | 0 | 126891.6667 | 0 | 0 | 0 | 0 | 0
2022-02-17 23:00 | 0 | 0 | 186065 | 0 | 2846 | 0 | 15 | 150000 | 15 | 0 | 150000 | 3078994.3936 | 254 | 126891.6667 | 2768.1418 | 2667.3924 | 23108.3333 | 154792.7926 | 150000 | 0 | 4792.7926 | 4792.7926 | 0 | 126891.6667 | 0 | 0 | 0 | 0 | 0
2022-02-18 | 0 | 0 | 186065 | 0 | 2846 | 0 | 15 | 150000 | 15 | 0 | 150000 | 2928994.3936 | 254 | 126454.1667 | 2768.1418 | 2658.1957 | 23545.8333 | 155230.2926 | 150000 | 0 | 5230.2926 | 5230.2926 | 0 | 126454.1667 | 0 | 0 | 0 | 0 | 0
2022-02-18 01:00 | 0 | 0 | 186065 | 0 | 2846 | 0 | 15 | 150000 | 15 | 0 | 150000 | 2778994.3936 | 254 | 126454.1667 | 2768.1418 | 2658.1957 | 23545.8333 | 155230.2926 | 150000 | 0 | 5230.2926 | 5230.2926 | 0 | 126454.1667 | 0 | 0 | 0 | 0 | 0
2022-02-18 02:00 | 0 | 0 | 186065 | 0 | 2846 | 0 | 15 | 150000 | 15 | 0 | 150000 | 2628994.3936 | 254 | 126454.1667 | 2768.1418 | 2658.1957 | 23545.8333 | 155230.2926 | 150000 | 0 | 5230.2926 | 5230.2926 | 0 | 126454.1667 | 0 | 0 | 0 | 0 | 0
2022-02-18 03:00 | 0 | 0 | 186065 | 0 | 2846 | 0 | 15 | 150000 | 15 | 0 | 150000 | 2478994.3936 | 254 | 126454.1667 | 2768.1418 | 2658.1957 | 23545.8333 | 155230.2926 | 150000 | 0 | 5230.2926 | 5230.2926 | 0 | 126454.1667 | 0 | 0 | 0 | 0 | 0
2022-02-18 04:00 | 0 | 0 | 186065 | 0 | 2846 | 0 | 15 | 150000 | 15 | 0 | 150000 | 2328994.3936 | 254 | 126454.1667 | 2768.1418 | 2658.1957 | 23545.8333 | 155230.2926 | 150000 | 0 | 5230.2926 | 5230.2926 | 0 | 126454.1667 | 0 | 0 | 0 | 0 | 0
2022-02-18 05:00 | 0 | 0 | 186065 | 0 | 2846 | 0 | 15 | 150000 | 15 | 0 | 150000 | 2178994.3936 | 254 | 126454.1667 | 2768.1418 | 2658.1957 | 23545.8333 | 155230.2926 | 150000 | 0 | 5230.2926 | 5230.2926 | 0 | 126454.1667 | 0 | 0 | 0 | 0 | 0
2022-02-18 06:00 | 0 | 0 | 186065 | 0 | 2846 | 0 | 15 | 150000 | 15 | 0 | 150000 | 2028994.3936 | 254 | 126454.1667 | 2768.1418 | 2658.1957 | 23545.8333 | 155230.2926 | 150000 | 0 | 5230.2926 | 5230.2926 | 0 | 126454.1667 | 0 | 0 | 0 | 0 | 0
2022-02-18 07:00 | 0.02625 | 0 | 186065 | 4737.6801 | 2846 | 0 | 15 | 145808.1533 | 14.5808 | 0 | 145808.1533 | 1878994.3936 | 254 | 127000 | 2768.1418 | 2669.6697 | 23545.8333 | 155230.2926 | 150545.8333 | 0 | 4684.4592 | 4684.4592 | 4737.6801 | 122262.3199 | 0 | 0 | 0 | 0 | 0
2022-02-18 08:00 | 0.13368 | 0.00926 | 186065 | 24126.9741 | 2846 | 4406.3821 | 15 | 126418.8592 | 12.6419 | 0 | 122012.4771 | 1733186.2403 | 254 | 127000 | 2768.1418 | 2669.6697 | 23545.8333 | 155230.2926 | 150545.8333 | 0 | 4684.4592 | 4684.4592 | 581.1408 | 126418.8592 | 0 | 0 | 0 | 0 | 0
2022-02-18 09:00 | 0.26105 | 0.00979 | 186065 | 47115.1002 | 2846 | 4658.5832 | 15 | 103430.7331 | 10.3431 | 0 | 98772.1499 | 1611173.7632 | 254 | 127000 | 2768.1418 | 2669.6697 | 23545.8333 | 155230.2926 | 150545.8333 | 0 | 4684.4592 | 4684.4592 | 23569.2669 | 103430.7331 | 0 | 0 | 0 | 0 | 0
2022-02-18 10:00 | 0.39325 | 0.0245 | 186065 | 70974.9594 | 2846 | 11658.3544 | 15 | 79570.8739 | 7.9571 | 0 | 67912.5195 | 1512401.6133 | 254 | 127000 | 2768.1418 | 2669.6697 | 23545.8333 | 155230.2926 | 150545.8333 | 0 | 4684.4592 | 4684.4592 | 70974.9594 | 56025.0406 | 0 | 0 | 0 | 0 | 0
2022-02-18 11:00 | 0.51238 | 0.05329 | 186065 | 92475.9052 | 2846 | 25358.1104 | 15 | 58069.9282 | 5.807 | 0 | 32711.8177 | 1444489.0938 | 254 | 127000 | 2768.1418 | 2669.6697 | 23545.8333 | 155230.2926 | 150545.8333 | 0 | 4684.4592 | 4684.4592 | 68930.0718 | 58069.9282 | 0 | 0 | 0 | 0 | 0
2022-02-18 12:00 | 0.56258 | 0.11015 | 186065 | 101536.1543 | 2846 | 52415.0097 | 15 | 49009.6791 | 4.901 | 3405.3306 | 0 | 1411777.2761 | 254 | 127000 | 2768.1418 | 2669.6697 | 23545.8333 | 155230.2926 | 150545.8333 | 0 | 4684.4592 | 4684.4592 | 101536.1543 | 25463.8457 | 0 | 0 | 0 | 0 | 0
2022-02-18 13:00 | 0.52553 | 0.0445 | 186065 | 94849.2573 | 2846 | 21175.3784 | 15 | 55696.5761 | 5.5697 | 0 | 34521.1977 | 1415182.6067 | 254 | 127000 | 2768.1418 | 2669.6697 | 23545.8333 | 155230.2926 | 150545.8333 | 0 | 4684.4592 | 4684.4592 | 94849.2573 | 32150.7427 | 0 | 0 | 0 | 0 | 0
2022-02-18 14:00 | 0.43425 | 0.03664 | 186065 | 78374.7645 | 2846 | 17435.188 | 15 | 72171.0689 | 7.2171 | 0 | 54735.8809 | 1380661.409 | 254 | 127000 | 2768.1418 | 2669.6697 | 23545.8333 | 155230.2926 | 150545.8333 | 0 | 4684.4592 | 4684.4592 | 54828.9311 | 72171.0689 | 0 | 0 | 0 | 0 | 0
2022-02-18 15:00 | 0.3015 | 0.0071 | 186065 | 54415.6396 | 2846 | 3378.5435 | 15 | 96130.1938 | 9.613 | 0 | 92751.6502 | 1325925.5281 | 254 | 127000 | 2768.1418 | 2669.6697 | 23545.8333 | 155230.2926 | 150545.8333 | 0 | 4684.4592 | 4684.4592 | 30869.8062 | 96130.1938 | 0 | 0 | 0 | 0 | 0
2022-02-18 16:00 | 0.18212 | 0.01047 | 186065 | 32869.5731 | 2846 | 4982.1621 | 15 | 117676.2603 | 11.7676 | 0 | 112694.0982 | 1233173.8779 | 254 | 127000 | 2768.1418 | 2669.6697 | 23545.8333 | 155230.2926 | 150545.8333 | 0 | 4684.4592 | 4684.4592 | 9323.7397 | 117676.2603 | 0 | 0 | 0 | 0 | 0
2022-02-18 17:00 | 0.05647 | 0.0036 | 186065 | 10191.8778 | 2846 | 1713.0643 | 15 | 140353.9555 | 14.0354 | 0 | 138640.8912 | 1120479.7797 | 254 | 127000 | 2768.1418 | 2669.6697 | 23545.8333 | 155230.2926 | 150545.8333 | 0 | 4684.4592 | 4684.4592 | 10191.8778 | 116808.1222 | 0 | 0 | 0 | 0 | 0
2022-02-18 18:00 | 0 | 0 | 186065 | 0 | 2846 | 0 | 15 | 150000 | 15 | 0 | 150000 | 981838.8885 | 254 | 126454.1667 | 2768.1418 | 2658.1957 | 23545.8333 | 155230.2926 | 150000 | 0 | 5230.2926 | 5230.2926 | 0 | 126454.1667 | 0 | 0 | 0 | 0 | 0
2022-02-18 19:00 | 0 | 0 | 186065 | 0 | 2846 | 0 | 15 | 150000 | 15 | 0 | 150000 | 831838.8885 | 254 | 126454.1667 | 2768.1418 | 2658.1957 | 23545.8333 | 155230.2926 | 150000 | 0 | 5230.2926 | 5230.2926 | 0 | 126454.1667 | 0 | 0 | 0 | 0 | 0
2022-02-18 20:00 | 0 | 0 | 186065 | 0 | 2846 | 0 | 15 | 150000 | 15 | 0 | 150000 | 681838.8885 | 254 | 126454.1667 | 2768.1418 | 2658.1957 | 23545.8333 | 155230.2926 | 150000 | 0 | 5230.2926 | 5230.2926 | 0 | 126454.1667 | 0 | 0 | 0 | 0 | 0
2022-02-18 21:00 | 0 | 0 | 186065 | 0 | 2846 | 0 | 15 | 150000 | 15 | 0 | 150000 | 531838.8885 | 254 | 126454.1667 | 2768.1418 | 2658.1957 | 23545.8333 | 155230.2926 | 150000 | 0 | 5230.2926 | 5230.2926 | 0 | 126454.1667 | 0 | 0 | 0 | 0 | 0
2022-02-18 22:00 | 0 | 0 | 186065 | 0 | 2846 | 0 | 15 | 150000 | 15 | 0 | 150000 | 381838.8885 | 254 | 126454.1667 | 2768.1418 | 2658.1957 | 23545.8333 | 155230.2926 | 150000 | 0 | 5230.2926 | 5230.2926 | 0 | 126454.1667 | 0 | 0 | 0 | 0 | 0
2022-02-18 23:00 | 0 | 0 | 186065 | 0 | 2846 | 0 | 15 | 55603.5928 | 5.5604 | 0 | 55603.5928 | 231838.8885 | 254 | 32057.7595 | 2768.1418 | 673.8868 | 23545.8333 | 155230.2926 | 55603.5928 | 0 | 99626.6998 | 99626.6998 | 0 | 32057.7595 | 0 | 0 | 0 | 0 | 0
2022-02-19 | 0 | 0 | 186065 | 0 | 2846 | 0 | 15 | 23237.5 | 2.3237 | 0 | 23237.5 | 176235.2957 | 254 | 0 | 2768.1418 | 0 | 23237.5 | 154921.9592 | 23237.5 | 0 | 131684.4592 | 131684.4592 | 0 | 0 | 0 | 0 | 0 | 0 | 0
2022-02-19 01:00 | 0 | 0 | 186065 | 0 | 2846 | 0 | 15 | 23237.5 | 2.3237 | 0 | 23237.5 | 152997.7957 | 254 | 0 | 2768.1418 | 0 | 23237.5 | 154921.9592 | 23237.5 | 0 | 131684.4592 | 131684.4592 | 0 | 0 | 0 | 0 | 0 | 0 | 0
2022-02-19 02:00 | 0 | 0 | 186065 | 0 | 2846 | 0 | 15 | 23237.5 | 2.3237 | 0 | 23237.5 | 129760.2957 | 254 | 0 | 2768.1418 | 0 | 23237.5 | 154921.9592 | 23237.5 | 0 | 131684.4592 | 131684.4592 | 0 | 0 | 0 | 0 | 0 | 0 | 0
2022-02-19 03:00 | 0 | 0 | 186065 | 0 | 2846 | 0 | 15 | 23237.5 | 2.3237 | 0 | 23237.5 | 106522.7957 | 254 | 0 | 2768.1418 | 0 | 23237.5 | 154921.9592 | 23237.5 | 0 | 131684.4592 | 131684.4592 | 0 | 0 | 0 | 0 | 0 | 0 | 0
2022-02-19 04:00 | 0 | 0 | 186065 | 0 | 2846 | 0 | 15 | 23237.5 | 2.3237 | 0 | 23237.5 | 83285.2957 | 254 | 0 | 2768.1418 | 0 | 23237.5 | 154921.9592 | 23237.5 | 0 | 131684.4592 | 131684.4592 | 0 | 0 | 0 | 0 | 0 | 0 | 0
2022-02-19 05:00 | 0 | 0 | 186065 | 0 | 2846 | 0 | 15 | 23237.5 | 2.3237 | 0 | 23237.5 | 60047.7957 | 254 | 0 | 2768.1418 | 0 | 23237.5 | 154921.9592 | 23237.5 | 0 | 131684.4592 | 131684.4592 | 0 | 0 | 0 | 0 | 0 | 0 | 0
2022-02-19 06:00 | 0 | 0 | 186065 | 0 | 2846 | 0 | 15 | 23237.5 | 2.3237 | 0 | 23237.5 | 36810.2957 | 254 | 0 | 2768.1418 | 0 | 23237.5 | 154921.9592 | 23237.5 | 0 | 131684.4592 | 131684.4592 | 0 | 0 | 0 | 0 | 0 | 0 | 0
2022-02-19 07:00 | 0.04005 | 0.00512 | 186065 | 7228.3462 | 2846 | 2436.3581 | 15 | 16009.1538 | 1.6009 | 0 | 13572.7957 | 13572.7957 | 254 | 0 | 2768.1418 | 0 | 23237.5 | 154921.9592 | 23237.5 | 0 | 131684.4592 | 131684.4592 | 0 | 0 | 0 | 0 | 0 | 0 | 0
2022-02-19 08:00 | 0.1872 | 0.08746 | 186065 | 33786.427 | 2846 | 41617.946 | 15 | 41617.946 | 4.1618 | 0 | 0 | 0 | 254 | 52166.8729 | 2768.1418 | 1096.6009 | 23237.5 | 154921.9592 | 75404.3729 | 0 | 79517.5863 | 79517.5863 | 33786.427 | 18380.446 | 0 | 0 | 0 | 0 | 0
2022-02-19 09:00 | 0.32795 | 0.13015 | 186065 | 59189.4162 | 2846 | 61932.0337 | 15 | 61932.0337 | 6.1932 | 0 | 0 | 0 | 254 | 97883.9499 | 2768.1418 | 2057.6206 | 23237.5 | 154921.9592 | 121121.4499 | 0 | 33800.5093 | 33800.5093 | 35951.9162 | 61932.0337 | 0 | 0 | 0 | 0 | 0
2022-02-19 10:00 | 0.45562 | 0.15487 | 186065 | 82231.6872 | 2846 | 73695.0753 | 15 | 68005.8128 | 6.8006 | 5689.2626 | 0 | 0 | 254 | 127000 | 2768.1418 | 2669.6697 | 23237.5 | 154921.9592 | 150237.5 | 0 | 4684.4592 | 4684.4592 | 82231.6872 | 44768.3128 | 0 | 0 | 0 | 0 | 0
2022-02-19 11:00 | 0.52045 | 0.09151 | 186065 | 93932.4034 | 2846 | 43545.1433 | 15 | 24531.1888 | 2.4531 | 19013.9545 | 0 | 5689.2626 | 254 | 95226.0922 | 2768.1418 | 2001.7497 | 23237.5 | 154921.9592 | 118463.5922 | 0 | 36458.3671 | 36458.3671 | 93932.4034 | 1293.6888 | 0 | 0 | 0 | 0 | 0
2022-02-19 12:00 | 0.51817 | 0.07641 | 186065 | 93520.902 | 2846 | 36359.7902 | 15 | 0 | 0 | 36359.7902 | 0 | 24703.2171 | 254 | 70283.402 | 2768.1418 | 1477.4289 | 23237.5 | 154921.9592 | 93520.902 | 0 | 61401.0572 | 61401.0572 | 70283.402 | 0 | 0 | 0 | 0 | 0 | 0
2022-02-19 13:00 | 0.502 | 0.13915 | 186065 | 90602.4911 | 2846 | 66214.6945 | 15 | 0 | 0 | 66214.6945 | 0 | 61063.0073 | 254 | 67364.9911 | 2768.1418 | 1416.0809 | 23237.5 | 154921.9592 | 90602.4911 | 0 | 64319.4681 | 64319.4681 | 67364.9911 | 0 | 0 | 0 | 0 | 0 | 0
2022-02-19 14:00 | 0.46865 | 0.06733 | 186065 | 84583.3814 | 2846 | 32039.0613 | 15 | 0 | 0 | 32039.0613 | 0 | 127277.7018 | 254 | 61345.8814 | 2768.1418 | 1289.5531 | 23237.5 | 154921.9592 | 84583.3814 | 0 | 70338.5779 | 70338.5779 | 61345.8814 | 0 | 0 | 0 | 0 | 0 | 0
2022-02-19 15:00 | 0.34262 | 0.14901 | 186065 | 61837.1026 | 2846 | 70906.5873 | 15 | 0 | 0 | 70906.5873 | 0 | 159316.7631 | 254 | 38599.6026 | 2768.1418 | 811.4031 | 23237.5 | 154921.9592 | 61837.1026 | 0 | 93084.8566 | 93084.8566 | 38599.6026 | 0 | 0 | 0 | 0 | 0 | 0
2022-02-19 16:00 | 0.17745 | 0.07171 | 186065 | 32026.7172 | 2846 | 34123.2896 | 15 | 0 | 0 | 34123.2896 | 0 | 230223.3504 | 254 | 8789.2172 | 2768.1418 | 184.7583 | 23237.5 | 154921.9592 | 32026.7172 | 0 | 122895.242 | 122895.242 | 8789.2172 | 0 | 0 | 0 | 0 | 0 | 0
2022-02-19 17:00 | 0.0554 | 0.00735 | 186065 | 9998.761 | 2846 | 3497.5063 | 15 | 13238.739 | 1.3239 | 0 | 9741.2327 | 264346.6399 | 254 | 0 | 2768.1418 | 0 | 23237.5 | 154921.9592 | 23237.5 | 0 | 131684.4592 | 131684.4592 | 0 | 0 | 0 | 0 | 0 | 0 | 0
2022-02-19 18:00 | 0 | 0 | 186065 | 0 | 2846 | 0 | 15 | 23237.5 | 2.3237 | 0 | 23237.5 | 254605.4072 | 254 | 0 | 2768.1418 | 0 | 23237.5 | 154921.9592 | 23237.5 | 0 | 131684.4592 | 131684.4592 | 0 | 0 | 0 | 0 | 0 | 0 | 0
2022-02-19 19:00 | 0 | 0 | 186065 | 0 | 2846 | 0 | 15 | 23237.5 | 2.3237 | 0 | 23237.5 | 231367.9072 | 254 | 0 | 2768.1418 | 0 | 23237.5 | 154921.9592 | 23237.5 | 0 | 131684.4592 | 131684.4592 | 0 | 0 | 0 | 0 | 0 | 0 | 0
2022-02-19 20:00 | 0 | 0 | 186065 | 0 | 2846 | 0 | 15 | 23237.5 | 2.3237 | 0 | 23237.5 | 208130.4072 | 254 | 0 | 2768.1418 | 0 | 23237.5 | 154921.9592 | 23237.5 | 0 | 131684.4592 | 131684.4592 | 0 | 0 | 0 | 0 | 0 | 0 | 0
2022-02-19 21:00 | 0 | 0 | 186065 | 0 | 2846 | 0 | 15 | 23237.5 | 2.3237 | 0 | 23237.5 | 184892.9072 | 254 | 0 | 2768.1418 | 0 | 23237.5 | 154921.9592 | 23237.5 | 0 | 131684.4592 | 131684.4592 | 0 | 0 | 0 | 0 | 0 | 0 | 0
2022-02-19 22:00 | 0 | 0 | 186065 | 0 | 2846 | 0 | 15 | 23237.5 | 2.3237 | 0 | 23237.5 | 161655.4072 | 254 | 0 | 2768.1418 | 0 | 23237.5 | 154921.9592 | 23237.5 | 0 | 131684.4592 | 131684.4592 | 0 | 0 | 0 | 0 | 0 | 0 | 0
2022-02-19 23:00 | 0 | 0 | 186065 | 0 | 2846 | 0 | 15 | 23237.5 | 2.3237 | 0 | 23237.5 | 138417.9072 | 254 | 0 | 2768.1418 | 0 | 23237.5 | 154921.9592 | 23237.5 | 0 | 131684.4592 | 131684.4592 | 0 | 0 | 0 | 0 | 0 | 0 | 0
2022-02-20 | 0 | 0 | 186065 | 0 | 2846 | 0 | 15 | 15208.3333 | 1.5208 | 0 | 15208.3333 | 115180.4072 | 254 | 0 | 2768.1418 | 0 | 15208.3333 | 146892.7926 | 15208.3333 | 0 | 131684.4592 | 131684.4592 | 0 | 0 | 0 | 0 | 0 | 0 | 0
2022-02-20 01:00 | 0 | 0 | 186065 | 0 | 2846 | 0 | 15 | 15208.3333 | 1.5208 | 0 | 15208.3333 | 99972.0739 | 254 | 0 | 2768.1418 | 0 | 15208.3333 | 146892.7926 | 15208.3333 | 0 | 131684.4592 | 131684.4592 | 0 | 0 | 0 | 0 | 0 | 0 | 0
2022-02-20 02:00 | 0 | 0 | 186065 | 0 | 2846 | 0 | 15 | 15208.3333 | 1.5208 | 0 | 15208.3333 | 84763.7406 | 254 | 0 | 2768.1418 | 0 | 15208.3333 | 146892.7926 | 15208.3333 | 0 | 131684.4592 | 131684.4592 | 0 | 0 | 0 | 0 | 0 | 0 | 0
2022-02-20 03:00 | 0 | 0 | 186065 | 0 | 2846 | 0 | 15 | 15208.3333 | 1.5208 | 0 | 15208.3333 | 69555.4072 | 254 | 0 | 2768.1418 | 0 | 15208.3333 | 146892.7926 | 15208.3333 | 0 | 131684.4592 | 131684.4592 | 0 | 0 | 0 | 0 | 0 | 0 | 0
2022-02-20 04:00 | 0 | 0 | 186065 | 0 | 2846 | 0 | 15 | 15208.3333 | 1.5208 | 0 | 15208.3333 | 54347.0739 | 254 | 0 | 2768.1418 | 0 | 15208.3333 | 146892.7926 | 15208.3333 | 0 | 131684.4592 | 131684.4592 | 0 | 0 | 0 | 0 | 0 | 0 | 0
2022-02-20 05:00 | 0 | 0 | 186065 | 0 | 2846 | 0 | 15 | 15208.3333 | 1.5208 | 0 | 15208.3333 | 39138.7406 | 254 | 0 | 2768.1418 | 0 | 15208.3333 | 146892.7926 | 15208.3333 | 0 | 131684.4592 | 131684.4592 | 0 | 0 | 0 | 0 | 0 | 0 | 0
2022-02-20 06:00 | 0 | 0 | 186065 | 0 | 2846 | 0 | 15 | 15208.3333 | 1.5208 | 0 | 15208.3333 | 23930.4072 | 254 | 0 | 2768.1418 | 0 | 15208.3333 | 146892.7926 | 15208.3333 | 0 | 131684.4592 | 131684.4592 | 0 | 0 | 0 | 0 | 0 | 0 | 0
2022-02-20 07:00 | 0.03375 | 0.00083 | 186065 | 6091.3029 | 2846 | 394.9565 | 15 | 9117.0304 | 0.9117 | 0 | 8722.0739 | 8722.0739 | 254 | 0 | 2768.1418 | 0 | 15208.3333 | 146892.7926 | 15208.3333 | 0 | 131684.4592 | 131684.4592 | 0 | 0 | 0 | 0 | 0 | 0 | 0
2022-02-20 08:00 | 0.15302 | 0.04996 | 186065 | 27617.5163 | 2846 | 23773.526 | 15 | 23773.526 | 2.3774 | 0 | 0 | 0 | 254 | 36182.7089 | 2768.1418 | 760.5975 | 15208.3333 | 146892.7926 | 51391.0423 | 0 | 95501.7503 | 95501.7503 | 12409.183 | 23773.526 | 0 | 0 | 0 | 0 | 0
2022-02-20 09:00 | 0.32295 | 0.14787 | 186065 | 58287.001 | 2846 | 70364.1169 | 15 | 70364.1169 | 7.0364 | 0 | 0 | 0 | 254 | 113442.7846 | 2768.1418 | 2384.6832 | 15208.3333 | 146892.7926 | 128651.1179 | 0 | 18241.6746 | 18241.6746 | 43078.6677 | 70364.1169 | 0 | 0 | 0 | 0 | 0
2022-02-20 10:00 | 0.52085 | 0.30164 | 186065 | 94004.5966 | 2846 | 143535.756 | 15 | 48203.7367 | 4.8204 | 95332.0192 | 0 | 0 | 254 | 127000 | 2768.1418 | 2669.6697 | 15208.3333 | 146892.7926 | 142208.3333 | 0 | 4684.4592 | 4684.4592 | 78796.2633 | 48203.7367 | 0 | 0 | 0 | 0 | 0
2022-02-20 11:00 | 0.6257 | 0.35234 | 186065 | 112928.2444 | 2846 | 167661.4118 | 15 | 29280.0889 | 2.928 | 138381.3229 | 0 | 95332.0192 | 254 | 127000 | 2768.1418 | 2669.6697 | 15208.3333 | 146892.7926 | 142208.3333 | 0 | 4684.4592 | 4684.4592 | 97719.9111 | 29280.0889 | 0 | 0 | 0 | 0 | 0
2022-02-20 12:00 | 0.70445 | 0.3734 | 186065 | 127141.2846 | 2846 | 177682.8381 | 15 | 15067.0488 | 1.5067 | 162615.7893 | 0 | 233713.3421 | 254 | 127000 | 2768.1418 | 2669.6697 | 15208.3333 | 146892.7926 | 142208.3333 | 0 | 4684.4592 | 4684.4592 | 127000 | 0 | 0 | 0 | 0 | 0 | 0
2022-02-20 13:00 | 0.693 | 0.42856 | 186065 | 125074.7536 | 2846 | 203930.7903 | 15 | 17133.5797 | 1.7134 | 186797.2106 | 0 | 396329.1314 | 254 | 127000 | 2768.1418 | 2669.6697 | 15208.3333 | 146892.7926 | 142208.3333 | 0 | 4684.4592 | 4684.4592 | 125074.7536 | 1925.2464 | 0 | 0 | 0 | 0 | 0
2022-02-20 14:00 | 0.5788 | 0.34619 | 186065 | 104463.5893 | 2846 | 164734.9269 | 15 | 37744.744 | 3.7745 | 126990.1829 | 0 | 583126.342 | 254 | 127000 | 2768.1418 | 2669.6697 | 15208.3333 | 146892.7926 | 142208.3333 | 0 | 4684.4592 | 4684.4592 | 89255.256 | 37744.744 | 0 | 0 | 0 | 0 | 0
2022-02-20 15:00 | 0.42295 | 0.26873 | 186065 | 76335.306 | 2846 | 127875.493 | 15 | 65873.0273 | 6.5873 | 62002.4656 | 0 | 710116.5249 | 254 | 127000 | 2768.1418 | 2669.6697 | 15208.3333 | 146892.7926 | 142208.3333 | 0 | 4684.4592 | 4684.4592 | 76335.306 | 50664.694 | 0 | 0 | 0 | 0 | 0
2022-02-20 16:00 | 0.24093 | 0.17087 | 186065 | 43483.7812 | 2846 | 81308.6945 | 15 | 98724.5521 | 9.8725 | 0 | 17415.8576 | 772118.9906 | 254 | 127000 | 2768.1418 | 2669.6697 | 15208.3333 | 146892.7926 | 142208.3333 | 0 | 4684.4592 | 4684.4592 | 43483.7812 | 83516.2188 | 0 | 0 | 0 | 0 | 0
2022-02-20 17:00 | 0.07457 | 0.0373 | 186065 | 13458.621 | 2846 | 17749.2498 | 15 | 128749.7123 | 12.875 | 0 | 111000.4625 | 754703.133 | 254 | 127000 | 2768.1418 | 2669.6697 | 15208.3333 | 146892.7926 | 142208.3333 | 0 | 4684.4592 | 4684.4592 | 0 | 127000 | 0 | 0 | 0 | 0 | 0
2022-02-20 18:00 | 0 | 0 | 186065 | 0 | 2846 | 0 | 15 | 142208.3333 | 14.2208 | 0 | 142208.3333 | 643702.6705 | 254 | 127000 | 2768.1418 | 2669.6697 | 15208.3333 | 146892.7926 | 142208.3333 | 0 | 4684.4592 | 4684.4592 | 0 | 127000 | 0 | 0 | 0 | 0 | 0
2022-02-20 19:00 | 0 | 0 | 186065 | 0 | 2846 | 0 | 15 | 142208.3333 | 14.2208 | 0 | 142208.3333 | 501494.3371 | 254 | 127000 | 2768.1418 | 2669.6697 | 15208.3333 | 146892.7926 | 142208.3333 | 0 | 4684.4592 | 4684.4592 | 0 | 127000 | 0 | 0 | 0 | 0 | 0
2022-02-20 20:00 | 0 | 0 | 186065 | 0 | 2846 | 0 | 15 | 142208.3333 | 14.2208 | 0 | 142208.3333 | 359286.0038 | 254 | 127000 | 2768.1418 | 2669.6697 | 15208.3333 | 146892.7926 | 142208.3333 | 0 | 4684.4592 | 4684.4592 | 0 | 127000 | 0 | 0 | 0 | 0 | 0
2022-02-20 21:00 | 0 | 0 | 186065 | 0 | 2846 | 0 | 15 | 27994.3371 | 2.7994 | 0 | 27994.3371 | 217077.6705 | 254 | 12786.0038 | 2768.1418 | 268.7749 | 15208.3333 | 146892.7926 | 27994.3371 | 0 | 118898.4554 | 118898.4554 | 0 | 12786.0038 | 0 | 0 | 0 | 0 | 0
2022-02-20 22:00 | 0 | 0 | 186065 | 0 | 2846 | 0 | 15 | 15208.3333 | 1.5208 | 0 | 15208.3333 | 189083.3333 | 254 | 0 | 2768.1418 | 0 | 15208.3333 | 146892.7926 | 15208.3333 | 0 | 131684.4592 | 131684.4592 | 0 | 0 | 0 | 0 | 0 | 0 | 0
2022-02-20 23:00 | 0 | 0 | 186065 | 0 | 2846 | 0 | 15 | 15208.3333 | 1.5208 | 0 | 15208.3333 | 173875 | 254 | 0 | 2768.1418 | 0 | 15208.3333 | 146892.7926 | 15208.3333 | 0 | 131684.4592 | 131684.4592 | 0 | 0 | 0 | 0 | 0 | 0 | 0
2022-02-21 | 0 | 0 | 186065 | 0 | 2846 | 0 | 15 | 22666.6667 | 2.2667 | 0 | 22666.6667 | 158666.6667 | 254 | 0 | 2768.1418 | 0 | 22666.6667 | 154351.1259 | 22666.6667 | 0 | 131684.4592 | 131684.4592 | 0 | 0 | 0 | 0 | 0 | 0 | 0
2022-02-21 01:00 | 0 | 0 | 186065 | 0 | 2846 | 0 | 15 | 22666.6667 | 2.2667 | 0 | 22666.6667 | 136000 | 254 | 0 | 2768.1418 | 0 | 22666.6667 | 154351.1259 | 22666.6667 | 0 | 131684.4592 | 131684.4592 | 0 | 0 | 0 | 0 | 0 | 0 | 0
2022-02-21 02:00 | 0 | 0 | 186065 | 0 | 2846 | 0 | 15 | 22666.6667 | 2.2667 | 0 | 22666.6667 | 113333.3333 | 254 | 0 | 2768.1418 | 0 | 22666.6667 | 154351.1259 | 22666.6667 | 0 | 131684.4592 | 131684.4592 | 0 | 0 | 0 | 0 | 0 | 0 | 0
2022-02-21 03:00 | 0 | 0 | 186065 | 0 | 2846 | 0 | 15 | 22666.6667 | 2.2667 | 0 | 22666.6667 | 90666.6667 | 254 | 0 | 2768.1418 | 0 | 22666.6667 | 154351.1259 | 22666.6667 | 0 | 131684.4592 | 131684.4592 | 0 | 0 | 0 | 0 | 0 | 0 | 0
2022-02-21 04:00 | 0 | 0 | 186065 | 0 | 2846 | 0 | 15 | 22666.6667 | 2.2667 | 0 | 22666.6667 | 68000 | 254 | 0 | 2768.1418 | 0 | 22666.6667 | 154351.1259 | 22666.6667 | 0 | 131684.4592 | 131684.4592 | 0 | 0 | 0 | 0 | 0 | 0 | 0
2022-02-21 05:00 | 0 | 0 | 186065 | 0 | 2846 | 0 | 15 | 22666.6667 | 2.2667 | 0 | 22666.6667 | 45333.3333 | 254 | 0 | 2768.1418 | 0 | 22666.6667 | 154351.1259 | 22666.6667 | 0 | 131684.4592 | 131684.4592 | 0 | 0 | 0 | 0 | 0 | 0 | 0
2022-02-21 06:00 | 0 | 0 | 186065 | 0 | 2846 | 0 | 15 | 22666.6667 | 2.2667 | 0 | 22666.6667 | 22666.6667 | 254 | 0 | 2768.1418 | 0 | 22666.6667 | 154351.1259 | 22666.6667 | 0 | 131684.4592 | 131684.4592 | 0 | 0 | 0 | 0 | 0 | 0 | 0
2022-02-21 07:00 | 0.06253 | 0.1837 | 186065 | 11285.6051 | 2846 | 87413.8654 | 15 | 87413.8654 | 8.7414 | 0 | 0 | 0 | 254 | 76032.8039 | 2768.1418 | 1598.2872 | 22666.6667 | 154351.1259 | 98699.4706 | 0 | 55651.6553 | 55651.6553 | 11285.6051 | 64747.1988 | 0 | 0 | 0 | 0 | 0
2022-02-21 08:00 | 0.27825 | 0.61877 | 186065 | 50219.4087 | 2846 | 294442.447 | 15 | 99447.258 | 9.9447 | 150951.17 | 0 | 0 | 254 | 127000 | 2768.1418 | 2669.6697 | 22666.6667 | 154351.1259 | 149666.6667 | 0 | 4684.4592 | 4684.4592 | 50219.4087 | 76780.5913 | 0 | 0 | 0 | 0 | 0
2022-02-21 09:00 | 0.49498 | 0.80507 | 186065 | 89335.5001 | 2846 | 383093.5256 | 15 | 60331.1666 | 6.0331 | 322762.359 | 0 | 150951.17 | 254 | 127000 | 2768.1418 | 2669.6697 | 22666.6667 | 154351.1259 | 149666.6667 | 0 | 4684.4592 | 4684.4592 | 66668.8334 | 60331.1666 | 0 | 0 | 0 | 0 | 0
2022-02-21 10:00 | 0.66862 | 0.90604 | 186065 | 120674.5769 | 2846 | 431140.2212 | 15 | 28992.0898 | 2.8992 | 402148.1315 | 0 | 473713.529 | 254 | 127000 | 2768.1418 | 2669.6697 | 22666.6667 | 154351.1259 | 149666.6667 | 0 | 4684.4592 | 4684.4592 | 98007.9102 | 28992.0898 | 0 | 0 | 0 | 0 | 0
2022-02-21 11:00 | 0.78483 | 0.95705 | 186065 | 141648.5121 | 2846 | 455413.391 | 15 | 8018.1545 | 0.80182 | 447395.2364 | 0 | 875861.6605 | 254 | 127000 | 2768.1418 | 2669.6697 | 22666.6667 | 154351.1259 | 149666.6667 | 0 | 4684.4592 | 4684.4592 | 118981.8455 | 8018.1545 | 0 | 0 | 0 | 0 | 0
2022-02-21 12:00 | 0.8064 | 0.84335 | 186065 | 145541.5315 | 2846 | 401309.1095 | 15 | 4125.1351 | 0.41251 | 397183.9744 | 0 | 1323256.8969 | 254 | 127000 | 2768.1418 | 2669.6697 | 22666.6667 | 154351.1259 | 149666.6667 | 0 | 4684.4592 | 4684.4592 | 127000 | 0 | 0 | 0 | 0 | 0 | 0
2022-02-21 13:00 | 0.75958 | 0.7652 | 186065 | 137091.3151 | 2846 | 364121.3382 | 15 | 12575.3515 | 1.2575 | 351545.9867 | 0 | 1720440.8713 | 254 | 127000 | 2768.1418 | 2669.6697 | 22666.6667 | 154351.1259 | 149666.6667 | 0 | 4684.4592 | 4684.4592 | 114424.6485 | 12575.3515 | 0 | 0 | 0 | 0 | 0
2022-02-21 14:00 | 0.65308 | 0.73489 | 186065 | 117869.8703 | 2846 | 349698.2884 | 15 | 31796.7964 | 3.1797 | 317901.492 | 0 | 2071986.858 | 254 | 127000 | 2768.1418 | 2669.6697 | 22666.6667 | 154351.1259 | 149666.6667 | 0 | 4684.4592 | 4684.4592 | 95203.2036 | 31796.7964 | 0 | 0 | 0 | 0 | 0
2022-02-21 15:00 | 0.48935 | 0.66383 | 186065 | 88319.3805 | 2846 | 315884.3021 | 15 | 61347.2861 | 6.1347 | 254537.0159 | 0 | 2389888.35 | 254 | 127000 | 2768.1418 | 2669.6697 | 22666.6667 | 154351.1259 | 149666.6667 | 0 | 4684.4592 | 4684.4592 | 65652.7139 | 61347.2861 | 0 | 0 | 0 | 0 | 0
2022-02-21 16:00 | 0.2905 | 0.51133 | 186065 | 52430.326 | 2846 | 243316.9941 | 15 | 97236.3406 | 9.7236 | 146080.6535 | 0 | 2644425.3659 | 254 | 127000 | 2768.1418 | 2669.6697 | 22666.6667 | 154351.1259 | 149666.6667 | 0 | 4684.4592 | 4684.4592 | 52430.326 | 74569.674 | 0 | 0 | 0 | 0 | 0
2022-02-21 17:00 | 0.0939 | 0.23526 | 186065 | 16947.3584 | 2846 | 111948.7533 | 15 | 132719.3083 | 13.2719 | 0 | 20770.555 | 2790506.0194 | 254 | 127000 | 2768.1418 | 2669.6697 | 22666.6667 | 154351.1259 | 149666.6667 | 0 | 4684.4592 | 4684.4592 | 16947.3584 | 110052.6416 | 0 | 0 | 0 | 0 | 0
2022-02-21 18:00 | 0 | 0 | 186065 | 0 | 2846 | 0 | 15 | 149666.6667 | 14.9667 | 0 | 149666.6667 | 2769735.4644 | 254 | 127000 | 2768.1418 | 2669.6697 | 22666.6667 | 154351.1259 | 149666.6667 | 0 | 4684.4592 | 4684.4592 | 0 | 127000 | 0 | 0 | 0 | 0 | 0
2022-02-21 19:00 | 0 | 0 | 186065 | 0 | 2846 | 0 | 15 | 149666.6667 | 14.9667 | 0 | 149666.6667 | 2620068.7978 | 254 | 127000 | 2768.1418 | 2669.6697 | 22666.6667 | 154351.1259 | 149666.6667 | 0 | 4684.4592 | 4684.4592 | 0 | 127000 | 0 | 0 | 0 | 0 | 0
2022-02-21 20:00 | 0 | 0 | 186065 | 0 | 2846 | 0 | 15 | 149666.6667 | 14.9667 | 0 | 149666.6667 | 2470402.1311 | 254 | 127000 | 2768.1418 | 2669.6697 | 22666.6667 | 154351.1259 | 149666.6667 | 0 | 4684.4592 | 4684.4592 | 0 | 127000 | 0 | 0 | 0 | 0 | 0
2022-02-21 21:00 | 0 | 0 | 186065 | 0 | 2846 | 0 | 15 | 149666.6667 | 14.9667 | 0 | 149666.6667 | 2320735.4644 | 254 | 127000 | 2768.1418 | 2669.6697 | 22666.6667 | 154351.1259 | 149666.6667 | 0 | 4684.4592 | 4684.4592 | 0 | 127000 | 0 | 0 | 0 | 0 | 0
2022-02-21 22:00 | 0 | 0 | 186065 | 0 | 2846 | 0 | 15 | 149666.6667 | 14.9667 | 0 | 149666.6667 | 2171068.7978 | 254 | 127000 | 2768.1418 | 2669.6697 | 22666.6667 | 154351.1259 | 149666.6667 | 0 | 4684.4592 | 4684.4592 | 0 | 127000 | 0 | 0 | 0 | 0 | 0
2022-02-21 23:00 | 0 | 0 | 186065 | 0 | 2846 | 0 | 15 | 149666.6667 | 14.9667 | 0 | 149666.6667 | 2021402.1311 | 254 | 127000 | 2768.1418 | 2669.6697 | 22666.6667 | 154351.1259 | 149666.6667 | 0 | 4684.4592 | 4684.4592 | 0 | 127000 | 0 | 0 | 0 | 0 | 0
2022-02-22 | 0 | 0 | 186065 | 0 | 2846 | 0 | 15 | 149750 | 14.975 | 0 | 149750 | 1871735.4644 | 254 | 127000 | 2768.1418 | 2669.6697 | 22750 | 154434.4592 | 149750 | 0 | 4684.4592 | 4684.4592 | 0 | 127000 | 0 | 0 | 0 | 0 | 0
2022-02-22 01:00 | 0 | 0 | 186065 | 0 | 2846 | 0 | 15 | 149750 | 14.975 | 0 | 149750 | 1721985.4644 | 254 | 127000 | 2768.1418 | 2669.6697 | 22750 | 154434.4592 | 149750 | 0 | 4684.4592 | 4684.4592 | 0 | 127000 | 0 | 0 | 0 | 0 | 0
2022-02-22 02:00 | 0 | 0 | 186065 | 0 | 2846 | 0 | 15 | 149750 | 14.975 | 0 | 149750 | 1572235.4644 | 254 | 127000 | 2768.1418 | 2669.6697 | 22750 | 154434.4592 | 149750 | 0 | 4684.4592 | 4684.4592 | 0 | 127000 | 0 | 0 | 0 | 0 | 0
2022-02-22 03:00 | 0 | 0 | 186065 | 0 | 2846 | 0 | 15 | 149750 | 14.975 | 0 | 149750 | 1422485.4644 | 254 | 127000 | 2768.1418 | 2669.6697 | 22750 | 154434.4592 | 149750 | 0 | 4684.4592 | 4684.4592 | 0 | 127000 | 0 | 0 | 0 | 0 | 0
2022-02-22 04:00 | 0 | 0 | 186065 | 0 | 2846 | 0 | 15 | 149750 | 14.975 | 0 | 149750 | 1272735.4644 | 254 | 127000 | 2768.1418 | 2669.6697 | 22750 | 154434.4592 | 149750 | 0 | 4684.4592 | 4684.4592 | 0 | 127000 | 0 | 0 | 0 | 0 | 0
2022-02-22 05:00 | 0 | 0 | 186065 | 0 | 2846 | 0 | 15 | 149750 | 14.975 | 0 | 149750 | 1122985.4644 | 254 | 127000 | 2768.1418 | 2669.6697 | 22750 | 154434.4592 | 149750 | 0 | 4684.4592 | 4684.4592 | 0 | 127000 | 0 | 0 | 0 | 0 | 0
2022-02-22 06:00 | 0 | 0 | 186065 | 0 | 2846 | 0 | 15 | 149750 | 14.975 | 0 | 149750 | 973235.4644 | 254 | 127000 | 2768.1418 | 2669.6697 | 22750 | 154434.4592 | 149750 | 0 | 4684.4592 | 4684.4592 | 0 | 127000 | 0 | 0 | 0 | 0 | 0
2022-02-22 07:00 | 0.05467 | 0.05575 | 186065 | 9867.0083 | 2846 | 26528.7044 | 15 | 139882.9917 | 13.9883 | 0 | 113354.2873 | 823485.4644 | 254 | 127000 | 2768.1418 | 2669.6697 | 22750 | 154434.4592 | 149750 | 0 | 4684.4592 | 4684.4592 | 9867.0083 | 117132.9917 | 0 | 0 | 0 | 0 | 0
2022-02-22 08:00 | 0.24943 | 0.34087 | 186065 | 45017.8872 | 2846 | 162203.3985 | 15 | 104732.1128 | 10.4732 | 57471.2857 | 0 | 710131.1772 | 254 | 127000 | 2768.1418 | 2669.6697 | 22750 | 154434.4592 | 149750 | 0 | 4684.4592 | 4684.4592 | 22267.8872 | 104732.1128 | 0 | 0 | 0 | 0 | 0
2022-02-22 09:00 | 0.4682 | 0.64328 | 186065 | 84502.164 | 2846 | 306105.5599 | 15 | 65247.836 | 6.5248 | 240857.7239 | 0 | 767602.4629 | 254 | 127000 | 2768.1418 | 2669.6697 | 22750 | 154434.4592 | 149750 | 0 | 4684.4592 | 4684.4592 | 61752.164 | 65247.836 | 0 | 0 | 0 | 0 | 0
2022-02-22 10:00 | 0.65885 | 0.82025 | 186065 | 118911.2575 | 2846 | 390316.9468 | 15 | 30838.7425 | 3.0839 | 359478.2043 | 0 | 1008460.1868 | 254 | 127000 | 2768.1418 | 2669.6697 | 22750 | 154434.4592 | 149750 | 0 | 4684.4592 | 4684.4592 | 96161.2575 | 30838.7425 | 0 | 0 | 0 | 0 | 0
2022-02-22 11:00 | 0.77455 | 0.86239 | 186065 | 139793.1464 | 2846 | 410369.3164 | 15 | 9956.8536 | 0.99569 | 400412.4627 | 0 | 1367938.3911 | 254 | 127000 | 2768.1418 | 2669.6697 | 22750 | 154434.4592 | 149750 | 0 | 4684.4592 | 4684.4592 | 127000 | 0 | 0 | 0 | 0 | 0 | 0
2022-02-22 12:00 | 0.8093 | 0.83397 | 186065 | 146064.9324 | 2846 | 396845.6253 | 15 | 3685.0676 | 0.36851 | 393160.5576 | 0 | 1768350.8539 | 254 | 127000 | 2768.1418 | 2669.6697 | 22750 | 154434.4592 | 149750 | 0 | 4684.4592 | 4684.4592 | 123314.9324 | 3685.0676 | 0 | 0 | 0 | 0 | 0
2022-02-22 13:00 | 0.78045 | 0.82923 | 186065 | 140857.9964 | 2846 | 394590.0906 | 15 | 8892.0036 | 0.8892 | 385698.0869 | 0 | 2161511.4115 | 254 | 127000 | 2768.1418 | 2669.6697 | 22750 | 154434.4592 | 149750 | 0 | 4684.4592 | 4684.4592 | 127000 | 0 | 0 | 0 | 0 | 0 | 0
2022-02-22 14:00 | 0.68125 | 0.788 | 186065 | 122954.0778 | 2846 | 374970.7456 | 15 | 26795.9222 | 2.6796 | 348174.8234 | 0 | 2547209.4984 | 254 | 127000 | 2768.1418 | 2669.6697 | 22750 | 154434.4592 | 149750 | 0 | 4684.4592 | 4684.4592 | 100204.0778 | 26795.9222 | 0 | 0 | 0 | 0 | 0
2022-02-22 15:00 | 0.51722 | 0.70383 | 186065 | 93349.4431 | 2846 | 334918.3501 | 15 | 56400.5569 | 5.6401 | 278517.7932 | 0 | 2895384.3219 | 254 | 127000 | 2768.1418 | 2669.6697 | 22750 | 154434.4592 | 149750 | 0 | 4684.4592 | 4684.4592 | 70599.4431 | 56400.5569 | 0 | 0 | 0 | 0 | 0
2022-02-22 16:00 | 0.30862 | 0.55243 | 186065 | 55700.6789 | 2846 | 262874.4784 | 15 | 94049.3211 | 9.4049 | 168825.1573 | 0 | 3173902.1151 | 254 | 127000 | 2768.1418 | 2669.6697 | 22750 | 154434.4592 | 149750 | 0 | 4684.4592 | 4684.4592 | 55700.6789 | 71299.3211 | 0 | 0 | 0 | 0 | 0
2022-02-22 17:00 | 0.0989 | 0.2182 | 186065 | 17849.7736 | 2846 | 103830.7318 | 15 | 131900.2264 | 13.19 | 0 | 28069.4945 | 3342727.2724 | 254 | 127000 | 2768.1418 | 2669.6697 | 22750 | 154434.4592 | 149750 | 0 | 4684.4592 | 4684.4592 | 0 | 127000 | 0 | 0 | 0 | 0 | 0
2022-02-22 18:00 | 0 | 0 | 186065 | 0 | 2846 | 0 | 15 | 149750 | 14.975 | 0 | 149750 | 3314657.7779 | 254 | 127000 | 2768.1418 | 2669.6697 | 22750 | 154434.4592 | 149750 | 0 | 4684.4592 | 4684.4592 | 0 | 127000 | 0 | 0 | 0 | 0 | 0
2022-02-22 19:00 | 0 | 0 | 186065 | 0 | 2846 | 0 | 15 | 149750 | 14.975 | 0 | 149750 | 3164907.7779 | 254 | 127000 | 2768.1418 | 2669.6697 | 22750 | 154434.4592 | 149750 | 0 | 4684.4592 | 4684.4592 | 0 | 127000 | 0 | 0 | 0 | 0 | 0
2022-02-22 20:00 | 0 | 0 | 186065 | 0 | 2846 | 0 | 15 | 149750 | 14.975 | 0 | 149750 | 3015157.7779 | 254 | 127000 | 2768.1418 | 2669.6697 | 22750 | 154434.4592 | 149750 | 0 | 4684.4592 | 4684.4592 | 0 | 127000 | 0 | 0 | 0 | 0 | 0
2022-02-22 21:00 | 0 | 0 | 186065 | 0 | 2846 | 0 | 15 | 149750 | 14.975 | 0 | 149750 | 2865407.7779 | 254 | 127000 | 2768.1418 | 2669.6697 | 22750 | 154434.4592 | 149750 | 0 | 4684.4592 | 4684.4592 | 0 | 127000 | 0 | 0 | 0 | 0 | 0
2022-02-22 22:00 | 0 | 0 | 186065 | 0 | 2846 | 0 | 15 | 149750 | 14.975 | 0 | 149750 | 2715657.7779 | 254 | 127000 | 2768.1418 | 2669.6697 | 22750 | 154434.4592 | 149750 | 0 | 4684.4592 | 4684.4592 | 0 | 127000 | 0 | 0 | 0 | 0 | 0
2022-02-22 23:00 | 0 | 0 | 186065 | 0 | 2846 | 0 | 15 | 149750 | 14.975 | 0 | 149750 | 2565907.7779 | 254 | 127000 | 2768.1418 | 2669.6697 | 22750 | 154434.4592 | 149750 | 0 | 4684.4592 | 4684.4592 | 0 | 127000 | 0 | 0 | 0 | 0 | 0
2022-02-23 | 0 | 0 | 186065 | 0 | 2846 | 0 | 15 | 149666.6667 | 14.9667 | 0 | 149666.6667 | 2416157.7779 | 254 | 127000 | 2768.1418 | 2669.6697 | 22666.6667 | 154351.1259 | 149666.6667 | 0 | 4684.4592 | 4684.4592 | 0 | 127000 | 0 | 0 | 0 | 0 | 0
2022-02-23 01:00 | 0 | 0 | 186065 | 0 | 2846 | 0 | 15 | 149666.6667 | 14.9667 | 0 | 149666.6667 | 2266491.1112 | 254 | 127000 | 2768.1418 | 2669.6697 | 22666.6667 | 154351.1259 | 149666.6667 | 0 | 4684.4592 | 4684.4592 | 0 | 127000 | 0 | 0 | 0 | 0 | 0
2022-02-23 02:00 | 0 | 0 | 186065 | 0 | 2846 | 0 | 15 | 149666.6667 | 14.9667 | 0 | 149666.6667 | 2116824.4445 | 254 | 127000 | 2768.1418 | 2669.6697 | 22666.6667 | 154351.1259 | 149666.6667 | 0 | 4684.4592 | 4684.4592 | 0 | 127000 | 0 | 0 | 0 | 0 | 0
2022-02-23 03:00 | 0 | 0 | 186065 | 0 | 2846 | 0 | 15 | 149666.6667 | 14.9667 | 0 | 149666.6667 | 1967157.7779 | 254 | 127000 | 2768.1418 | 2669.6697 | 22666.6667 | 154351.1259 | 149666.6667 | 0 | 4684.4592 | 4684.4592 | 0 | 127000 | 0 | 0 | 0 | 0 | 0
2022-02-23 04:00 | 0 | 0 | 186065 | 0 | 2846 | 0 | 15 | 149666.6667 | 14.9667 | 0 | 149666.6667 | 1817491.1112 | 254 | 127000 | 2768.1418 | 2669.6697 | 22666.6667 | 154351.1259 | 149666.6667 | 0 | 4684.4592 | 4684.4592 | 0 | 127000 | 0 | 0 | 0 | 0 | 0
2022-02-23 05:00 | 0 | 0 | 186065 | 0 | 2846 | 0 | 15 | 149666.6667 | 14.9667 | 0 | 149666.6667 | 1667824.4445 | 254 | 127000 | 2768.1418 | 2669.6697 | 22666.6667 | 154351.1259 | 149666.6667 | 0 | 4684.4592 | 4684.4592 | 0 | 127000 | 0 | 0 | 0 | 0 | 0
2022-02-23 06:00 | 0 | 0 | 186065 | 0 | 2846 | 0 | 15 | 149666.6667 | 14.9667 | 0 | 149666.6667 | 1518157.7779 | 254 | 127000 | 2768.1418 | 2669.6697 | 22666.6667 | 154351.1259 | 149666.6667 | 0 | 4684.4592 | 4684.4592 | 0 | 127000 | 0 | 0 | 0 | 0 | 0
2022-02-23 07:00 | 0.0595 | 0.06061 | 186065 | 10738.7415 | 2846 | 28841.3412 | 15 | 138927.9252 | 13.8928 | 0 | 110086.584 | 1368491.1112 | 254 | 127000 | 2768.1418 | 2669.6697 | 22666.6667 | 154351.1259 | 149666.6667 | 0 | 4684.4592 | 4684.4592 | 0 | 127000 | 0 | 0 | 0 | 0 | 0
2022-02-23 08:00 | 0.25733 | 0.37954 | 186065 | 46443.7033 | 2846 | 180604.5644 | 15 | 103222.9634 | 10.3223 | 77381.601 | 0 | 1258404.5272 | 254 | 127000 | 2768.1418 | 2669.6697 | 22666.6667 | 154351.1259 | 149666.6667 | 0 | 4684.4592 | 4684.4592 | 23777.0366 | 103222.9634 | 0 | 0 | 0 | 0 | 0
2022-02-23 09:00 | 0.47283 | 0.57668 | 186065 | 85337.8005 | 2846 | 274413.87 | 15 | 64328.8661 | 6.4329 | 210085.0039 | 0 | 1335786.1283 | 254 | 127000 | 2768.1418 | 2669.6697 | 22666.6667 | 154351.1259 | 149666.6667 | 0 | 4684.4592 | 4684.4592 | 62671.1339 | 64328.8661 | 0 | 0 | 0 | 0 | 0
2022-02-23 10:00 | 0.65155 | 0.69419 | 186065 | 117593.7312 | 2846 | 330331.1445 | 15 | 32072.9354 | 3.2073 | 298258.2091 | 0 | 1545871.1322 | 254 | 127000 | 2768.1418 | 2669.6697 | 22666.6667 | 154351.1259 | 149666.6667 | 0 | 4684.4592 | 4684.4592 | 94927.0646 | 32072.9354 | 0 | 0 | 0 | 0 | 0
2022-02-23 11:00 | 0.7702 | 0.76877 | 186065 | 139008.0451 | 2846 | 365820.127 | 15 | 10658.6216 | 1.0659 | 355161.5055 | 0 | 1844129.3412 | 254 | 127000 | 2768.1418 | 2669.6697 | 22666.6667 | 154351.1259 | 149666.6667 | 0 | 4684.4592 | 4684.4592 | 127000 | 0 | 0 | 0 | 0 | 0 | 0
2022-02-23 12:00 | 0.82385 | 0.84498 | 186065 | 148690.9607 | 2846 | 402084.747 | 15 | 975.7059 | 0.097571 | 401109.0411 | 0 | 2199290.8467 | 254 | 127000 | 2768.1418 | 2669.6697 | 22666.6667 | 154351.1259 | 149666.6667 | 0 | 4684.4592 | 4684.4592 | 126024.2941 | 975.7059 | 0 | 0 | 0 | 0 | 0
2022-02-23 13:00 | 0.79135 | 0.81514 | 186065 | 142825.2616 | 2846 | 387885.3472 | 15 | 6841.405 | 0.68414 | 381043.9421 | 0 | 2600399.8878 | 254 | 127000 | 2768.1418 | 2669.6697 | 22666.6667 | 154351.1259 | 149666.6667 | 0 | 4684.4592 | 4684.4592 | 127000 | 0 | 0 | 0 | 0 | 0 | 0
2022-02-23 14:00 | 0.67375 | 0.72209 | 186065 | 121600.4549 | 2846 | 343607.393 | 15 | 28066.2117 | 2.8066 | 315541.1813 | 0 | 2981443.8299 | 254 | 127000 | 2768.1418 | 2669.6697 | 22666.6667 | 154351.1259 | 149666.6667 | 0 | 4684.4592 | 4684.4592 | 121600.4549 | 5399.5451 | 0 | 0 | 0 | 0 | 0
2022-02-23 15:00 | 0.4395 | 0.37009 | 186065 | 79322.3005 | 2846 | 176107.7706 | 15 | 70344.3662 | 7.0344 | 105763.4044 | 0 | 3296985.0112 | 254 | 127000 | 2768.1418 | 2669.6697 | 22666.6667 | 154351.1259 | 149666.6667 | 0 | 4684.4592 | 4684.4592 | 79322.3005 | 47677.6995 | 0 | 0 | 0 | 0 | 0
2022-02-23 16:00 | 0.25338 | 0.214 | 186065 | 45730.7952 | 2846 | 101832.1568 | 15 | 103935.8715 | 10.3936 | 0 | 2103.7147 | 3402748.4156 | 254 | 127000 | 2768.1418 | 2669.6697 | 22666.6667 | 154351.1259 | 149666.6667 | 0 | 4684.4592 | 4684.4592 | 23064.1285 | 103935.8715 | 0 | 0 | 0 | 0 | 0
2022-02-23 17:00 | 0.08418 | 0.05573 | 186065 | 15193.0631 | 2846 | 26519.1874 | 15 | 134473.6035 | 13.4474 | 0 | 107954.4161 | 3400644.7009 | 254 | 127000 | 2768.1418 | 2669.6697 | 22666.6667 | 154351.1259 | 149666.6667 | 0 | 4684.4592 | 4684.4592 | 0 | 127000 | 0 | 0 | 0 | 0 | 0
2022-02-23 18:00 | 0 | 0 | 186065 | 0 | 2846 | 0 | 15 | 149666.6667 | 14.9667 | 0 | 149666.6667 | 3292690.2848 | 254 | 127000 | 2768.1418 | 2669.6697 | 22666.6667 | 154351.1259 | 149666.6667 | 0 | 4684.4592 | 4684.4592 | 0 | 127000 | 0 | 0 | 0 | 0 | 0
2022-02-23 19:00 | 0 | 0 | 186065 | 0 | 2846 | 0 | 15 | 149666.6667 | 14.9667 | 0 | 149666.6667 | 3143023.6181 | 254 | 127000 | 2768.1418 | 2669.6697 | 22666.6667 | 154351.1259 | 149666.6667 | 0 | 4684.4592 | 4684.4592 | 0 | 127000 | 0 | 0 | 0 | 0 | 0
2022-02-23 20:00 | 0 | 0 | 186065 | 0 | 2846 | 0 | 15 | 149666.6667 | 14.9667 | 0 | 149666.6667 | 2993356.9514 | 254 | 127000 | 2768.1418 | 2669.6697 | 22666.6667 | 154351.1259 | 149666.6667 | 0 | 4684.4592 | 4684.4592 | 0 | 127000 | 0 | 0 | 0 | 0 | 0
2022-02-23 21:00 | 0 | 0 | 186065 | 0 | 2846 | 0 | 15 | 149666.6667 | 14.9667 | 0 | 149666.6667 | 2843690.2848 | 254 | 127000 | 2768.1418 | 2669.6697 | 22666.6667 | 154351.1259 | 149666.6667 | 0 | 4684.4592 | 4684.4592 | 0 | 127000 | 0 | 0 | 0 | 0 | 0
2022-02-23 22:00 | 0 | 0 | 186065 | 0 | 2846 | 0 | 15 | 149666.6667 | 14.9667 | 0 | 149666.6667 | 2694023.6181 | 254 | 127000 | 2768.1418 | 2669.6697 | 22666.6667 | 154351.1259 | 149666.6667 | 0 | 4684.4592 | 4684.4592 | 0 | 127000 | 0 | 0 | 0 | 0 | 0
2022-02-23 23:00 | 0 | 0 | 186065 | 0 | 2846 | 0 | 15 | 149666.6667 | 14.9667 | 0 | 149666.6667 | 2544356.9514 | 254 | 127000 | 2768.1418 | 2669.6697 | 22666.6667 | 154351.1259 | 149666.6667 | 0 | 4684.4592 | 4684.4592 | 0 | 127000 | 0 | 0 | 0 | 0 | 0
2022-02-24 | 0 | 0 | 186065 | 0 | 2846 | 0 | 15 | 150000 | 15 | 0 | 150000 | 2394690.2848 | 254 | 127000 | 2768.1418 | 2669.6697 | 23000 | 154684.4592 | 150000 | 0 | 4684.4592 | 4684.4592 | 0 | 127000 | 0 | 0 | 0 | 0 | 0
2022-02-24 01:00 | 0 | 0 | 186065 | 0 | 2846 | 0 | 15 | 150000 | 15 | 0 | 150000 | 2244690.2848 | 254 | 127000 | 2768.1418 | 2669.6697 | 23000 | 154684.4592 | 150000 | 0 | 4684.4592 | 4684.4592 | 0 | 127000 | 0 | 0 | 0 | 0 | 0
2022-02-24 02:00 | 0 | 0 | 186065 | 0 | 2846 | 0 | 15 | 150000 | 15 | 0 | 150000 | 2094690.2848 | 254 | 127000 | 2768.1418 | 2669.6697 | 23000 | 154684.4592 | 150000 | 0 | 4684.4592 | 4684.4592 | 0 | 127000 | 0 | 0 | 0 | 0 | 0
2022-02-24 03:00 | 0 | 0 | 186065 | 0 | 2846 | 0 | 15 | 150000 | 15 | 0 | 150000 | 1944690.2848 | 254 | 127000 | 2768.1418 | 2669.6697 | 23000 | 154684.4592 | 150000 | 0 | 4684.4592 | 4684.4592 | 0 | 127000 | 0 | 0 | 0 | 0 | 0
2022-02-24 04:00 | 0 | 0 | 186065 | 0 | 2846 | 0 | 15 | 150000 | 15 | 0 | 150000 | 1794690.2848 | 254 | 127000 | 2768.1418 | 2669.6697 | 23000 | 154684.4592 | 150000 | 0 | 4684.4592 | 4684.4592 | 0 | 127000 | 0 | 0 | 0 | 0 | 0
2022-02-24 05:00 | 0 | 0 | 186065 | 0 | 2846 | 0 | 15 | 150000 | 15 | 0 | 150000 | 1644690.2848 | 254 | 127000 | 2768.1418 | 2669.6697 | 23000 | 154684.4592 | 150000 | 0 | 4684.4592 | 4684.4592 | 0 | 127000 | 0 | 0 | 0 | 0 | 0
2022-02-24 06:00 | 0 | 0 | 186065 | 0 | 2846 | 0 | 15 | 150000 | 15 | 0 | 150000 | 1494690.2848 | 254 | 127000 | 2768.1418 | 2669.6697 | 23000 | 154684.4592 | 150000 | 0 | 4684.4592 | 4684.4592 | 0 | 127000 | 0 | 0 | 0 | 0 | 0
2022-02-24 07:00 | 0.05712 | 0.03835 | 186065 | 10309.1918 | 2846 | 18248.8935 | 15 | 139690.8082 | 13.9691 | 0 | 121441.9147 | 1344690.2848 | 254 | 127000 | 2768.1418 | 2669.6697 | 23000 | 154684.4592 | 150000 | 0 | 4684.4592 | 4684.4592 | 10309.1918 | 116690.8082 | 0 | 0 | 0 | 0 | 0
2022-02-24 08:00 | 0.24445 | 0.30181 | 186065 | 44119.0816 | 2846 | 143616.6507 | 15 | 105880.9184 | 10.5881 | 37735.7322 | 0 | 1223248.3701 | 254 | 127000 | 2768.1418 | 2669.6697 | 23000 | 154684.4592 | 150000 | 0 | 4684.4592 | 4684.4592 | 21119.0816 | 105880.9184 | 0 | 0 | 0 | 0 | 0
2022-02-24 09:00 | 0.45298 | 0.48294 | 186065 | 81755.212 | 2846 | 229807.5785 | 15 | 68244.788 | 6.8245 | 161562.7905 | 0 | 1260984.1024 | 254 | 127000 | 2768.1418 | 2669.6697 | 23000 | 154684.4592 | 150000 | 0 | 4684.4592 | 4684.4592 | 81755.212 | 45244.788 | 0 | 0 | 0 | 0 | 0
2022-02-24 10:00 | 0.62797 | 0.58431 | 186065 | 113337.9409 | 2846 | 278044.6147 | 15 | 36662.0591 | 3.6662 | 241382.5556 | 0 | 1422546.8929 | 254 | 127000 | 2768.1418 | 2669.6697 | 23000 | 154684.4592 | 150000 | 0 | 4684.4592 | 4684.4592 | 113337.9409 | 13662.0591 | 0 | 0 | 0 | 0 | 0
2022-02-24 11:00 | 0.72317 | 0.58937 | 186065 | 130519.9273 | 2846 | 280452.4217 | 15 | 19480.0727 | 1.948 | 260972.349 | 0 | 1663929.4485 | 254 | 127000 | 2768.1418 | 2669.6697 | 23000 | 154684.4592 | 150000 | 0 | 4684.4592 | 4684.4592 | 127000 | 0 | 0 | 0 | 0 | 0 | 0
2022-02-24 12:00 | 0.73675 | 0.46763 | 186065 | 132970.8871 | 2846 | 222522.2967 | 15 | 17029.1129 | 1.7029 | 205493.1837 | 0 | 1924901.7975 | 254 | 127000 | 2768.1418 | 2669.6697 | 23000 | 154684.4592 | 150000 | 0 | 4684.4592 | 4684.4592 | 127000 | 0 | 0 | 0 | 0 | 0 | 0
2022-02-24 13:00 | 0.6856 | 0.42173 | 186065 | 123739.1791 | 2846 | 200680.7266 | 15 | 26260.8209 | 2.6261 | 174419.9057 | 0 | 2130394.9812 | 254 | 127000 | 2768.1418 | 2669.6697 | 23000 | 154684.4592 | 150000 | 0 | 4684.4592 | 4684.4592 | 100739.1791 | 26260.8209 | 0 | 0 | 0 | 0 | 0
2022-02-24 14:00 | 0.55203 | 0.37827 | 186065 | 99632.0581 | 2846 | 180000.2334 | 15 | 50367.9419 | 5.0368 | 129632.2915 | 0 | 2304814.8869 | 254 | 127000 | 2768.1418 | 2669.6697 | 23000 | 154684.4592 | 150000 | 0 | 4684.4592 | 4684.4592 | 76632.0581 | 50367.9419 | 0 | 0 | 0 | 0 | 0
2022-02-24 15:00 | 0.43595 | 0.3216 | 186065 | 78681.5856 | 2846 | 153033.7459 | 15 | 71318.4144 | 7.1318 | 81715.3316 | 0 | 2434447.1784 | 254 | 127000 | 2768.1418 | 2669.6697 | 23000 | 154684.4592 | 150000 | 0 | 4684.4592 | 4684.4592 | 78681.5856 | 48318.4144 | 0 | 0 | 0 | 0 | 0
2022-02-24 16:00 | 0.24657 | 0.16582 | 186065 | 44501.7056 | 2846 | 78905.646 | 15 | 105498.2944 | 10.5498 | 0 | 26592.6484 | 2516162.51 | 254 | 127000 | 2768.1418 | 2669.6697 | 23000 | 154684.4592 | 150000 | 0 | 4684.4592 | 4684.4592 | 44501.7056 | 82498.2944 | 0 | 0 | 0 | 0 | 0
2022-02-24 17:00 | 0.07918 | 0.01999 | 186065 | 14290.6479 | 2846 | 9512.2655 | 15 | 135709.3521 | 13.5709 | 0 | 126197.0866 | 2489569.8616 | 254 | 127000 | 2768.1418 | 2669.6697 | 23000 | 154684.4592 | 150000 | 0 | 4684.4592 | 4684.4592 | 0 | 127000 | 0 | 0 | 0 | 0 | 0
2022-02-24 18:00 | 0 | 0 | 186065 | 0 | 2846 | 0 | 15 | 150000 | 15 | 0 | 150000 | 2363372.775 | 254 | 127000 | 2768.1418 | 2669.6697 | 23000 | 154684.4592 | 150000 | 0 | 4684.4592 | 4684.4592 | 0 | 127000 | 0 | 0 | 0 | 0 | 0
2022-02-24 19:00 | 0 | 0 | 186065 | 0 | 2846 | 0 | 15 | 150000 | 15 | 0 | 150000 | 2213372.775 | 254 | 127000 | 2768.1418 | 2669.6697 | 23000 | 154684.4592 | 150000 | 0 | 4684.4592 | 4684.4592 | 0 | 127000 | 0 | 0 | 0 | 0 | 0
2022-02-24 20:00 | 0 | 0 | 186065 | 0 | 2846 | 0 | 15 | 150000 | 15 | 0 | 150000 | 2063372.775 | 254 | 127000 | 2768.1418 | 2669.6697 | 23000 | 154684.4592 | 150000 | 0 | 4684.4592 | 4684.4592 | 0 | 127000 | 0 | 0 | 0 | 0 | 0
2022-02-24 21:00 | 0 | 0 | 186065 | 0 | 2846 | 0 | 15 | 150000 | 15 | 0 | 150000 | 1913372.775 | 254 | 127000 | 2768.1418 | 2669.6697 | 23000 | 154684.4592 | 150000 | 0 | 4684.4592 | 4684.4592 | 0 | 127000 | 0 | 0 | 0 | 0 | 0
2022-02-24 22:00 | 0 | 0 | 186065 | 0 | 2846 | 0 | 15 | 150000 | 15 | 0 | 150000 | 1763372.775 | 254 | 127000 | 2768.1418 | 2669.6697 | 23000 | 154684.4592 | 150000 | 0 | 4684.4592 | 4684.4592 | 0 | 127000 | 0 | 0 | 0 | 0 | 0
2022-02-24 23:00 | 0 | 0 | 186065 | 0 | 2846 | 0 | 15 | 150000 | 15 | 0 | 150000 | 1613372.775 | 254 | 127000 | 2768.1418 | 2669.6697 | 23000 | 154684.4592 | 150000 | 0 | 4684.4592 | 4684.4592 | 0 | 127000 | 0 | 0 | 0 | 0 | 0
2022-02-25 | 0 | 0 | 186065 | 0 | 2846 | 0 | 15 | 149625 | 14.9625 | 0 | 149625 | 1463372.775 | 254 | 127000 | 2768.1418 | 2669.6697 | 22625 | 154309.4592 | 149625 | 0 | 4684.4592 | 4684.4592 | 0 | 127000 | 0 | 0 | 0 | 0 | 0
2022-02-25 01:00 | 0 | 0 | 186065 | 0 | 2846 | 0 | 15 | 149625 | 14.9625 | 0 | 149625 | 1313747.775 | 254 | 127000 | 2768.1418 | 2669.6697 | 22625 | 154309.4592 | 149625 | 0 | 4684.4592 | 4684.4592 | 0 | 127000 | 0 | 0 | 0 | 0 | 0
2022-02-25 02:00 | 0 | 0 | 186065 | 0 | 2846 | 0 | 15 | 149625 | 14.9625 | 0 | 149625 | 1164122.775 | 254 | 127000 | 2768.1418 | 2669.6697 | 22625 | 154309.4592 | 149625 | 0 | 4684.4592 | 4684.4592 | 0 | 127000 | 0 | 0 | 0 | 0 | 0
2022-02-25 03:00 | 0 | 0 | 186065 | 0 | 2846 | 0 | 15 | 149625 | 14.9625 | 0 | 149625 | 1014497.775 | 254 | 127000 | 2768.1418 | 2669.6697 | 22625 | 154309.4592 | 149625 | 0 | 4684.4592 | 4684.4592 | 0 | 127000 | 0 | 0 | 0 | 0 | 0
2022-02-25 04:00 | 0 | 0 | 186065 | 0 | 2846 | 0 | 15 | 149625 | 14.9625 | 0 | 149625 | 864872.775 | 254 | 127000 | 2768.1418 | 2669.6697 | 22625 | 154309.4592 | 149625 | 0 | 4684.4592 | 4684.4592 | 0 | 127000 | 0 | 0 | 0 | 0 | 0
2022-02-25 05:00 | 0 | 0 | 186065 | 0 | 2846 | 0 | 15 | 149625 | 14.9625 | 0 | 149625 | 715247.775 | 254 | 127000 | 2768.1418 | 2669.6697 | 22625 | 154309.4592 | 149625 | 0 | 4684.4592 | 4684.4592 | 0 | 127000 | 0 | 0 | 0 | 0 | 0
2022-02-25 06:00 | 0 | 0 | 186065 | 0 | 2846 | 0 | 15 | 149625 | 14.9625 | 0 | 149625 | 565622.775 | 254 | 127000 | 2768.1418 | 2669.6697 | 22625 | 154309.4592 | 149625 | 0 | 4684.4592 | 4684.4592 | 0 | 127000 | 0 | 0 | 0 | 0 | 0
2022-02-25 07:00 | 0.07478 | 0.1768 | 186065 | 13496.5225 | 2846 | 84130.4922 | 15 | 136128.4775 | 13.6128 | 0 | 51997.9854 | 415997.775 | 254 | 127000 | 2768.1418 | 2669.6697 | 22625 | 154309.4592 | 149625 | 0 | 4684.4592 | 4684.4592 | 13496.5225 | 113503.4775 | 0 | 0 | 0 | 0 | 0
2022-02-25 08:00 | 0.29248 | 0.57489 | 186065 | 52787.6825 | 2846 | 273562.0964 | 15 | 96837.3175 | 9.6837 | 176724.7788 | 0 | 363999.7896 | 254 | 127000 | 2768.1418 | 2669.6697 | 22625 | 154309.4592 | 149625 | 0 | 4684.4592 | 4684.4592 | 30162.6825 | 96837.3175 | 0 | 0 | 0 | 0 | 0
2022-02-25 09:00 | 0.51158 | 0.74867 | 186065 | 92331.5187 | 2846 | 356255.5179 | 15 | 57293.4813 | 5.7293 | 298962.0366 | 0 | 540724.5684 | 254 | 127000 | 2768.1418 | 2669.6697 | 22625 | 154309.4592 | 149625 | 0 | 4684.4592 | 4684.4592 | 69706.5187 | 57293.4813 | 0 | 0 | 0 | 0 | 0
2022-02-25 10:00 | 0.68628 | 0.84628 | 186065 | 123861.9076 | 2846 | 402703.3535 | 15 | 25763.0924 | 2.5763 | 376940.2611 | 0 | 839686.6051 | 254 | 127000 | 2768.1418 | 2669.6697 | 22625 | 154309.4592 | 149625 | 0 | 4684.4592 | 4684.4592 | 123861.9076 | 3138.0924 | 0 | 0 | 0 | 0 | 0
2022-02-25 11:00 | 0.79838 | 0.87712 | 186065 | 144094.0575 | 2846 | 417378.6045 | 15 | 5530.9425 | 0.55309 | 411847.662 | 0 | 1216626.8661 | 254 | 127000 | 2768.1418 | 2669.6697 | 22625 | 154309.4592 | 149625 | 0 | 4684.4592 | 4684.4592 | 127000 | 0 | 0 | 0 | 0 | 0 | 0
2022-02-25 12:00 | 0.82758 | 0.78928 | 186065 | 149364.1625 | 2846 | 375579.8351 | 15 | 260.8375 | 0.026084 | 375318.9977 | 0 | 1628474.5281 | 254 | 127000 | 2768.1418 | 2669.6697 | 22625 | 154309.4592 | 149625 | 0 | 4684.4592 | 4684.4592 | 126739.1625 | 260.8375 | 0 | 0 | 0 | 0 | 0
2022-02-25 13:00 | 0.70947 | 0.68658 | 186065 | 128047.3095 | 2846 | 326709.9169 | 15 | 21577.6905 | 2.1578 | 305132.2264 | 0 | 2003793.5258 | 254 | 127000 | 2768.1418 | 2669.6697 | 22625 | 154309.4592 | 149625 | 0 | 4684.4592 | 4684.4592 | 105422.3095 | 21577.6905 | 0 | 0 | 0 | 0 | 0
2022-02-25 14:00 | 0.55395 | 0.25095 | 186065 | 99978.5855 | 2846 | 119414.8586 | 15 | 49646.4145 | 4.9646 | 69768.4442 | 0 | 2308925.7522 | 254 | 127000 | 2768.1418 | 2669.6697 | 22625 | 154309.4592 | 149625 | 0 | 4684.4592 | 4684.4592 | 77353.5855 | 49646.4145 | 0 | 0 | 0 | 0 | 0
2022-02-25 15:00 | 0.33112 | 0.15662 | 186065 | 59761.5475 | 2846 | 74527.8149 | 15 | 89863.4525 | 8.9863 | 0 | 15335.6375 | 2378694.1964 | 254 | 127000 | 2768.1418 | 2669.6697 | 22625 | 154309.4592 | 149625 | 0 | 4684.4592 | 4684.4592 | 37136.5475 | 89863.4525 | 0 | 0 | 0 | 0 | 0
2022-02-25 16:00 | 0.18425 | 0.15585 | 186065 | 33254.002 | 2846 | 74161.4095 | 15 | 116370.998 | 11.6371 | 0 | 42209.5885 | 2363358.5588 | 254 | 127000 | 2768.1418 | 2669.6697 | 22625 | 154309.4592 | 149625 | 0 | 4684.4592 | 4684.4592 | 33254.002 | 93745.998 | 0 | 0 | 0 | 0 | 0
2022-02-25 17:00 | 0.06553 | 0.05137 | 186065 | 11827.0543 | 2846 | 24444.4761 | 15 | 137797.9457 | 13.7798 | 0 | 113353.4696 | 2321148.9703 | 254 | 127000 | 2768.1418 | 2669.6697 | 22625 | 154309.4592 | 149625 | 0 | 4684.4592 | 4684.4592 | 0 | 127000 | 0 | 0 | 0 | 0 | 0
2022-02-25 18:00 | 0 | 0 | 186065 | 0 | 2846 | 0 | 15 | 149625 | 14.9625 | 0 | 149625 | 2207795.5007 | 254 | 127000 | 2768.1418 | 2669.6697 | 22625 | 154309.4592 | 149625 | 0 | 4684.4592 | 4684.4592 | 0 | 127000 | 0 | 0 | 0 | 0 | 0
2022-02-25 19:00 | 0 | 0 | 186065 | 0 | 2846 | 0 | 15 | 149625 | 14.9625 | 0 | 149625 | 2058170.5007 | 254 | 127000 | 2768.1418 | 2669.6697 | 22625 | 154309.4592 | 149625 | 0 | 4684.4592 | 4684.4592 | 0 | 127000 | 0 | 0 | 0 | 0 | 0
2022-02-25 20:00 | 0 | 0 | 186065 | 0 | 2846 | 0 | 15 | 149625 | 14.9625 | 0 | 149625 | 1908545.5007 | 254 | 127000 | 2768.1418 | 2669.6697 | 22625 | 154309.4592 | 149625 | 0 | 4684.4592 | 4684.4592 | 0 | 127000 | 0 | 0 | 0 | 0 | 0
2022-02-25 21:00 | 0 | 0 | 186065 | 0 | 2846 | 0 | 15 | 149625 | 14.9625 | 0 | 149625 | 1758920.5007 | 254 | 127000 | 2768.1418 | 2669.6697 | 22625 | 154309.4592 | 149625 | 0 | 4684.4592 | 4684.4592 | 0 | 127000 | 0 | 0 | 0 | 0 | 0
2022-02-25 22:00 | 0 | 0 | 186065 | 0 | 2846 | 0 | 15 | 149625 | 14.9625 | 0 | 149625 | 1609295.5007 | 254 | 127000 | 2768.1418 | 2669.6697 | 22625 | 154309.4592 | 149625 | 0 | 4684.4592 | 4684.4592 | 0 | 127000 | 0 | 0 | 0 | 0 | 0
2022-02-25 23:00 | 0 | 0 | 186065 | 0 | 2846 | 0 | 15 | 149625 | 14.9625 | 0 | 149625 | 1459670.5007 | 254 | 127000 | 2768.1418 | 2669.6697 | 22625 | 154309.4592 | 149625 | 0 | 4684.4592 | 4684.4592 | 0 | 127000 | 0 | 0 | 0 | 0 | 0
2022-02-26 | 0 | 0 | 186065 | 0 | 2846 | 0 | 15 | 149354.1667 | 14.9354 | 0 | 149354.1667 | 1310045.5007 | 254 | 127000 | 2768.1418 | 2669.6697 | 22354.1667 | 154038.6259 | 149354.1667 | 0 | 4684.4592 | 4684.4592 | 0 | 127000 | 0 | 0 | 0 | 0 | 0
2022-02-26 01:00 | 0 | 0 | 186065 | 0 | 2846 | 0 | 15 | 149354.1667 | 14.9354 | 0 | 149354.1667 | 1160691.3341 | 254 | 127000 | 2768.1418 | 2669.6697 | 22354.1667 | 154038.6259 | 149354.1667 | 0 | 4684.4592 | 4684.4592 | 0 | 127000 | 0 | 0 | 0 | 0 | 0
2022-02-26 02:00 | 0 | 0 | 186065 | 0 | 2846 | 0 | 15 | 149354.1667 | 14.9354 | 0 | 149354.1667 | 1011337.1674 | 254 | 127000 | 2768.1418 | 2669.6697 | 22354.1667 | 154038.6259 | 149354.1667 | 0 | 4684.4592 | 4684.4592 | 0 | 127000 | 0 | 0 | 0 | 0 | 0
2022-02-26 03:00 | 0 | 0 | 186065 | 0 | 2846 | 0 | 15 | 149354.1667 | 14.9354 | 0 | 149354.1667 | 861983.0007 | 254 | 127000 | 2768.1418 | 2669.6697 | 22354.1667 | 154038.6259 | 149354.1667 | 0 | 4684.4592 | 4684.4592 | 0 | 127000 | 0 | 0 | 0 | 0 | 0
2022-02-26 04:00 | 0 | 0 | 186065 | 0 | 2846 | 0 | 15 | 149354.1667 | 14.9354 | 0 | 149354.1667 | 712628.8341 | 254 | 127000 | 2768.1418 | 2669.6697 | 22354.1667 | 154038.6259 | 149354.1667 | 0 | 4684.4592 | 4684.4592 | 0 | 127000 | 0 | 0 | 0 | 0 | 0
2022-02-26 05:00 | 0 | 0 | 186065 | 0 | 2846 | 0 | 15 | 149354.1667 | 14.9354 | 0 | 149354.1667 | 563274.6674 | 254 | 127000 | 2768.1418 | 2669.6697 | 22354.1667 | 154038.6259 | 149354.1667 | 0 | 4684.4592 | 4684.4592 | 0 | 127000 | 0 | 0 | 0 | 0 | 0
2022-02-26 06:00 | 0 | 0 | 186065 | 0 | 2846 | 0 | 15 | 149354.1667 | 14.9354 | 0 | 149354.1667 | 413920.5007 | 254 | 127000 | 2768.1418 | 2669.6697 | 22354.1667 | 154038.6259 | 149354.1667 | 0 | 4684.4592 | 4684.4592 | 0 | 127000 | 0 | 0 | 0 | 0 | 0
2022-02-26 07:00 | 0.08582 | 0.33002 | 186065 | 15489.0554 | 2846 | 157040.413 | 15 | 133865.1113 | 13.3865 | 23175.3017 | 0 | 264566.3341 | 254 | 127000 | 2768.1418 | 2669.6697 | 22354.1667 | 154038.6259 | 149354.1667 | 0 | 4684.4592 | 4684.4592 | 0 | 127000 | 0 | 0 | 0 | 0 | 0
2022-02-26 08:00 | 0.30562 | 0.70545 | 186065 | 55159.2297 | 2846 | 335689.229 | 15 | 94194.9369 | 9.4195 | 241494.2921 | 0 | 287741.6358 | 254 | 127000 | 2768.1418 | 2669.6697 | 22354.1667 | 154038.6259 | 149354.1667 | 0 | 4684.4592 | 4684.4592 | 32805.0631 | 94194.9369 | 0 | 0 | 0 | 0 | 0
2022-02-26 09:00 | 0.5227 | 0.85529 | 186065 | 94338.4902 | 2846 | 406990.7728 | 15 | 55015.6764 | 5.5016 | 351975.0964 | 0 | 529235.9279 | 254 | 127000 | 2768.1418 | 2669.6697 | 22354.1667 | 154038.6259 | 149354.1667 | 0 | 4684.4592 | 4684.4592 | 94338.4902 | 32661.5098 | 0 | 0 | 0 | 0 | 0
2022-02-26 10:00 | 0.69353 | 0.95154 | 186065 | 125170.4097 | 2846 | 452791.4508 | 15 | 24183.757 | 2.4184 | 428607.6938 | 0 | 881211.0243 | 254 | 127000 | 2768.1418 | 2669.6697 | 22354.1667 | 154038.6259 | 149354.1667 | 0 | 4684.4592 | 4684.4592 | 102816.243 | 24183.757 | 0 | 0 | 0 | 0 | 0
2022-02-26 11:00 | 0.80645 | 0.99242 | 186065 | 145550.5557 | 2846 | 472244.2479 | 15 | 3803.611 | 0.38036 | 468440.6369 | 0 | 1309818.7181 | 254 | 127000 | 2768.1418 | 2669.6697 | 22354.1667 | 154038.6259 | 149354.1667 | 0 | 4684.4592 | 4684.4592 | 127000 | 0 | 0 | 0 | 0 | 0 | 0
2022-02-26 12:00 | 0.83805 | 0.91722 | 186065 | 151253.8201 | 2846 | 436460.2377 | 15 | 0 | 0 | 436460.2377 | 0 | 1778259.3551 | 254 | 127000 | 2768.1418 | 2669.6697 | 22354.1667 | 154038.6259 | 149354.1667 | 0 | 4684.4592 | 4684.4592 | 127000 | 0 | 0 | 0 | 0 | 0 | 0
2022-02-26 13:00 | 0.67328 | 0.75541 | 186065 | 121515.6279 | 2846 | 359462.755 | 15 | 27838.5388 | 2.7839 | 331624.2162 | 0 | 2214719.5927 | 254 | 127000 | 2768.1418 | 2669.6697 | 22354.1667 | 154038.6259 | 149354.1667 | 0 | 4684.4592 | 4684.4592 | 121515.6279 | 5484.3721 | 0 | 0 | 0 | 0 | 0
2022-02-26 14:00 | 0.65078 | 0.6343 | 186065 | 117454.7593 | 2846 | 301832.4162 | 15 | 31899.4074 | 3.1899 | 269933.0088 | 0 | 2546343.8089 | 254 | 127000 | 2768.1418 | 2669.6697 | 22354.1667 | 154038.6259 | 149354.1667 | 0 | 4684.4592 | 4684.4592 | 117454.7593 | 9545.2407 | 0 | 0 | 0 | 0 | 0
2022-02-26 15:00 | 0.42927 | 0.45428 | 186065 | 77475.9589 | 2846 | 216169.6831 | 15 | 71878.2078 | 7.1878 | 144291.4753 | 0 | 2816276.8177 | 254 | 127000 | 2768.1418 | 2669.6697 | 22354.1667 | 154038.6259 | 149354.1667 | 0 | 4684.4592 | 4684.4592 | 55121.7922 | 71878.2078 | 0 | 0 | 0 | 0 | 0
2022-02-26 16:00 | 0.25348 | 0.37792 | 186065 | 45748.8435 | 2846 | 179833.6855 | 15 | 103605.3232 | 10.3605 | 76228.3624 | 0 | 2960568.2931 | 254 | 127000 | 2768.1418 | 2669.6697 | 22354.1667 | 154038.6259 | 149354.1667 | 0 | 4684.4592 | 4684.4592 | 23394.6768 | 103605.3232 | 0 | 0 | 0 | 0 | 0
2022-02-26 17:00 | 0.0903 | 0.18879 | 186065 | 16297.6194 | 2846 | 89835.948 | 15 | 133056.5473 | 13.3057 | 0 | 43220.5992 | 3036796.6554 | 254 | 127000 | 2768.1418 | 2669.6697 | 22354.1667 | 154038.6259 | 149354.1667 | 0 | 4684.4592 | 4684.4592 | 0 | 127000 | 0 | 0 | 0 | 0 | 0
2022-02-26 18:00 | 0 | 0 | 186065 | 0 | 2846 | 0 | 15 | 149354.1667 | 14.9354 | 0 | 149354.1667 | 2993576.0562 | 254 | 127000 | 2768.1418 | 2669.6697 | 22354.1667 | 154038.6259 | 149354.1667 | 0 | 4684.4592 | 4684.4592 | 0 | 127000 | 0 | 0 | 0 | 0 | 0
2022-02-26 19:00 | 0 | 0 | 186065 | 0 | 2846 | 0 | 15 | 149354.1667 | 14.9354 | 0 | 149354.1667 | 2844221.8895 | 254 | 127000 | 2768.1418 | 2669.6697 | 22354.1667 | 154038.6259 | 149354.1667 | 0 | 4684.4592 | 4684.4592 | 0 | 127000 | 0 | 0 | 0 | 0 | 0
2022-02-26 20:00 | 0 | 0 | 186065 | 0 | 2846 | 0 | 15 | 149354.1667 | 14.9354 | 0 | 149354.1667 | 2694867.7229 | 254 | 127000 | 2768.1418 | 2669.6697 | 22354.1667 | 154038.6259 | 149354.1667 | 0 | 4684.4592 | 4684.4592 | 0 | 127000 | 0 | 0 | 0 | 0 | 0
2022-02-26 21:00 | 0 | 0 | 186065 | 0 | 2846 | 0 | 15 | 149354.1667 | 14.9354 | 0 | 149354.1667 | 2545513.5562 | 254 | 127000 | 2768.1418 | 2669.6697 | 22354.1667 | 154038.6259 | 149354.1667 | 0 | 4684.4592 | 4684.4592 | 0 | 127000 | 0 | 0 | 0 | 0 | 0
2022-02-26 22:00 | 0 | 0 | 186065 | 0 | 2846 | 0 | 15 | 149354.1667 | 14.9354 | 0 | 149354.1667 | 2396159.3895 | 254 | 127000 | 2768.1418 | 2669.6697 | 22354.1667 | 154038.6259 | 149354.1667 | 0 | 4684.4592 | 4684.4592 | 0 | 127000 | 0 | 0 | 0 | 0 | 0
2022-02-26 23:00 | 0 | 0 | 186065 | 0 | 2846 | 0 | 15 | 149354.1667 | 14.9354 | 0 | 149354.1667 | 2246805.2229 | 254 | 127000 | 2768.1418 | 2669.6697 | 22354.1667 | 154038.6259 | 149354.1667 | 0 | 4684.4592 | 4684.4592 | 0 | 127000 | 0 | 0 | 0 | 0 | 0
2022-02-27 | 0 | 0 | 186065 | 0 | 2846 | 0 | 15 | 149516.6667 | 14.9517 | 0 | 149516.6667 | 2097451.0562 | 254 | 127000 | 2768.1418 | 2669.6697 | 22516.6667 | 154201.1259 | 149516.6667 | 0 | 4684.4592 | 4684.4592 | 0 | 127000 | 0 | 0 | 0 | 0 | 0
2022-02-27 01:00 | 0 | 0 | 186065 | 0 | 2846 | 0 | 15 | 149516.6667 | 14.9517 | 0 | 149516.6667 | 1947934.3895 | 254 | 127000 | 2768.1418 | 2669.6697 | 22516.6667 | 154201.1259 | 149516.6667 | 0 | 4684.4592 | 4684.4592 | 0 | 127000 | 0 | 0 | 0 | 0 | 0
2022-02-27 02:00 | 0 | 0 | 186065 | 0 | 2846 | 0 | 15 | 149516.6667 | 14.9517 | 0 | 149516.6667 | 1798417.7229 | 254 | 127000 | 2768.1418 | 2669.6697 | 22516.6667 | 154201.1259 | 149516.6667 | 0 | 4684.4592 | 4684.4592 | 0 | 127000 | 0 | 0 | 0 | 0 | 0
2022-02-27 03:00 | 0 | 0 | 186065 | 0 | 2846 | 0 | 15 | 149516.6667 | 14.9517 | 0 | 149516.6667 | 1648901.0562 | 254 | 127000 | 2768.1418 | 2669.6697 | 22516.6667 | 154201.1259 | 149516.6667 | 0 | 4684.4592 | 4684.4592 | 0 | 127000 | 0 | 0 | 0 | 0 | 0
2022-02-27 04:00 | 0 | 0 | 186065 | 0 | 2846 | 0 | 15 | 149516.6667 | 14.9517 | 0 | 149516.6667 | 1499384.3895 | 254 | 127000 | 2768.1418 | 2669.6697 | 22516.6667 | 154201.1259 | 149516.6667 | 0 | 4684.4592 | 4684.4592 | 0 | 127000 | 0 | 0 | 0 | 0 | 0
2022-02-27 05:00 | 0 | 0 | 186065 | 0 | 2846 | 0 | 15 | 149516.6667 | 14.9517 | 0 | 149516.6667 | 1349867.7229 | 254 | 127000 | 2768.1418 | 2669.6697 | 22516.6667 | 154201.1259 | 149516.6667 | 0 | 4684.4592 | 4684.4592 | 0 | 127000 | 0 | 0 | 0 | 0 | 0
2022-02-27 06:00 | 0 | 0 | 186065 | 0 | 2846 | 0 | 15 | 149516.6667 | 14.9517 | 0 | 149516.6667 | 1200351.0562 | 254 | 127000 | 2768.1418 | 2669.6697 | 22516.6667 | 154201.1259 | 149516.6667 | 0 | 4684.4592 | 4684.4592 | 0 | 127000 | 0 | 0 | 0 | 0 | 0
2022-02-27 07:00 | 0.08795 | 0.3128 | 186065 | 15873.4842 | 2846 | 148846.2554 | 15 | 133643.1824 | 13.3643 | 15203.0729 | 0 | 1050834.3895 | 254 | 127000 | 2768.1418 | 2669.6697 | 22516.6667 | 154201.1259 | 149516.6667 | 0 | 4684.4592 | 4684.4592 | 15873.4842 | 111126.5158 | 0 | 0 | 0 | 0 | 0
2022-02-27 08:00 | 0.30967 | 0.71084 | 186065 | 55890.1861 | 2846 | 338254.067 | 15 | 93626.4806 | 9.3626 | 244627.5864 | 0 | 1066037.4625 | 254 | 127000 | 2768.1418 | 2669.6697 | 22516.6667 | 154201.1259 | 149516.6667 | 0 | 4684.4592 | 4684.4592 | 55890.1861 | 71109.8139 | 0 | 0 | 0 | 0 | 0
2022-02-27 09:00 | 0.52528 | 0.84903 | 186065 | 94804.1365 | 2846 | 404011.9443 | 15 | 54712.5302 | 5.4713 | 349299.4142 | 0 | 1310665.0489 | 254 | 127000 | 2768.1418 | 2669.6697 | 22516.6667 | 154201.1259 | 149516.6667 | 0 | 4684.4592 | 4684.4592 | 72287.4698 | 54712.5302 | 0 | 0 | 0 | 0 | 0
2022-02-27 10:00 | 0.69808 | 0.92746 | 186065 | 125991.6075 | 2846 | 441332.954 | 15 | 23525.0591 | 2.3525 | 417807.8948 | 0 | 1659964.4631 | 254 | 127000 | 2768.1418 | 2669.6697 | 22516.6667 | 154201.1259 | 149516.6667 | 0 | 4684.4592 | 4684.4592 | 125991.6075 | 1008.3925 | 0 | 0 | 0 | 0 | 0
2022-02-27 11:00 | 0.8123 | 0.98077 | 186065 | 146606.3815 | 2846 | 466700.5814 | 15 | 2910.2852 | 0.29103 | 463790.2963 | 0 | 2077772.3579 | 254 | 127000 | 2768.1418 | 2669.6697 | 22516.6667 | 154201.1259 | 149516.6667 | 0 | 4684.4592 | 4684.4592 | 127000 | 0 | 0 | 0 | 0 | 0 | 0
2022-02-27 12:00 | 0.84242 | 0.91768 | 186065 | 152042.531 | 2846 | 436679.1292 | 15 | 0 | 0 | 436679.1292 | 0 | 2541562.6542 | 254 | 127000 | 2768.1418 | 2669.6697 | 22516.6667 | 154201.1259 | 149516.6667 | 0 | 4684.4592 | 4684.4592 | 127000 | 0 | 0 | 0 | 0 | 0 | 0
2022-02-27 13:00 | 0.81158 | 0.91174 | 186065 | 146476.4337 | 2846 | 433852.5731 | 15 | 3040.2329 | 0.30402 | 430812.3401 | 0 | 2978241.7834 | 254 | 127000 | 2768.1418 | 2669.6697 | 22516.6667 | 154201.1259 | 149516.6667 | 0 | 4684.4592 | 4684.4592 | 127000 | 0 | 0 | 0 | 0 | 0 | 0
2022-02-27 14:00 | 0.70522 | 0.85049 | 186065 | 127280.2565 | 2846 | 404706.6871 | 15 | 22236.4101 | 2.2236 | 382470.2769 | 0 | 3409054.1236 | 254 | 127000 | 2768.1418 | 2669.6697 | 22516.6667 | 154201.1259 | 149516.6667 | 0 | 4684.4592 | 4684.4592 | 104763.5899 | 22236.4101 | 0 | 0 | 0 | 0 | 0
2022-02-27 15:00 | 0.54185 | 0.77565 | 186065 | 97794.7406 | 2846 | 369093.9833 | 15 | 51721.926 | 5.1722 | 317372.0573 | 0 | 3791524.4005 | 254 | 127000 | 2768.1418 | 2669.6697 | 22516.6667 | 154201.1259 | 149516.6667 | 0 | 4684.4592 | 4684.4592 | 75278.074 | 51721.926 | 0 | 0 | 0 | 0 | 0
2022-02-27 16:00 | 0.3332 | 0.63568 | 186065 | 60136.9523 | 2846 | 302489.0908 | 15 | 89379.7144 | 8.938 | 213109.3764 | 0 | 4108896.4577 | 254 | 127000 | 2768.1418 | 2669.6697 | 22516.6667 | 154201.1259 | 149516.6667 | 0 | 4684.4592 | 4684.4592 | 60136.9523 | 66863.0477 | 0 | 0 | 0 | 0 | 0
2022-02-27 17:00 | 0.12003 | 0.31622 | 186065 | 21663.3805 | 2846 | 150473.6665 | 15 | 127853.2862 | 12.7853 | 22620.3803 | 0 | 4322005.8342 | 254 | 127000 | 2768.1418 | 2669.6697 | 22516.6667 | 154201.1259 | 149516.6667 | 0 | 4684.4592 | 4684.4592 | 0 | 127000 | 0 | 0 | 0 | 0 | 0
2022-02-27 18:00 | 0 | 0 | 186065 | 0 | 2846 | 0 | 15 | 149516.6667 | 14.9517 | 0 | 149516.6667 | 4344626.2144 | 254 | 127000 | 2768.1418 | 2669.6697 | 22516.6667 | 154201.1259 | 149516.6667 | 0 | 4684.4592 | 4684.4592 | 0 | 127000 | 0 | 0 | 0 | 0 | 0
2022-02-27 19:00 | 0 | 0 | 186065 | 0 | 2846 | 0 | 15 | 149516.6667 | 14.9517 | 0 | 149516.6667 | 4195109.5478 | 254 | 127000 | 2768.1418 | 2669.6697 | 22516.6667 | 154201.1259 | 149516.6667 | 0 | 4684.4592 | 4684.4592 | 0 | 127000 | 0 | 0 | 0 | 0 | 0
2022-02-27 20:00 | 0 | 0 | 186065 | 0 | 2846 | 0 | 15 | 149516.6667 | 14.9517 | 0 | 149516.6667 | 4045592.8811 | 254 | 127000 | 2768.1418 | 2669.6697 | 22516.6667 | 154201.1259 | 149516.6667 | 0 | 4684.4592 | 4684.4592 | 0 | 127000 | 0 | 0 | 0 | 0 | 0
2022-02-27 21:00 | 0 | 0 | 186065 | 0 | 2846 | 0 | 15 | 149516.6667 | 14.9517 | 0 | 149516.6667 | 3896076.2144 | 254 | 127000 | 2768.1418 | 2669.6697 | 22516.6667 | 154201.1259 | 149516.6667 | 0 | 4684.4592 | 4684.4592 | 0 | 127000 | 0 | 0 | 0 | 0 | 0
2022-02-27 22:00 | 0 | 0 | 186065 | 0 | 2846 | 0 | 15 | 149516.6667 | 14.9517 | 0 | 149516.6667 | 3746559.5478 | 254 | 127000 | 2768.1418 | 2669.6697 | 22516.6667 | 154201.1259 | 149516.6667 | 0 | 4684.4592 | 4684.4592 | 0 | 127000 | 0 | 0 | 0 | 0 | 0
2022-02-27 23:00 | 0 | 0 | 186065 | 0 | 2846 | 0 | 15 | 149516.6667 | 14.9517 | 0 | 149516.6667 | 3597042.8811 | 254 | 127000 | 2768.1418 | 2669.6697 | 22516.6667 | 154201.1259 | 149516.6667 | 0 | 4684.4592 | 4684.4592 | 0 | 127000 | 0 | 0 | 0 | 0 | 0
2022-02-28 | 0 | 0 | 186065 | 0 | 2846 | 0 | 15 | 149741.6667 | 14.9742 | 0 | 149741.6667 | 3447526.2144 | 254 | 127000 | 2768.1418 | 2669.6697 | 22741.6667 | 154426.1259 | 149741.6667 | 0 | 4684.4592 | 4684.4592 | 0 | 127000 | 0 | 0 | 0 | 0 | 0
2022-02-28 01:00 | 0 | 0 | 186065 | 0 | 2846 | 0 | 15 | 149741.6667 | 14.9742 | 0 | 149741.6667 | 3297784.5478 | 254 | 127000 | 2768.1418 | 2669.6697 | 22741.6667 | 154426.1259 | 149741.6667 | 0 | 4684.4592 | 4684.4592 | 0 | 127000 | 0 | 0 | 0 | 0 | 0
2022-02-28 02:00 | 0 | 0 | 186065 | 0 | 2846 | 0 | 15 | 149741.6667 | 14.9742 | 0 | 149741.6667 | 3148042.8811 | 254 | 127000 | 2768.1418 | 2669.6697 | 22741.6667 | 154426.1259 | 149741.6667 | 0 | 4684.4592 | 4684.4592 | 0 | 127000 | 0 | 0 | 0 | 0 | 0
2022-02-28 03:00 | 0 | 0 | 186065 | 0 | 2846 | 0 | 15 | 149741.6667 | 14.9742 | 0 | 149741.6667 | 2998301.2144 | 254 | 127000 | 2768.1418 | 2669.6697 | 22741.6667 | 154426.1259 | 149741.6667 | 0 | 4684.4592 | 4684.4592 | 0 | 127000 | 0 | 0 | 0 | 0 | 0
2022-02-28 04:00 | 0 | 0 | 186065 | 0 | 2846 | 0 | 15 | 149741.6667 | 14.9742 | 0 | 149741.6667 | 2848559.5478 | 254 | 127000 | 2768.1418 | 2669.6697 | 22741.6667 | 154426.1259 | 149741.6667 | 0 | 4684.4592 | 4684.4592 | 0 | 127000 | 0 | 0 | 0 | 0 | 0
2022-02-28 05:00 | 0 | 0 | 186065 | 0 | 2846 | 0 | 15 | 149741.6667 | 14.9742 | 0 | 149741.6667 | 2698817.8811 | 254 | 127000 | 2768.1418 | 2669.6697 | 22741.6667 | 154426.1259 | 149741.6667 | 0 | 4684.4592 | 4684.4592 | 0 | 127000 | 0 | 0 | 0 | 0 | 0
2022-02-28 06:00 | 0 | 0 | 186065 | 0 | 2846 | 0 | 15 | 149741.6667 | 14.9742 | 0 | 149741.6667 | 2549076.2144 | 254 | 127000 | 2768.1418 | 2669.6697 | 22741.6667 | 154426.1259 | 149741.6667 | 0 | 4684.4592 | 4684.4592 | 0 | 127000 | 0 | 0 | 0 | 0 | 0
2022-02-28 07:00 | 0.08878 | 0.25254 | 186065 | 16023.2852 | 2846 | 120171.462 | 15 | 133718.3815 | 13.3718 | 0 | 13546.9194 | 2399334.5478 | 254 | 127000 | 2768.1418 | 2669.6697 | 22741.6667 | 154426.1259 | 149741.6667 | 0 | 4684.4592 | 4684.4592 | 16023.2852 | 110976.7148 | 0 | 0 | 0 | 0 | 0
2022-02-28 08:00 | 0.30962 | 0.62943 | 186065 | 55881.1619 | 2846 | 299515.0208 | 15 | 93860.5047 | 9.3861 | 205654.5161 | 0 | 2385787.6283 | 254 | 127000 | 2768.1418 | 2669.6697 | 22741.6667 | 154426.1259 | 149741.6667 | 0 | 4684.4592 | 4684.4592 | 55881.1619 | 71118.8381 | 0 | 0 | 0 | 0 | 0
2022-02-28 09:00 | 0.52775 | 0.7908 | 186065 | 95249.9296 | 2846 | 376303.129 | 15 | 54491.737 | 5.4492 | 321811.3919 | 0 | 2591442.1444 | 254 | 127000 | 2768.1418 | 2669.6697 | 22741.6667 | 154426.1259 | 149741.6667 | 0 | 4684.4592 | 4684.4592 | 72508.263 | 54491.737 | 0 | 0 | 0 | 0 | 0
2022-02-28 10:00 | 0.70328 | 0.87843 | 186065 | 126930.1194 | 2846 | 418001.9696 | 15 | 22811.5473 | 2.2812 | 395190.4224 | 0 | 2913253.5364 | 254 | 127000 | 2768.1418 | 2669.6697 | 22741.6667 | 154426.1259 | 149741.6667 | 0 | 4684.4592 | 4684.4592 | 126930.1194 | 69.8806 | 0 | 0 | 0 | 0 | 0
2022-02-28 11:00 | 0.81497 | 0.92026 | 186065 | 147088.2713 | 2846 | 437906.8253 | 15 | 2653.3954 | 0.26534 | 435253.4299 | 0 | 3308443.9587 | 254 | 127000 | 2768.1418 | 2669.6697 | 22741.6667 | 154426.1259 | 149741.6667 | 0 | 4684.4592 | 4684.4592 | 127000 | 0 | 0 | 0 | 0 | 0 | 0
2022-02-28 12:00 | 0.84338 | 0.84627 | 186065 | 152215.7947 | 2846 | 402698.595 | 15 | 0 | 0 | 402698.595 | 0 | 3743697.3886 | 254 | 127000 | 2768.1418 | 2669.6697 | 22741.6667 | 154426.1259 | 149741.6667 | 0 | 4684.4592 | 4684.4592 | 127000 | 0 | 0 | 0 | 0 | 0 | 0
2022-02-28 13:00 | 0.8133 | 0.82762 | 186065 | 146786.8646 | 2846 | 393823.9701 | 15 | 2954.8021 | 0.29548 | 390869.168 | 0 | 4146395.9836 | 254 | 127000 | 2768.1418 | 2669.6697 | 22741.6667 | 154426.1259 | 149741.6667 | 0 | 4684.4592 | 4684.4592 | 127000 | 0 | 0 | 0 | 0 | 0 | 0
2022-02-28 14:00 | 0.71117 | 0.79255 | 186065 | 128354.1307 | 2846 | 377135.8686 | 15 | 21387.536 | 2.1388 | 355748.3326 | 0 | 4537265.1517 | 254 | 127000 | 2768.1418 | 2669.6697 | 22741.6667 | 154426.1259 | 149741.6667 | 0 | 4684.4592 | 4684.4592 | 127000 | 0 | 0 | 0 | 0 | 0 | 0
2022-02-28 15:00 | 0.54147 | 0.70613 | 186065 | 97726.1571 | 2846 | 336012.8079 | 15 | 52015.5096 | 5.2016 | 283997.2983 | 0 | 4893013.4842 | 254 | 127000 | 2768.1418 | 2669.6697 | 22741.6667 | 154426.1259 | 149741.6667 | 0 | 4684.4592 | 4684.4592 | 74984.4904 | 52015.5096 | 0 | 0 | 0 | 0 | 0
2022-02-28 16:00 | 0.3298 | 0.55313 | 186065 | 59523.3099 | 2846 | 263207.5743 | 15 | 90218.3568 | 9.0218 | 172989.2175 | 0 | 5177010.7825 | 254 | 127000 | 2768.1418 | 2669.6697 | 22741.6667 | 154426.1259 | 149741.6667 | 0 | 4684.4592 | 4684.4592 | 36781.6432 | 90218.3568 | 0 | 0 | 0 | 0 | 0
2022-02-28 17:00 | 0.1183 | 0.21306 | 186065 | 21351.1448 | 2846 | 101384.8567 | 15 | 128390.5219 | 12.8391 | 0 | 27005.6652 | 5350000 | 254 | 127000 | 2768.1418 | 2669.6697 | 22741.6667 | 154426.1259 | 149741.6667 | 0 | 4684.4592 | 4684.4592 | 0 | 127000 | 0 | 0 | 0 | 0 | 0
2022-02-28 18:00 | 0 | 0 | 186065 | 0 | 2846 | 0 | 15 | 149741.6667 | 14.9742 | 0 | 149741.6667 | 5322994.3348 | 254 | 127000 | 2768.1418 | 2669.6697 | 22741.6667 | 154426.1259 | 149741.6667 | 0 | 4684.4592 | 4684.4592 | 0 | 127000 | 0 | 0 | 0 | 0 | 0
2022-02-28 19:00 | 0 | 0 | 186065 | 0 | 2846 | 0 | 15 | 149741.6667 | 14.9742 | 0 | 149741.6667 | 5173252.6682 | 254 | 127000 | 2768.1418 | 2669.6697 | 22741.6667 | 154426.1259 | 149741.6667 | 0 | 4684.4592 | 4684.4592 | 0 | 127000 | 0 | 0 | 0 | 0 | 0
2022-02-28 20:00 | 0 | 0 | 186065 | 0 | 2846 | 0 | 15 | 149741.6667 | 14.9742 | 0 | 149741.6667 | 5023511.0015 | 254 | 127000 | 2768.1418 | 2669.6697 | 22741.6667 | 154426.1259 | 149741.6667 | 0 | 4684.4592 | 4684.4592 | 0 | 127000 | 0 | 0 | 0 | 0 | 0
2022-02-28 21:00 | 0 | 0 | 186065 | 0 | 2846 | 0 | 15 | 149741.6667 | 14.9742 | 0 | 149741.6667 | 4873769.3348 | 254 | 127000 | 2768.1418 | 2669.6697 | 22741.6667 | 154426.1259 | 149741.6667 | 0 | 4684.4592 | 4684.4592 | 0 | 127000 | 0 | 0 | 0 | 0 | 0
2022-02-28 22:00 | 0 | 0 | 186065 | 0 | 2846 | 0 | 15 | 149741.6667 | 14.9742 | 0 | 149741.6667 | 4724027.6682 | 254 | 127000 | 2768.1418 | 2669.6697 | 22741.6667 | 154426.1259 | 149741.6667 | 0 | 4684.4592 | 4684.4592 | 0 | 127000 | 0 | 0 | 0 | 0 | 0
2022-02-28 23:00 | 0 | 0 | 186065 | 0 | 2846 | 0 | 15 | 149741.6667 | 14.9742 | 0 | 149741.6667 | 4574286.0015 | 254 | 127000 | 2768.1418 | 2669.6697 | 22741.6667 | 154426.1259 | 149741.6667 | 0 | 4684.4592 | 4684.4592 | 0 | 127000 | 0 | 0 | 0 | 0 | 0
2022-03-01 | 0 | 0 | 186065 | 0 | 2846 | 0 | 15 | 147612.4666 | 14.7612 | 0 | 147612.4666 | 4424544.3348 | 254 | 124824.9666 | 2623.9482 | 2623.9482 | 22787.5 | 147612.4666 | 147612.4666 | 0 | 0 | 0 | 0 | 124824.9666 | 0 | 0 | 0 | 0 | 0
2022-03-01 01:00 | 0 | 0 | 186065 | 0 | 2846 | 0 | 15 | 147612.4666 | 14.7612 | 0 | 147612.4666 | 4276931.8683 | 254 | 124824.9666 | 2623.9482 | 2623.9482 | 22787.5 | 147612.4666 | 147612.4666 | 0 | 0 | 0 | 0 | 124824.9666 | 0 | 0 | 0 | 0 | 0
2022-03-01 02:00 | 0 | 0 | 186065 | 0 | 2846 | 0 | 15 | 147612.4666 | 14.7612 | 0 | 147612.4666 | 4129319.4017 | 254 | 124824.9666 | 2623.9482 | 2623.9482 | 22787.5 | 147612.4666 | 147612.4666 | 0 | 0 | 0 | 0 | 124824.9666 | 0 | 0 | 0 | 0 | 0
2022-03-01 03:00 | 0 | 0 | 186065 | 0 | 2846 | 0 | 15 | 147612.4666 | 14.7612 | 0 | 147612.4666 | 3981706.9351 | 254 | 124824.9666 | 2623.9482 | 2623.9482 | 22787.5 | 147612.4666 | 147612.4666 | 0 | 0 | 0 | 0 | 124824.9666 | 0 | 0 | 0 | 0 | 0
2022-03-01 04:00 | 0 | 0 | 186065 | 0 | 2846 | 0 | 15 | 147612.4666 | 14.7612 | 0 | 147612.4666 | 3834094.4686 | 254 | 124824.9666 | 2623.9482 | 2623.9482 | 22787.5 | 147612.4666 | 147612.4666 | 0 | 0 | 0 | 0 | 124824.9666 | 0 | 0 | 0 | 0 | 0
2022-03-01 05:00 | 0 | 0 | 186065 | 0 | 2846 | 0 | 15 | 147612.4666 | 14.7612 | 0 | 147612.4666 | 3686482.002 | 254 | 124824.9666 | 2623.9482 | 2623.9482 | 22787.5 | 147612.4666 | 147612.4666 | 0 | 0 | 0 | 0 | 124824.9666 | 0 | 0 | 0 | 0 | 0
2022-03-01 06:00 | 0 | 0 | 186065 | 0 | 2846 | 0 | 15 | 147612.4666 | 14.7612 | 0 | 147612.4666 | 3538869.5355 | 254 | 124824.9666 | 2623.9482 | 2623.9482 | 22787.5 | 147612.4666 | 147612.4666 | 0 | 0 | 0 | 0 | 124824.9666 | 0 | 0 | 0 | 0 | 0
2022-03-01 07:00 | 0.07638 | 0.06316 | 186065 | 13785.2954 | 2846 | 30054.7618 | 15 | 133827.1712 | 13.3827 | 0 | 103772.4094 | 3391257.0689 | 254 | 124824.9666 | 2623.9482 | 2623.9482 | 22787.5 | 147612.4666 | 147612.4666 | 0 | 0 | 0 | 0 | 124824.9666 | 0 | 0 | 0 | 0 | 0
2022-03-01 08:00 | 0.27325 | 0.31309 | 186065 | 49316.9934 | 2846 | 148984.2522 | 15 | 98295.4731 | 9.8295 | 50688.7791 | 0 | 3287484.6595 | 254 | 124824.9666 | 2623.9482 | 2623.9482 | 22787.5 | 147612.4666 | 147612.4666 | 0 | 0 | 0 | 26529.4934 | 98295.4731 | 0 | 0 | 0 | 0 | 0
2022-03-01 09:00 | 0.49198 | 0.54841 | 186065 | 88794.0509 | 2846 | 260961.5566 | 15 | 58818.4156 | 5.8818 | 202143.141 | 0 | 3338173.4386 | 254 | 124824.9666 | 2623.9482 | 2623.9482 | 22787.5 | 147612.4666 | 147612.4666 | 0 | 0 | 0 | 88794.0509 | 36030.9156 | 0 | 0 | 0 | 0 | 0
2022-03-01 10:00 | 0.67435 | 0.70175 | 186065 | 121708.7448 | 2846 | 333928.5796 | 15 | 25903.7218 | 2.5904 | 308024.8578 | 0 | 3540316.5795 | 254 | 124824.9666 | 2623.9482 | 2623.9482 | 22787.5 | 147612.4666 | 147612.4666 | 0 | 0 | 0 | 98921.2448 | 25903.7218 | 0 | 0 | 0 | 0 | 0
2022-03-01 11:00 | 0.795 | 0.77032 | 186065 | 143484.0248 | 2846 | 366557.6964 | 15 | 4128.4418 | 0.41284 | 362429.2546 | 0 | 3848341.4374 | 254 | 124824.9666 | 2623.9482 | 2623.9482 | 22787.5 | 147612.4666 | 147612.4666 | 0 | 0 | 0 | 120696.5248 | 4128.4418 | 0 | 0 | 0 | 0 | 0
2022-03-01 12:00 | 0.80172 | 0.68062 | 186065 | 144696.8708 | 2846 | 323873.8437 | 15 | 2915.5957 | 0.29156 | 320958.248 | 0 | 4210770.6919 | 254 | 124824.9666 | 2623.9482 | 2623.9482 | 22787.5 | 147612.4666 | 147612.4666 | 0 | 0 | 0 | 124824.9666 | 0 | 0 | 0 | 0 | 0 | 0
2022-03-01 13:00 | 0.70047 | 0.36791 | 186065 | 126422.962 | 2846 | 175070.415 | 15 | 21189.5045 | 2.119 | 153880.9105 | 0 | 4531728.94 | 254 | 124824.9666 | 2623.9482 | 2623.9482 | 22787.5 | 147612.4666 | 147612.4666 | 0 | 0 | 0 | 124824.9666 | 0 | 0 | 0 | 0 | 0 | 0
2022-03-01 14:00 | 0.67422 | 0.64296 | 186065 | 121685.282 | 2846 | 305953.2876 | 15 | 25927.1846 | 2.5927 | 280026.103 | 0 | 4685609.8504 | 254 | 124824.9666 | 2623.9482 | 2623.9482 | 22787.5 | 147612.4666 | 147612.4666 | 0 | 0 | 0 | 121685.282 | 3139.6846 | 0 | 0 | 0 | 0 | 0
2022-03-01 15:00 | 0.45262 | 0.36256 | 186065 | 81690.2381 | 2846 | 172524.6111 | 15 | 65922.2285 | 6.5922 | 106602.3826 | 0 | 4965635.9534 | 254 | 124824.9666 | 2623.9482 | 2623.9482 | 22787.5 | 147612.4666 | 147612.4666 | 0 | 0 | 0 | 58902.7381 | 65922.2285 | 0 | 0 | 0 | 0 | 0
2022-03-01 16:00 | 0.26648 | 0.17968 | 186065 | 48095.1232 | 2846 | 85500.9436 | 15 | 99517.3434 | 9.9517 | 0 | 14016.3998 | 5072238.336 | 254 | 124824.9666 | 2623.9482 | 2623.9482 | 22787.5 | 147612.4666 | 147612.4666 | 0 | 0 | 0 | 48095.1232 | 76729.8434 | 0 | 0 | 0 | 0 | 0
2022-03-01 17:00 | 0.10307 | 0.04135 | 186065 | 18602.388 | 2846 | 19676.4471 | 15 | 129010.0786 | 12.901 | 0 | 109333.6315 | 5058221.9362 | 254 | 124824.9666 | 2623.9482 | 2623.9482 | 22787.5 | 147612.4666 | 147612.4666 | 0 | 0 | 0 | 18602.388 | 106222.5786 | 0 | 0 | 0 | 0 | 0
2022-03-01 18:00 | 0 | 0 | 186065 | 0 | 2846 | 0 | 15 | 147612.4666 | 14.7612 | 0 | 147612.4666 | 4948888.3047 | 254 | 124824.9666 | 2623.9482 | 2623.9482 | 22787.5 | 147612.4666 | 147612.4666 | 0 | 0 | 0 | 0 | 124824.9666 | 0 | 0 | 0 | 0 | 0
2022-03-01 19:00 | 0 | 0 | 186065 | 0 | 2846 | 0 | 15 | 147612.4666 | 14.7612 | 0 | 147612.4666 | 4801275.8382 | 254 | 124824.9666 | 2623.9482 | 2623.9482 | 22787.5 | 147612.4666 | 147612.4666 | 0 | 0 | 0 | 0 | 124824.9666 | 0 | 0 | 0 | 0 | 0
2022-03-01 20:00 | 0 | 0 | 186065 | 0 | 2846 | 0 | 15 | 147612.4666 | 14.7612 | 0 | 147612.4666 | 4653663.3716 | 254 | 124824.9666 | 2623.9482 | 2623.9482 | 22787.5 | 147612.4666 | 147612.4666 | 0 | 0 | 0 | 0 | 124824.9666 | 0 | 0 | 0 | 0 | 0
2022-03-01 21:00 | 0 | 0 | 186065 | 0 | 2846 | 0 | 15 | 147612.4666 | 14.7612 | 0 | 147612.4666 | 4506050.9051 | 254 | 124824.9666 | 2623.9482 | 2623.9482 | 22787.5 | 147612.4666 | 147612.4666 | 0 | 0 | 0 | 0 | 124824.9666 | 0 | 0 | 0 | 0 | 0
2022-03-01 22:00 | 0 | 0 | 186065 | 0 | 2846 | 0 | 15 | 147612.4666 | 14.7612 | 0 | 147612.4666 | 4358438.4385 | 254 | 124824.9666 | 2623.9482 | 2623.9482 | 22787.5 | 147612.4666 | 147612.4666 | 0 | 0 | 0 | 0 | 124824.9666 | 0 | 0 | 0 | 0 | 0
2022-03-01 23:00 | 0 | 0 | 186065 | 0 | 2846 | 0 | 15 | 147612.4666 | 14.7612 | 0 | 147612.4666 | 4210825.972 | 254 | 124824.9666 | 2623.9482 | 2623.9482 | 22787.5 | 147612.4666 | 147612.4666 | 0 | 0 | 0 | 0 | 124824.9666 | 0 | 0 | 0 | 0 | 0
2022-03-02 | 0 | 0 | 186065 | 0 | 2846 | 0 | 15 | 147208.2999 | 14.7208 | 0 | 147208.2999 | 4063213.5054 | 254 | 124824.9666 | 2623.9482 | 2623.9482 | 22383.3333 | 147208.2999 | 147208.2999 | 0 | 0 | 0 | 0 | 124824.9666 | 0 | 0 | 0 | 0 | 0
2022-03-02 01:00 | 0 | 0 | 186065 | 0 | 2846 | 0 | 15 | 147208.2999 | 14.7208 | 0 | 147208.2999 | 3916005.2055 | 254 | 124824.9666 | 2623.9482 | 2623.9482 | 22383.3333 | 147208.2999 | 147208.2999 | 0 | 0 | 0 | 0 | 124824.9666 | 0 | 0 | 0 | 0 | 0
2022-03-02 02:00 | 0 | 0 | 186065 | 0 | 2846 | 0 | 15 | 147208.2999 | 14.7208 | 0 | 147208.2999 | 3768796.9056 | 254 | 124824.9666 | 2623.9482 | 2623.9482 | 22383.3333 | 147208.2999 | 147208.2999 | 0 | 0 | 0 | 0 | 124824.9666 | 0 | 0 | 0 | 0 | 0
2022-03-02 03:00 | 0 | 0 | 186065 | 0 | 2846 | 0 | 15 | 147208.2999 | 14.7208 | 0 | 147208.2999 | 3621588.6057 | 254 | 124824.9666 | 2623.9482 | 2623.9482 | 22383.3333 | 147208.2999 | 147208.2999 | 0 | 0 | 0 | 0 | 124824.9666 | 0 | 0 | 0 | 0 | 0
2022-03-02 04:00 | 0 | 0 | 186065 | 0 | 2846 | 0 | 15 | 147208.2999 | 14.7208 | 0 | 147208.2999 | 3474380.3058 | 254 | 124824.9666 | 2623.9482 | 2623.9482 | 22383.3333 | 147208.2999 | 147208.2999 | 0 | 0 | 0 | 0 | 124824.9666 | 0 | 0 | 0 | 0 | 0
2022-03-02 05:00 | 0 | 0 | 186065 | 0 | 2846 | 0 | 15 | 147208.2999 | 14.7208 | 0 | 147208.2999 | 3327172.0059 | 254 | 124824.9666 | 2623.9482 | 2623.9482 | 22383.3333 | 147208.2999 | 147208.2999 | 0 | 0 | 0 | 0 | 124824.9666 | 0 | 0 | 0 | 0 | 0
2022-03-02 06:00 | 0 | 0 | 186065 | 0 | 2846 | 0 | 15 | 147208.2999 | 14.7208 | 0 | 147208.2999 | 3179963.706 | 254 | 124824.9666 | 2623.9482 | 2623.9482 | 22383.3333 | 147208.2999 | 147208.2999 | 0 | 0 | 0 | 0 | 124824.9666 | 0 | 0 | 0 | 0 | 0
2022-03-02 07:00 | 0.08275 | 0.10016 | 186065 | 14934.9724 | 2846 | 47661.2562 | 15 | 132273.3275 | 13.2273 | 0 | 84612.0713 | 3032755.4062 | 254 | 124824.9666 | 2623.9482 | 2623.9482 | 22383.3333 | 147208.2999 | 147208.2999 | 0 | 0 | 0 | 0 | 124824.9666 | 0 | 0 | 0 | 0 | 0
2022-03-02 08:00 | 0.27502 | 0.32686 | 186065 | 49636.4484 | 2846 | 155536.7232 | 15 | 97571.8515 | 9.7572 | 57964.8718 | 0 | 2948143.3348 | 254 | 124824.9666 | 2623.9482 | 2623.9482 | 22383.3333 | 147208.2999 | 147208.2999 | 0 | 0 | 0 | 49636.4484 | 75188.5181 | 0 | 0 | 0 | 0 | 0
2022-03-02 09:00 | 0.4711 | 0.4493 | 186065 | 85025.5649 | 2846 | 213799.9442 | 15 | 62182.735 | 6.2183 | 151617.2091 | 0 | 3006108.2066 | 254 | 124824.9666 | 2623.9482 | 2623.9482 | 22383.3333 | 147208.2999 | 147208.2999 | 0 | 0 | 0 | 85025.5649 | 39799.4017 | 0 | 0 | 0 | 0 | 0
2022-03-02 10:00 | 0.63492 | 0.39284 | 186065 | 114592.2981 | 2846 | 186933.3854 | 15 | 32616.0018 | 3.2616 | 154317.3836 | 0 | 3157725.4157 | 254 | 124824.9666 | 2623.9482 | 2623.9482 | 22383.3333 | 147208.2999 | 147208.2999 | 0 | 0 | 0 | 92208.9648 | 32616.0018 | 0 | 0 | 0 | 0 | 0
2022-03-02 11:00 | 0.71945 | 0.47129 | 186065 | 129848.5303 | 2846 | 224263.912 | 15 | 17359.7696 | 1.736 | 206904.1425 | 0 | 3312042.7993 | 254 | 124824.9666 | 2623.9482 | 2623.9482 | 22383.3333 | 147208.2999 | 147208.2999 | 0 | 0 | 0 | 124824.9666 | 0 | 0 | 0 | 0 | 0 | 0
2022-03-02 12:00 | 0.72788 | 0.31749 | 186065 | 131370.0024 | 2846 | 151077.9975 | 15 | 15838.2975 | 1.5838 | 135239.7 | 0 | 3518946.9418 | 254 | 124824.9666 | 2623.9482 | 2623.9482 | 22383.3333 | 147208.2999 | 147208.2999 | 0 | 0 | 0 | 124824.9666 | 0 | 0 | 0 | 0 | 0 | 0
2022-03-02 13:00 | 0.6773 | 0.36881 | 186065 | 122241.1698 | 2846 | 175498.6811 | 15 | 24967.1301 | 2.4967 | 150531.5509 | 0 | 3654186.6418 | 254 | 124824.9666 | 2623.9482 | 2623.9482 | 22383.3333 | 147208.2999 | 147208.2999 | 0 | 0 | 0 | 122241.1698 | 2583.7968 | 0 | 0 | 0 | 0 | 0
2022-03-02 14:00 | 0.55178 | 0.1323 | 186065 | 99586.9373 | 2846 | 62955.1138 | 15 | 47621.3626 | 4.7621 | 15333.7512 | 0 | 3804718.1928 | 254 | 124824.9666 | 2623.9482 | 2623.9482 | 22383.3333 | 147208.2999 | 147208.2999 | 0 | 0 | 0 | 99586.9373 | 25238.0292 | 0 | 0 | 0 | 0 | 0
2022-03-02 15:00 | 0.40138 | 0.10394 | 186065 | 72442.2866 | 2846 | 49459.9737 | 15 | 74766.0133 | 7.4766 | 0 | 25306.0396 | 3820051.944 | 254 | 124824.9666 | 2623.9482 | 2623.9482 | 22383.3333 | 147208.2999 | 147208.2999 | 0 | 0 | 0 | 50058.9533 | 74766.0133 | 0 | 0 | 0 | 0 | 0
2022-03-02 16:00 | 0.2251 | 0.02604 | 186065 | 40626.7346 | 2846 | 12391.1652 | 15 | 106581.5653 | 10.6582 | 0 | 94190.4001 | 3794745.9044 | 254 | 124824.9666 | 2623.9482 | 2623.9482 | 22383.3333 | 147208.2999 | 147208.2999 | 0 | 0 | 0 | 18243.4012 | 106581.5653 | 0 | 0 | 0 | 0 | 0
2022-03-02 17:00 | 0.07847 | 0.00327 | 186065 | 14162.5049 | 2846 | 1556.0334 | 15 | 133045.795 | 13.3046 | 0 | 131489.7615 | 3700555.5043 | 254 | 124824.9666 | 2623.9482 | 2623.9482 | 22383.3333 | 147208.2999 | 147208.2999 | 0 | 0 | 0 | 14162.5049 | 110662.4616 | 0 | 0 | 0 | 0 | 0
2022-03-02 18:00 | 0 | 0 | 186065 | 0 | 2846 | 0 | 15 | 147208.2999 | 14.7208 | 0 | 147208.2999 | 3569065.7428 | 254 | 124824.9666 | 2623.9482 | 2623.9482 | 22383.3333 | 147208.2999 | 147208.2999 | 0 | 0 | 0 | 0 | 124824.9666 | 0 | 0 | 0 | 0 | 0
2022-03-02 19:00 | 0 | 0 | 186065 | 0 | 2846 | 0 | 15 | 147208.2999 | 14.7208 | 0 | 147208.2999 | 3421857.4429 | 254 | 124824.9666 | 2623.9482 | 2623.9482 | 22383.3333 | 147208.2999 | 147208.2999 | 0 | 0 | 0 | 0 | 124824.9666 | 0 | 0 | 0 | 0 | 0
2022-03-02 20:00 | 0 | 0 | 186065 | 0 | 2846 | 0 | 15 | 147208.2999 | 14.7208 | 0 | 147208.2999 | 3274649.143 | 254 | 124824.9666 | 2623.9482 | 2623.9482 | 22383.3333 | 147208.2999 | 147208.2999 | 0 | 0 | 0 | 0 | 124824.9666 | 0 | 0 | 0 | 0 | 0
2022-03-02 21:00 | 0 | 0 | 186065 | 0 | 2846 | 0 | 15 | 147208.2999 | 14.7208 | 0 | 147208.2999 | 3127440.8431 | 254 | 124824.9666 | 2623.9482 | 2623.9482 | 22383.3333 | 147208.2999 | 147208.2999 | 0 | 0 | 0 | 0 | 124824.9666 | 0 | 0 | 0 | 0 | 0
2022-03-02 22:00 | 0 | 0 | 186065 | 0 | 2846 | 0 | 15 | 147208.2999 | 14.7208 | 0 | 147208.2999 | 2980232.5432 | 254 | 124824.9666 | 2623.9482 | 2623.9482 | 22383.3333 | 147208.2999 | 147208.2999 | 0 | 0 | 0 | 0 | 124824.9666 | 0 | 0 | 0 | 0 | 0
2022-03-02 23:00 | 0 | 0 | 186065 | 0 | 2846 | 0 | 15 | 147208.2999 | 14.7208 | 0 | 147208.2999 | 2833024.2434 | 254 | 124824.9666 | 2623.9482 | 2623.9482 | 22383.3333 | 147208.2999 | 147208.2999 | 0 | 0 | 0 | 0 | 124824.9666 | 0 | 0 | 0 | 0 | 0
2022-03-03 | 0 | 0 | 186065 | 0 | 2846 | 0 | 15 | 146908.2999 | 14.6908 | 0 | 146908.2999 | 2685815.9435 | 254 | 124824.9666 | 2623.9482 | 2623.9482 | 22083.3333 | 146908.2999 | 146908.2999 | 0 | 0 | 0 | 0 | 124824.9666 | 0 | 0 | 0 | 0 | 0
2022-03-03 01:00 | 0 | 0 | 186065 | 0 | 2846 | 0 | 15 | 146908.2999 | 14.6908 | 0 | 146908.2999 | 2538907.6436 | 254 | 124824.9666 | 2623.9482 | 2623.9482 | 22083.3333 | 146908.2999 | 146908.2999 | 0 | 0 | 0 | 0 | 124824.9666 | 0 | 0 | 0 | 0 | 0
2022-03-03 02:00 | 0 | 0 | 186065 | 0 | 2846 | 0 | 15 | 146908.2999 | 14.6908 | 0 | 146908.2999 | 2391999.3437 | 254 | 124824.9666 | 2623.9482 | 2623.9482 | 22083.3333 | 146908.2999 | 146908.2999 | 0 | 0 | 0 | 0 | 124824.9666 | 0 | 0 | 0 | 0 | 0
2022-03-03 03:00 | 0 | 0 | 186065 | 0 | 2846 | 0 | 15 | 146908.2999 | 14.6908 | 0 | 146908.2999 | 2245091.0438 | 254 | 124824.9666 | 2623.9482 | 2623.9482 | 22083.3333 | 146908.2999 | 146908.2999 | 0 | 0 | 0 | 0 | 124824.9666 | 0 | 0 | 0 | 0 | 0
2022-03-03 04:00 | 0 | 0 | 186065 | 0 | 2846 | 0 | 15 | 146908.2999 | 14.6908 | 0 | 146908.2999 | 2098182.7439 | 254 | 124824.9666 | 2623.9482 | 2623.9482 | 22083.3333 | 146908.2999 | 146908.2999 | 0 | 0 | 0 | 0 | 124824.9666 | 0 | 0 | 0 | 0 | 0
2022-03-03 05:00 | 0 | 0 | 186065 | 0 | 2846 | 0 | 15 | 146908.2999 | 14.6908 | 0 | 146908.2999 | 1951274.444 | 254 | 124824.9666 | 2623.9482 | 2623.9482 | 22083.3333 | 146908.2999 | 146908.2999 | 0 | 0 | 0 | 0 | 124824.9666 | 0 | 0 | 0 | 0 | 0
2022-03-03 06:00 | 0 | 0 | 186065 | 0 | 2846 | 0 | 15 | 146908.2999 | 14.6908 | 0 | 146908.2999 | 1804366.1441 | 254 | 124824.9666 | 2623.9482 | 2623.9482 | 22083.3333 | 146908.2999 | 146908.2999 | 0 | 0 | 0 | 0 | 124824.9666 | 0 | 0 | 0 | 0 | 0
2022-03-03 07:00 | 0.06335 | 0.01539 | 186065 | 11433.6012 | 2846 | 7323.35 | 15 | 135474.6987 | 13.5475 | 0 | 128151.3487 | 1657457.8442 | 254 | 124824.9666 | 2623.9482 | 2623.9482 | 22083.3333 | 146908.2999 | 146908.2999 | 0 | 0 | 0 | 11433.6012 | 113391.3653 | 0 | 0 | 0 | 0 | 0
2022-03-03 08:00 | 0.19877 | 0.043 | 186065 | 35874.6158 | 2846 | 20461.6016 | 15 | 111033.684 | 11.1034 | 0 | 90572.0824 | 1529306.4955 | 254 | 124824.9666 | 2623.9482 | 2623.9482 | 22083.3333 | 146908.2999 | 146908.2999 | 0 | 0 | 0 | 35874.6158 | 88950.3507 | 0 | 0 | 0 | 0 | 0
2022-03-03 09:00 | 0.32688 | 0.06646 | 186065 | 58996.2994 | 2846 | 31625.0708 | 15 | 87912.0005 | 8.7912 | 0 | 56286.9298 | 1438734.4131 | 254 | 124824.9666 | 2623.9482 | 2623.9482 | 22083.3333 | 146908.2999 | 146908.2999 | 0 | 0 | 0 | 58996.2994 | 65828.6672 | 0 | 0 | 0 | 0 | 0
2022-03-03 10:00 | 0.48635 | 0.11982 | 186065 | 87777.9314 | 2846 | 57016.4908 | 15 | 59130.3685 | 5.913 | 0 | 2113.8777 | 1382447.4833 | 254 | 124824.9666 | 2623.9482 | 2623.9482 | 22083.3333 | 146908.2999 | 146908.2999 | 0 | 0 | 0 | 65694.598 | 59130.3685 | 0 | 0 | 0 | 0 | 0
2022-03-03 11:00 | 0.51015 | 0.01567 | 186065 | 92073.428 | 2846 | 7456.5883 | 15 | 54834.8719 | 5.4835 | 0 | 47378.2836 | 1380333.6056 | 254 | 124824.9666 | 2623.9482 | 2623.9482 | 22083.3333 | 146908.2999 | 146908.2999 | 0 | 0 | 0 | 69990.0946 | 54834.8719 | 0 | 0 | 0 | 0 | 0
2022-03-03 12:00 | 0.50108 | 0.02797 | 186065 | 90436.4467 | 2846 | 13309.5581 | 15 | 56471.8532 | 5.6472 | 0 | 43162.2951 | 1332955.3219 | 254 | 124824.9666 | 2623.9482 | 2623.9482 | 22083.3333 | 146908.2999 | 146908.2999 | 0 | 0 | 0 | 90436.4467 | 34388.5199 | 0 | 0 | 0 | 0 | 0
2022-03-03 13:00 | 0.49095 | 0.01652 | 186065 | 88608.1534 | 2846 | 7861.0618 | 15 | 58300.1465 | 5.83 | 0 | 50439.0847 | 1289793.0268 | 254 | 124824.9666 | 2623.9482 | 2623.9482 | 22083.3333 | 146908.2999 | 146908.2999 | 0 | 0 | 0 | 66524.8201 | 58300.1465 | 0 | 0 | 0 | 0 | 0
2022-03-03 14:00 | 0.42512 | 0.03759 | 186065 | 76726.9542 | 2846 | 17887.2466 | 15 | 70181.3457 | 7.0181 | 0 | 52294.0991 | 1239353.9421 | 254 | 124824.9666 | 2623.9482 | 2623.9482 | 22083.3333 | 146908.2999 | 146908.2999 | 0 | 0 | 0 | 76726.9542 | 48098.0123 | 0 | 0 | 0 | 0 | 0
2022-03-03 15:00 | 0.32645 | 0.01839 | 186065 | 58918.6917 | 2846 | 8750.9036 | 15 | 87989.6082 | 8.799 | 0 | 79238.7047 | 1187059.8431 | 254 | 124824.9666 | 2623.9482 | 2623.9482 | 22083.3333 | 146908.2999 | 146908.2999 | 0 | 0 | 0 | 36835.3583 | 87989.6082 | 0 | 0 | 0 | 0 | 0
2022-03-03 16:00 | 0.19862 | 0.01105 | 186065 | 35847.5434 | 2846 | 5258.1558 | 15 | 111060.7565 | 11.1061 | 0 | 105802.6007 | 1107821.1384 | 254 | 124824.9666 | 2623.9482 | 2623.9482 | 22083.3333 | 146908.2999 | 146908.2999 | 0 | 0 | 0 | 13764.2101 | 111060.7565 | 0 | 0 | 0 | 0 | 0
2022-03-03 17:00 | 0.07612 | 0.00232 | 186065 | 13738.3698 | 2846 | 1103.9748 | 15 | 133169.9301 | 13.317 | 0 | 132065.9553 | 1002018.5377 | 254 | 124824.9666 | 2623.9482 | 2623.9482 | 22083.3333 | 146908.2999 | 146908.2999 | 0 | 0 | 0 | 0 | 124824.9666 | 0 | 0 | 0 | 0 | 0
2022-03-03 18:00 | 0 | 0 | 186065 | 0 | 2846 | 0 | 15 | 146908.2999 | 14.6908 | 0 | 146908.2999 | 869952.5823 | 254 | 124824.9666 | 2623.9482 | 2623.9482 | 22083.3333 | 146908.2999 | 146908.2999 | 0 | 0 | 0 | 0 | 124824.9666 | 0 | 0 | 0 | 0 | 0
2022-03-03 19:00 | 0 | 0 | 186065 | 0 | 2846 | 0 | 15 | 146908.2999 | 14.6908 | 0 | 146908.2999 | 723044.2825 | 254 | 124824.9666 | 2623.9482 | 2623.9482 | 22083.3333 | 146908.2999 | 146908.2999 | 0 | 0 | 0 | 0 | 124824.9666 | 0 | 0 | 0 | 0 | 0
2022-03-03 20:00 | 0 | 0 | 186065 | 0 | 2846 | 0 | 15 | 146908.2999 | 14.6908 | 0 | 146908.2999 | 576135.9826 | 254 | 124824.9666 | 2623.9482 | 2623.9482 | 22083.3333 | 146908.2999 | 146908.2999 | 0 | 0 | 0 | 0 | 124824.9666 | 0 | 0 | 0 | 0 | 0
2022-03-03 21:00 | 0 | 0 | 186065 | 0 | 2846 | 0 | 15 | 146908.2999 | 14.6908 | 0 | 146908.2999 | 429227.6827 | 254 | 124824.9666 | 2623.9482 | 2623.9482 | 22083.3333 | 146908.2999 | 146908.2999 | 0 | 0 | 0 | 0 | 124824.9666 | 0 | 0 | 0 | 0 | 0
2022-03-03 22:00 | 0 | 0 | 186065 | 0 | 2846 | 0 | 15 | 107081.8828 | 10.7082 | 0 | 107081.8828 | 282319.3828 | 254 | 84998.5494 | 2623.9482 | 1786.7563 | 22083.3333 | 146908.2999 | 107081.8828 | 0 | 39826.4171 | 39826.4171 | 0 | 84998.5494 | 0 | 0 | 0 | 0 | 0
2022-03-03 23:00 | 0 | 0 | 186065 | 0 | 2846 | 0 | 15 | 22083.3333 | 2.2083 | 0 | 22083.3333 | 175237.5 | 254 | 0 | 2623.9482 | 0 | 22083.3333 | 146908.2999 | 22083.3333 | 0 | 124824.9666 | 124824.9666 | 0 | 0 | 0 | 0 | 0 | 0 | 0
2022-03-04 | 0 | 0 | 186065 | 0 | 2846 | 0 | 15 | 21879.1667 | 2.1879 | 0 | 21879.1667 | 153154.1667 | 254 | 0 | 2623.9482 | 0 | 21879.1667 | 146704.1332 | 21879.1667 | 0 | 124824.9666 | 124824.9666 | 0 | 0 | 0 | 0 | 0 | 0 | 0
2022-03-04 01:00 | 0 | 0 | 186065 | 0 | 2846 | 0 | 15 | 21879.1667 | 2.1879 | 0 | 21879.1667 | 131275 | 254 | 0 | 2623.9482 | 0 | 21879.1667 | 146704.1332 | 21879.1667 | 0 | 124824.9666 | 124824.9666 | 0 | 0 | 0 | 0 | 0 | 0 | 0
2022-03-04 02:00 | 0 | 0 | 186065 | 0 | 2846 | 0 | 15 | 21879.1667 | 2.1879 | 0 | 21879.1667 | 109395.8333 | 254 | 0 | 2623.9482 | 0 | 21879.1667 | 146704.1332 | 21879.1667 | 0 | 124824.9666 | 124824.9666 | 0 | 0 | 0 | 0 | 0 | 0 | 0
2022-03-04 03:00 | 0 | 0 | 186065 | 0 | 2846 | 0 | 15 | 21879.1667 | 2.1879 | 0 | 21879.1667 | 87516.6667 | 254 | 0 | 2623.9482 | 0 | 21879.1667 | 146704.1332 | 21879.1667 | 0 | 124824.9666 | 124824.9666 | 0 | 0 | 0 | 0 | 0 | 0 | 0
2022-03-04 04:00 | 0 | 0 | 186065 | 0 | 2846 | 0 | 15 | 21879.1667 | 2.1879 | 0 | 21879.1667 | 65637.5 | 254 | 0 | 2623.9482 | 0 | 21879.1667 | 146704.1332 | 21879.1667 | 0 | 124824.9666 | 124824.9666 | 0 | 0 | 0 | 0 | 0 | 0 | 0
2022-03-04 05:00 | 0 | 0 | 186065 | 0 | 2846 | 0 | 15 | 21879.1667 | 2.1879 | 0 | 21879.1667 | 43758.3333 | 254 | 0 | 2623.9482 | 0 | 21879.1667 | 146704.1332 | 21879.1667 | 0 | 124824.9666 | 124824.9666 | 0 | 0 | 0 | 0 | 0 | 0 | 0
2022-03-04 06:00 | 0 | 0 | 186065 | 0 | 2846 | 0 | 15 | 21879.1667 | 2.1879 | 0 | 21879.1667 | 21879.1667 | 254 | 0 | 2623.9482 | 0 | 21879.1667 | 146704.1332 | 21879.1667 | 0 | 124824.9666 | 124824.9666 | 0 | 0 | 0 | 0 | 0 | 0 | 0
2022-03-04 07:00 | 0.12243 | 0.4909 | 186065 | 22096.5398 | 2846 | 233595.3541 | 15 | 124607.5934 | 12.4608 | 108987.7607 | 0 | 0 | 254 | 124824.9666 | 2623.9482 | 2623.9482 | 21879.1667 | 146704.1332 | 146704.1332 | 0 | 0 | 0 | 22096.5398 | 102728.4267 | 0 | 0 | 0 | 0 | 0
2022-03-04 08:00 | 0.34908 | 0.77692 | 186065 | 63003.0231 | 2846 | 369698.3143 | 15 | 83701.1101 | 8.3701 | 285997.2042 | 0 | 108987.7607 | 254 | 124824.9666 | 2623.9482 | 2623.9482 | 21879.1667 | 146704.1332 | 146704.1332 | 0 | 0 | 0 | 41123.8564 | 83701.1101 | 0 | 0 | 0 | 0 | 0
2022-03-04 09:00 | 0.5687 | 0.90681 | 186065 | 102640.7105 | 2846 | 431506.6267 | 15 | 44063.4227 | 4.4063 | 387443.204 | 0 | 394984.9648 | 254 | 124824.9666 | 2623.9482 | 2623.9482 | 21879.1667 | 146704.1332 | 146704.1332 | 0 | 0 | 0 | 102640.7105 | 22184.256 | 0 | 0 | 0 | 0 | 0
2022-03-04 10:00 | 0.7438 | 0.9762 | 186065 | 134243.2926 | 2846 | 464525.9414 | 15 | 12460.8406 | 1.2461 | 452065.1008 | 0 | 782428.1688 | 254 | 124824.9666 | 2623.9482 | 2623.9482 | 21879.1667 | 146704.1332 | 146704.1332 | 0 | 0 | 0 | 112364.1259 | 12460.8406 | 0 | 0 | 0 | 0 | 0
2022-03-04 11:00 | 0.8566 | 1.0133 | 186065 | 154601.7806 | 2846 | 482203.8135 | 15 | 0 | 0 | 482203.8135 | 0 | 1234493.2696 | 254 | 124824.9666 | 2623.9482 | 2623.9482 | 21879.1667 | 146704.1332 | 146704.1332 | 0 | 0 | 0 | 124824.9666 | 0 | 0 | 0 | 0 | 0 | 0
2022-03-04 12:00 | 0.8858 | 0.93998 | 186065 | 159871.8857 | 2846 | 447290.611 | 15 | 0 | 0 | 447290.611 | 0 | 1716697.0831 | 254 | 124824.9666 | 2623.9482 | 2623.9482 | 21879.1667 | 146704.1332 | 146704.1332 | 0 | 0 | 0 | 124824.9666 | 0 | 0 | 0 | 0 | 0 | 0
2022-03-04 13:00 | 0.85442 | 0.92789 | 186065 | 154208.3276 | 2846 | 441537.57 | 15 | 0 | 0 | 441537.57 | 0 | 2163987.6941 | 254 | 124824.9666 | 2623.9482 | 2623.9482 | 21879.1667 | 146704.1332 | 146704.1332 | 0 | 0 | 0 | 124824.9666 | 0 | 0 | 0 | 0 | 0 | 0
2022-03-04 14:00 | 0.74888 | 0.91332 | 186065 | 135160.1465 | 2846 | 434604.418 | 15 | 11543.9867 | 1.1544 | 423060.4312 | 0 | 2605525.2641 | 254 | 124824.9666 | 2623.9482 | 2623.9482 | 21879.1667 | 146704.1332 | 146704.1332 | 0 | 0 | 0 | 113280.9798 | 11543.9867 | 0 | 0 | 0 | 0 | 0
2022-03-04 15:00 | 0.58138 | 0.84145 | 186065 | 104929.2356 | 2846 | 400404.9922 | 15 | 41774.8976 | 4.1775 | 358630.0946 | 0 | 3028585.6953 | 254 | 124824.9666 | 2623.9482 | 2623.9482 | 21879.1667 | 146704.1332 | 146704.1332 | 0 | 0 | 0 | 104929.2356 | 19895.7309 | 0 | 0 | 0 | 0 | 0
2022-03-04 16:00 | 0.36823 | 0.72117 | 186065 | 66459.2735 | 2846 | 343169.6099 | 15 | 80244.8597 | 8.0245 | 262924.7502 | 0 | 3387215.79 | 254 | 124824.9666 | 2623.9482 | 2623.9482 | 21879.1667 | 146704.1332 | 146704.1332 | 0 | 0 | 0 | 66459.2735 | 58365.6931 | 0 | 0 | 0 | 0 | 0
2022-03-04 17:00 | 0.1376 | 0.43064 | 186065 | 24834.4677 | 2846 | 204920.5608 | 15 | 121869.6655 | 12.187 | 83050.8952 | 0 | 3650140.5401 | 254 | 124824.9666 | 2623.9482 | 2623.9482 | 21879.1667 | 146704.1332 | 146704.1332 | 0 | 0 | 0 | 2955.301 | 121869.6655 | 0 | 0 | 0 | 0 | 0
2022-03-04 18:00 | 0.00425 | 0.00961 | 186065 | 767.053 | 2846 | 4572.93 | 15 | 145937.0803 | 14.5937 | 0 | 141364.1502 | 3733191.4354 | 254 | 124824.9666 | 2623.9482 | 2623.9482 | 21879.1667 | 146704.1332 | 146704.1332 | 0 | 0 | 0 | 767.053 | 124057.9136 | 0 | 0 | 0 | 0 | 0
2022-03-04 19:00 | 0 | 0 | 186065 | 0 | 2846 | 0 | 15 | 146704.1332 | 14.6704 | 0 | 146704.1332 | 3591827.2851 | 254 | 124824.9666 | 2623.9482 | 2623.9482 | 21879.1667 | 146704.1332 | 146704.1332 | 0 | 0 | 0 | 0 | 124824.9666 | 0 | 0 | 0 | 0 | 0
2022-03-04 20:00 | 0 | 0 | 186065 | 0 | 2846 | 0 | 15 | 146704.1332 | 14.6704 | 0 | 146704.1332 | 3445123.1519 | 254 | 124824.9666 | 2623.9482 | 2623.9482 | 21879.1667 | 146704.1332 | 146704.1332 | 0 | 0 | 0 | 0 | 124824.9666 | 0 | 0 | 0 | 0 | 0
2022-03-04 21:00 | 0 | 0 | 186065 | 0 | 2846 | 0 | 15 | 146704.1332 | 14.6704 | 0 | 146704.1332 | 3298419.0187 | 254 | 124824.9666 | 2623.9482 | 2623.9482 | 21879.1667 | 146704.1332 | 146704.1332 | 0 | 0 | 0 | 0 | 124824.9666 | 0 | 0 | 0 | 0 | 0
2022-03-04 22:00 | 0 | 0 | 186065 | 0 | 2846 | 0 | 15 | 146704.1332 | 14.6704 | 0 | 146704.1332 | 3151714.8855 | 254 | 124824.9666 | 2623.9482 | 2623.9482 | 21879.1667 | 146704.1332 | 146704.1332 | 0 | 0 | 0 | 0 | 124824.9666 | 0 | 0 | 0 | 0 | 0
2022-03-04 23:00 | 0 | 0 | 186065 | 0 | 2846 | 0 | 15 | 146704.1332 | 14.6704 | 0 | 146704.1332 | 3005010.7522 | 254 | 124824.9666 | 2623.9482 | 2623.9482 | 21879.1667 | 146704.1332 | 146704.1332 | 0 | 0 | 0 | 0 | 124824.9666 | 0 | 0 | 0 | 0 | 0
2022-03-05 | 0 | 0 | 186065 | 0 | 2846 | 0 | 15 | 147029.1332 | 14.7029 | 0 | 147029.1332 | 2858306.619 | 254 | 124824.9666 | 2623.9482 | 2623.9482 | 22204.1667 | 147029.1332 | 147029.1332 | 0 | 0 | 0 | 0 | 124824.9666 | 0 | 0 | 0 | 0 | 0
2022-03-05 01:00 | 0 | 0 | 186065 | 0 | 2846 | 0 | 15 | 147029.1332 | 14.7029 | 0 | 147029.1332 | 2711277.4858 | 254 | 124824.9666 | 2623.9482 | 2623.9482 | 22204.1667 | 147029.1332 | 147029.1332 | 0 | 0 | 0 | 0 | 124824.9666 | 0 | 0 | 0 | 0 | 0
2022-03-05 02:00 | 0 | 0 | 186065 | 0 | 2846 | 0 | 15 | 147029.1332 | 14.7029 | 0 | 147029.1332 | 2564248.3526 | 254 | 124824.9666 | 2623.9482 | 2623.9482 | 22204.1667 | 147029.1332 | 147029.1332 | 0 | 0 | 0 | 0 | 124824.9666 | 0 | 0 | 0 | 0 | 0
2022-03-05 03:00 | 0 | 0 | 186065 | 0 | 2846 | 0 | 15 | 147029.1332 | 14.7029 | 0 | 147029.1332 | 2417219.2193 | 254 | 124824.9666 | 2623.9482 | 2623.9482 | 22204.1667 | 147029.1332 | 147029.1332 | 0 | 0 | 0 | 0 | 124824.9666 | 0 | 0 | 0 | 0 | 0
2022-03-05 04:00 | 0 | 0 | 186065 | 0 | 2846 | 0 | 15 | 147029.1332 | 14.7029 | 0 | 147029.1332 | 2270190.0861 | 254 | 124824.9666 | 2623.9482 | 2623.9482 | 22204.1667 | 147029.1332 | 147029.1332 | 0 | 0 | 0 | 0 | 124824.9666 | 0 | 0 | 0 | 0 | 0
2022-03-05 05:00 | 0 | 0 | 186065 | 0 | 2846 | 0 | 15 | 147029.1332 | 14.7029 | 0 | 147029.1332 | 2123160.9529 | 254 | 124824.9666 | 2623.9482 | 2623.9482 | 22204.1667 | 147029.1332 | 147029.1332 | 0 | 0 | 0 | 0 | 124824.9666 | 0 | 0 | 0 | 0 | 0
2022-03-05 06:00 | 0 | 0 | 186065 | 0 | 2846 | 0 | 15 | 147029.1332 | 14.7029 | 0 | 147029.1332 | 1976131.8197 | 254 | 124824.9666 | 2623.9482 | 2623.9482 | 22204.1667 | 147029.1332 | 147029.1332 | 0 | 0 | 0 | 0 | 124824.9666 | 0 | 0 | 0 | 0 | 0
2022-03-05 07:00 | 0.09625 | 0.17591 | 186065 | 17371.4936 | 2846 | 83706.9846 | 15 | 129657.6397 | 12.9658 | 0 | 45950.6551 | 1829102.6864 | 254 | 124824.9666 | 2623.9482 | 2623.9482 | 22204.1667 | 147029.1332 | 147029.1332 | 0 | 0 | 0 | 17371.4936 | 107453.473 | 0 | 0 | 0 | 0 | 0
2022-03-05 08:00 | 0.30067 | 0.46295 | 186065 | 54265.8386 | 2846 | 220295.313 | 15 | 92763.2946 | 9.2763 | 127532.0185 | 0 | 1783152.0314 | 254 | 124824.9666 | 2623.9482 | 2623.9482 | 22204.1667 | 147029.1332 | 147029.1332 | 0 | 0 | 0 | 54265.8386 | 70559.1279 | 0 | 0 | 0 | 0 | 0
2022-03-05 09:00 | 0.521 | 0.70269 | 186065 | 94031.669 | 2846 | 334375.8797 | 15 | 52997.4642 | 5.2997 | 281378.4156 | 0 | 1910684.0498 | 254 | 124824.9666 | 2623.9482 | 2623.9482 | 22204.1667 | 147029.1332 | 147029.1332 | 0 | 0 | 0 | 94031.669 | 30793.2975 | 0 | 0 | 0 | 0 | 0
2022-03-05 10:00 | 0.71778 | 0.84881 | 186065 | 129547.1236 | 2846 | 403907.2571 | 15 | 17482.0096 | 1.7482 | 386425.2475 | 0 | 2192062.4654 | 254 | 124824.9666 | 2623.9482 | 2623.9482 | 22204.1667 | 147029.1332 | 147029.1332 | 0 | 0 | 0 | 107342.957 | 17482.0096 | 0 | 0 | 0 | 0 | 0
2022-03-05 11:00 | 0.82912 | 0.8816 | 186065 | 149642.1064 | 2846 | 419510.4179 | 15 | 0 | 0 | 419510.4179 | 0 | 2578487.7129 | 254 | 124824.9666 | 2623.9482 | 2623.9482 | 22204.1667 | 147029.1332 | 147029.1332 | 0 | 0 | 0 | 124824.9666 | 0 | 0 | 0 | 0 | 0 | 0
2022-03-05 12:00 | 0.8366 | 0.6974 | 186065 | 150992.1196 | 2846 | 331858.6269 | 15 | 0 | 0 | 331858.6269 | 0 | 2997998.1308 | 254 | 124824.9666 | 2623.9482 | 2623.9482 | 22204.1667 | 147029.1332 | 147029.1332 | 0 | 0 | 0 | 124824.9666 | 0 | 0 | 0 | 0 | 0 | 0
2022-03-05 13:00 | 0.80675 | 0.69591 | 186065 | 145604.7006 | 2846 | 331149.6086 | 15 | 1424.4326 | 0.14244 | 329725.176 | 0 | 3329856.7577 | 254 | 124824.9666 | 2623.9482 | 2623.9482 | 22204.1667 | 147029.1332 | 147029.1332 | 0 | 0 | 0 | 123400.5339 | 1424.4326 | 0 | 0 | 0 | 0 | 0
2022-03-05 14:00 | 0.70547 | 0.67913 | 186065 | 127325.3773 | 2846 | 323164.8255 | 15 | 19703.7559 | 1.9704 | 303461.0695 | 0 | 3659581.9336 | 254 | 124824.9666 | 2623.9482 | 2623.9482 | 22204.1667 | 147029.1332 | 147029.1332 | 0 | 0 | 0 | 105121.2106 | 19703.7559 | 0 | 0 | 0 | 0 | 0
2022-03-05 15:00 | 0.54147 | 0.59567 | 186065 | 97726.1571 | 2846 | 283450.2843 | 15 | 49302.9761 | 4.9303 | 234147.3082 | 0 | 3963043.0031 | 254 | 124824.9666 | 2623.9482 | 2623.9482 | 22204.1667 | 147029.1332 | 147029.1332 | 0 | 0 | 0 | 75521.9904 | 49302.9761 | 0 | 0 | 0 | 0 | 0
2022-03-05 16:00 | 0.33327 | 0.47476 | 186065 | 60149.5861 | 2846 | 225915.1157 | 15 | 86879.5472 | 8.688 | 139035.5686 | 0 | 4197190.3113 | 254 | 124824.9666 | 2623.9482 | 2623.9482 | 22204.1667 | 147029.1332 | 147029.1332 | 0 | 0 | 0 | 60149.5861 | 64675.3805 | 0 | 0 | 0 | 0 | 0
2022-03-05 17:00 | 0.12032 | 0.21312 | 186065 | 21715.7206 | 2846 | 101413.4077 | 15 | 125313.4126 | 12.5313 | 0 | 23900.0049 | 4336225.8798 | 254 | 124824.9666 | 2623.9482 | 2623.9482 | 22204.1667 | 147029.1332 | 147029.1332 | 0 | 0 | 0 | 0 | 124824.9666 | 0 | 0 | 0 | 0 | 0
2022-03-05 18:00 | 0.00415 | 0 | 186065 | 749.0047 | 2846 | 0 | 15 | 146280.1286 | 14.628 | 0 | 146280.1286 | 4312325.8749 | 254 | 124824.9666 | 2623.9482 | 2623.9482 | 22204.1667 | 147029.1332 | 147029.1332 | 0 | 0 | 0 | 749.0047 | 124075.9619 | 0 | 0 | 0 | 0 | 0
2022-03-05 19:00 | 0 | 0 | 186065 | 0 | 2846 | 0 | 15 | 147029.1332 | 14.7029 | 0 | 147029.1332 | 4166045.7464 | 254 | 124824.9666 | 2623.9482 | 2623.9482 | 22204.1667 | 147029.1332 | 147029.1332 | 0 | 0 | 0 | 0 | 124824.9666 | 0 | 0 | 0 | 0 | 0
2022-03-05 20:00 | 0 | 0 | 186065 | 0 | 2846 | 0 | 15 | 147029.1332 | 14.7029 | 0 | 147029.1332 | 4019016.6131 | 254 | 124824.9666 | 2623.9482 | 2623.9482 | 22204.1667 | 147029.1332 | 147029.1332 | 0 | 0 | 0 | 0 | 124824.9666 | 0 | 0 | 0 | 0 | 0
2022-03-05 21:00 | 0 | 0 | 186065 | 0 | 2846 | 0 | 15 | 147029.1332 | 14.7029 | 0 | 147029.1332 | 3871987.4799 | 254 | 124824.9666 | 2623.9482 | 2623.9482 | 22204.1667 | 147029.1332 | 147029.1332 | 0 | 0 | 0 | 0 | 124824.9666 | 0 | 0 | 0 | 0 | 0
2022-03-05 22:00 | 0 | 0 | 186065 | 0 | 2846 | 0 | 15 | 147029.1332 | 14.7029 | 0 | 147029.1332 | 3724958.3467 | 254 | 124824.9666 | 2623.9482 | 2623.9482 | 22204.1667 | 147029.1332 | 147029.1332 | 0 | 0 | 0 | 0 | 124824.9666 | 0 | 0 | 0 | 0 | 0
2022-03-05 23:00 | 0 | 0 | 186065 | 0 | 2846 | 0 | 15 | 147029.1332 | 14.7029 | 0 | 147029.1332 | 3577929.2135 | 254 | 124824.9666 | 2623.9482 | 2623.9482 | 22204.1667 | 147029.1332 | 147029.1332 | 0 | 0 | 0 | 0 | 124824.9666 | 0 | 0 | 0 | 0 | 0
2022-03-06 | 0 | 0 | 186065 | 0 | 2846 | 0 | 15 | 144870.7999 | 14.4871 | 0 | 144870.7999 | 3430900.0802 | 254 | 124824.9666 | 2623.9482 | 2623.9482 | 20045.8333 | 144870.7999 | 144870.7999 | 0 | 0 | 0 | 0 | 124824.9666 | 0 | 0 | 0 | 0 | 0
2022-03-06 01:00 | 0 | 0 | 186065 | 0 | 2846 | 0 | 15 | 144870.7999 | 14.4871 | 0 | 144870.7999 | 3286029.2804 | 254 | 124824.9666 | 2623.9482 | 2623.9482 | 20045.8333 | 144870.7999 | 144870.7999 | 0 | 0 | 0 | 0 | 124824.9666 | 0 | 0 | 0 | 0 | 0
2022-03-06 02:00 | 0 | 0 | 186065 | 0 | 2846 | 0 | 15 | 144870.7999 | 14.4871 | 0 | 144870.7999 | 3141158.4805 | 254 | 124824.9666 | 2623.9482 | 2623.9482 | 20045.8333 | 144870.7999 | 144870.7999 | 0 | 0 | 0 | 0 | 124824.9666 | 0 | 0 | 0 | 0 | 0
2022-03-06 03:00 | 0 | 0 | 186065 | 0 | 2846 | 0 | 15 | 144870.7999 | 14.4871 | 0 | 144870.7999 | 2996287.6806 | 254 | 124824.9666 | 2623.9482 | 2623.9482 | 20045.8333 | 144870.7999 | 144870.7999 | 0 | 0 | 0 | 0 | 124824.9666 | 0 | 0 | 0 | 0 | 0
2022-03-06 04:00 | 0 | 0 | 186065 | 0 | 2846 | 0 | 15 | 144870.7999 | 14.4871 | 0 | 144870.7999 | 2851416.8807 | 254 | 124824.9666 | 2623.9482 | 2623.9482 | 20045.8333 | 144870.7999 | 144870.7999 | 0 | 0 | 0 | 0 | 124824.9666 | 0 | 0 | 0 | 0 | 0
2022-03-06 05:00 | 0 | 0 | 186065 | 0 | 2846 | 0 | 15 | 144870.7999 | 14.4871 | 0 | 144870.7999 | 2706546.0808 | 254 | 124824.9666 | 2623.9482 | 2623.9482 | 20045.8333 | 144870.7999 | 144870.7999 | 0 | 0 | 0 | 0 | 124824.9666 | 0 | 0 | 0 | 0 | 0
2022-03-06 06:00 | 0 | 0 | 186065 | 0 | 2846 | 0 | 15 | 144870.7999 | 14.4871 | 0 | 144870.7999 | 2561675.2809 | 254 | 124824.9666 | 2623.9482 | 2623.9482 | 20045.8333 | 144870.7999 | 144870.7999 | 0 | 0 | 0 | 0 | 124824.9666 | 0 | 0 | 0 | 0 | 0
2022-03-06 07:00 | 0.09507 | 0.07066 | 186065 | 17158.5236 | 2846 | 33623.6458 | 15 | 127712.2763 | 12.7712 | 0 | 94088.6305 | 2416804.481 | 254 | 124824.9666 | 2623.9482 | 2623.9482 | 20045.8333 | 144870.7999 | 144870.7999 | 0 | 0 | 0 | 17158.5236 | 107666.443 | 0 | 0 | 0 | 0 | 0
2022-03-06 08:00 | 0.27115 | 0.23005 | 186065 | 48937.979 | 2846 | 109469.5686 | 15 | 95932.8209 | 9.5933 | 13536.7477 | 0 | 2322715.8505 | 254 | 124824.9666 | 2623.9482 | 2623.9482 | 20045.8333 | 144870.7999 | 144870.7999 | 0 | 0 | 0 | 28892.1457 | 95932.8209 | 0 | 0 | 0 | 0 | 0
2022-03-06 09:00 | 0.47342 | 0.29158 | 186065 | 85444.2855 | 2846 | 138748.6929 | 15 | 59426.5144 | 5.9427 | 79322.1785 | 0 | 2336252.5981 | 254 | 124824.9666 | 2623.9482 | 2623.9482 | 20045.8333 | 144870.7999 | 144870.7999 | 0 | 0 | 0 | 65398.4522 | 59426.5144 | 0 | 0 | 0 | 0 | 0
2022-03-06 10:00 | 0.58803 | 0.47282 | 186065 | 106129.4479 | 2846 | 224991.9644 | 15 | 38741.352 | 3.8741 | 186250.6124 | 0 | 2415574.7767 | 254 | 124824.9666 | 2623.9482 | 2623.9482 | 20045.8333 | 144870.7999 | 144870.7999 | 0 | 0 | 0 | 86083.6146 | 38741.352 | 0 | 0 | 0 | 0 | 0
2022-03-06 11:00 | 0.66103 | 0.26808 | 186065 | 119304.7105 | 2846 | 127566.1897 | 15 | 25566.0894 | 2.5566 | 102000.1003 | 0 | 2601825.3891 | 254 | 124824.9666 | 2623.9482 | 2623.9482 | 20045.8333 | 144870.7999 | 144870.7999 | 0 | 0 | 0 | 119304.7105 | 5520.256 | 0 | 0 | 0 | 0 | 0
2022-03-06 12:00 | 0.6783 | 0.17086 | 186065 | 122421.6528 | 2846 | 81303.936 | 15 | 22449.1471 | 2.2449 | 58854.789 | 0 | 2703825.4894 | 254 | 124824.9666 | 2623.9482 | 2623.9482 | 20045.8333 | 144870.7999 | 144870.7999 | 0 | 0 | 0 | 122421.6528 | 2403.3137 | 0 | 0 | 0 | 0 | 0
2022-03-06 13:00 | 0.64965 | 0.2606 | 186065 | 117250.8134 | 2846 | 124006.8227 | 15 | 27619.9865 | 2.762 | 96386.8363 | 0 | 2762680.2784 | 254 | 124824.9666 | 2623.9482 | 2623.9482 | 20045.8333 | 144870.7999 | 144870.7999 | 0 | 0 | 0 | 97204.9801 | 27619.9865 | 0 | 0 | 0 | 0 | 0
2022-03-06 14:00 | 0.38475 | 0.09486 | 186065 | 69440.8535 | 2846 | 45139.2448 | 15 | 75429.9464 | 7.543 | 0 | 30290.7016 | 2859067.1146 | 254 | 124824.9666 | 2623.9482 | 2623.9482 | 20045.8333 | 144870.7999 | 144870.7999 | 0 | 0 | 0 | 49395.0202 | 75429.9464 | 0 | 0 | 0 | 0 | 0
2022-03-06 15:00 | 0.357 | 0.16232 | 186065 | 64432.4489 | 2846 | 77240.1668 | 15 | 80438.351 | 8.0438 | 0 | 3198.1843 | 2828776.4131 | 254 | 124824.9666 | 2623.9482 | 2623.9482 | 20045.8333 | 144870.7999 | 144870.7999 | 0 | 0 | 0 | 44386.6155 | 80438.351 | 0 | 0 | 0 | 0 | 0
2022-03-06 16:00 | 0.19768 | 0.07932 | 186065 | 35677.8893 | 2846 | 37744.5172 | 15 | 109192.9106 | 10.9193 | 0 | 71448.3934 | 2825578.2288 | 254 | 124824.9666 | 2623.9482 | 2623.9482 | 20045.8333 | 144870.7999 | 144870.7999 | 0 | 0 | 0 | 35677.8893 | 89147.0772 | 0 | 0 | 0 | 0 | 0
2022-03-06 17:00 | 0.07447 | 0.01659 | 186065 | 13440.5727 | 2846 | 7894.3714 | 15 | 131430.2272 | 13.143 | 0 | 123535.8558 | 2754129.8354 | 254 | 124824.9666 | 2623.9482 | 2623.9482 | 20045.8333 | 144870.7999 | 144870.7999 | 0 | 0 | 0 | 13440.5727 | 111384.3938 | 0 | 0 | 0 | 0 | 0
2022-03-06 18:00 | 0.00285 | 0 | 186065 | 514.3767 | 2846 | 0 | 15 | 144356.4232 | 14.4356 | 0 | 144356.4232 | 2630593.9797 | 254 | 124824.9666 | 2623.9482 | 2623.9482 | 20045.8333 | 144870.7999 | 144870.7999 | 0 | 0 | 0 | 514.3767 | 124310.5899 | 0 | 0 | 0 | 0 | 0
2022-03-06 19:00 | 0 | 0 | 186065 | 0 | 2846 | 0 | 15 | 144870.7999 | 14.4871 | 0 | 144870.7999 | 2486237.5565 | 254 | 124824.9666 | 2623.9482 | 2623.9482 | 20045.8333 | 144870.7999 | 144870.7999 | 0 | 0 | 0 | 0 | 124824.9666 | 0 | 0 | 0 | 0 | 0
2022-03-06 20:00 | 0 | 0 | 186065 | 0 | 2846 | 0 | 15 | 144870.7999 | 14.4871 | 0 | 144870.7999 | 2341366.7566 | 254 | 124824.9666 | 2623.9482 | 2623.9482 | 20045.8333 | 144870.7999 | 144870.7999 | 0 | 0 | 0 | 0 | 124824.9666 | 0 | 0 | 0 | 0 | 0
2022-03-06 21:00 | 0 | 0 | 186065 | 0 | 2846 | 0 | 15 | 144870.7999 | 14.4871 | 0 | 144870.7999 | 2196495.9567 | 254 | 124824.9666 | 2623.9482 | 2623.9482 | 20045.8333 | 144870.7999 | 144870.7999 | 0 | 0 | 0 | 0 | 124824.9666 | 0 | 0 | 0 | 0 | 0
2022-03-06 22:00 | 0 | 0 | 186065 | 0 | 2846 | 0 | 15 | 144870.7999 | 14.4871 | 0 | 144870.7999 | 2051625.1568 | 254 | 124824.9666 | 2623.9482 | 2623.9482 | 20045.8333 | 144870.7999 | 144870.7999 | 0 | 0 | 0 | 0 | 124824.9666 | 0 | 0 | 0 | 0 | 0
2022-03-06 23:00 | 0 | 0 | 186065 | 0 | 2846 | 0 | 15 | 144870.7999 | 14.4871 | 0 | 144870.7999 | 1906754.3569 | 254 | 124824.9666 | 2623.9482 | 2623.9482 | 20045.8333 | 144870.7999 | 144870.7999 | 0 | 0 | 0 | 0 | 124824.9666 | 0 | 0 | 0 | 0 | 0
2022-03-07 | 0 | 0 | 186065 | 0 | 2846 | 0 | 15 | 147491.6332 | 14.7492 | 0 | 147491.6332 | 1761883.557 | 254 | 124824.9666 | 2623.9482 | 2623.9482 | 22666.6667 | 147491.6332 | 147491.6332 | 0 | 0 | 0 | 0 | 124824.9666 | 0 | 0 | 0 | 0 | 0
2022-03-07 01:00 | 0 | 0 | 186065 | 0 | 2846 | 0 | 15 | 147491.6332 | 14.7492 | 0 | 147491.6332 | 1614391.9238 | 254 | 124824.9666 | 2623.9482 | 2623.9482 | 22666.6667 | 147491.6332 | 147491.6332 | 0 | 0 | 0 | 0 | 124824.9666 | 0 | 0 | 0 | 0 | 0
2022-03-07 02:00 | 0 | 0 | 186065 | 0 | 2846 | 0 | 15 | 147491.6332 | 14.7492 | 0 | 147491.6332 | 1466900.2906 | 254 | 124824.9666 | 2623.9482 | 2623.9482 | 22666.6667 | 147491.6332 | 147491.6332 | 0 | 0 | 0 | 0 | 124824.9666 | 0 | 0 | 0 | 0 | 0
2022-03-07 03:00 | 0 | 0 | 186065 | 0 | 2846 | 0 | 15 | 147491.6332 | 14.7492 | 0 | 147491.6332 | 1319408.6573 | 254 | 124824.9666 | 2623.9482 | 2623.9482 | 22666.6667 | 147491.6332 | 147491.6332 | 0 | 0 | 0 | 0 | 124824.9666 | 0 | 0 | 0 | 0 | 0
2022-03-07 04:00 | 0 | 0 | 186065 | 0 | 2846 | 0 | 15 | 147491.6332 | 14.7492 | 0 | 147491.6332 | 1171917.0241 | 254 | 124824.9666 | 2623.9482 | 2623.9482 | 22666.6667 | 147491.6332 | 147491.6332 | 0 | 0 | 0 | 0 | 124824.9666 | 0 | 0 | 0 | 0 | 0
2022-03-07 05:00 | 0 | 0 | 186065 | 0 | 2846 | 0 | 15 | 147491.6332 | 14.7492 | 0 | 147491.6332 | 1024425.3909 | 254 | 124824.9666 | 2623.9482 | 2623.9482 | 22666.6667 | 147491.6332 | 147491.6332 | 0 | 0 | 0 | 0 | 124824.9666 | 0 | 0 | 0 | 0 | 0
2022-03-07 06:00 | 0 | 0 | 186065 | 0 | 2846 | 0 | 15 | 147491.6332 | 14.7492 | 0 | 147491.6332 | 876933.7577 | 254 | 124824.9666 | 2623.9482 | 2623.9482 | 22666.6667 | 147491.6332 | 147491.6332 | 0 | 0 | 0 | 0 | 124824.9666 | 0 | 0 | 0 | 0 | 0
2022-03-07 07:00 | 0.11282 | 0.18553 | 186065 | 20362.0977 | 2846 | 88284.6731 | 15 | 127129.5355 | 12.713 | 0 | 38844.8624 | 729442.1244 | 254 | 124824.9666 | 2623.9482 | 2623.9482 | 22666.6667 | 147491.6332 | 147491.6332 | 0 | 0 | 0 | 20362.0977 | 104462.8689 | 0 | 0 | 0 | 0 | 0
2022-03-07 08:00 | 0.32248 | 0.45514 | 186065 | 58202.174 | 2846 | 216578.9152 | 15 | 89289.4593 | 8.9289 | 127289.4559 | 0 | 690597.262 | 254 | 124824.9666 | 2623.9482 | 2623.9482 | 22666.6667 | 147491.6332 | 147491.6332 | 0 | 0 | 0 | 58202.174 | 66622.7926 | 0 | 0 | 0 | 0 | 0
2022-03-07 09:00 | 0.5425 | 0.64489 | 186065 | 97912.0546 | 2846 | 306871.6804 | 15 | 49579.5786 | 4.958 | 257292.1018 | 0 | 817886.718 | 254 | 124824.9666 | 2623.9482 | 2623.9482 | 22666.6667 | 147491.6332 | 147491.6332 | 0 | 0 | 0 | 97912.0546 | 26912.9119 | 0 | 0 | 0 | 0 | 0
2022-03-07 10:00 | 0.72153 | 0.76013 | 186065 | 130223.9351 | 2846 | 361708.7727 | 15 | 17267.6982 | 1.7268 | 344441.0745 | 0 | 1075178.8197 | 254 | 124824.9666 | 2623.9482 | 2623.9482 | 22666.6667 | 147491.6332 | 147491.6332 | 0 | 0 | 0 | 107557.2684 | 17267.6982 | 0 | 0 | 0 | 0 | 0
2022-03-07 11:00 | 0.83438 | 0.79297 | 186065 | 150591.4473 | 2846 | 377335.7261 | 15 | 0 | 0 | 377335.7261 | 0 | 1419619.8942 | 254 | 124824.9666 | 2623.9482 | 2623.9482 | 22666.6667 | 147491.6332 | 147491.6332 | 0 | 0 | 0 | 124824.9666 | 0 | 0 | 0 | 0 | 0 | 0
2022-03-07 12:00 | 0.84825 | 0.67432 | 186065 | 153094.7472 | 2846 | 320875.9812 | 15 | 0 | 0 | 320875.9812 | 0 | 1796955.6203 | 254 | 124824.9666 | 2623.9482 | 2623.9482 | 22666.6667 | 147491.6332 | 147491.6332 | 0 | 0 | 0 | 124824.9666 | 0 | 0 | 0 | 0 | 0 | 0
2022-03-07 13:00 | 0.81715 | 0.66986 | 186065 | 147481.7243 | 2846 | 318753.6848 | 15 | 9.9089 | 0.00099089 | 318743.7759 | 0 | 2117831.6015 | 254 | 124824.9666 | 2623.9482 | 2623.9482 | 22666.6667 | 147491.6332 | 147491.6332 | 0 | 0 | 0 | 124815.0576 | 9.9089 | 0 | 0 | 0 | 0 | 0
2022-03-07 14:00 | 0.71072 | 0.63015 | 186065 | 128272.9133 | 2846 | 299857.6337 | 15 | 19218.7199 | 1.9219 | 280638.9138 | 0 | 2436575.3774 | 254 | 124824.9666 | 2623.9482 | 2623.9482 | 22666.6667 | 147491.6332 | 147491.6332 | 0 | 0 | 0 | 105606.2466 | 19218.7199 | 0 | 0 | 0 | 0 | 0
2022-03-07 15:00 | 0.48792 | 0.38842 | 186065 | 88061.2898 | 2846 | 184830.1231 | 15 | 59430.3435 | 5.943 | 125399.7796 | 0 | 2717214.2911 | 254 | 124824.9666 | 2623.9482 | 2623.9482 | 22666.6667 | 147491.6332 | 147491.6332 | 0 | 0 | 0 | 65394.6231 | 59430.3435 | 0 | 0 | 0 | 0 | 0
2022-03-07 16:00 | 0.29127 | 0.26434 | 186065 | 52569.298 | 2846 | 125786.5062 | 15 | 94922.3353 | 9.4922 | 30864.171 | 0 | 2842614.0708 | 254 | 124824.9666 | 2623.9482 | 2623.9482 | 22666.6667 | 147491.6332 | 147491.6332 | 0 | 0 | 0 | 29902.6313 | 94922.3353 | 0 | 0 | 0 | 0 | 0
2022-03-07 17:00 | 0.10793 | 0.07319 | 186065 | 19479.5356 | 2846 | 34827.5493 | 15 | 128012.0976 | 12.8012 | 0 | 93184.5483 | 2873478.2417 | 254 | 124824.9666 | 2623.9482 | 2623.9482 | 22666.6667 | 147491.6332 | 147491.6332 | 0 | 0 | 0 | 19479.5356 | 105345.431 | 0 | 0 | 0 | 0 | 0
2022-03-07 18:00 | 0.00447 | 0 | 186065 | 806.7592 | 2846 | 0 | 15 | 146684.874 | 14.6685 | 0 | 146684.874 | 2780293.6934 | 254 | 124824.9666 | 2623.9482 | 2623.9482 | 22666.6667 | 147491.6332 | 147491.6332 | 0 | 0 | 0 | 806.7592 | 124018.2073 | 0 | 0 | 0 | 0 | 0
2022-03-07 19:00 | 0 | 0 | 186065 | 0 | 2846 | 0 | 15 | 147491.6332 | 14.7492 | 0 | 147491.6332 | 2633608.8194 | 254 | 124824.9666 | 2623.9482 | 2623.9482 | 22666.6667 | 147491.6332 | 147491.6332 | 0 | 0 | 0 | 0 | 124824.9666 | 0 | 0 | 0 | 0 | 0
2022-03-07 20:00 | 0 | 0 | 186065 | 0 | 2846 | 0 | 15 | 147491.6332 | 14.7492 | 0 | 147491.6332 | 2486117.1862 | 254 | 124824.9666 | 2623.9482 | 2623.9482 | 22666.6667 | 147491.6332 | 147491.6332 | 0 | 0 | 0 | 0 | 124824.9666 | 0 | 0 | 0 | 0 | 0
2022-03-07 21:00 | 0 | 0 | 186065 | 0 | 2846 | 0 | 15 | 147491.6332 | 14.7492 | 0 | 147491.6332 | 2338625.553 | 254 | 124824.9666 | 2623.9482 | 2623.9482 | 22666.6667 | 147491.6332 | 147491.6332 | 0 | 0 | 0 | 0 | 124824.9666 | 0 | 0 | 0 | 0 | 0
2022-03-07 22:00 | 0 | 0 | 186065 | 0 | 2846 | 0 | 15 | 147491.6332 | 14.7492 | 0 | 147491.6332 | 2191133.9197 | 254 | 124824.9666 | 2623.9482 | 2623.9482 | 22666.6667 | 147491.6332 | 147491.6332 | 0 | 0 | 0 | 0 | 124824.9666 | 0 | 0 | 0 | 0 | 0
2022-03-07 23:00 | 0 | 0 | 186065 | 0 | 2846 | 0 | 15 | 147491.6332 | 14.7492 | 0 | 147491.6332 | 2043642.2865 | 254 | 124824.9666 | 2623.9482 | 2623.9482 | 22666.6667 | 147491.6332 | 147491.6332 | 0 | 0 | 0 | 0 | 124824.9666 | 0 | 0 | 0 | 0 | 0
2022-03-08 | 0 | 0 | 186065 | 0 | 2846 | 0 | 15 | 147304.1332 | 14.7304 | 0 | 147304.1332 | 1896150.6533 | 254 | 124824.9666 | 2623.9482 | 2623.9482 | 22479.1667 | 147304.1332 | 147304.1332 | 0 | 0 | 0 | 0 | 124824.9666 | 0 | 0 | 0 | 0 | 0
2022-03-08 01:00 | 0 | 0 | 186065 | 0 | 2846 | 0 | 15 | 147304.1332 | 14.7304 | 0 | 147304.1332 | 1748846.5201 | 254 | 124824.9666 | 2623.9482 | 2623.9482 | 22479.1667 | 147304.1332 | 147304.1332 | 0 | 0 | 0 | 0 | 124824.9666 | 0 | 0 | 0 | 0 | 0
2022-03-08 02:00 | 0 | 0 | 186065 | 0 | 2846 | 0 | 15 | 147304.1332 | 14.7304 | 0 | 147304.1332 | 1601542.3869 | 254 | 124824.9666 | 2623.9482 | 2623.9482 | 22479.1667 | 147304.1332 | 147304.1332 | 0 | 0 | 0 | 0 | 124824.9666 | 0 | 0 | 0 | 0 | 0
2022-03-08 03:00 | 0 | 0 | 186065 | 0 | 2846 | 0 | 15 | 147304.1332 | 14.7304 | 0 | 147304.1332 | 1454238.2536 | 254 | 124824.9666 | 2623.9482 | 2623.9482 | 22479.1667 | 147304.1332 | 147304.1332 | 0 | 0 | 0 | 0 | 124824.9666 | 0 | 0 | 0 | 0 | 0
2022-03-08 04:00 | 0 | 0 | 186065 | 0 | 2846 | 0 | 15 | 147304.1332 | 14.7304 | 0 | 147304.1332 | 1306934.1204 | 254 | 124824.9666 | 2623.9482 | 2623.9482 | 22479.1667 | 147304.1332 | 147304.1332 | 0 | 0 | 0 | 0 | 124824.9666 | 0 | 0 | 0 | 0 | 0
2022-03-08 05:00 | 0 | 0 | 186065 | 0 | 2846 | 0 | 15 | 147304.1332 | 14.7304 | 0 | 147304.1332 | 1159629.9872 | 254 | 124824.9666 | 2623.9482 | 2623.9482 | 22479.1667 | 147304.1332 | 147304.1332 | 0 | 0 | 0 | 0 | 124824.9666 | 0 | 0 | 0 | 0 | 0
2022-03-08 06:00 | 0 | 0 | 186065 | 0 | 2846 | 0 | 15 | 147304.1332 | 14.7304 | 0 | 147304.1332 | 1012325.854 | 254 | 124824.9666 | 2623.9482 | 2623.9482 | 22479.1667 | 147304.1332 | 147304.1332 | 0 | 0 | 0 | 0 | 124824.9666 | 0 | 0 | 0 | 0 | 0
2022-03-08 07:00 | 0.10547 | 0.04757 | 186065 | 19035.5473 | 2846 | 22636.2416 | 15 | 128268.5859 | 12.8269 | 0 | 105632.3444 | 865021.7207 | 254 | 124824.9666 | 2623.9482 | 2623.9482 | 22479.1667 | 147304.1332 | 147304.1332 | 0 | 0 | 0 | 19035.5473 | 105789.4193 | 0 | 0 | 0 | 0 | 0
2022-03-08 08:00 | 0.28355 | 0.16523 | 186065 | 51175.9688 | 2846 | 78624.8938 | 15 | 96128.1644 | 9.6128 | 0 | 17503.2706 | 759389.3764 | 254 | 124824.9666 | 2623.9482 | 2623.9482 | 22479.1667 | 147304.1332 | 147304.1332 | 0 | 0 | 0 | 51175.9688 | 73648.9977 | 0 | 0 | 0 | 0 | 0
2022-03-08 09:00 | 0.47365 | 0.29387 | 186065 | 85485.7966 | 2846 | 139838.3921 | 15 | 61818.3366 | 6.1818 | 78020.0556 | 0 | 741886.1057 | 254 | 124824.9666 | 2623.9482 | 2623.9482 | 22479.1667 | 147304.1332 | 147304.1332 | 0 | 0 | 0 | 63006.63 | 61818.3366 | 0 | 0 | 0 | 0 | 0
2022-03-08 10:00 | 0.64395 | 0.45692 | 186065 | 116222.06 | 2846 | 217425.9303 | 15 | 31082.0732 | 3.1082 | 186343.8571 | 0 | 819906.1613 | 254 | 124824.9666 | 2623.9482 | 2623.9482 | 22479.1667 | 147304.1332 | 147304.1332 | 0 | 0 | 0 | 116222.06 | 8602.9065 | 0 | 0 | 0 | 0 | 0
2022-03-08 11:00 | 0.67092 | 0.2598 | 186065 | 121089.6879 | 2846 | 123626.1418 | 15 | 26214.4453 | 2.6214 | 97411.6964 | 0 | 1006250.0184 | 254 | 124824.9666 | 2623.9482 | 2623.9482 | 22479.1667 | 147304.1332 | 147304.1332 | 0 | 0 | 0 | 121089.6879 | 3735.2787 | 0 | 0 | 0 | 0 | 0
2022-03-08 12:00 | 0.65147 | 0.09728 | 186065 | 117579.2926 | 2846 | 46290.8047 | 15 | 29724.8406 | 2.9725 | 16565.9641 | 0 | 1103661.7149 | 254 | 124824.9666 | 2623.9482 | 2623.9482 | 22479.1667 | 147304.1332 | 147304.1332 | 0 | 0 | 0 | 95100.1259 | 29724.8406 | 0 | 0 | 0 | 0 | 0
2022-03-08 13:00 | 0.53233 | 0.01034 | 186065 | 96076.542 | 2846 | 4920.3014 | 15 | 51227.5912 | 5.1228 | 0 | 46307.2898 | 1120227.679 | 254 | 124824.9666 | 2623.9482 | 2623.9482 | 22479.1667 | 147304.1332 | 147304.1332 | 0 | 0 | 0 | 96076.542 | 28748.4246 | 0 | 0 | 0 | 0 | 0
2022-03-08 14:00 | 0.5068 | 0.04021 | 186065 | 91468.8097 | 2846 | 19133.9768 | 15 | 55835.3235 | 5.5835 | 0 | 36701.3467 | 1073920.3892 | 254 | 124824.9666 | 2623.9482 | 2623.9482 | 22479.1667 | 147304.1332 | 147304.1332 | 0 | 0 | 0 | 68989.6431 | 55835.3235 | 0 | 0 | 0 | 0 | 0
2022-03-08 15:00 | 0.34842 | 0.01238 | 186065 | 62883.9043 | 2846 | 5891.0379 | 15 | 84420.2289 | 8.442 | 0 | 78529.1911 | 1037219.0424 | 254 | 124824.9666 | 2623.9482 | 2623.9482 | 22479.1667 | 147304.1332 | 147304.1332 | 0 | 0 | 0 | 62883.9043 | 61941.0623 | 0 | 0 | 0 | 0 | 0
2022-03-08 16:00 | 0.19435 | 0.03987 | 186065 | 35076.8808 | 2846 | 18972.1873 | 15 | 112227.2525 | 11.2227 | 0 | 93255.0651 | 958689.8513 | 254 | 124824.9666 | 2623.9482 | 2623.9482 | 22479.1667 | 147304.1332 | 147304.1332 | 0 | 0 | 0 | 12597.7141 | 112227.2525 | 0 | 0 | 0 | 0 | 0
2022-03-08 17:00 | 0.07838 | 0.018 | 186065 | 14146.2615 | 2846 | 8565.3216 | 15 | 133157.8718 | 13.3158 | 0 | 124592.5502 | 865434.7862 | 254 | 124824.9666 | 2623.9482 | 2623.9482 | 22479.1667 | 147304.1332 | 147304.1332 | 0 | 0 | 0 | 0 | 124824.9666 | 0 | 0 | 0 | 0 | 0
2022-03-08 18:00 | 0.00383 | 0 | 186065 | 691.2501 | 2846 | 0 | 15 | 146612.8831 | 14.6613 | 0 | 146612.8831 | 740842.2361 | 254 | 124824.9666 | 2623.9482 | 2623.9482 | 22479.1667 | 147304.1332 | 147304.1332 | 0 | 0 | 0 | 0 | 124824.9666 | 0 | 0 | 0 | 0 | 0
2022-03-08 19:00 | 0 | 0 | 186065 | 0 | 2846 | 0 | 15 | 147304.1332 | 14.7304 | 0 | 147304.1332 | 594229.3529 | 254 | 124824.9666 | 2623.9482 | 2623.9482 | 22479.1667 | 147304.1332 | 147304.1332 | 0 | 0 | 0 | 0 | 124824.9666 | 0 | 0 | 0 | 0 | 0
2022-03-08 20:00 | 0 | 0 | 186065 | 0 | 2846 | 0 | 15 | 147304.1332 | 14.7304 | 0 | 147304.1332 | 446925.2197 | 254 | 124824.9666 | 2623.9482 | 2623.9482 | 22479.1667 | 147304.1332 | 147304.1332 | 0 | 0 | 0 | 0 | 124824.9666 | 0 | 0 | 0 | 0 | 0
2022-03-08 21:00 | 0 | 0 | 186065 | 0 | 2846 | 0 | 15 | 96404.4198 | 9.6404 | 0 | 96404.4198 | 299621.0865 | 254 | 73925.2531 | 2623.9482 | 1553.9843 | 22479.1667 | 147304.1332 | 96404.4198 | 0 | 50899.7134 | 50899.7134 | 0 | 73925.2531 | 0 | 0 | 0 | 0 | 0
2022-03-08 22:00 | 0 | 0 | 186065 | 0 | 2846 | 0 | 15 | 22479.1667 | 2.2479 | 0 | 22479.1667 | 203216.6667 | 254 | 0 | 2623.9482 | 0 | 22479.1667 | 147304.1332 | 22479.1667 | 0 | 124824.9666 | 124824.9666 | 0 | 0 | 0 | 0 | 0 | 0 | 0
2022-03-08 23:00 | 0 | 0 | 186065 | 0 | 2846 | 0 | 15 | 22479.1667 | 2.2479 | 0 | 22479.1667 | 180737.5 | 254 | 0 | 2623.9482 | 0 | 22479.1667 | 147304.1332 | 22479.1667 | 0 | 124824.9666 | 124824.9666 | 0 | 0 | 0 | 0 | 0 | 0 | 0
2022-03-09 | 0 | 0 | 186065 | 0 | 2846 | 0 | 15 | 22608.3333 | 2.2608 | 0 | 22608.3333 | 158258.3333 | 254 | 0 | 2623.9482 | 0 | 22608.3333 | 147433.2999 | 22608.3333 | 0 | 124824.9666 | 124824.9666 | 0 | 0 | 0 | 0 | 0 | 0 | 0
2022-03-09 01:00 | 0 | 0 | 186065 | 0 | 2846 | 0 | 15 | 22608.3333 | 2.2608 | 0 | 22608.3333 | 135650 | 254 | 0 | 2623.9482 | 0 | 22608.3333 | 147433.2999 | 22608.3333 | 0 | 124824.9666 | 124824.9666 | 0 | 0 | 0 | 0 | 0 | 0 | 0
2022-03-09 02:00 | 0 | 0 | 186065 | 0 | 2846 | 0 | 15 | 22608.3333 | 2.2608 | 0 | 22608.3333 | 113041.6667 | 254 | 0 | 2623.9482 | 0 | 22608.3333 | 147433.2999 | 22608.3333 | 0 | 124824.9666 | 124824.9666 | 0 | 0 | 0 | 0 | 0 | 0 | 0
2022-03-09 03:00 | 0 | 0 | 186065 | 0 | 2846 | 0 | 15 | 22608.3333 | 2.2608 | 0 | 22608.3333 | 90433.3333 | 254 | 0 | 2623.9482 | 0 | 22608.3333 | 147433.2999 | 22608.3333 | 0 | 124824.9666 | 124824.9666 | 0 | 0 | 0 | 0 | 0 | 0 | 0
2022-03-09 04:00 | 0 | 0 | 186065 | 0 | 2846 | 0 | 15 | 22608.3333 | 2.2608 | 0 | 22608.3333 | 67825 | 254 | 0 | 2623.9482 | 0 | 22608.3333 | 147433.2999 | 22608.3333 | 0 | 124824.9666 | 124824.9666 | 0 | 0 | 0 | 0 | 0 | 0 | 0
2022-03-09 05:00 | 0 | 0 | 186065 | 0 | 2846 | 0 | 15 | 22608.3333 | 2.2608 | 0 | 22608.3333 | 45216.6667 | 254 | 0 | 2623.9482 | 0 | 22608.3333 | 147433.2999 | 22608.3333 | 0 | 124824.9666 | 124824.9666 | 0 | 0 | 0 | 0 | 0 | 0 | 0
2022-03-09 06:00 | 0 | 0 | 186065 | 0 | 2846 | 0 | 15 | 22608.3333 | 2.2608 | 0 | 22608.3333 | 22608.3333 | 254 | 0 | 2623.9482 | 0 | 22608.3333 | 147433.2999 | 22608.3333 | 0 | 124824.9666 | 124824.9666 | 0 | 0 | 0 | 0 | 0 | 0 | 0
2022-03-09 07:00 | 0.0941 | 0.03021 | 186065 | 16983.455 | 2846 | 14375.4648 | 15 | 14375.4648 | 1.4375 | 0 | 0 | 0 | 254 | 8750.5864 | 2623.9482 | 183.9463 | 22608.3333 | 147433.2999 | 31358.9198 | 0 | 116074.3801 | 116074.3801 | 8750.5864 | 0 | 0 | 0 | 0 | 0 | 0
2022-03-09 08:00 | 0.2513 | 0.1438 | 186065 | 45355.3905 | 2846 | 68427.4026 | 15 | 68427.4026 | 6.8427 | 0 | 0 | 0 | 254 | 91174.4597 | 2623.9482 | 1916.5802 | 22608.3333 | 147433.2999 | 113782.793 | 0 | 33650.5069 | 33650.5069 | 45355.3905 | 45819.0692 | 0 | 0 | 0 | 0 | 0
2022-03-09 09:00 | 0.43545 | 0.25917 | 186065 | 78591.3441 | 2846 | 123326.3555 | 15 | 68841.9558 | 6.8842 | 54484.3997 | 0 | 0 | 254 | 124824.9666 | 2623.9482 | 2623.9482 | 22608.3333 | 147433.2999 | 147433.2999 | 0 | 0 | 0 | 78591.3441 | 46233.6224 | 0 | 0 | 0 | 0 | 0
2022-03-09 10:00 | 0.60203 | 0.35242 | 186065 | 108656.2106 | 2846 | 167699.4799 | 15 | 38777.0893 | 3.8777 | 128922.3906 | 0 | 54484.3997 | 254 | 124824.9666 | 2623.9482 | 2623.9482 | 22608.3333 | 147433.2999 | 147433.2999 | 0 | 0 | 0 | 108656.2106 | 16168.756 | 0 | 0 | 0 | 0 | 0
2022-03-09 11:00 | 0.65775 | 0.24228 | 186065 | 118712.7261 | 2846 | 115289.2287 | 15 | 28720.5738 | 2.8721 | 86568.655 | 0 | 183406.7903 | 254 | 124824.9666 | 2623.9482 | 2623.9482 | 22608.3333 | 147433.2999 | 147433.2999 | 0 | 0 | 0 | 96104.3928 | 28720.5738 | 0 | 0 | 0 | 0 | 0
2022-03-09 12:00 | 0.83233 | 0.57454 | 186065 | 150221.457 | 2846 | 273395.5484 | 15 | 0 | 0 | 273395.5484 | 0 | 269975.4453 | 254 | 124824.9666 | 2623.9482 | 2623.9482 | 22608.3333 | 147433.2999 | 147433.2999 | 0 | 0 | 0 | 124824.9666 | 0 | 0 | 0 | 0 | 0 | 0
2022-03-09 13:00 | 0.8164 | 0.64809 | 186065 | 147346.362 | 2846 | 308394.4042 | 15 | 86.9379 | 0.0086938 | 308307.4663 | 0 | 543370.9938 | 254 | 124824.9666 | 2623.9482 | 2623.9482 | 22608.3333 | 147433.2999 | 147433.2999 | 0 | 0 | 0 | 124824.9666 | 0 | 0 | 0 | 0 | 0 | 0
2022-03-09 14:00 | 0.70908 | 0.61 | 186065 | 127976.9211 | 2846 | 290269.232 | 15 | 19456.3788 | 1.9456 | 270812.8532 | 0 | 851678.4601 | 254 | 124824.9666 | 2623.9482 | 2623.9482 | 22608.3333 | 147433.2999 | 147433.2999 | 0 | 0 | 0 | 124824.9666 | 0 | 0 | 0 | 0 | 0 | 0
2022-03-09 15:00 | 0.54212 | 0.53153 | 186065 | 97843.4711 | 2846 | 252929.1883 | 15 | 49589.8288 | 4.959 | 203339.3595 | 0 | 1122491.3133 | 254 | 124824.9666 | 2623.9482 | 2623.9482 | 22608.3333 | 147433.2999 | 147433.2999 | 0 | 0 | 0 | 75235.1377 | 49589.8288 | 0 | 0 | 0 | 0 | 0
2022-03-09 16:00 | 0.33383 | 0.38904 | 186065 | 60250.6566 | 2846 | 185125.1508 | 15 | 87182.6433 | 8.7183 | 97942.5075 | 0 | 1325830.6728 | 254 | 124824.9666 | 2623.9482 | 2623.9482 | 22608.3333 | 147433.2999 | 147433.2999 | 0 | 0 | 0 | 60250.6566 | 64574.31 | 0 | 0 | 0 | 0 | 0
2022-03-09 17:00 | 0.12455 | 0.15705 | 186065 | 22479.1639 | 2846 | 74732.431 | 15 | 124954.136 | 12.4954 | 0 | 50221.7051 | 1423773.1804 | 254 | 124824.9666 | 2623.9482 | 2623.9482 | 22608.3333 | 147433.2999 | 147433.2999 | 0 | 0 | 0 | 0 | 124824.9666 | 0 | 0 | 0 | 0 | 0
2022-03-09 18:00 | 0.00543 | 0 | 186065 | 980.023 | 2846 | 0 | 15 | 146453.2769 | 14.6453 | 0 | 146453.2769 | 1373551.4753 | 254 | 124824.9666 | 2623.9482 | 2623.9482 | 22608.3333 | 147433.2999 | 147433.2999 | 0 | 0 | 0 | 980.023 | 123844.9436 | 0 | 0 | 0 | 0 | 0
2022-03-09 19:00 | 0 | 0 | 186065 | 0 | 2846 | 0 | 15 | 147433.2999 | 14.7433 | 0 | 147433.2999 | 1227098.1984 | 254 | 124824.9666 | 2623.9482 | 2623.9482 | 22608.3333 | 147433.2999 | 147433.2999 | 0 | 0 | 0 | 0 | 124824.9666 | 0 | 0 | 0 | 0 | 0
2022-03-09 20:00 | 0 | 0 | 186065 | 0 | 2846 | 0 | 15 | 147433.2999 | 14.7433 | 0 | 147433.2999 | 1079664.8985 | 254 | 124824.9666 | 2623.9482 | 2623.9482 | 22608.3333 | 147433.2999 | 147433.2999 | 0 | 0 | 0 | 0 | 124824.9666 | 0 | 0 | 0 | 0 | 0
2022-03-09 21:00 | 0 | 0 | 186065 | 0 | 2846 | 0 | 15 | 147433.2999 | 14.7433 | 0 | 147433.2999 | 932231.5986 | 254 | 124824.9666 | 2623.9482 | 2623.9482 | 22608.3333 | 147433.2999 | 147433.2999 | 0 | 0 | 0 | 0 | 124824.9666 | 0 | 0 | 0 | 0 | 0
2022-03-09 22:00 | 0 | 0 | 186065 | 0 | 2846 | 0 | 15 | 147433.2999 | 14.7433 | 0 | 147433.2999 | 784798.2987 | 254 | 124824.9666 | 2623.9482 | 2623.9482 | 22608.3333 | 147433.2999 | 147433.2999 | 0 | 0 | 0 | 0 | 124824.9666 | 0 | 0 | 0 | 0 | 0
2022-03-09 23:00 | 0 | 0 | 186065 | 0 | 2846 | 0 | 15 | 147433.2999 | 14.7433 | 0 | 147433.2999 | 637364.9988 | 254 | 124824.9666 | 2623.9482 | 2623.9482 | 22608.3333 | 147433.2999 | 147433.2999 | 0 | 0 | 0 | 0 | 124824.9666 | 0 | 0 | 0 | 0 | 0
2022-03-10 | 0 | 0 | 186065 | 0 | 2846 | 0 | 15 | 147745.7999 | 14.7746 | 0 | 147745.7999 | 489931.6989 | 254 | 124824.9666 | 2623.9482 | 2623.9482 | 22920.8333 | 147745.7999 | 147745.7999 | 0 | 0 | 0 | 0 | 124824.9666 | 0 | 0 | 0 | 0 | 0
2022-03-10 01:00 | 0 | 0 | 186065 | 0 | 2846 | 0 | 15 | 147745.7999 | 14.7746 | 0 | 147745.7999 | 342185.899 | 254 | 124824.9666 | 2623.9482 | 2623.9482 | 22920.8333 | 147745.7999 | 147745.7999 | 0 | 0 | 0 | 0 | 124824.9666 | 0 | 0 | 0 | 0 | 0
2022-03-10 02:00 | 0 | 0 | 186065 | 0 | 2846 | 0 | 15 | 102756.7658 | 10.2757 | 0 | 102756.7658 | 194440.0991 | 254 | 79835.9325 | 2623.9482 | 1678.2328 | 22920.8333 | 147745.7999 | 102756.7658 | 0 | 44989.0341 | 44989.0341 | 0 | 79835.9325 | 0 | 0 | 0 | 0 | 0
2022-03-10 03:00 | 0 | 0 | 186065 | 0 | 2846 | 0 | 15 | 22920.8333 | 2.2921 | 0 | 22920.8333 | 91683.3333 | 254 | 0 | 2623.9482 | 0 | 22920.8333 | 147745.7999 | 22920.8333 | 0 | 124824.9666 | 124824.9666 | 0 | 0 | 0 | 0 | 0 | 0 | 0
2022-03-10 04:00 | 0 | 0 | 186065 | 0 | 2846 | 0 | 15 | 22920.8333 | 2.2921 | 0 | 22920.8333 | 68762.5 | 254 | 0 | 2623.9482 | 0 | 22920.8333 | 147745.7999 | 22920.8333 | 0 | 124824.9666 | 124824.9666 | 0 | 0 | 0 | 0 | 0 | 0 | 0
2022-03-10 05:00 | 0 | 0 | 186065 | 0 | 2846 | 0 | 15 | 22920.8333 | 2.2921 | 0 | 22920.8333 | 45841.6667 | 254 | 0 | 2623.9482 | 0 | 22920.8333 | 147745.7999 | 22920.8333 | 0 | 124824.9666 | 124824.9666 | 0 | 0 | 0 | 0 | 0 | 0 | 0
2022-03-10 06:00 | 0 | 0 | 186065 | 0 | 2846 | 0 | 15 | 22920.8333 | 2.2921 | 0 | 22920.8333 | 22920.8333 | 254 | 0 | 2623.9482 | 0 | 22920.8333 | 147745.7999 | 22920.8333 | 0 | 124824.9666 | 124824.9666 | 0 | 0 | 0 | 0 | 0 | 0 | 0
2022-03-10 07:00 | 0.13095 | 0.26971 | 186065 | 23634.2554 | 2846 | 128341.8272 | 15 | 124111.5445 | 12.4112 | 4230.2827 | 0 | 0 | 254 | 124824.9666 | 2623.9482 | 2623.9482 | 22920.8333 | 147745.7999 | 147745.7999 | 0 | 0 | 0 | 713.4221 | 124111.5445 | 0 | 0 | 0 | 0 | 0
2022-03-10 08:00 | 0.33127 | 0.44706 | 186065 | 59788.62 | 2846 | 212734.0375 | 15 | 87957.1799 | 8.7957 | 124776.8576 | 0 | 4230.2827 | 254 | 124824.9666 | 2623.9482 | 2623.9482 | 22920.8333 | 147745.7999 | 147745.7999 | 0 | 0 | 0 | 36867.7866 | 87957.1799 | 0 | 0 | 0 | 0 | 0
2022-03-10 09:00 | 0.5351 | 0.54943 | 186065 | 96576.4801 | 2846 | 261446.9248 | 15 | 51169.3198 | 5.1169 | 210277.605 | 0 | 129007.1402 | 254 | 124824.9666 | 2623.9482 | 2623.9482 | 22920.8333 | 147745.7999 | 147745.7999 | 0 | 0 | 0 | 96576.4801 | 28248.4865 | 0 | 0 | 0 | 0 | 0
2022-03-10 10:00 | 0.69772 | 0.59367 | 186065 | 125926.6336 | 2846 | 282498.5819 | 15 | 21819.1662 | 2.1819 | 260679.4157 | 0 | 339284.7452 | 254 | 124824.9666 | 2623.9482 | 2623.9482 | 22920.8333 | 147745.7999 | 147745.7999 | 0 | 0 | 0 | 103005.8003 | 21819.1662 | 0 | 0 | 0 | 0 | 0
2022-03-10 11:00 | 0.82972 | 0.78938 | 186065 | 149750.3962 | 2846 | 375627.4203 | 15 | 0 | 0 | 375627.4203 | 0 | 599964.1608 | 254 | 124824.9666 | 2623.9482 | 2623.9482 | 22920.8333 | 147745.7999 | 147745.7999 | 0 | 0 | 0 | 124824.9666 | 0 | 0 | 0 | 0 | 0 | 0
2022-03-10 12:00 | 0.81565 | 0.44529 | 186065 | 147210.9997 | 2846 | 211891.7808 | 15 | 534.8002 | 0.05348 | 211356.9807 | 0 | 975591.5811 | 254 | 124824.9666 | 2623.9482 | 2623.9482 | 22920.8333 | 147745.7999 | 147745.7999 | 0 | 0 | 0 | 124290.1664 | 534.8002 | 0 | 0 | 0 | 0 | 0
2022-03-10 13:00 | 0.78753 | 0.49621 | 186065 | 142135.8164 | 2846 | 236122.124 | 15 | 5609.9835 | 0.561 | 230512.1404 | 0 | 1186948.5618 | 254 | 124824.9666 | 2623.9482 | 2623.9482 | 22920.8333 | 147745.7999 | 147745.7999 | 0 | 0 | 0 | 124824.9666 | 0 | 0 | 0 | 0 | 0 | 0
2022-03-10 14:00 | 0.62597 | 0.52259 | 186065 | 112976.9748 | 2846 | 248675.0786 | 15 | 34768.8251 | 3.4769 | 213906.2535 | 0 | 1417460.7022 | 254 | 124824.9666 | 2623.9482 | 2623.9482 | 22920.8333 | 147745.7999 | 147745.7999 | 0 | 0 | 0 | 112976.9748 | 11847.9917 | 0 | 0 | 0 | 0 | 0
2022-03-10 15:00 | 0.31052 | 0.15491 | 186065 | 56043.5967 | 2846 | 73714.1094 | 15 | 91702.2032 | 9.1702 | 0 | 17988.0938 | 1631366.9557 | 254 | 124824.9666 | 2623.9482 | 2623.9482 | 22920.8333 | 147745.7999 | 147745.7999 | 0 | 0 | 0 | 56043.5967 | 68781.3699 | 0 | 0 | 0 | 0 | 0
2022-03-10 16:00 | 0.1901 | 0.13007 | 186065 | 34309.8278 | 2846 | 61893.9656 | 15 | 113435.9721 | 11.3436 | 0 | 51542.0065 | 1613378.8619 | 254 | 124824.9666 | 2623.9482 | 2623.9482 | 22920.8333 | 147745.7999 | 147745.7999 | 0 | 0 | 0 | 11388.9945 | 113435.9721 | 0 | 0 | 0 | 0 | 0
2022-03-10 17:00 | 0.08182 | 0.05254 | 186065 | 14767.1232 | 2846 | 25001.222 | 15 | 132978.6767 | 13.2979 | 0 | 107977.4547 | 1561836.8554 | 254 | 124824.9666 | 2623.9482 | 2623.9482 | 22920.8333 | 147745.7999 | 147745.7999 | 0 | 0 | 0 | 0 | 124824.9666 | 0 | 0 | 0 | 0 | 0
2022-03-10 18:00 | 0.0045 | 0 | 186065 | 812.1737 | 2846 | 0 | 15 | 146933.6262 | 14.6934 | 0 | 146933.6262 | 1453859.4007 | 254 | 124824.9666 | 2623.9482 | 2623.9482 | 22920.8333 | 147745.7999 | 147745.7999 | 0 | 0 | 0 | 812.1737 | 124012.7928 | 0 | 0 | 0 | 0 | 0
2022-03-10 19:00 | 0 | 0 | 186065 | 0 | 2846 | 0 | 15 | 147745.7999 | 14.7746 | 0 | 147745.7999 | 1306925.7746 | 254 | 124824.9666 | 2623.9482 | 2623.9482 | 22920.8333 | 147745.7999 | 147745.7999 | 0 | 0 | 0 | 0 | 124824.9666 | 0 | 0 | 0 | 0 | 0
2022-03-10 20:00 | 0 | 0 | 186065 | 0 | 2846 | 0 | 15 | 147745.7999 | 14.7746 | 0 | 147745.7999 | 1159179.9747 | 254 | 124824.9666 | 2623.9482 | 2623.9482 | 22920.8333 | 147745.7999 | 147745.7999 | 0 | 0 | 0 | 0 | 124824.9666 | 0 | 0 | 0 | 0 | 0
2022-03-10 21:00 | 0 | 0 | 186065 | 0 | 2846 | 0 | 15 | 147745.7999 | 14.7746 | 0 | 147745.7999 | 1011434.1748 | 254 | 124824.9666 | 2623.9482 | 2623.9482 | 22920.8333 | 147745.7999 | 147745.7999 | 0 | 0 | 0 | 0 | 124824.9666 | 0 | 0 | 0 | 0 | 0
2022-03-10 22:00 | 0 | 0 | 186065 | 0 | 2846 | 0 | 15 | 147745.7999 | 14.7746 | 0 | 147745.7999 | 863688.3749 | 254 | 124824.9666 | 2623.9482 | 2623.9482 | 22920.8333 | 147745.7999 | 147745.7999 | 0 | 0 | 0 | 0 | 124824.9666 | 0 | 0 | 0 | 0 | 0
2022-03-10 23:00 | 0 | 0 | 186065 | 0 | 2846 | 0 | 15 | 147745.7999 | 14.7746 | 0 | 147745.7999 | 715942.575 | 254 | 124824.9666 | 2623.9482 | 2623.9482 | 22920.8333 | 147745.7999 | 147745.7999 | 0 | 0 | 0 | 0 | 124824.9666 | 0 | 0 | 0 | 0 | 0
2022-03-11 | 0 | 0 | 186065 | 0 | 2846 | 0 | 15 | 147491.6332 | 14.7492 | 0 | 147491.6332 | 568196.7751 | 254 | 124824.9666 | 2623.9482 | 2623.9482 | 22666.6667 | 147491.6332 | 147491.6332 | 0 | 0 | 0 | 0 | 124824.9666 | 0 | 0 | 0 | 0 | 0
2022-03-11 01:00 | 0 | 0 | 186065 | 0 | 2846 | 0 | 15 | 147491.6332 | 14.7492 | 0 | 147491.6332 | 420705.1419 | 254 | 124824.9666 | 2623.9482 | 2623.9482 | 22666.6667 | 147491.6332 | 147491.6332 | 0 | 0 | 0 | 0 | 124824.9666 | 0 | 0 | 0 | 0 | 0
2022-03-11 02:00 | 0 | 0 | 186065 | 0 | 2846 | 0 | 15 | 147491.6332 | 14.7492 | 0 | 147491.6332 | 273213.5087 | 254 | 124824.9666 | 2623.9482 | 2623.9482 | 22666.6667 | 147491.6332 | 147491.6332 | 0 | 0 | 0 | 0 | 124824.9666 | 0 | 0 | 0 | 0 | 0
2022-03-11 03:00 | 0 | 0 | 186065 | 0 | 2846 | 0 | 15 | 58398.6869 | 5.8399 | 0 | 58398.6869 | 125721.8754 | 254 | 35732.0202 | 2623.9482 | 751.1235 | 22666.6667 | 147491.6332 | 58398.6869 | 0 | 89092.9463 | 89092.9463 | 0 | 35732.0202 | 0 | 0 | 0 | 0 | 0
2022-03-11 04:00 | 0 | 0 | 186065 | 0 | 2846 | 0 | 15 | 22666.6667 | 2.2667 | 0 | 22666.6667 | 67323.1886 | 254 | 0 | 2623.9482 | 0 | 22666.6667 | 147491.6332 | 22666.6667 | 0 | 124824.9666 | 124824.9666 | 0 | 0 | 0 | 0 | 0 | 0 | 0
2022-03-11 05:00 | 0 | 0 | 186065 | 0 | 2846 | 0 | 15 | 22666.6667 | 2.2667 | 0 | 22666.6667 | 44656.5219 | 254 | 0 | 2623.9482 | 0 | 22666.6667 | 147491.6332 | 22666.6667 | 0 | 124824.9666 | 124824.9666 | 0 | 0 | 0 | 0 | 0 | 0 | 0
2022-03-11 06:00 | 0.00375 | 0 | 186065 | 676.8114 | 2846 | 0 | 15 | 21989.8552 | 2.199 | 0 | 21989.8552 | 21989.8552 | 254 | 0 | 2623.9482 | 0 | 22666.6667 | 147491.6332 | 22666.6667 | 0 | 124824.9666 | 124824.9666 | 0 | 0 | 0 | 0 | 0 | 0 | 0
2022-03-11 07:00 | 0.1068 | 0.09327 | 186065 | 19275.5897 | 2846 | 44382.6414 | 15 | 44382.6414 | 4.4383 | 0 | 0 | 0 | 254 | 40991.5645 | 2623.9482 | 861.6845 | 22666.6667 | 147491.6332 | 63658.2312 | 0 | 83833.4021 | 83833.4021 | 19275.5897 | 21715.9748 | 0 | 0 | 0 | 0 | 0
2022-03-11 08:00 | 0.31595 | 0.31232 | 186065 | 57023.6196 | 2846 | 148617.8468 | 15 | 90468.0136 | 9.0468 | 58149.8332 | 0 | 0 | 254 | 124824.9666 | 2623.9482 | 2623.9482 | 22666.6667 | 147491.6332 | 147491.6332 | 0 | 0 | 0 | 34356.953 | 90468.0136 | 0 | 0 | 0 | 0 | 0
2022-03-11 09:00 | 0.53645 | 0.43584 | 186065 | 96820.1322 | 2846 | 207394.987 | 15 | 50671.5011 | 5.0672 | 156723.486 | 0 | 58149.8332 | 254 | 124824.9666 | 2623.9482 | 2623.9482 | 22666.6667 | 147491.6332 | 147491.6332 | 0 | 0 | 0 | 74153.4655 | 50671.5011 | 0 | 0 | 0 | 0 | 0
2022-03-11 10:00 | 0.7119 | 0.5486 | 186065 | 128485.8833 | 2846 | 261051.9683 | 15 | 19005.7499 | 1.9006 | 242046.2184 | 0 | 214873.3192 | 254 | 124824.9666 | 2623.9482 | 2623.9482 | 22666.6667 | 147491.6332 | 147491.6332 | 0 | 0 | 0 | 124824.9666 | 0 | 0 | 0 | 0 | 0 | 0
2022-03-11 11:00 | 0.80272 | 0.52467 | 186065 | 144877.3539 | 2846 | 249664.8491 | 15 | 2614.2793 | 0.26143 | 247050.5698 | 0 | 456919.5376 | 254 | 124824.9666 | 2623.9482 | 2623.9482 | 22666.6667 | 147491.6332 | 147491.6332 | 0 | 0 | 0 | 122210.6872 | 2614.2793 | 0 | 0 | 0 | 0 | 0
2022-03-11 12:00 | 0.8084 | 0.38321 | 186065 | 145902.4976 | 2846 | 182350.9384 | 15 | 1589.1356 | 0.15891 | 180761.8027 | 0 | 703970.1073 | 254 | 124824.9666 | 2623.9482 | 2623.9482 | 22666.6667 | 147491.6332 | 147491.6332 | 0 | 0 | 0 | 123235.831 | 1589.1356 | 0 | 0 | 0 | 0 | 0
2022-03-11 13:00 | 0.74488 | 0.38061 | 186065 | 134438.2143 | 2846 | 181113.7252 | 15 | 13053.4189 | 1.3053 | 168060.3063 | 0 | 884731.9101 | 254 | 124824.9666 | 2623.9482 | 2623.9482 | 22666.6667 | 147491.6332 | 147491.6332 | 0 | 0 | 0 | 111771.5476 | 13053.4189 | 0 | 0 | 0 | 0 | 0
2022-03-11 14:00 | 0.63542 | 0.32186 | 186065 | 114682.5396 | 2846 | 153157.4672 | 15 | 32809.0936 | 3.2809 | 120348.3736 | 0 | 1052792.2164 | 254 | 124824.9666 | 2623.9482 | 2623.9482 | 22666.6667 | 147491.6332 | 147491.6332 | 0 | 0 | 0 | 114682.5396 | 10142.4269 | 0 | 0 | 0 | 0 | 0
2022-03-11 15:00 | 0.44873 | 0.17522 | 186065 | 80988.159 | 2846 | 83378.6473 | 15 | 66503.4742 | 6.6503 | 16875.1731 | 0 | 1173140.59 | 254 | 124824.9666 | 2623.9482 | 2623.9482 | 22666.6667 | 147491.6332 | 147491.6332 | 0 | 0 | 0 | 80988.159 | 43836.8075 | 0 | 0 | 0 | 0 | 0
2022-03-11 16:00 | 0.25415 | 0.30754 | 186065 | 45869.7672 | 2846 | 146343.278 | 15 | 101621.8661 | 10.1622 | 44721.412 | 0 | 1190015.7631 | 254 | 124824.9666 | 2623.9482 | 2623.9482 | 22666.6667 | 147491.6332 | 147491.6332 | 0 | 0 | 0 | 45869.7672 | 78955.1994 | 0 | 0 | 0 | 0 | 0
2022-03-11 17:00 | 0.11543 | 0.18558 | 186065 | 20833.1585 | 2846 | 88308.4657 | 15 | 126658.4748 | 12.6658 | 0 | 38350.0091 | 1234737.1751 | 254 | 124824.9666 | 2623.9482 | 2623.9482 | 22666.6667 | 147491.6332 | 147491.6332 | 0 | 0 | 0 | 20833.1585 | 103991.8081 | 0 | 0 | 0 | 0 | 0
2022-03-11 18:00 | 0.00582 | 0.00348 | 186065 | 1050.4114 | 2846 | 1655.9622 | 15 | 146441.2219 | 14.6441 | 0 | 144785.2597 | 1196387.166 | 254 | 124824.9666 | 2623.9482 | 2623.9482 | 22666.6667 | 147491.6332 | 147491.6332 | 0 | 0 | 0 | 0 | 124824.9666 | 0 | 0 | 0 | 0 | 0
2022-03-11 19:00 | 0 | 0 | 186065 | 0 | 2846 | 0 | 15 | 147491.6332 | 14.7492 | 0 | 147491.6332 | 1051601.9063 | 254 | 124824.9666 | 2623.9482 | 2623.9482 | 22666.6667 | 147491.6332 | 147491.6332 | 0 | 0 | 0 | 0 | 124824.9666 | 0 | 0 | 0 | 0 | 0
2022-03-11 20:00 | 0 | 0 | 186065 | 0 | 2846 | 0 | 15 | 147491.6332 | 14.7492 | 0 | 147491.6332 | 904110.2731 | 254 | 124824.9666 | 2623.9482 | 2623.9482 | 22666.6667 | 147491.6332 | 147491.6332 | 0 | 0 | 0 | 0 | 124824.9666 | 0 | 0 | 0 | 0 | 0
2022-03-11 21:00 | 0 | 0 | 186065 | 0 | 2846 | 0 | 15 | 147491.6332 | 14.7492 | 0 | 147491.6332 | 756618.6398 | 254 | 124824.9666 | 2623.9482 | 2623.9482 | 22666.6667 | 147491.6332 | 147491.6332 | 0 | 0 | 0 | 0 | 124824.9666 | 0 | 0 | 0 | 0 | 0
2022-03-11 22:00 | 0 | 0 | 186065 | 0 | 2846 | 0 | 15 | 147491.6332 | 14.7492 | 0 | 147491.6332 | 609127.0066 | 254 | 124824.9666 | 2623.9482 | 2623.9482 | 22666.6667 | 147491.6332 | 147491.6332 | 0 | 0 | 0 | 0 | 124824.9666 | 0 | 0 | 0 | 0 | 0
2022-03-11 23:00 | 0 | 0 | 186065 | 0 | 2846 | 0 | 15 | 147491.6332 | 14.7492 | 0 | 147491.6332 | 461635.3734 | 254 | 124824.9666 | 2623.9482 | 2623.9482 | 22666.6667 | 147491.6332 | 147491.6332 | 0 | 0 | 0 | 0 | 124824.9666 | 0 | 0 | 0 | 0 | 0
2022-03-12 | 0 | 0 | 186065 | 0 | 2846 | 0 | 15 | 146333.2999 | 14.6333 | 0 | 146333.2999 | 314143.7402 | 254 | 124824.9666 | 2623.9482 | 2623.9482 | 21508.3333 | 146333.2999 | 146333.2999 | 0 | 0 | 0 | 0 | 124824.9666 | 0 | 0 | 0 | 0 | 0
2022-03-12 01:00 | 0 | 0 | 186065 | 0 | 2846 | 0 | 15 | 62510.4795 | 6.251 | 0 | 62510.4795 | 167810.4403 | 254 | 41002.1462 | 2623.9482 | 861.907 | 21508.3333 | 146333.2999 | 62510.4795 | 0 | 83822.8204 | 83822.8204 | 0 | 41002.1462 | 0 | 0 | 0 | 0 | 0
2022-03-12 02:00 | 0 | 0 | 186065 | 0 | 2846 | 0 | 15 | 21508.3333 | 2.1508 | 0 | 21508.3333 | 105299.9608 | 254 | 0 | 2623.9482 | 0 | 21508.3333 | 146333.2999 | 21508.3333 | 0 | 124824.9666 | 124824.9666 | 0 | 0 | 0 | 0 | 0 | 0 | 0
2022-03-12 03:00 | 0 | 0 | 186065 | 0 | 2846 | 0 | 15 | 21508.3333 | 2.1508 | 0 | 21508.3333 | 83791.6274 | 254 | 0 | 2623.9482 | 0 | 21508.3333 | 146333.2999 | 21508.3333 | 0 | 124824.9666 | 124824.9666 | 0 | 0 | 0 | 0 | 0 | 0 | 0
2022-03-12 04:00 | 0 | 0 | 186065 | 0 | 2846 | 0 | 15 | 21508.3333 | 2.1508 | 0 | 21508.3333 | 62283.2941 | 254 | 0 | 2623.9482 | 0 | 21508.3333 | 146333.2999 | 21508.3333 | 0 | 124824.9666 | 124824.9666 | 0 | 0 | 0 | 0 | 0 | 0 | 0
2022-03-12 05:00 | 0 | 0 | 186065 | 0 | 2846 | 0 | 15 | 21508.3333 | 2.1508 | 0 | 21508.3333 | 40774.9608 | 254 | 0 | 2623.9482 | 0 | 21508.3333 | 146333.2999 | 21508.3333 | 0 | 124824.9666 | 124824.9666 | 0 | 0 | 0 | 0 | 0 | 0 | 0
2022-03-12 06:00 | 0.00372 | 0.0033 | 186065 | 671.3969 | 2846 | 1570.309 | 15 | 20836.9364 | 2.0837 | 0 | 19266.6274 | 19266.6274 | 254 | 0 | 2623.9482 | 0 | 21508.3333 | 146333.2999 | 21508.3333 | 0 | 124824.9666 | 124824.9666 | 0 | 0 | 0 | 0 | 0 | 0 | 0
2022-03-12 07:00 | 0.09197 | 0.02557 | 186065 | 16599.0261 | 2846 | 12167.5152 | 15 | 12167.5152 | 1.2168 | 0 | 0 | 0 | 254 | 7258.208 | 2623.9482 | 152.5749 | 21508.3333 | 146333.2999 | 28766.5413 | 0 | 117566.7586 | 117566.7586 | 7258.208 | 0 | 0 | 0 | 0 | 0 | 0
2022-03-12 08:00 | 0.258 | 0.04282 | 186065 | 46564.6269 | 2846 | 20375.9484 | 15 | 20375.9484 | 2.0376 | 0 | 0 | 0 | 254 | 45432.242 | 2623.9482 | 955.0321 | 21508.3333 | 146333.2999 | 66940.5753 | 0 | 79392.7246 | 79392.7246 | 25056.2936 | 20375.9484 | 0 | 0 | 0 | 0 | 0
2022-03-12 09:00 | 0.4339 | 0.1559 | 186065 | 78311.5954 | 2846 | 74185.2021 | 15 | 68021.7045 | 6.8022 | 6163.4976 | 0 | 0 | 254 | 124824.9666 | 2623.9482 | 2623.9482 | 21508.3333 | 146333.2999 | 146333.2999 | 0 | 0 | 0 | 78311.5954 | 46513.3712 | 0 | 0 | 0 | 0 | 0
2022-03-12 10:00 | 0.58625 | 0.29313 | 186065 | 105808.1881 | 2846 | 139486.2623 | 15 | 40525.1118 | 4.0525 | 98961.1504 | 0 | 6163.4976 | 254 | 124824.9666 | 2623.9482 | 2623.9482 | 21508.3333 | 146333.2999 | 146333.2999 | 0 | 0 | 0 | 84299.8547 | 40525.1118 | 0 | 0 | 0 | 0 | 0
2022-03-12 11:00 | 0.56228 | 0.71641 | 186065 | 101482.0094 | 2846 | 340904.5582 | 15 | 44851.2905 | 4.4851 | 296053.2677 | 0 | 105124.648 | 254 | 124824.9666 | 2623.9482 | 2623.9482 | 21508.3333 | 146333.2999 | 146333.2999 | 0 | 0 | 0 | 101482.0094 | 23342.9572 | 0 | 0 | 0 | 0 | 0
2022-03-12 12:00 | 0.63362 | 0.00229 | 186065 | 114357.6701 | 2846 | 1089.6992 | 15 | 31975.6298 | 3.1976 | 0 | 30885.9305 | 401177.9157 | 254 | 124824.9666 | 2623.9482 | 2623.9482 | 21508.3333 | 146333.2999 | 146333.2999 | 0 | 0 | 0 | 92849.3368 | 31975.6298 | 0 | 0 | 0 | 0 | 0
2022-03-12 13:00 | 0.63028 | 0.23249 | 186065 | 113754.8568 | 2846 | 110630.6455 | 15 | 32578.4431 | 3.2578 | 78052.2024 | 0 | 370291.9852 | 254 | 124824.9666 | 2623.9482 | 2623.9482 | 21508.3333 | 146333.2999 | 146333.2999 | 0 | 0 | 0 | 113754.8568 | 11070.1098 | 0 | 0 | 0 | 0 | 0
2022-03-12 14:00 | 0.629 | 0.30761 | 186065 | 113523.8384 | 2846 | 146376.5876 | 15 | 32809.4614 | 3.2809 | 113567.1262 | 0 | 448344.1875 | 254 | 124824.9666 | 2623.9482 | 2623.9482 | 21508.3333 | 146333.2999 | 146333.2999 | 0 | 0 | 0 | 92015.5051 | 32809.4614 | 0 | 0 | 0 | 0 | 0
2022-03-12 15:00 | 0.4251 | 0.08679 | 186065 | 76723.3446 | 2846 | 41299.1256 | 15 | 69609.9553 | 6.961 | 0 | 28310.8297 | 561911.3137 | 254 | 124824.9666 | 2623.9482 | 2623.9482 | 21508.3333 | 146333.2999 | 146333.2999 | 0 | 0 | 0 | 76723.3446 | 48101.622 | 0 | 0 | 0 | 0 | 0
2022-03-12 16:00 | 0.26605 | 0.20146 | 186065 | 48017.5155 | 2846 | 95864.9828 | 15 | 98315.7844 | 9.8316 | 0 | 2450.8017 | 533600.484 | 254 | 124824.9666 | 2623.9482 | 2623.9482 | 21508.3333 | 146333.2999 | 146333.2999 | 0 | 0 | 0 | 26509.1821 | 98315.7844 | 0 | 0 | 0 | 0 | 0
2022-03-12 17:00 | 0.11865 | 0.18966 | 186065 | 21414.3139 | 2846 | 90249.9386 | 15 | 124918.986 | 12.4919 | 0 | 34669.0474 | 531149.6823 | 254 | 124824.9666 | 2623.9482 | 2623.9482 | 21508.3333 | 146333.2999 | 146333.2999 | 0 | 0 | 0 | 21414.3139 | 103410.6527 | 0 | 0 | 0 | 0 | 0
2022-03-12 18:00 | 0.00655 | 0.00502 | 186065 | 1182.164 | 2846 | 2388.773 | 15 | 145151.1359 | 14.5151 | 0 | 142762.3629 | 496480.6349 | 254 | 124824.9666 | 2623.9482 | 2623.9482 | 21508.3333 | 146333.2999 | 146333.2999 | 0 | 0 | 0 | 0 | 124824.9666 | 0 | 0 | 0 | 0 | 0
2022-03-12 19:00 | 0 | 0 | 186065 | 0 | 2846 | 0 | 15 | 111907.1997 | 11.1907 | 0 | 111907.1997 | 353718.272 | 254 | 90398.8664 | 2623.9482 | 1900.2765 | 21508.3333 | 146333.2999 | 111907.1997 | 0 | 34426.1001 | 34426.1001 | 0 | 90398.8664 | 0 | 0 | 0 | 0 | 0
2022-03-12 20:00 | 0 | 0 | 186065 | 0 | 2846 | 0 | 15 | 21508.3333 | 2.1508 | 0 | 21508.3333 | 241811.0723 | 254 | 0 | 2623.9482 | 0 | 21508.3333 | 146333.2999 | 21508.3333 | 0 | 124824.9666 | 124824.9666 | 0 | 0 | 0 | 0 | 0 | 0 | 0
2022-03-12 21:00 | 0 | 0 | 186065 | 0 | 2846 | 0 | 15 | 21508.3333 | 2.1508 | 0 | 21508.3333 | 220302.7389 | 254 | 0 | 2623.9482 | 0 | 21508.3333 | 146333.2999 | 21508.3333 | 0 | 124824.9666 | 124824.9666 | 0 | 0 | 0 | 0 | 0 | 0 | 0
2022-03-12 22:00 | 0 | 0 | 186065 | 0 | 2846 | 0 | 15 | 21508.3333 | 2.1508 | 0 | 21508.3333 | 198794.4056 | 254 | 0 | 2623.9482 | 0 | 21508.3333 | 146333.2999 | 21508.3333 | 0 | 124824.9666 | 124824.9666 | 0 | 0 | 0 | 0 | 0 | 0 | 0
2022-03-12 23:00 | 0 | 0 | 186065 | 0 | 2846 | 0 | 15 | 21508.3333 | 2.1508 | 0 | 21508.3333 | 177286.0723 | 254 | 0 | 2623.9482 | 0 | 21508.3333 | 146333.2999 | 21508.3333 | 0 | 124824.9666 | 124824.9666 | 0 | 0 | 0 | 0 | 0 | 0 | 0
2022-03-13 | 0 | 0 | 186065 | 0 | 2846 | 0 | 15 | 22625 | 2.2625 | 0 | 22625 | 155777.7389 | 254 | 0 | 2623.9482 | 0 | 22625 | 147449.9666 | 22625 | 0 | 124824.9666 | 124824.9666 | 0 | 0 | 0 | 0 | 0 | 0 | 0
2022-03-13 01:00 | 0 | 0 | 186065 | 0 | 2846 | 0 | 15 | 22625 | 2.2625 | 0 | 22625 | 133152.7389 | 254 | 0 | 2623.9482 | 0 | 22625 | 147449.9666 | 22625 | 0 | 124824.9666 | 124824.9666 | 0 | 0 | 0 | 0 | 0 | 0 | 0
2022-03-13 02:00 | 0 | 0 | 186065 | 0 | 2846 | 0 | 15 | 22625 | 2.2625 | 0 | 22625 | 110527.7389 | 254 | 0 | 2623.9482 | 0 | 22625 | 147449.9666 | 22625 | 0 | 124824.9666 | 124824.9666 | 0 | 0 | 0 | 0 | 0 | 0 | 0
2022-03-13 03:00 | 0 | 0 | 186065 | 0 | 2846 | 0 | 15 | 22625 | 2.2625 | 0 | 22625 | 87902.7389 | 254 | 0 | 2623.9482 | 0 | 22625 | 147449.9666 | 22625 | 0 | 124824.9666 | 124824.9666 | 0 | 0 | 0 | 0 | 0 | 0 | 0
2022-03-13 04:00 | 0 | 0 | 186065 | 0 | 2846 | 0 | 15 | 22625 | 2.2625 | 0 | 22625 | 65277.7389 | 254 | 0 | 2623.9482 | 0 | 22625 | 147449.9666 | 22625 | 0 | 124824.9666 | 124824.9666 | 0 | 0 | 0 | 0 | 0 | 0 | 0
2022-03-13 05:00 | 0 | 0 | 186065 | 0 | 2846 | 0 | 15 | 22625 | 2.2625 | 0 | 22625 | 42652.7389 | 254 | 0 | 2623.9482 | 0 | 22625 | 147449.9666 | 22625 | 0 | 124824.9666 | 124824.9666 | 0 | 0 | 0 | 0 | 0 | 0 | 0
2022-03-13 06:00 | 0.0054 | 0.00341 | 186065 | 974.6085 | 2846 | 1622.6526 | 15 | 21650.3915 | 2.165 | 0 | 20027.7389 | 20027.7389 | 254 | 0 | 2623.9482 | 0 | 22625 | 147449.9666 | 22625 | 0 | 124824.9666 | 124824.9666 | 0 | 0 | 0 | 0 | 0 | 0 | 0
2022-03-13 07:00 | 0.13955 | 0.31143 | 186065 | 25186.4096 | 2846 | 148194.3392 | 15 | 122263.5569 | 12.2264 | 0 | 0 | 0 | 254 | 124824.9666 | 2623.9482 | 2623.9482 | 22625 | 147449.9666 | 147449.9666 | 0 | 0 | 0 | 25186.4096 | 99638.5569 | 0 | 0 | 0 | 0 | 0
2022-03-13 08:00 | 0.36527 | 0.56816 | 186065 | 65925.0437 | 2846 | 270359.6178 | 15 | 81524.9229 | 8.1525 | 0 | 0 | 0 | 254 | 124824.9666 | 2623.9482 | 2623.9482 | 22625 | 147449.9666 | 147449.9666 | 0 | 0 | 0 | 65925.0437 | 58899.9229 | 0 | 0 | 0 | 0 | 0
2022-03-13 09:00 | 0.58472 | 0.73011 | 186065 | 105532.049 | 2846 | 347423.7196 | 15 | 41917.9176 | 4.1918 | 0 | 0 | 0 | 254 | 124824.9666 | 2623.9482 | 2623.9482 | 22625 | 147449.9666 | 147449.9666 | 0 | 0 | 0 | 105532.049 | 19292.9176 | 0 | 0 | 0 | 0 | 0
2022-03-13 10:00 | 0.76092 | 0.80195 | 186065 | 137333.1624 | 2846 | 381608.8698 | 15 | 10116.8042 | 1.0117 | 0 | 0 | 0 | 254 | 124824.9666 | 2623.9482 | 2623.9482 | 22625 | 147449.9666 | 147449.9666 | 0 | 0 | 0 | 124824.9666 | 0 | 0 | 0 | 0 | 0 | 0
2022-03-13 11:00 | 0.8762 | 0.84837 | 186065 | 158139.2484 | 2846 | 403697.8825 | 15 | 0 | 0 | 37495.5225 | 0 | 0 | 254 | 124824.9666 | 2623.9482 | 2623.9482 | 22625 | 147449.9666 | 147449.9666 | 0 | 0 | 0 | 124824.9666 | 0 | 0 | 0 | 0 | 0 | 0
2022-03-13 12:00 | 0.91858 | 0.88713 | 186065 | 165788.1201 | 2846 | 422141.8751 | 15 | 0 | 0 | 422141.8751 | 0 | 37495.5225 | 254 | 124824.9666 | 2623.9482 | 2623.9482 | 22625 | 147449.9666 | 147449.9666 | 0 | 0 | 0 | 124824.9666 | 0 | 0 | 0 | 0 | 0 | 0
2022-03-13 13:00 | 0.8831 | 0.87717 | 186065 | 159384.5815 | 2846 | 417402.3971 | 15 | 0 | 0 | 417402.3971 | 0 | 459637.3975 | 254 | 124824.9666 | 2623.9482 | 2623.9482 | 22625 | 147449.9666 | 147449.9666 | 0 | 0 | 0 | 124824.9666 | 0 | 0 | 0 | 0 | 0 | 0
2022-03-13 14:00 | 0.77428 | 0.84824 | 186065 | 139744.416 | 2846 | 403636.0219 | 15 | 7705.5506 | 0.77056 | 395930.4713 | 0 | 877039.7946 | 254 | 124824.9666 | 2623.9482 | 2623.9482 | 22625 | 147449.9666 | 147449.9666 | 0 | 0 | 0 | 124824.9666 | 0 | 0 | 0 | 0 | 0 | 0
2022-03-13 15:00 | 0.60453 | 0.78306 | 186065 | 109107.4182 | 2846 | 372620.0407 | 15 | 38342.5483 | 3.8343 | 334277.4923 | 0 | 1272970.2659 | 254 | 124824.9666 | 2623.9482 | 2623.9482 | 22625 | 147449.9666 | 147449.9666 | 0 | 0 | 0 | 86482.4182 | 38342.5483 | 0 | 0 | 0 | 0 | 0
2022-03-13 16:00 | 0.38952 | 0.67183 | 186065 | 70301.7576 | 2846 | 319691.1117 | 15 | 77148.2089 | 7.7148 | 242542.9028 | 0 | 1607247.7582 | 254 | 124824.9666 | 2623.9482 | 2623.9482 | 22625 | 147449.9666 | 147449.9666 | 0 | 0 | 0 | 47676.7576 | 77148.2089 | 0 | 0 | 0 | 0 | 0
2022-03-13 17:00 | 0.15827 | 0.43628 | 186065 | 28565.0523 | 2846 | 207604.3615 | 15 | 118884.9142 | 11.8885 | 88719.4473 | 0 | 1849790.661 | 254 | 124824.9666 | 2623.9482 | 2623.9482 | 22625 | 147449.9666 | 147449.9666 | 0 | 0 | 0 | 28565.0523 | 96259.9142 | 0 | 0 | 0 | 0 | 0
2022-03-13 18:00 | 0.00762 | 0.00925 | 186065 | 1375.2808 | 2846 | 4401.6236 | 15 | 146074.6857 | 14.6075 | 0 | 141673.0621 | 1938510.1083 | 254 | 124824.9666 | 2623.9482 | 2623.9482 | 22625 | 147449.9666 | 147449.9666 | 0 | 0 | 0 | 1375.2808 | 123449.6857 | 0 | 0 | 0 | 0 | 0
2022-03-13 19:00 | 0 | 0 | 186065 | 0 | 2846 | 0 | 15 | 147449.9666 | 14.745 | 0 | 147449.9666 | 1796837.0462 | 254 | 124824.9666 | 2623.9482 | 2623.9482 | 22625 | 147449.9666 | 147449.9666 | 0 | 0 | 0 | 0 | 124824.9666 | 0 | 0 | 0 | 0 | 0
2022-03-13 20:00 | 0 | 0 | 186065 | 0 | 2846 | 0 | 15 | 147449.9666 | 14.745 | 0 | 147449.9666 | 1649387.0796 | 254 | 124824.9666 | 2623.9482 | 2623.9482 | 22625 | 147449.9666 | 147449.9666 | 0 | 0 | 0 | 0 | 124824.9666 | 0 | 0 | 0 | 0 | 0
2022-03-13 21:00 | 0 | 0 | 186065 | 0 | 2846 | 0 | 15 | 147449.9666 | 14.745 | 0 | 147449.9666 | 1501937.1131 | 254 | 124824.9666 | 2623.9482 | 2623.9482 | 22625 | 147449.9666 | 147449.9666 | 0 | 0 | 0 | 0 | 124824.9666 | 0 | 0 | 0 | 0 | 0
2022-03-13 22:00 | 0 | 0 | 186065 | 0 | 2846 | 0 | 15 | 147449.9666 | 14.745 | 0 | 147449.9666 | 1354487.1465 | 254 | 124824.9666 | 2623.9482 | 2623.9482 | 22625 | 147449.9666 | 147449.9666 | 0 | 0 | 0 | 0 | 124824.9666 | 0 | 0 | 0 | 0 | 0
2022-03-13 23:00 | 0 | 0 | 186065 | 0 | 2846 | 0 | 15 | 147449.9666 | 14.745 | 0 | 147449.9666 | 1207037.18 | 254 | 124824.9666 | 2623.9482 | 2623.9482 | 22625 | 147449.9666 | 147449.9666 | 0 | 0 | 0 | 0 | 124824.9666 | 0 | 0 | 0 | 0 | 0
2022-03-14 | 0 | 0 | 186065 | 0 | 2846 | 0 | 15 | 147366.6332 | 14.7367 | 0 | 147366.6332 | 1059587.2134 | 254 | 124824.9666 | 2623.9482 | 2623.9482 | 22541.6667 | 147366.6332 | 147366.6332 | 0 | 0 | 0 | 0 | 124824.9666 | 0 | 0 | 0 | 0 | 0
2022-03-14 01:00 | 0 | 0 | 186065 | 0 | 2846 | 0 | 15 | 147366.6332 | 14.7367 | 0 | 147366.6332 | 912220.5802 | 254 | 124824.9666 | 2623.9482 | 2623.9482 | 22541.6667 | 147366.6332 | 147366.6332 | 0 | 0 | 0 | 0 | 124824.9666 | 0 | 0 | 0 | 0 | 0
2022-03-14 02:00 | 0 | 0 | 186065 | 0 | 2846 | 0 | 15 | 147366.6332 | 14.7367 | 0 | 147366.6332 | 764853.947 | 254 | 124824.9666 | 2623.9482 | 2623.9482 | 22541.6667 | 147366.6332 | 147366.6332 | 0 | 0 | 0 | 0 | 124824.9666 | 0 | 0 | 0 | 0 | 0
2022-03-14 03:00 | 0 | 0 | 186065 | 0 | 2846 | 0 | 15 | 147366.6332 | 14.7367 | 0 | 147366.6332 | 617487.3137 | 254 | 124824.9666 | 2623.9482 | 2623.9482 | 22541.6667 | 147366.6332 | 147366.6332 | 0 | 0 | 0 | 0 | 124824.9666 | 0 | 0 | 0 | 0 | 0
2022-03-14 04:00 | 0 | 0 | 186065 | 0 | 2846 | 0 | 15 | 147366.6332 | 14.7367 | 0 | 147366.6332 | 470120.6805 | 254 | 124824.9666 | 2623.9482 | 2623.9482 | 22541.6667 | 147366.6332 | 147366.6332 | 0 | 0 | 0 | 0 | 124824.9666 | 0 | 0 | 0 | 0 | 0
2022-03-14 05:00 | 0 | 0 | 186065 | 0 | 2846 | 0 | 15 | 147366.6332 | 14.7367 | 0 | 147366.6332 | 322754.0473 | 254 | 124824.9666 | 2623.9482 | 2623.9482 | 22541.6667 | 147366.6332 | 147366.6332 | 0 | 0 | 0 | 0 | 124824.9666 | 0 | 0 | 0 | 0 | 0
2022-03-14 06:00 | 0.00557 | 0.00111 | 186065 | 1005.2906 | 2846 | 528.1948 | 15 | 146361.3426 | 14.6361 | 0 | 145833.1478 | 175387.4141 | 254 | 124824.9666 | 2623.9482 | 2623.9482 | 22541.6667 | 147366.6332 | 147366.6332 | 0 | 0 | 0 | 0 | 124824.9666 | 0 | 0 | 0 | 0 | 0
2022-03-14 07:00 | 0.1225 | 0.20112 | 186065 | 22109.1736 | 2846 | 95703.1933 | 15 | 125257.4596 | 12.5257 | 0 | 29554.2663 | 29554.2663 | 254 | 124824.9666 | 2623.9482 | 2623.9482 | 22541.6667 | 147366.6332 | 147366.6332 | 0 | 0 | 0 | 0 | 124824.9666 | 0 | 0 | 0 | 0 | 0
2022-03-14 08:00 | 0.31395 | 0.35684 | 186065 | 56662.6535 | 2846 | 169802.7422 | 15 | 90703.9797 | 9.0704 | 0 | 0 | 0 | 254 | 124824.9666 | 2623.9482 | 2623.9482 | 22541.6667 | 147366.6332 | 147366.6332 | 0 | 0 | 0 | 56662.6535 | 68162.313 | 0 | 0 | 0 | 0 | 0
2022-03-14 09:00 | 0.51935 | 0.42207 | 186065 | 93733.872 | 2846 | 200842.516 | 15 | 53632.7612 | 5.3633 | 0 | 0 | 0 | 254 | 124824.9666 | 2623.9482 | 2623.9482 | 22541.6667 | 147366.6332 | 147366.6332 | 0 | 0 | 0 | 93733.872 | 31091.0945 | 0 | 0 | 0 | 0 | 0
2022-03-14 10:00 | 0.74365 | 0.77941 | 186065 | 134216.2201 | 2846 | 370883.1838 | 15 | 13150.4131 | 1.315 | 214050.1358 | 0 | 0 | 254 | 124824.9666 | 2623.9482 | 2623.9482 | 22541.6667 | 147366.6332 | 147366.6332 | 0 | 0 | 0 | 124824.9666 | 0 | 0 | 0 | 0 | 0 | 0
2022-03-14 11:00 | 0.86397 | 0.79263 | 186065 | 155931.9407 | 2846 | 377173.9367 | 15 | 0 | 0 | 377173.9367 | 0 | 214050.1358 | 254 | 124824.9666 | 2623.9482 | 2623.9482 | 22541.6667 | 147366.6332 | 147366.6332 | 0 | 0 | 0 | 124824.9666 | 0 | 0 | 0 | 0 | 0 | 0
2022-03-14 12:00 | 0.87222 | 0.67614 | 186065 | 157420.9259 | 2846 | 321742.0304 | 15 | 0 | 0 | 321742.0304 | 0 | 591224.0724 | 254 | 124824.9666 | 2623.9482 | 2623.9482 | 22541.6667 | 147366.6332 | 147366.6332 | 0 | 0 | 0 | 124824.9666 | 0 | 0 | 0 | 0 | 0 | 0
2022-03-14 13:00 | 0.84128 | 0.68859 | 186065 | 151836.7803 | 2846 | 327666.3778 | 15 | 0 | 0 | 327666.3778 | 0 | 912966.1028 | 254 | 124824.9666 | 2623.9482 | 2623.9482 | 22541.6667 | 147366.6332 | 147366.6332 | 0 | 0 | 0 | 124824.9666 | 0 | 0 | 0 | 0 | 0 | 0
2022-03-14 14:00 | 0.7413 | 0.6767 | 186065 | 133792.085 | 2846 | 322008.507 | 15 | 13574.5483 | 1.3575 | 308433.9588 | 0 | 1240632.4806 | 254 | 124824.9666 | 2623.9482 | 2623.9482 | 22541.6667 | 147366.6332 | 147366.6332 | 0 | 0 | 0 | 111250.4183 | 13574.5483 | 0 | 0 | 0 | 0 | 0
2022-03-14 15:00 | 0.55328 | 0.54357 | 186065 | 99857.6619 | 2846 | 258658.4368 | 15 | 47508.9713 | 4.7509 | 211149.4655 | 0 | 1549066.4394 | 254 | 124824.9666 | 2623.9482 | 2623.9482 | 22541.6667 | 147366.6332 | 147366.6332 | 0 | 0 | 0 | 77315.9952 | 47508.9713 | 0 | 0 | 0 | 0 | 0
2022-03-14 16:00 | 0.33955 | 0.47737 | 186065 | 61283.0196 | 2846 | 227157.0873 | 15 | 86083.6136 | 8.6084 | 141073.4737 | 0 | 1760215.9048 | 254 | 124824.9666 | 2623.9482 | 2623.9482 | 22541.6667 | 147366.6332 | 147366.6332 | 0 | 0 | 0 | 38741.353 | 86083.6136 | 0 | 0 | 0 | 0 | 0
2022-03-14 17:00 | 0.1355 | 0.26525 | 186065 | 24455.4533 | 2846 | 126219.5308 | 15 | 122911.1799 | 12.2911 | 3308.3509 | 0 | 1901289.3786 | 254 | 124824.9666 | 2623.9482 | 2623.9482 | 22541.6667 | 147366.6332 | 147366.6332 | 0 | 0 | 0 | 24455.4533 | 100369.5133 | 0 | 0 | 0 | 0 | 0
2022-03-14 18:00 | 0.00705 | 0.00268 | 186065 | 1272.4055 | 2846 | 1275.2812 | 15 | 146094.2277 | 14.6094 | 0 | 144818.9465 | 1904597.7294 | 254 | 124824.9666 | 2623.9482 | 2623.9482 | 22541.6667 | 147366.6332 | 147366.6332 | 0 | 0 | 0 | 0 | 124824.9666 | 0 | 0 | 0 | 0 | 0
2022-03-14 19:00 | 0 | 0 | 186065 | 0 | 2846 | 0 | 15 | 147366.6332 | 14.7367 | 0 | 147366.6332 | 1759778.7829 | 254 | 124824.9666 | 2623.9482 | 2623.9482 | 22541.6667 | 147366.6332 | 147366.6332 | 0 | 0 | 0 | 0 | 124824.9666 | 0 | 0 | 0 | 0 | 0
2022-03-14 20:00 | 0 | 0 | 186065 | 0 | 2846 | 0 | 15 | 147366.6332 | 14.7367 | 0 | 147366.6332 | 1612412.1497 | 254 | 124824.9666 | 2623.9482 | 2623.9482 | 22541.6667 | 147366.6332 | 147366.6332 | 0 | 0 | 0 | 0 | 124824.9666 | 0 | 0 | 0 | 0 | 0
2022-03-14 21:00 | 0 | 0 | 186065 | 0 | 2846 | 0 | 15 | 147366.6332 | 14.7367 | 0 | 147366.6332 | 1465045.5165 | 254 | 124824.9666 | 2623.9482 | 2623.9482 | 22541.6667 | 147366.6332 | 147366.6332 | 0 | 0 | 0 | 0 | 124824.9666 | 0 | 0 | 0 | 0 | 0
2022-03-14 22:00 | 0 | 0 | 186065 | 0 | 2846 | 0 | 15 | 147366.6332 | 14.7367 | 0 | 147366.6332 | 1317678.8832 | 254 | 124824.9666 | 2623.9482 | 2623.9482 | 22541.6667 | 147366.6332 | 147366.6332 | 0 | 0 | 0 | 0 | 124824.9666 | 0 | 0 | 0 | 0 | 0
2022-03-14 23:00 | 0 | 0 | 186065 | 0 | 2846 | 0 | 15 | 147366.6332 | 14.7367 | 0 | 147366.6332 | 1170312.25 | 254 | 124824.9666 | 2623.9482 | 2623.9482 | 22541.6667 | 147366.6332 | 147366.6332 | 0 | 0 | 0 | 0 | 124824.9666 | 0 | 0 | 0 | 0 | 0
2022-03-15 | 0 | 0 | 186065 | 0 | 2846 | 0 | 15 | 147158.2999 | 14.7158 | 0 | 147158.2999 | 1022945.6168 | 254 | 124824.9666 | 2623.9482 | 2623.9482 | 22333.3333 | 147158.2999 | 147158.2999 | 0 | 0 | 0 | 0 | 124824.9666 | 0 | 0 | 0 | 0 | 0
2022-03-15 01:00 | 0 | 0 | 186065 | 0 | 2846 | 0 | 15 | 147158.2999 | 14.7158 | 0 | 147158.2999 | 875787.3169 | 254 | 124824.9666 | 2623.9482 | 2623.9482 | 22333.3333 | 147158.2999 | 147158.2999 | 0 | 0 | 0 | 0 | 124824.9666 | 0 | 0 | 0 | 0 | 0
2022-03-15 02:00 | 0 | 0 | 186065 | 0 | 2846 | 0 | 15 | 147158.2999 | 14.7158 | 0 | 147158.2999 | 728629.017 | 254 | 124824.9666 | 2623.9482 | 2623.9482 | 22333.3333 | 147158.2999 | 147158.2999 | 0 | 0 | 0 | 0 | 124824.9666 | 0 | 0 | 0 | 0 | 0
2022-03-15 03:00 | 0 | 0 | 186065 | 0 | 2846 | 0 | 15 | 147158.2999 | 14.7158 | 0 | 147158.2999 | 581470.7171 | 254 | 124824.9666 | 2623.9482 | 2623.9482 | 22333.3333 | 147158.2999 | 147158.2999 | 0 | 0 | 0 | 0 | 124824.9666 | 0 | 0 | 0 | 0 | 0
2022-03-15 04:00 | 0 | 0 | 186065 | 0 | 2846 | 0 | 15 | 147158.2999 | 14.7158 | 0 | 147158.2999 | 434312.4172 | 254 | 124824.9666 | 2623.9482 | 2623.9482 | 22333.3333 | 147158.2999 | 147158.2999 | 0 | 0 | 0 | 0 | 124824.9666 | 0 | 0 | 0 | 0 | 0
2022-03-15 05:00 | 0 | 0 | 186065 | 0 | 2846 | 0 | 15 | 147158.2999 | 14.7158 | 0 | 147158.2999 | 287154.1173 | 254 | 124824.9666 | 2623.9482 | 2623.9482 | 22333.3333 | 147158.2999 | 147158.2999 | 0 | 0 | 0 | 0 | 124824.9666 | 0 | 0 | 0 | 0 | 0
2022-03-15 06:00 | 0.00512 | 0.01311 | 186065 | 924.0732 | 2846 | 6238.4092 | 15 | 146234.2267 | 14.6234 | 0 | 139995.8174 | 139995.8174 | 254 | 124824.9666 | 2623.9482 | 2623.9482 | 22333.3333 | 147158.2999 | 147158.2999 | 0 | 0 | 0 | 0 | 124824.9666 | 0 | 0 | 0 | 0 | 0
2022-03-15 07:00 | 0.11975 | 0.29538 | 186065 | 21612.8452 | 2846 | 140556.9275 | 15 | 125545.4547 | 12.5545 | 0 | 0 | 0 | 254 | 124824.9666 | 2623.9482 | 2623.9482 | 22333.3333 | 147158.2999 | 147158.2999 | 0 | 0 | 0 | 0 | 124824.9666 | 0 | 0 | 0 | 0 | 0
2022-03-15 08:00 | 0.30112 | 0.4512 | 186065 | 54347.056 | 2846 | 214704.0614 | 15 | 92811.2439 | 9.2811 | 0 | 0 | 0 | 254 | 124824.9666 | 2623.9482 | 2623.9482 | 22333.3333 | 147158.2999 | 147158.2999 | 0 | 0 | 0 | 32013.7227 | 92811.2439 | 0 | 0 | 0 | 0 | 0
2022-03-15 09:00 | 0.49883 | 0.6703 | 186065 | 90030.3598 | 2846 | 318963.0594 | 15 | 57127.9401 | 5.7128 | 0 | 0 | 0 | 254 | 124824.9666 | 2623.9482 | 2623.9482 | 22333.3333 | 147158.2999 | 147158.2999 | 0 | 0 | 0 | 67697.0265 | 57127.9401 | 0 | 0 | 0 | 0 | 0
2022-03-15 10:00 | 0.68758 | 0.78468 | 186065 | 124096.5355 | 2846 | 373390.9196 | 15 | 23061.7644 | 2.3062 | 0 | 0 | 0 | 254 | 124824.9666 | 2623.9482 | 2623.9482 | 22333.3333 | 147158.2999 | 147158.2999 | 0 | 0 | 0 | 101763.2022 | 23061.7644 | 0 | 0 | 0 | 0 | 0
2022-03-15 11:00 | 0.83685 | 0.7769 | 186065 | 151037.2404 | 2846 | 369688.7973 | 15 | 0 | 0 | 0 | 0 | 0 | 254 | 124824.9666 | 2623.9482 | 2623.9482 | 22333.3333 | 147158.2999 | 147158.2999 | 0 | 0 | 0 | 124824.9666 | 0 | 0 | 0 | 0 | 0 | 0
2022-03-15 12:00 | 0.93658 | 0.98066 | 186065 | 169036.815 | 2846 | 466648.2378 | 15 | 0 | 0 | 279751.9683 | 0 | 0 | 254 | 124824.9666 | 2623.9482 | 2623.9482 | 22333.3333 | 147158.2999 | 147158.2999 | 0 | 0 | 0 | 124824.9666 | 0 | 0 | 0 | 0 | 0 | 0
2022-03-15 13:00 | 0.90272 | 0.97502 | 186065 | 162925.6589 | 2846 | 463964.437 | 15 | 0 | 0 | 463964.437 | 0 | 279751.9683 | 254 | 124824.9666 | 2623.9482 | 2623.9482 | 22333.3333 | 147158.2999 | 147158.2999 | 0 | 0 | 0 | 124824.9666 | 0 | 0 | 0 | 0 | 0 | 0
2022-03-15 14:00 | 0.7839 | 0.93775 | 186065 | 141480.6629 | 2846 | 446229.4628 | 15 | 5677.637 | 0.56776 | 440551.8258 | 0 | 743716.4053 | 254 | 124824.9666 | 2623.9482 | 2623.9482 | 22333.3333 | 147158.2999 | 147158.2999 | 0 | 0 | 0 | 119147.3296 | 5677.637 | 0 | 0 | 0 | 0 | 0
2022-03-15 15:00 | 0.60528 | 0.83005 | 186065 | 109242.7805 | 2846 | 394980.2886 | 15 | 37915.5194 | 3.7916 | 357064.7692 | 0 | 1184268.2311 | 254 | 124824.9666 | 2623.9482 | 2623.9482 | 22333.3333 | 147158.2999 | 147158.2999 | 0 | 0 | 0 | 86909.4472 | 37915.5194 | 0 | 0 | 0 | 0 | 0
2022-03-15 16:00 | 0.38258 | 0.65715 | 186065 | 69049.2053 | 2846 | 312705.6161 | 15 | 78109.0946 | 7.8109 | 234596.5215 | 0 | 1541333.0003 | 254 | 124824.9666 | 2623.9482 | 2623.9482 | 22333.3333 | 147158.2999 | 147158.2999 | 0 | 0 | 0 | 69049.2053 | 55775.7613 | 0 | 0 | 0 | 0 | 0
2022-03-15 17:00 | 0.15795 | 0.42916 | 186065 | 28507.2977 | 2846 | 204216.301 | 15 | 118651.0021 | 11.8651 | 85565.2988 | 0 | 1775929.5217 | 254 | 124824.9666 | 2623.9482 | 2623.9482 | 22333.3333 | 147158.2999 | 147158.2999 | 0 | 0 | 0 | 6173.9644 | 118651.0021 | 0 | 0 | 0 | 0 | 0
2022-03-15 18:00 | 0.0087 | 0.02014 | 186065 | 1570.2025 | 2846 | 9583.6432 | 15 | 145588.0974 | 14.5588 | 0 | 136004.4542 | 1861494.8206 | 254 | 124824.9666 | 2623.9482 | 2623.9482 | 22333.3333 | 147158.2999 | 147158.2999 | 0 | 0 | 0 | 0 | 124824.9666 | 0 | 0 | 0 | 0 | 0
2022-03-15 19:00 | 0 | 0 | 186065 | 0 | 2846 | 0 | 15 | 147158.2999 | 14.7158 | 0 | 147158.2999 | 1725490.3664 | 254 | 124824.9666 | 2623.9482 | 2623.9482 | 22333.3333 | 147158.2999 | 147158.2999 | 0 | 0 | 0 | 0 | 124824.9666 | 0 | 0 | 0 | 0 | 0
2022-03-15 20:00 | 0 | 0 | 186065 | 0 | 2846 | 0 | 15 | 147158.2999 | 14.7158 | 0 | 147158.2999 | 1578332.0665 | 254 | 124824.9666 | 2623.9482 | 2623.9482 | 22333.3333 | 147158.2999 | 147158.2999 | 0 | 0 | 0 | 0 | 124824.9666 | 0 | 0 | 0 | 0 | 0
2022-03-15 21:00 | 0 | 0 | 186065 | 0 | 2846 | 0 | 15 | 147158.2999 | 14.7158 | 0 | 147158.2999 | 1431173.7666 | 254 | 124824.9666 | 2623.9482 | 2623.9482 | 22333.3333 | 147158.2999 | 147158.2999 | 0 | 0 | 0 | 0 | 124824.9666 | 0 | 0 | 0 | 0 | 0
2022-03-15 22:00 | 0 | 0 | 186065 | 0 | 2846 | 0 | 15 | 147158.2999 | 14.7158 | 0 | 147158.2999 | 1284015.4667 | 254 | 124824.9666 | 2623.9482 | 2623.9482 | 22333.3333 | 147158.2999 | 147158.2999 | 0 | 0 | 0 | 0 | 124824.9666 | 0 | 0 | 0 | 0 | 0
2022-03-15 23:00 | 0 | 0 | 186065 | 0 | 2846 | 0 | 15 | 147158.2999 | 14.7158 | 0 | 147158.2999 | 1136857.1668 | 254 | 124824.9666 | 2623.9482 | 2623.9482 | 22333.3333 | 147158.2999 | 147158.2999 | 0 | 0 | 0 | 0 | 124824.9666 | 0 | 0 | 0 | 0 | 0
2022-03-16 | 0 | 0 | 186065 | 0 | 2846 | 0 | 15 | 147366.6332 | 14.7367 | 0 | 147366.6332 | 989698.8669 | 254 | 124824.9666 | 2623.9482 | 2623.9482 | 22541.6667 | 147366.6332 | 147366.6332 | 0 | 0 | 0 | 0 | 124824.9666 | 0 | 0 | 0 | 0 | 0
2022-03-16 01:00 | 0 | 0 | 186065 | 0 | 2846 | 0 | 15 | 147366.6332 | 14.7367 | 0 | 147366.6332 | 842332.2337 | 254 | 124824.9666 | 2623.9482 | 2623.9482 | 22541.6667 | 147366.6332 | 147366.6332 | 0 | 0 | 0 | 0 | 124824.9666 | 0 | 0 | 0 | 0 | 0
2022-03-16 02:00 | 0 | 0 | 186065 | 0 | 2846 | 0 | 15 | 147366.6332 | 14.7367 | 0 | 147366.6332 | 694965.6005 | 254 | 124824.9666 | 2623.9482 | 2623.9482 | 22541.6667 | 147366.6332 | 147366.6332 | 0 | 0 | 0 | 0 | 124824.9666 | 0 | 0 | 0 | 0 | 0
2022-03-16 03:00 | 0 | 0 | 186065 | 0 | 2846 | 0 | 15 | 147366.6332 | 14.7367 | 0 | 147366.6332 | 547598.9672 | 254 | 124824.9666 | 2623.9482 | 2623.9482 | 22541.6667 | 147366.6332 | 147366.6332 | 0 | 0 | 0 | 0 | 124824.9666 | 0 | 0 | 0 | 0 | 0
2022-03-16 04:00 | 0 | 0 | 186065 | 0 | 2846 | 0 | 15 | 147366.6332 | 14.7367 | 0 | 147366.6332 | 400232.334 | 254 | 124824.9666 | 2623.9482 | 2623.9482 | 22541.6667 | 147366.6332 | 147366.6332 | 0 | 0 | 0 | 0 | 124824.9666 | 0 | 0 | 0 | 0 | 0
2022-03-16 05:00 | 0 | 0 | 186065 | 0 | 2846 | 0 | 15 | 147366.6332 | 14.7367 | 0 | 147366.6332 | 252865.7008 | 254 | 124824.9666 | 2623.9482 | 2623.9482 | 22541.6667 | 147366.6332 | 147366.6332 | 0 | 0 | 0 | 0 | 124824.9666 | 0 | 0 | 0 | 0 | 0
2022-03-16 06:00 | 0.00982 | 0.08426 | 186065 | 1772.3436 | 2846 | 40095.2221 | 15 | 145594.2897 | 14.5594 | 0 | 105499.0676 | 105499.0676 | 254 | 124824.9666 | 2623.9482 | 2623.9482 | 22541.6667 | 147366.6332 | 147366.6332 | 0 | 0 | 0 | 0 | 124824.9666 | 0 | 0 | 0 | 0 | 0
2022-03-16 07:00 | 0.18293 | 0.69938 | 186065 | 33015.7643 | 2846 | 332800.8123 | 15 | 114350.8689 | 11.4351 | 0 | 0 | 0 | 254 | 124824.9666 | 2623.9482 | 2623.9482 | 22541.6667 | 147366.6332 | 147366.6332 | 0 | 0 | 0 | 33015.7643 | 91809.2022 | 0 | 0 | 0 | 0 | 0
2022-03-16 08:00 | 0.4261 | 0.90729 | 186065 | 76903.8276 | 2846 | 431735.0352 | 15 | 70462.8056 | 7.0463 | 0 | 0 | 0 | 254 | 124824.9666 | 2623.9482 | 2623.9482 | 22541.6667 | 147366.6332 | 147366.6332 | 0 | 0 | 0 | 76903.8276 | 47921.139 | 0 | 0 | 0 | 0 | 0
2022-03-16 09:00 | 0.64597 | 1.0124 | 186065 | 116586.6358 | 2846 | 481770.7889 | 15 | 30779.9974 | 3.078 | 0 | 0 | 0 | 254 | 124824.9666 | 2623.9482 | 2623.9482 | 22541.6667 | 147366.6332 | 147366.6332 | 0 | 0 | 0 | 94044.9691 | 30779.9974 | 0 | 0 | 0 | 0 | 0
2022-03-16 10:00 | 0.8208 | 1.0615 | 186065 | 148140.4874 | 2846 | 505106.5318 | 15 | 0 | 0 | 0 | 0 | 0 | 254 | 124824.9666 | 2623.9482 | 2623.9482 | 22541.6667 | 147366.6332 | 147366.6332 | 0 | 0 | 0 | 124824.9666 | 0 | 0 | 0 | 0 | 0 | 0
2022-03-16 11:00 | 0.92942 | 1.0698 | 186065 | 167744.5563 | 2846 | 509060.8552 | 15 | 0 | 0 | 0 | 0 | 0 | 254 | 124824.9666 | 2623.9482 | 2623.9482 | 22541.6667 | 147366.6332 | 147366.6332 | 0 | 0 | 0 | 124824.9666 | 0 | 0 | 0 | 0 | 0 | 0
2022-03-16 12:00 | 0.95625 | 1.0509 | 186065 | 172586.9166 | 2846 | 500062.5091 | 15 | 0 | 0 | 0 | 0 | 0 | 254 | 124824.9666 | 2623.9482 | 2623.9482 | 22541.6667 | 147366.6332 | 147366.6332 | 0 | 0 | 0 | 124824.9666 | 0 | 0 | 0 | 0 | 0 | 0
2022-03-16 13:00 | 0.92147 | 1.0138 | 186065 | 166309.7161 | 2846 | 482436.9806 | 15 | 0 | 0 | 465200.5618 | 0 | 0 | 254 | 124824.9666 | 2623.9482 | 2623.9482 | 22541.6667 | 147366.6332 | 147366.6332 | 0 | 0 | 0 | 124824.9666 | 0 | 0 | 0 | 0 | 0 | 0
2022-03-16 14:00 | 0.81417 | 1.0168 | 186065 | 146943.8848 | 2846 | 483821.7076 | 15 | 422.7484 | 0.042275 | 483398.9592 | 0 | 465200.5618 | 254 | 124824.9666 | 2623.9482 | 2623.9482 | 22541.6667 | 147366.6332 | 147366.6332 | 0 | 0 | 0 | 124824.9666 | 0 | 0 | 0 | 0 | 0 | 0
2022-03-16 15:00 | 0.64242 | 0.94773 | 186065 | 115945.921 | 2846 | 450978.4578 | 15 | 31420.7122 | 3.1421 | 419557.7455 | 0 | 948599.5209 | 254 | 124824.9666 | 2623.9482 | 2623.9482 | 22541.6667 | 147366.6332 | 147366.6332 | 0 | 0 | 0 | 93404.2543 | 31420.7122 | 0 | 0 | 0 | 0 | 0
2022-03-16 16:00 | 0.42298 | 0.84226 | 186065 | 76340.7205 | 2846 | 400790.4317 | 15 | 71025.9127 | 7.1026 | 329764.519 | 0 | 1368157.2665 | 254 | 124824.9666 | 2623.9482 | 2623.9482 | 22541.6667 | 147366.6332 | 147366.6332 | 0 | 0 | 0 | 53799.0538 | 71025.9127 | 0 | 0 | 0 | 0 | 0
2022-03-16 17:00 | 0.18257 | 0.60575 | 186065 | 32950.7904 | 2846 | 288246.8644 | 15 | 114415.8428 | 11.4416 | 173831.0216 | 0 | 1697921.7855 | 254 | 124824.9666 | 2623.9482 | 2623.9482 | 22541.6667 | 147366.6332 | 147366.6332 | 0 | 0 | 0 | 32950.7904 | 91874.1761 | 0 | 0 | 0 | 0 | 0
2022-03-16 18:00 | 0.01093 | 0.06989 | 186065 | 1972.6797 | 2846 | 33257.2404 | 15 | 145393.9535 | 14.5394 | 0 | 112136.7131 | 1871752.8071 | 254 | 124824.9666 | 2623.9482 | 2623.9482 | 22541.6667 | 147366.6332 | 147366.6332 | 0 | 0 | 0 | 0 | 124824.9666 | 0 | 0 | 0 | 0 | 0
2022-03-16 19:00 | 0 | 0 | 186065 | 0 | 2846 | 0 | 15 | 147366.6332 | 14.7367 | 0 | 147366.6332 | 1759616.0939 | 254 | 124824.9666 | 2623.9482 | 2623.9482 | 22541.6667 | 147366.6332 | 147366.6332 | 0 | 0 | 0 | 0 | 124824.9666 | 0 | 0 | 0 | 0 | 0
2022-03-16 20:00 | 0 | 0 | 186065 | 0 | 2846 | 0 | 15 | 147366.6332 | 14.7367 | 0 | 147366.6332 | 1612249.4607 | 254 | 124824.9666 | 2623.9482 | 2623.9482 | 22541.6667 | 147366.6332 | 147366.6332 | 0 | 0 | 0 | 0 | 124824.9666 | 0 | 0 | 0 | 0 | 0
2022-03-16 21:00 | 0 | 0 | 186065 | 0 | 2846 | 0 | 15 | 147366.6332 | 14.7367 | 0 | 147366.6332 | 1464882.8275 | 254 | 124824.9666 | 2623.9482 | 2623.9482 | 22541.6667 | 147366.6332 | 147366.6332 | 0 | 0 | 0 | 0 | 124824.9666 | 0 | 0 | 0 | 0 | 0
2022-03-16 22:00 | 0 | 0 | 186065 | 0 | 2846 | 0 | 15 | 147366.6332 | 14.7367 | 0 | 147366.6332 | 1317516.1943 | 254 | 124824.9666 | 2623.9482 | 2623.9482 | 22541.6667 | 147366.6332 | 147366.6332 | 0 | 0 | 0 | 0 | 124824.9666 | 0 | 0 | 0 | 0 | 0
2022-03-16 23:00 | 0 | 0 | 186065 | 0 | 2846 | 0 | 15 | 147366.6332 | 14.7367 | 0 | 147366.6332 | 1170149.561 | 254 | 124824.9666 | 2623.9482 | 2623.9482 | 22541.6667 | 147366.6332 | 147366.6332 | 0 | 0 | 0 | 0 | 124824.9666 | 0 | 0 | 0 | 0 | 0
2022-03-17 | 0 | 0 | 186065 | 0 | 2846 | 0 | 15 | 147408.2999 | 14.7408 | 0 | 147408.2999 | 1022782.9278 | 254 | 124824.9666 | 2623.9482 | 2623.9482 | 22583.3333 | 147408.2999 | 147408.2999 | 0 | 0 | 0 | 0 | 124824.9666 | 0 | 0 | 0 | 0 | 0
2022-03-17 01:00 | 0 | 0 | 186065 | 0 | 2846 | 0 | 15 | 147408.2999 | 14.7408 | 0 | 147408.2999 | 875374.6279 | 254 | 124824.9666 | 2623.9482 | 2623.9482 | 22583.3333 | 147408.2999 | 147408.2999 | 0 | 0 | 0 | 0 | 124824.9666 | 0 | 0 | 0 | 0 | 0
2022-03-17 02:00 | 0 | 0 | 186065 | 0 | 2846 | 0 | 15 | 147408.2999 | 14.7408 | 0 | 147408.2999 | 727966.328 | 254 | 124824.9666 | 2623.9482 | 2623.9482 | 22583.3333 | 147408.2999 | 147408.2999 | 0 | 0 | 0 | 0 | 124824.9666 | 0 | 0 | 0 | 0 | 0
2022-03-17 03:00 | 0 | 0 | 186065 | 0 | 2846 | 0 | 15 | 147408.2999 | 14.7408 | 0 | 147408.2999 | 580558.0281 | 254 | 124824.9666 | 2623.9482 | 2623.9482 | 22583.3333 | 147408.2999 | 147408.2999 | 0 | 0 | 0 | 0 | 124824.9666 | 0 | 0 | 0 | 0 | 0
2022-03-17 04:00 | 0 | 0 | 186065 | 0 | 2846 | 0 | 15 | 147408.2999 | 14.7408 | 0 | 147408.2999 | 433149.7283 | 254 | 124824.9666 | 2623.9482 | 2623.9482 | 22583.3333 | 147408.2999 | 147408.2999 | 0 | 0 | 0 | 0 | 124824.9666 | 0 | 0 | 0 | 0 | 0
2022-03-17 05:00 | 0 | 0 | 186065 | 0 | 2846 | 0 | 15 | 147408.2999 | 14.7408 | 0 | 147408.2999 | 285741.4284 | 254 | 124824.9666 | 2623.9482 | 2623.9482 | 22583.3333 | 147408.2999 | 147408.2999 | 0 | 0 | 0 | 0 | 124824.9666 | 0 | 0 | 0 | 0 | 0
2022-03-17 06:00 | 0.01077 | 0.08318 | 186065 | 1943.8024 | 2846 | 39581.3028 | 15 | 145464.4974 | 14.5464 | 0 | 105883.1946 | 138333.1285 | 254 | 124824.9666 | 2623.9482 | 2623.9482 | 22583.3333 | 147408.2999 | 147408.2999 | 0 | 0 | 0 | 0 | 124824.9666 | 0 | 0 | 0 | 0 | 0
2022-03-17 07:00 | 0.18638 | 0.67002 | 186065 | 33638.4309 | 2846 | 318829.821 | 15 | 113769.869 | 11.377 | 205059.952 | 0 | 32449.9338 | 254 | 124824.9666 | 2623.9482 | 2623.9482 | 22583.3333 | 147408.2999 | 147408.2999 | 0 | 0 | 0 | 11055.0975 | 113769.869 | 0 | 0 | 0 | 0 | 0
2022-03-17 08:00 | 0.43012 | 0.89564 | 186065 | 77629.3695 | 2846 | 426191.3688 | 15 | 69778.9304 | 6.9779 | 356412.4383 | 0 | 237509.8858 | 254 | 124824.9666 | 2623.9482 | 2623.9482 | 22583.3333 | 147408.2999 | 147408.2999 | 0 | 0 | 0 | 55046.0361 | 69778.9304 | 0 | 0 | 0 | 0 | 0
2022-03-17 09:00 | 0.65067 | 1.0005 | 186065 | 117434.9061 | 2846 | 476065.333 | 15 | 29973.3937 | 2.9973 | 446091.9393 | 0 | 593922.3242 | 254 | 124824.9666 | 2623.9482 | 2623.9482 | 22583.3333 | 147408.2999 | 147408.2999 | 0 | 0 | 0 | 117434.9061 | 7390.0604 | 0 | 0 | 0 | 0 | 0
2022-03-17 10:00 | 0.82185 | 1.0437 | 186065 | 148329.9946 | 2846 | 496636.3804 | 15 | 0 | 0 | 496636.3804 | 0 | 1040014.2635 | 254 | 124824.9666 | 2623.9482 | 2623.9482 | 22583.3333 | 147408.2999 | 147408.2999 | 0 | 0 | 0 | 124824.9666 | 0 | 0 | 0 | 0 | 0 | 0
2022-03-17 11:00 | 0.93028 | 1.0674 | 186065 | 167899.7718 | 2846 | 507918.8124 | 15 | 0 | 0 | 507918.8124 | 0 | 1536650.6439 | 254 | 124824.9666 | 2623.9482 | 2623.9482 | 22583.3333 | 147408.2999 | 147408.2999 | 0 | 0 | 0 | 124824.9666 | 0 | 0 | 0 | 0 | 0 | 0
2022-03-17 12:00 | 0.9491 | 0.9891 | 186065 | 171296.4628 | 2846 | 470664.4219 | 15 | 0 | 0 | 470664.4219 | 0 | 2044569.4563 | 254 | 124824.9666 | 2623.9482 | 2623.9482 | 22583.3333 | 147408.2999 | 147408.2999 | 0 | 0 | 0 | 124824.9666 | 0 | 0 | 0 | 0 | 0 | 0
2022-03-17 13:00 | 0.90635 | 0.95649 | 186065 | 163580.8124 | 2846 | 455146.9143 | 15 | 0 | 0 | 455146.9143 | 0 | 2515233.8782 | 254 | 124824.9666 | 2623.9482 | 2623.9482 | 22583.3333 | 147408.2999 | 147408.2999 | 0 | 0 | 0 | 124824.9666 | 0 | 0 | 0 | 0 | 0 | 0
2022-03-17 14:00 | 0.79153 | 0.89411 | 186065 | 142857.7486 | 2846 | 425463.3164 | 15 | 4550.5513 | 0.45506 | 420912.7651 | 0 | 2970380.7925 | 254 | 124824.9666 | 2623.9482 | 2623.9482 | 22583.3333 | 147408.2999 | 147408.2999 | 0 | 0 | 0 | 120274.4152 | 4550.5513 | 0 | 0 | 0 | 0 | 0
2022-03-17 15:00 | 0.61065 | 0.78144 | 186065 | 110211.9745 | 2846 | 371849.1617 | 15 | 37196.3254 | 3.7196 | 334652.8363 | 0 | 3391293.5576 | 254 | 124824.9666 | 2623.9482 | 2623.9482 | 22583.3333 | 147408.2999 | 147408.2999 | 0 | 0 | 0 | 87628.6411 | 37196.3254 | 0 | 0 | 0 | 0 | 0
2022-03-17 16:00 | 0.38467 | 0.59109 | 186065 | 69426.4148 | 2846 | 281270.8858 | 15 | 77981.885 | 7.7982 | 203289.0008 | 0 | 3725946.3939 | 254 | 124824.9666 | 2623.9482 | 2623.9482 | 22583.3333 | 147408.2999 | 147408.2999 | 0 | 0 | 0 | 46843.0815 | 77981.885 | 0 | 0 | 0 | 0 | 0
2022-03-17 17:00 | 0.15495 | 0.30928 | 186065 | 27965.8486 | 2846 | 147171.2591 | 15 | 119442.4513 | 11.9442 | 27728.8078 | 0 | 3929235.3947 | 254 | 124824.9666 | 2623.9482 | 2623.9482 | 22583.3333 | 147408.2999 | 147408.2999 | 0 | 0 | 0 | 5382.5153 | 119442.4513 | 0 | 0 | 0 | 0 | 0
2022-03-17 18:00 | 0.00915 | 0.00266 | 186065 | 1651.4199 | 2846 | 1265.7642 | 15 | 145756.88 | 14.5757 | 0 | 144491.1158 | 3956964.2025 | 254 | 124824.9666 | 2623.9482 | 2623.9482 | 22583.3333 | 147408.2999 | 147408.2999 | 0 | 0 | 0 | 0 | 124824.9666 | 0 | 0 | 0 | 0 | 0
2022-03-17 19:00 | 0 | 0 | 186065 | 0 | 2846 | 0 | 15 | 147408.2999 | 14.7408 | 0 | 147408.2999 | 3812473.0867 | 254 | 124824.9666 | 2623.9482 | 2623.9482 | 22583.3333 | 147408.2999 | 147408.2999 | 0 | 0 | 0 | 0 | 124824.9666 | 0 | 0 | 0 | 0 | 0
2022-03-17 20:00 | 0 | 0 | 186065 | 0 | 2846 | 0 | 15 | 147408.2999 | 14.7408 | 0 | 147408.2999 | 3665064.7868 | 254 | 124824.9666 | 2623.9482 | 2623.9482 | 22583.3333 | 147408.2999 | 147408.2999 | 0 | 0 | 0 | 0 | 124824.9666 | 0 | 0 | 0 | 0 | 0
2022-03-17 21:00 | 0 | 0 | 186065 | 0 | 2846 | 0 | 15 | 147408.2999 | 14.7408 | 0 | 147408.2999 | 3517656.4869 | 254 | 124824.9666 | 2623.9482 | 2623.9482 | 22583.3333 | 147408.2999 | 147408.2999 | 0 | 0 | 0 | 0 | 124824.9666 | 0 | 0 | 0 | 0 | 0
2022-03-17 22:00 | 0 | 0 | 186065 | 0 | 2846 | 0 | 15 | 147408.2999 | 14.7408 | 0 | 147408.2999 | 3370248.187 | 254 | 124824.9666 | 2623.9482 | 2623.9482 | 22583.3333 | 147408.2999 | 147408.2999 | 0 | 0 | 0 | 0 | 124824.9666 | 0 | 0 | 0 | 0 | 0
2022-03-17 23:00 | 0 | 0 | 186065 | 0 | 2846 | 0 | 15 | 147408.2999 | 14.7408 | 0 | 147408.2999 | 3222839.8871 | 254 | 124824.9666 | 2623.9482 | 2623.9482 | 22583.3333 | 147408.2999 | 147408.2999 | 0 | 0 | 0 | 0 | 124824.9666 | 0 | 0 | 0 | 0 | 0
2022-03-18 | 0 | 0 | 186065 | 0 | 2846 | 0 | 15 | 147374.9666 | 14.7375 | 0 | 147374.9666 | 3075431.5872 | 254 | 124824.9666 | 2623.9482 | 2623.9482 | 22550 | 147374.9666 | 147374.9666 | 0 | 0 | 0 | 0 | 124824.9666 | 0 | 0 | 0 | 0 | 0
2022-03-18 01:00 | 0 | 0 | 186065 | 0 | 2846 | 0 | 15 | 147374.9666 | 14.7375 | 0 | 147374.9666 | 2928056.6207 | 254 | 124824.9666 | 2623.9482 | 2623.9482 | 22550 | 147374.9666 | 147374.9666 | 0 | 0 | 0 | 0 | 124824.9666 | 0 | 0 | 0 | 0 | 0
2022-03-18 02:00 | 0 | 0 | 186065 | 0 | 2846 | 0 | 15 | 147374.9666 | 14.7375 | 0 | 147374.9666 | 2780681.6541 | 254 | 124824.9666 | 2623.9482 | 2623.9482 | 22550 | 147374.9666 | 147374.9666 | 0 | 0 | 0 | 0 | 124824.9666 | 0 | 0 | 0 | 0 | 0
2022-03-18 03:00 | 0 | 0 | 186065 | 0 | 2846 | 0 | 15 | 147374.9666 | 14.7375 | 0 | 147374.9666 | 2633306.6876 | 254 | 124824.9666 | 2623.9482 | 2623.9482 | 22550 | 147374.9666 | 147374.9666 | 0 | 0 | 0 | 0 | 124824.9666 | 0 | 0 | 0 | 0 | 0
2022-03-18 04:00 | 0 | 0 | 186065 | 0 | 2846 | 0 | 15 | 147374.9666 | 14.7375 | 0 | 147374.9666 | 2485931.721 | 254 | 124824.9666 | 2623.9482 | 2623.9482 | 22550 | 147374.9666 | 147374.9666 | 0 | 0 | 0 | 0 | 124824.9666 | 0 | 0 | 0 | 0 | 0
2022-03-18 05:00 | 0 | 0 | 186065 | 0 | 2846 | 0 | 15 | 147374.9666 | 14.7375 | 0 | 147374.9666 | 2338556.7545 | 254 | 124824.9666 | 2623.9482 | 2623.9482 | 22550 | 147374.9666 | 147374.9666 | 0 | 0 | 0 | 0 | 124824.9666 | 0 | 0 | 0 | 0 | 0
2022-03-18 06:00 | 0.00973 | 0.02545 | 186065 | 1756.1001 | 2846 | 12110.413 | 15 | 145618.8665 | 14.5619 | 0 | 133508.4534 | 2191181.7879 | 254 | 124824.9666 | 2623.9482 | 2623.9482 | 22550 | 147374.9666 | 147374.9666 | 0 | 0 | 0 | 0 | 124824.9666 | 0 | 0 | 0 | 0 | 0
2022-03-18 07:00 | 0.16823 | 0.49025 | 186065 | 30362.6635 | 2846 | 233286.0508 | 15 | 117012.3031 | 11.7012 | 116273.7477 | 0 | 2057673.3345 | 254 | 124824.9666 | 2623.9482 | 2623.9482 | 22550 | 147374.9666 | 147374.9666 | 0 | 0 | 0 | 30362.6635 | 94462.3031 | 0 | 0 | 0 | 0 | 0
2022-03-18 08:00 | 0.40025 | 0.73524 | 186065 | 72238.3408 | 2846 | 349864.8363 | 15 | 75136.6258 | 7.5137 | 274728.2105 | 0 | 2173947.0822 | 254 | 124824.9666 | 2623.9482 | 2623.9482 | 22550 | 147374.9666 | 147374.9666 | 0 | 0 | 0 | 72238.3408 | 52586.6258 | 0 | 0 | 0 | 0 | 0
2022-03-18 09:00 | 0.61478 | 0.85935 | 186065 | 110957.3695 | 2846 | 408922.7287 | 15 | 36417.5971 | 3.6418 | 372505.1316 | 0 | 2448675.2927 | 254 | 124824.9666 | 2623.9482 | 2623.9482 | 22550 | 147374.9666 | 147374.9666 | 0 | 0 | 0 | 88407.3695 | 36417.5971 | 0 | 0 | 0 | 0 | 0
2022-03-18 10:00 | 0.78405 | 0.91561 | 186065 | 141507.7354 | 2846 | 435694.1172 | 15 | 5867.2312 | 0.58672 | 429826.886 | 0 | 2821180.4243 | 254 | 124824.9666 | 2623.9482 | 2623.9482 | 22550 | 147374.9666 | 147374.9666 | 0 | 0 | 0 | 118957.7354 | 5867.2312 | 0 | 0 | 0 | 0 | 0
2022-03-18 11:00 | 0.8537 | 0.87008 | 186065 | 154078.3798 | 2846 | 414028.6121 | 15 | 0 | 0 | 414028.6121 | 0 | 3251007.3104 | 254 | 124824.9666 | 2623.9482 | 2623.9482 | 22550 | 147374.9666 | 147374.9666 | 0 | 0 | 0 | 124824.9666 | 0 | 0 | 0 | 0 | 0 | 0
2022-03-18 12:00 | 0.88255 | 0.69651 | 186065 | 159285.3158 | 2846 | 331435.1193 | 15 | 0 | 0 | 331435.1193 | 0 | 3665035.9225 | 254 | 124824.9666 | 2623.9482 | 2623.9482 | 22550 | 147374.9666 | 147374.9666 | 0 | 0 | 0 | 124824.9666 | 0 | 0 | 0 | 0 | 0 | 0
2022-03-18 13:00 | 0.8241 | 0.79031 | 186065 | 148736.0815 | 2846 | 376069.9619 | 15 | 0 | 0 | 376069.9619 | 0 | 3996471.0418 | 254 | 124824.9666 | 2623.9482 | 2623.9482 | 22550 | 147374.9666 | 147374.9666 | 0 | 0 | 0 | 124824.9666 | 0 | 0 | 0 | 0 | 0 | 0
2022-03-18 14:00 | 0.74885 | 0.75483 | 186065 | 135154.732 | 2846 | 359186.7613 | 15 | 12220.2346 | 1.222 | 346966.5267 | 0 | 4372541.0036 | 254 | 124824.9666 | 2623.9482 | 2623.9482 | 22550 | 147374.9666 | 147374.9666 | 0 | 0 | 0 | 124824.9666 | 0 | 0 | 0 | 0 | 0 | 0
2022-03-18 15:00 | 0.55912 | 0.61019 | 186065 | 100911.6829 | 2846 | 290359.6437 | 15 | 46463.2836 | 4.6463 | 243896.3601 | 0 | 4719507.5304 | 254 | 124824.9666 | 2623.9482 | 2623.9482 | 22550 | 147374.9666 | 147374.9666 | 0 | 0 | 0 | 78361.6829 | 46463.2836 | 0 | 0 | 0 | 0 | 0
2022-03-18 16:00 | 0.36108 | 0.53035 | 186065 | 65168.8197 | 2846 | 252367.6839 | 15 | 82206.1469 | 8.2206 | 170161.5371 | 0 | 4963403.8905 | 254 | 124824.9666 | 2623.9482 | 2623.9482 | 22550 | 147374.9666 | 147374.9666 | 0 | 0 | 0 | 65168.8197 | 59656.1469 | 0 | 0 | 0 | 0 | 0
2022-03-18 17:00 | 0.15368 | 0.34094 | 186065 | 27736.6351 | 2846 | 162236.7081 | 15 | 119638.3314 | 11.9638 | 42598.3767 | 0 | 5133565.4275 | 254 | 124824.9666 | 2623.9482 | 2623.9482 | 22550 | 147374.9666 | 147374.9666 | 0 | 0 | 0 | 27736.6351 | 97088.3314 | 0 | 0 | 0 | 0 | 0
2022-03-18 18:00 | 0.00973 | 0.01273 | 186065 | 1756.1001 | 2846 | 6057.5858 | 15 | 145618.8665 | 14.5619 | 0 | 139561.2807 | 5176163.8042 | 254 | 124824.9666 | 2623.9482 | 2623.9482 | 22550 | 147374.9666 | 147374.9666 | 0 | 0 | 0 | 1756.1001 | 123068.8665 | 0 | 0 | 0 | 0 | 0
2022-03-18 19:00 | 0 | 0 | 186065 | 0 | 2846 | 0 | 15 | 147374.9666 | 14.7375 | 0 | 147374.9666 | 5036602.5235 | 254 | 124824.9666 | 2623.9482 | 2623.9482 | 22550 | 147374.9666 | 147374.9666 | 0 | 0 | 0 | 0 | 124824.9666 | 0 | 0 | 0 | 0 | 0
2022-03-18 20:00 | 0 | 0 | 186065 | 0 | 2846 | 0 | 15 | 147374.9666 | 14.7375 | 0 | 147374.9666 | 4889227.5569 | 254 | 124824.9666 | 2623.9482 | 2623.9482 | 22550 | 147374.9666 | 147374.9666 | 0 | 0 | 0 | 0 | 124824.9666 | 0 | 0 | 0 | 0 | 0
2022-03-18 21:00 | 0 | 0 | 186065 | 0 | 2846 | 0 | 15 | 147374.9666 | 14.7375 | 0 | 147374.9666 | 4741852.5904 | 254 | 124824.9666 | 2623.9482 | 2623.9482 | 22550 | 147374.9666 | 147374.9666 | 0 | 0 | 0 | 0 | 124824.9666 | 0 | 0 | 0 | 0 | 0
2022-03-18 22:00 | 0 | 0 | 186065 | 0 | 2846 | 0 | 15 | 147374.9666 | 14.7375 | 0 | 147374.9666 | 4594477.6238 | 254 | 124824.9666 | 2623.9482 | 2623.9482 | 22550 | 147374.9666 | 147374.9666 | 0 | 0 | 0 | 0 | 124824.9666 | 0 | 0 | 0 | 0 | 0
2022-03-18 23:00 | 0 | 0 | 186065 | 0 | 2846 | 0 | 15 | 147374.9666 | 14.7375 | 0 | 147374.9666 | 4447102.6573 | 254 | 124824.9666 | 2623.9482 | 2623.9482 | 22550 | 147374.9666 | 147374.9666 | 0 | 0 | 0 | 0 | 124824.9666 | 0 | 0 | 0 | 0 | 0
2022-03-19 | 0 | 0 | 186065 | 0 | 2846 | 0 | 15 | 146649.9666 | 14.665 | 0 | 146649.9666 | 4299727.6907 | 254 | 124824.9666 | 2623.9482 | 2623.9482 | 21825 | 146649.9666 | 146649.9666 | 0 | 0 | 0 | 0 | 124824.9666 | 0 | 0 | 0 | 0 | 0
2022-03-19 01:00 | 0 | 0 | 186065 | 0 | 2846 | 0 | 15 | 146649.9666 | 14.665 | 0 | 146649.9666 | 4153077.7241 | 254 | 124824.9666 | 2623.9482 | 2623.9482 | 21825 | 146649.9666 | 146649.9666 | 0 | 0 | 0 | 0 | 124824.9666 | 0 | 0 | 0 | 0 | 0
2022-03-19 02:00 | 0 | 0 | 186065 | 0 | 2846 | 0 | 15 | 146649.9666 | 14.665 | 0 | 146649.9666 | 4006427.7576 | 254 | 124824.9666 | 2623.9482 | 2623.9482 | 21825 | 146649.9666 | 146649.9666 | 0 | 0 | 0 | 0 | 124824.9666 | 0 | 0 | 0 | 0 | 0
2022-03-19 03:00 | 0 | 0 | 186065 | 0 | 2846 | 0 | 15 | 146649.9666 | 14.665 | 0 | 146649.9666 | 3859777.791 | 254 | 124824.9666 | 2623.9482 | 2623.9482 | 21825 | 146649.9666 | 146649.9666 | 0 | 0 | 0 | 0 | 124824.9666 | 0 | 0 | 0 | 0 | 0
2022-03-19 04:00 | 0 | 0 | 186065 | 0 | 2846 | 0 | 15 | 146649.9666 | 14.665 | 0 | 146649.9666 | 3713127.8245 | 254 | 124824.9666 | 2623.9482 | 2623.9482 | 21825 | 146649.9666 | 146649.9666 | 0 | 0 | 0 | 0 | 124824.9666 | 0 | 0 | 0 | 0 | 0
2022-03-19 05:00 | 0 | 0 | 186065 | 0 | 2846 | 0 | 15 | 146649.9666 | 14.665 | 0 | 146649.9666 | 3566477.8579 | 254 | 124824.9666 | 2623.9482 | 2623.9482 | 21825 | 146649.9666 | 146649.9666 | 0 | 0 | 0 | 0 | 124824.9666 | 0 | 0 | 0 | 0 | 0
2022-03-19 06:00 | 0.00965 | 0.00088 | 186065 | 1741.6614 | 2846 | 418.7491 | 15 | 144908.3051 | 14.4908 | 0 | 144489.5561 | 3419827.8914 | 254 | 124824.9666 | 2623.9482 | 2623.9482 | 21825 | 146649.9666 | 146649.9666 | 0 | 0 | 0 | 1741.6614 | 123083.3051 | 0 | 0 | 0 | 0 | 0
2022-03-19 07:00 | 0.14788 | 0.23766 | 186065 | 26689.8334 | 2846 | 113090.7962 | 15 | 119960.1331 | 11.996 | 0 | 6869.3369 | 3275338.3353 | 254 | 124824.9666 | 2623.9482 | 2623.9482 | 21825 | 146649.9666 | 146649.9666 | 0 | 0 | 0 | 26689.8334 | 98135.1331 | 0 | 0 | 0 | 0 | 0
2022-03-19 08:00 | 0.35277 | 0.40691 | 186065 | 63669.0055 | 2846 | 193628.6118 | 15 | 82980.961 | 8.2981 | 110647.6508 | 0 | 3268468.9984 | 254 | 124824.9666 | 2623.9482 | 2623.9482 | 21825 | 146649.9666 | 146649.9666 | 0 | 0 | 0 | 41844.0055 | 82980.961 | 0 | 0 | 0 | 0 | 0
2022-03-19 09:00 | 0.57178 | 0.57337 | 186065 | 103196.5983 | 2846 | 272838.8025 | 15 | 43453.3682 | 4.3453 | 229385.4343 | 0 | 3379116.6491 | 254 | 124824.9666 | 2623.9482 | 2623.9482 | 21825 | 146649.9666 | 146649.9666 | 0 | 0 | 0 | 103196.5983 | 21628.3682 | 0 | 0 | 0 | 0 | 0
2022-03-19 10:00 | 0.74835 | 0.67603 | 186065 | 135064.4905 | 2846 | 321689.6867 | 15 | 11585.4761 | 1.1585 | 310104.2106 | 0 | 3608502.0835 | 254 | 124824.9666 | 2623.9482 | 2623.9482 | 21825 | 146649.9666 | 146649.9666 | 0 | 0 | 0 | 124824.9666 | 0 | 0 | 0 | 0 | 0 | 0
2022-03-19 11:00 | 0.85535 | 0.70934 | 186065 | 154376.1768 | 2846 | 337540.2902 | 15 | 0 | 0 | 337540.2902 | 0 | 3918606.2941 | 254 | 124824.9666 | 2623.9482 | 2623.9482 | 21825 | 146649.9666 | 146649.9666 | 0 | 0 | 0 | 124824.9666 | 0 | 0 | 0 | 0 | 0 | 0
2022-03-19 12:00 | 0.86047 | 0.60375 | 186065 | 155300.25 | 2846 | 287295.162 | 15 | 0 | 0 | 287295.162 | 0 | 4256146.5843 | 254 | 124824.9666 | 2623.9482 | 2623.9482 | 21825 | 146649.9666 | 146649.9666 | 0 | 0 | 0 | 124824.9666 | 0 | 0 | 0 | 0 | 0 | 0
2022-03-19 13:00 | 0.82315 | 0.58742 | 186065 | 148564.6226 | 2846 | 279524.5119 | 15 | 0 | 0 | 279524.5119 | 0 | 4543441.7463 | 254 | 124824.9666 | 2623.9482 | 2623.9482 | 21825 | 146649.9666 | 146649.9666 | 0 | 0 | 0 | 124824.9666 | 0 | 0 | 0 | 0 | 0 | 0
2022-03-19 14:00 | 0.71135 | 0.51965 | 186065 | 128386.6176 | 2846 | 247276.0761 | 15 | 18263.3489 | 1.8263 | 229012.7271 | 0 | 4822966.2582 | 254 | 124824.9666 | 2623.9482 | 2623.9482 | 21825 | 146649.9666 | 146649.9666 | 0 | 0 | 0 | 124824.9666 | 0 | 0 | 0 | 0 | 0 | 0
2022-03-19 15:00 | 0.54147 | 0.4503 | 186065 | 97726.1571 | 2846 | 214275.7954 | 15 | 48923.8095 | 4.8924 | 165351.9859 | 0 | 5051978.9853 | 254 | 124824.9666 | 2623.9482 | 2623.9482 | 21825 | 146649.9666 | 146649.9666 | 0 | 0 | 0 | 97726.1571 | 27098.8095 | 0 | 0 | 0 | 0 | 0
2022-03-19 16:00 | 0.33423 | 0.3168 | 186065 | 60322.8498 | 2846 | 150749.6602 | 15 | 86327.1168 | 8.6327 | 64422.5434 | 0 | 5217330.9712 | 254 | 124824.9666 | 2623.9482 | 2623.9482 | 21825 | 146649.9666 | 146649.9666 | 0 | 0 | 0 | 60322.8498 | 64502.1168 | 0 | 0 | 0 | 0 | 0
2022-03-19 17:00 | 0.13573 | 0.14033 | 186065 | 24496.9644 | 2846 | 66776.1989 | 15 | 122153.0022 | 12.2153 | 0 | 55376.8033 | 5281753.5146 | 254 | 124824.9666 | 2623.9482 | 2623.9482 | 21825 | 146649.9666 | 146649.9666 | 0 | 0 | 0 | 2671.9644 | 122153.0022 | 0 | 0 | 0 | 0 | 0
2022-03-19 18:00 | 0.0091 | 0 | 186065 | 1642.3958 | 2846 | 0 | 15 | 145007.5708 | 14.5008 | 0 | 145007.5708 | 5226376.7114 | 254 | 124824.9666 | 2623.9482 | 2623.9482 | 21825 | 146649.9666 | 146649.9666 | 0 | 0 | 0 | 0 | 124824.9666 | 0 | 0 | 0 | 0 | 0
2022-03-19 19:00 | 0 | 0 | 186065 | 0 | 2846 | 0 | 15 | 146649.9666 | 14.665 | 0 | 146649.9666 | 5081369.1405 | 254 | 124824.9666 | 2623.9482 | 2623.9482 | 21825 | 146649.9666 | 146649.9666 | 0 | 0 | 0 | 0 | 124824.9666 | 0 | 0 | 0 | 0 | 0
2022-03-19 20:00 | 0 | 0 | 186065 | 0 | 2846 | 0 | 15 | 146649.9666 | 14.665 | 0 | 146649.9666 | 4934719.174 | 254 | 124824.9666 | 2623.9482 | 2623.9482 | 21825 | 146649.9666 | 146649.9666 | 0 | 0 | 0 | 0 | 124824.9666 | 0 | 0 | 0 | 0 | 0
2022-03-19 21:00 | 0 | 0 | 186065 | 0 | 2846 | 0 | 15 | 146649.9666 | 14.665 | 0 | 146649.9666 | 4788069.2074 | 254 | 124824.9666 | 2623.9482 | 2623.9482 | 21825 | 146649.9666 | 146649.9666 | 0 | 0 | 0 | 0 | 124824.9666 | 0 | 0 | 0 | 0 | 0
2022-03-19 22:00 | 0 | 0 | 186065 | 0 | 2846 | 0 | 15 | 146649.9666 | 14.665 | 0 | 146649.9666 | 4641419.2409 | 254 | 124824.9666 | 2623.9482 | 2623.9482 | 21825 | 146649.9666 | 146649.9666 | 0 | 0 | 0 | 0 | 124824.9666 | 0 | 0 | 0 | 0 | 0
2022-03-19 23:00 | 0 | 0 | 186065 | 0 | 2846 | 0 | 15 | 146649.9666 | 14.665 | 0 | 146649.9666 | 4494769.2743 | 254 | 124824.9666 | 2623.9482 | 2623.9482 | 21825 | 146649.9666 | 146649.9666 | 0 | 0 | 0 | 0 | 124824.9666 | 0 | 0 | 0 | 0 | 0
2022-03-20 | 0 | 0 | 186065 | 0 | 2846 | 0 | 15 | 147499.9666 | 14.75 | 0 | 147499.9666 | 4348119.3078 | 254 | 124824.9666 | 2623.9482 | 2623.9482 | 22675 | 147499.9666 | 147499.9666 | 0 | 0 | 0 | 0 | 124824.9666 | 0 | 0 | 0 | 0 | 0
2022-03-20 01:00 | 0 | 0 | 186065 | 0 | 2846 | 0 | 15 | 147499.9666 | 14.75 | 0 | 147499.9666 | 4200619.3412 | 254 | 124824.9666 | 2623.9482 | 2623.9482 | 22675 | 147499.9666 | 147499.9666 | 0 | 0 | 0 | 0 | 124824.9666 | 0 | 0 | 0 | 0 | 0
2022-03-20 02:00 | 0 | 0 | 186065 | 0 | 2846 | 0 | 15 | 147499.9666 | 14.75 | 0 | 147499.9666 | 4053119.3746 | 254 | 124824.9666 | 2623.9482 | 2623.9482 | 22675 | 147499.9666 | 147499.9666 | 0 | 0 | 0 | 0 | 124824.9666 | 0 | 0 | 0 | 0 | 0
2022-03-20 03:00 | 0 | 0 | 186065 | 0 | 2846 | 0 | 15 | 147499.9666 | 14.75 | 0 | 147499.9666 | 3905619.4081 | 254 | 124824.9666 | 2623.9482 | 2623.9482 | 22675 | 147499.9666 | 147499.9666 | 0 | 0 | 0 | 0 | 124824.9666 | 0 | 0 | 0 | 0 | 0
2022-03-20 04:00 | 0 | 0 | 186065 | 0 | 2846 | 0 | 15 | 147499.9666 | 14.75 | 0 | 147499.9666 | 3758119.4415 | 254 | 124824.9666 | 2623.9482 | 2623.9482 | 22675 | 147499.9666 | 147499.9666 | 0 | 0 | 0 | 0 | 124824.9666 | 0 | 0 | 0 | 0 | 0
2022-03-20 05:00 | 0 | 0 | 186065 | 0 | 2846 | 0 | 15 | 147499.9666 | 14.75 | 0 | 147499.9666 | 3610619.475 | 254 | 124824.9666 | 2623.9482 | 2623.9482 | 22675 | 147499.9666 | 147499.9666 | 0 | 0 | 0 | 0 | 124824.9666 | 0 | 0 | 0 | 0 | 0
2022-03-20 06:00 | 0.01035 | 0.00065 | 186065 | 1867.9996 | 2846 | 309.3033 | 15 | 145631.967 | 14.5632 | 0 | 145322.6637 | 3463119.5084 | 254 | 124824.9666 | 2623.9482 | 2623.9482 | 22675 | 147499.9666 | 147499.9666 | 0 | 0 | 0 | 0 | 124824.9666 | 0 | 0 | 0 | 0 | 0
2022-03-20 07:00 | 0.12045 | 0.04659 | 186065 | 21739.1834 | 2846 | 22169.9074 | 15 | 125760.7832 | 12.5761 | 0 | 103590.8758 | 3317796.8447 | 254 | 124824.9666 | 2623.9482 | 2623.9482 | 22675 | 147499.9666 | 147499.9666 | 0 | 0 | 0 | 21739.1834 | 103085.7832 | 0 | 0 | 0 | 0 | 0
2022-03-20 08:00 | 0.25027 | 0.05995 | 186065 | 45169.4929 | 2846 | 28527.2794 | 15 | 102330.4736 | 10.233 | 0 | 73803.1942 | 3214205.9689 | 254 | 124824.9666 | 2623.9482 | 2623.9482 | 22675 | 147499.9666 | 147499.9666 | 0 | 0 | 0 | 45169.4929 | 79655.4736 | 0 | 0 | 0 | 0 | 0
2022-03-20 09:00 | 0.386 | 0.00851 | 186065 | 69666.4573 | 2846 | 4049.4937 | 15 | 77833.5093 | 7.7834 | 0 | 73784.0155 | 3140402.7747 | 254 | 124824.9666 | 2623.9482 | 2623.9482 | 22675 | 147499.9666 | 147499.9666 | 0 | 0 | 0 | 46991.4573 | 77833.5093 | 0 | 0 | 0 | 0 | 0
2022-03-20 10:00 | 0.56097 | 0.03287 | 186065 | 101245.5766 | 2846 | 15641.2289 | 15 | 46254.39 | 4.6254 | 0 | 30613.1611 | 3066618.7592 | 254 | 124824.9666 | 2623.9482 | 2623.9482 | 22675 | 147499.9666 | 147499.9666 | 0 | 0 | 0 | 78570.5766 | 46254.39 | 0 | 0 | 0 | 0 | 0
2022-03-20 11:00 | 0.79628 | 0.44462 | 186065 | 143715.0431 | 2846 | 211572.9605 | 15 | 3784.9235 | 0.37849 | 207788.037 | 0 | 3036005.5981 | 254 | 124824.9666 | 2623.9482 | 2623.9482 | 22675 | 147499.9666 | 147499.9666 | 0 | 0 | 0 | 121040.0431 | 3784.9235 | 0 | 0 | 0 | 0 | 0
2022-03-20 12:00 | 0.7626 | 0.31872 | 186065 | 137636.3739 | 2846 | 151663.2945 | 15 | 9863.5926 | 0.98636 | 141799.7018 | 0 | 3243793.6352 | 254 | 124824.9666 | 2623.9482 | 2623.9482 | 22675 | 147499.9666 | 147499.9666 | 0 | 0 | 0 | 124824.9666 | 0 | 0 | 0 | 0 | 0 | 0
2022-03-20 13:00 | 0.6692 | 0.23561 | 186065 | 120779.2571 | 2846 | 112115.3012 | 15 | 26720.7095 | 2.6721 | 85394.5917 | 0 | 3385593.337 | 254 | 124824.9666 | 2623.9482 | 2623.9482 | 22675 | 147499.9666 | 147499.9666 | 0 | 0 | 0 | 98104.2571 | 26720.7095 | 0 | 0 | 0 | 0 | 0
2022-03-20 14:00 | 0.5906 | 0.24408 | 186065 | 106593.2893 | 2846 | 116145.7609 | 15 | 40906.6772 | 4.0907 | 75239.0837 | 0 | 3470987.9287 | 254 | 124824.9666 | 2623.9482 | 2623.9482 | 22675 | 147499.9666 | 147499.9666 | 0 | 0 | 0 | 106593.2893 | 18231.6772 | 0 | 0 | 0 | 0 | 0
2022-03-20 15:00 | 0.48302 | 0.33012 | 186065 | 87176.9228 | 2846 | 157087.9981 | 15 | 60323.0437 | 6.0323 | 96764.9544 | 0 | 3546227.0124 | 254 | 124824.9666 | 2623.9482 | 2623.9482 | 22675 | 147499.9666 | 147499.9666 | 0 | 0 | 0 | 87176.9228 | 37648.0437 | 0 | 0 | 0 | 0 | 0
2022-03-20 16:00 | 0.31155 | 0.25244 | 186065 | 56229.4942 | 2846 | 120123.8769 | 15 | 91270.4723 | 9.127 | 28853.4046 | 0 | 3642991.9668 | 254 | 124824.9666 | 2623.9482 | 2623.9482 | 22675 | 147499.9666 | 147499.9666 | 0 | 0 | 0 | 33554.4942 | 91270.4723 | 0 | 0 | 0 | 0 | 0
2022-03-20 17:00 | 0.13448 | 0.12072 | 186065 | 24271.3606 | 2846 | 57444.7569 | 15 | 123228.606 | 12.3229 | 0 | 65783.8491 | 3671845.3714 | 254 | 124824.9666 | 2623.9482 | 2623.9482 | 22675 | 147499.9666 | 147499.9666 | 0 | 0 | 0 | 1596.3606 | 123228.606 | 0 | 0 | 0 | 0 | 0
2022-03-20 18:00 | 0.00975 | 0.00049 | 186065 | 1759.7097 | 2846 | 233.1671 | 15 | 145740.2568 | 14.574 | 0 | 145507.0897 | 3606061.5223 | 254 | 124824.9666 | 2623.9482 | 2623.9482 | 22675 | 147499.9666 | 147499.9666 | 0 | 0 | 0 | 1759.7097 | 123065.2568 | 0 | 0 | 0 | 0 | 0
2022-03-20 19:00 | 0 | 0 | 186065 | 0 | 2846 | 0 | 15 | 147499.9666 | 14.75 | 0 | 147499.9666 | 3460554.4325 | 254 | 124824.9666 | 2623.9482 | 2623.9482 | 22675 | 147499.9666 | 147499.9666 | 0 | 0 | 0 | 0 | 124824.9666 | 0 | 0 | 0 | 0 | 0
2022-03-20 20:00 | 0 | 0 | 186065 | 0 | 2846 | 0 | 15 | 147499.9666 | 14.75 | 0 | 147499.9666 | 3313054.466 | 254 | 124824.9666 | 2623.9482 | 2623.9482 | 22675 | 147499.9666 | 147499.9666 | 0 | 0 | 0 | 0 | 124824.9666 | 0 | 0 | 0 | 0 | 0
2022-03-20 21:00 | 0 | 0 | 186065 | 0 | 2846 | 0 | 15 | 147499.9666 | 14.75 | 0 | 147499.9666 | 3165554.4994 | 254 | 124824.9666 | 2623.9482 | 2623.9482 | 22675 | 147499.9666 | 147499.9666 | 0 | 0 | 0 | 0 | 124824.9666 | 0 | 0 | 0 | 0 | 0
2022-03-20 22:00 | 0 | 0 | 186065 | 0 | 2846 | 0 | 15 | 147499.9666 | 14.75 | 0 | 147499.9666 | 3018054.5329 | 254 | 124824.9666 | 2623.9482 | 2623.9482 | 22675 | 147499.9666 | 147499.9666 | 0 | 0 | 0 | 0 | 124824.9666 | 0 | 0 | 0 | 0 | 0
2022-03-20 23:00 | 0 | 0 | 186065 | 0 | 2846 | 0 | 15 | 147499.9666 | 14.75 | 0 | 147499.9666 | 2870554.5663 | 254 | 124824.9666 | 2623.9482 | 2623.9482 | 22675 | 147499.9666 | 147499.9666 | 0 | 0 | 0 | 0 | 124824.9666 | 0 | 0 | 0 | 0 | 0
2022-03-21 | 0 | 0 | 186065 | 0 | 2846 | 0 | 15 | 144824.9666 | 14.4825 | 0 | 144824.9666 | 2723054.5997 | 254 | 124824.9666 | 2623.9482 | 2623.9482 | 20000 | 144824.9666 | 144824.9666 | 0 | 0 | 0 | 0 | 124824.9666 | 0 | 0 | 0 | 0 | 0
2022-03-21 01:00 | 0 | 0 | 186065 | 0 | 2846 | 0 | 15 | 144824.9666 | 14.4825 | 0 | 144824.9666 | 2578229.6332 | 254 | 124824.9666 | 2623.9482 | 2623.9482 | 20000 | 144824.9666 | 144824.9666 | 0 | 0 | 0 | 0 | 124824.9666 | 0 | 0 | 0 | 0 | 0
2022-03-21 02:00 | 0 | 0 | 186065 | 0 | 2846 | 0 | 15 | 144824.9666 | 14.4825 | 0 | 144824.9666 | 2433404.6666 | 254 | 124824.9666 | 2623.9482 | 2623.9482 | 20000 | 144824.9666 | 144824.9666 | 0 | 0 | 0 | 0 | 124824.9666 | 0 | 0 | 0 | 0 | 0
2022-03-21 03:00 | 0 | 0 | 186065 | 0 | 2846 | 0 | 15 | 144824.9666 | 14.4825 | 0 | 144824.9666 | 2288579.7001 | 254 | 124824.9666 | 2623.9482 | 2623.9482 | 20000 | 144824.9666 | 144824.9666 | 0 | 0 | 0 | 0 | 124824.9666 | 0 | 0 | 0 | 0 | 0
2022-03-21 04:00 | 0 | 0 | 186065 | 0 | 2846 | 0 | 15 | 144824.9666 | 14.4825 | 0 | 144824.9666 | 2143754.7335 | 254 | 124824.9666 | 2623.9482 | 2623.9482 | 20000 | 144824.9666 | 144824.9666 | 0 | 0 | 0 | 0 | 124824.9666 | 0 | 0 | 0 | 0 | 0
2022-03-21 05:00 | 0 | 0 | 186065 | 0 | 2846 | 0 | 15 | 144824.9666 | 14.4825 | 0 | 144824.9666 | 1998929.7669 | 254 | 124824.9666 | 2623.9482 | 2623.9482 | 20000 | 144824.9666 | 144824.9666 | 0 | 0 | 0 | 0 | 124824.9666 | 0 | 0 | 0 | 0 | 0
2022-03-21 06:00 | 0.0084 | 0 | 186065 | 1516.0576 | 2846 | 0 | 15 | 143308.9089 | 14.3309 | 0 | 143308.9089 | 1854104.8004 | 254 | 124824.9666 | 2623.9482 | 2623.9482 | 20000 | 144824.9666 | 144824.9666 | 0 | 0 | 0 | 0 | 124824.9666 | 0 | 0 | 0 | 0 | 0
2022-03-21 07:00 | 0.09943 | 0.00683 | 186065 | 17945.4297 | 2846 | 3250.0637 | 15 | 126879.5369 | 12.688 | 0 | 123629.4732 | 1710795.8915 | 254 | 124824.9666 | 2623.9482 | 2623.9482 | 20000 | 144824.9666 | 144824.9666 | 0 | 0 | 0 | 0 | 124824.9666 | 0 | 0 | 0 | 0 | 0
2022-03-21 08:00 | 0.24002 | 0.00837 | 186065 | 43319.5417 | 2846 | 3982.8745 | 15 | 101505.4249 | 10.1505 | 0 | 97522.5504 | 1587166.4183 | 254 | 124824.9666 | 2623.9482 | 2623.9482 | 20000 | 144824.9666 | 144824.9666 | 0 | 0 | 0 | 23319.5417 | 101505.4249 | 0 | 0 | 0 | 0 | 0
2022-03-21 09:00 | 0.39002 | 0.01947 | 186065 | 70391.9992 | 2846 | 9264.8229 | 15 | 74432.9674 | 7.4433 | 0 | 65168.1445 | 1489643.8679 | 254 | 124824.9666 | 2623.9482 | 2623.9482 | 20000 | 144824.9666 | 144824.9666 | 0 | 0 | 0 | 70391.9992 | 54432.9674 | 0 | 0 | 0 | 0 | 0
2022-03-21 10:00 | 0.5998 | 0.29978 | 186065 | 108253.7334 | 2846 | 142650.6727 | 15 | 36571.2332 | 3.6571 | 106079.4396 | 0 | 1424475.7234 | 254 | 124824.9666 | 2623.9482 | 2623.9482 | 20000 | 144824.9666 | 144824.9666 | 0 | 0 | 0 | 88253.7334 | 36571.2332 | 0 | 0 | 0 | 0 | 0
2022-03-21 11:00 | 0.72058 | 0.29054 | 186065 | 130052.4762 | 2846 | 138253.8076 | 15 | 14772.4904 | 1.4772 | 123481.3173 | 0 | 1530555.1629 | 254 | 124824.9666 | 2623.9482 | 2623.9482 | 20000 | 144824.9666 | 144824.9666 | 0 | 0 | 0 | 110052.4762 | 14772.4904 | 0 | 0 | 0 | 0 | 0
2022-03-21 12:00 | 0.71608 | 0.18039 | 186065 | 129240.3024 | 2846 | 85838.798 | 15 | 15584.6641 | 1.5585 | 70254.1339 | 0 | 1654036.4802 | 254 | 124824.9666 | 2623.9482 | 2623.9482 | 20000 | 144824.9666 | 144824.9666 | 0 | 0 | 0 | 109240.3024 | 15584.6641 | 0 | 0 | 0 | 0 | 0
2022-03-21 13:00 | 0.78588 | 0.42722 | 186065 | 141838.0193 | 2846 | 203293.1497 | 15 | 2986.9472 | 0.29869 | 200306.2024 | 0 | 1724290.614 | 254 | 124824.9666 | 2623.9482 | 2623.9482 | 20000 | 144824.9666 | 144824.9666 | 0 | 0 | 0 | 121838.0193 | 2986.9472 | 0 | 0 | 0 | 0 | 0
2022-03-21 14:00 | 0.66908 | 0.35973 | 186065 | 120757.5991 | 2846 | 171177.9522 | 15 | 24067.3675 | 2.4067 | 147110.5847 | 0 | 1924596.8165 | 254 | 124824.9666 | 2623.9482 | 2623.9482 | 20000 | 144824.9666 | 144824.9666 | 0 | 0 | 0 | 120757.5991 | 4067.3675 | 0 | 0 | 0 | 0 | 0
2022-03-21 15:00 | 0.48333 | 0.27624 | 186065 | 87232.8726 | 2846 | 131449.1355 | 15 | 57592.094 | 5.7592 | 73857.0415 | 0 | 2071707.4012 | 254 | 124824.9666 | 2623.9482 | 2623.9482 | 20000 | 144824.9666 | 144824.9666 | 0 | 0 | 0 | 87232.8726 | 37592.094 | 0 | 0 | 0 | 0 | 0
2022-03-21 16:00 | 0.27533 | 0.12402 | 186065 | 49692.3982 | 2846 | 59015.0658 | 15 | 95132.5684 | 9.5133 | 0 | 36117.5026 | 2145564.4427 | 254 | 124824.9666 | 2623.9482 | 2623.9482 | 20000 | 144824.9666 | 144824.9666 | 0 | 0 | 0 | 29692.3982 | 95132.5684 | 0 | 0 | 0 | 0 | 0
2022-03-21 17:00 | 0.1126 | 0.01797 | 186065 | 20322.3914 | 2846 | 8551.0461 | 15 | 124502.5751 | 12.4503 | 0 | 115951.5291 | 2109446.9401 | 254 | 124824.9666 | 2623.9482 | 2623.9482 | 20000 | 144824.9666 | 144824.9666 | 0 | 0 | 0 | 20322.3914 | 104502.5751 | 0 | 0 | 0 | 0 | 0
2022-03-21 18:00 | 0.00843 | 0 | 186065 | 1521.4721 | 2846 | 0 | 15 | 143303.4944 | 14.3303 | 0 | 143303.4944 | 1993495.411 | 254 | 124824.9666 | 2623.9482 | 2623.9482 | 20000 | 144824.9666 | 144824.9666 | 0 | 0 | 0 | 0 | 124824.9666 | 0 | 0 | 0 | 0 | 0
2022-03-21 19:00 | 0 | 0 | 186065 | 0 | 2846 | 0 | 15 | 144824.9666 | 14.4825 | 0 | 144824.9666 | 1850191.9166 | 254 | 124824.9666 | 2623.9482 | 2623.9482 | 20000 | 144824.9666 | 144824.9666 | 0 | 0 | 0 | 0 | 124824.9666 | 0 | 0 | 0 | 0 | 0
2022-03-21 20:00 | 0 | 0 | 186065 | 0 | 2846 | 0 | 15 | 144824.9666 | 14.4825 | 0 | 144824.9666 | 1705366.95 | 254 | 124824.9666 | 2623.9482 | 2623.9482 | 20000 | 144824.9666 | 144824.9666 | 0 | 0 | 0 | 0 | 124824.9666 | 0 | 0 | 0 | 0 | 0
2022-03-21 21:00 | 0 | 0 | 186065 | 0 | 2846 | 0 | 15 | 144824.9666 | 14.4825 | 0 | 144824.9666 | 1560541.9835 | 254 | 124824.9666 | 2623.9482 | 2623.9482 | 20000 | 144824.9666 | 144824.9666 | 0 | 0 | 0 | 0 | 124824.9666 | 0 | 0 | 0 | 0 | 0
2022-03-21 22:00 | 0 | 0 | 186065 | 0 | 2846 | 0 | 15 | 144824.9666 | 14.4825 | 0 | 144824.9666 | 1415717.0169 | 254 | 124824.9666 | 2623.9482 | 2623.9482 | 20000 | 144824.9666 | 144824.9666 | 0 | 0 | 0 | 0 | 124824.9666 | 0 | 0 | 0 | 0 | 0
2022-03-21 23:00 | 0 | 0 | 186065 | 0 | 2846 | 0 | 15 | 144824.9666 | 14.4825 | 0 | 144824.9666 | 1270892.0504 | 254 | 124824.9666 | 2623.9482 | 2623.9482 | 20000 | 144824.9666 | 144824.9666 | 0 | 0 | 0 | 0 | 124824.9666 | 0 | 0 | 0 | 0 | 0
2022-03-22 | 0 | 0 | 186065 | 0 | 2846 | 0 | 15 | 147283.2999 | 14.7283 | 0 | 147283.2999 | 1126067.0838 | 254 | 124824.9666 | 2623.9482 | 2623.9482 | 22458.3333 | 147283.2999 | 147283.2999 | 0 | 0 | 0 | 0 | 124824.9666 | 0 | 0 | 0 | 0 | 0
2022-03-22 01:00 | 0 | 0 | 186065 | 0 | 2846 | 0 | 15 | 147283.2999 | 14.7283 | 0 | 147283.2999 | 978783.7839 | 254 | 124824.9666 | 2623.9482 | 2623.9482 | 22458.3333 | 147283.2999 | 147283.2999 | 0 | 0 | 0 | 0 | 124824.9666 | 0 | 0 | 0 | 0 | 0
2022-03-22 02:00 | 0 | 0 | 186065 | 0 | 2846 | 0 | 15 | 147283.2999 | 14.7283 | 0 | 147283.2999 | 831500.484 | 254 | 124824.9666 | 2623.9482 | 2623.9482 | 22458.3333 | 147283.2999 | 147283.2999 | 0 | 0 | 0 | 0 | 124824.9666 | 0 | 0 | 0 | 0 | 0
2022-03-22 03:00 | 0 | 0 | 186065 | 0 | 2846 | 0 | 15 | 147283.2999 | 14.7283 | 0 | 147283.2999 | 684217.1841 | 254 | 124824.9666 | 2623.9482 | 2623.9482 | 22458.3333 | 147283.2999 | 147283.2999 | 0 | 0 | 0 | 0 | 124824.9666 | 0 | 0 | 0 | 0 | 0
2022-03-22 04:00 | 0 | 0 | 186065 | 0 | 2846 | 0 | 15 | 147283.2999 | 14.7283 | 0 | 147283.2999 | 536933.8842 | 254 | 124824.9666 | 2623.9482 | 2623.9482 | 22458.3333 | 147283.2999 | 147283.2999 | 0 | 0 | 0 | 0 | 124824.9666 | 0 | 0 | 0 | 0 | 0
2022-03-22 05:00 | 0 | 0 | 186065 | 0 | 2846 | 0 | 15 | 147283.2999 | 14.7283 | 0 | 147283.2999 | 389650.5843 | 254 | 124824.9666 | 2623.9482 | 2623.9482 | 22458.3333 | 147283.2999 | 147283.2999 | 0 | 0 | 0 | 0 | 124824.9666 | 0 | 0 | 0 | 0 | 0
2022-03-22 06:00 | 0.01175 | 0 | 186065 | 2120.6758 | 2846 | 0 | 15 | 145162.6241 | 14.5163 | 0 | 145162.6241 | 242367.2845 | 254 | 124824.9666 | 2623.9482 | 2623.9482 | 22458.3333 | 147283.2999 | 147283.2999 | 0 | 0 | 0 | 0 | 124824.9666 | 0 | 0 | 0 | 0 | 0
2022-03-22 07:00 | 0.1403 | 0.0803 | 186065 | 25321.7719 | 2846 | 38210.8514 | 15 | 121961.528 | 12.1962 | 0 | 83750.6766 | 97204.6604 | 254 | 124824.9666 | 2623.9482 | 2623.9482 | 22458.3333 | 147283.2999 | 147283.2999 | 0 | 0 | 0 | 2863.4386 | 121961.528 | 0 | 0 | 0 | 0 | 0
2022-03-22 08:00 | 0.34942 | 0.28248 | 186065 | 63064.3873 | 2846 | 134418.447 | 15 | 84218.9126 | 8.4219 | 50199.5344 | 0 | 13453.9838 | 254 | 124824.9666 | 2623.9482 | 2623.9482 | 22458.3333 | 147283.2999 | 147283.2999 | 0 | 0 | 0 | 40606.054 | 84218.9126 | 0 | 0 | 0 | 0 | 0
2022-03-22 09:00 | 0.56985 | 0.45151 | 186065 | 102848.266 | 2846 | 214851.5753 | 15 | 44435.0338 | 4.4435 | 170416.5415 | 0 | 63653.5182 | 254 | 124824.9666 | 2623.9482 | 2623.9482 | 22458.3333 | 147283.2999 | 147283.2999 | 0 | 0 | 0 | 102848.266 | 21976.7005 | 0 | 0 | 0 | 0 | 0
2022-03-22 10:00 | 0.7521 | 0.56099 | 186065 | 135741.3019 | 2846 | 266947.7647 | 15 | 11541.998 | 1.1542 | 255405.7667 | 0 | 234070.0597 | 254 | 124824.9666 | 2623.9482 | 2623.9482 | 22458.3333 | 147283.2999 | 147283.2999 | 0 | 0 | 0 | 124824.9666 | 0 | 0 | 0 | 0 | 0 | 0
2022-03-22 11:00 | 0.8747 | 0.64722 | 186065 | 157868.5238 | 2846 | 307980.4137 | 15 | 0 | 0 | 307980.4137 | 0 | 489475.8264 | 254 | 124824.9666 | 2623.9482 | 2623.9482 | 22458.3333 | 147283.2999 | 147283.2999 | 0 | 0 | 0 | 124824.9666 | 0 | 0 | 0 | 0 | 0 | 0
2022-03-22 12:00 | 0.93353 | 0.78739 | 186065 | 168486.3417 | 2846 | 374680.4764 | 15 | 0 | 0 | 374680.4764 | 0 | 797456.24 | 254 | 124824.9666 | 2623.9482 | 2623.9482 | 22458.3333 | 147283.2999 | 147283.2999 | 0 | 0 | 0 | 124824.9666 | 0 | 0 | 0 | 0 | 0 | 0
2022-03-22 13:00 | 0.89595 | 0.76996 | 186065 | 161703.7886 | 2846 | 366386.39 | 15 | 0 | 0 | 366386.39 | 0 | 1172136.7164 | 254 | 124824.9666 | 2623.9482 | 2623.9482 | 22458.3333 | 147283.2999 | 147283.2999 | 0 | 0 | 0 | 124824.9666 | 0 | 0 | 0 | 0 | 0 | 0
2022-03-22 14:00 | 0.78197 | 0.72677 | 186065 | 141132.3306 | 2846 | 345834.3766 | 15 | 6150.9693 | 0.6151 | 339683.4073 | 0 | 1538523.1063 | 254 | 124824.9666 | 2623.9482 | 2623.9482 | 22458.3333 | 147283.2999 | 147283.2999 | 0 | 0 | 0 | 118673.9973 | 6150.9693 | 0 | 0 | 0 | 0 | 0
2022-03-22 15:00 | 0.60685 | 0.64197 | 186065 | 109526.1389 | 2846 | 305482.1949 | 15 | 37757.161 | 3.7757 | 267725.0339 | 0 | 1878206.5137 | 254 | 124824.9666 | 2623.9482 | 2623.9482 | 22458.3333 | 147283.2999 | 147283.2999 | 0 | 0 | 0 | 87067.8056 | 37757.161 | 0 | 0 | 0 | 0 | 0
2022-03-22 16:00 | 0.3872 | 0.49955 | 186065 | 69883.037 | 2846 | 237711.467 | 15 | 77400.2629 | 7.74 | 160311.204 | 0 | 2145931.5476 | 254 | 124824.9666 | 2623.9482 | 2623.9482 | 22458.3333 | 147283.2999 | 147283.2999 | 0 | 0 | 0 | 47424.7036 | 77400.2629 | 0 | 0 | 0 | 0 | 0
2022-03-22 17:00 | 0.16132 | 0.26029 | 186065 | 29115.5256 | 2846 | 123859.3088 | 15 | 118167.7743 | 11.8168 | 5691.5346 | 0 | 2306242.7516 | 254 | 124824.9666 | 2623.9482 | 2623.9482 | 22458.3333 | 147283.2999 | 147283.2999 | 0 | 0 | 0 | 6657.1923 | 118167.7743 | 0 | 0 | 0 | 0 | 0
2022-03-22 18:00 | 0.0115 | 0.00126 | 186065 | 2075.5551 | 2846 | 599.5725 | 15 | 145207.7448 | 14.5208 | 0 | 144608.1723 | 2311934.2862 | 254 | 124824.9666 | 2623.9482 | 2623.9482 | 22458.3333 | 147283.2999 | 147283.2999 | 0 | 0 | 0 | 2075.5551 | 122749.4115 | 0 | 0 | 0 | 0 | 0
2022-03-22 19:00 | 0 | 0 | 186065 | 0 | 2846 | 0 | 15 | 147283.2999 | 14.7283 | 0 | 147283.2999 | 2167326.1139 | 254 | 124824.9666 | 2623.9482 | 2623.9482 | 22458.3333 | 147283.2999 | 147283.2999 | 0 | 0 | 0 | 0 | 124824.9666 | 0 | 0 | 0 | 0 | 0
2022-03-22 20:00 | 0 | 0 | 186065 | 0 | 2846 | 0 | 15 | 147283.2999 | 14.7283 | 0 | 147283.2999 | 2020042.814 | 254 | 124824.9666 | 2623.9482 | 2623.9482 | 22458.3333 | 147283.2999 | 147283.2999 | 0 | 0 | 0 | 0 | 124824.9666 | 0 | 0 | 0 | 0 | 0
2022-03-22 21:00 | 0 | 0 | 186065 | 0 | 2846 | 0 | 15 | 147283.2999 | 14.7283 | 0 | 147283.2999 | 1872759.5141 | 254 | 124824.9666 | 2623.9482 | 2623.9482 | 22458.3333 | 147283.2999 | 147283.2999 | 0 | 0 | 0 | 0 | 124824.9666 | 0 | 0 | 0 | 0 | 0
2022-03-22 22:00 | 0 | 0 | 186065 | 0 | 2846 | 0 | 15 | 147283.2999 | 14.7283 | 0 | 147283.2999 | 1725476.2142 | 254 | 124824.9666 | 2623.9482 | 2623.9482 | 22458.3333 | 147283.2999 | 147283.2999 | 0 | 0 | 0 | 0 | 124824.9666 | 0 | 0 | 0 | 0 | 0
2022-03-22 23:00 | 0 | 0 | 186065 | 0 | 2846 | 0 | 15 | 147283.2999 | 14.7283 | 0 | 147283.2999 | 1578192.9143 | 254 | 124824.9666 | 2623.9482 | 2623.9482 | 22458.3333 | 147283.2999 | 147283.2999 | 0 | 0 | 0 | 0 | 124824.9666 | 0 | 0 | 0 | 0 | 0
2022-03-23 | 0 | 0 | 186065 | 0 | 2846 | 0 | 15 | 148908.2999 | 14.8908 | 0 | 148908.2999 | 1430909.6144 | 254 | 124824.9666 | 2623.9482 | 2623.9482 | 24083.3333 | 148908.2999 | 148908.2999 | 0 | 0 | 0 | 0 | 124824.9666 | 0 | 0 | 0 | 0 | 0
2022-03-23 01:00 | 0 | 0 | 186065 | 0 | 2846 | 0 | 15 | 148908.2999 | 14.8908 | 0 | 148908.2999 | 1282001.3145 | 254 | 124824.9666 | 2623.9482 | 2623.9482 | 24083.3333 | 148908.2999 | 148908.2999 | 0 | 0 | 0 | 0 | 124824.9666 | 0 | 0 | 0 | 0 | 0
2022-03-23 02:00 | 0 | 0 | 186065 | 0 | 2846 | 0 | 15 | 148908.2999 | 14.8908 | 0 | 148908.2999 | 1133093.0146 | 254 | 124824.9666 | 2623.9482 | 2623.9482 | 24083.3333 | 148908.2999 | 148908.2999 | 0 | 0 | 0 | 0 | 124824.9666 | 0 | 0 | 0 | 0 | 0
2022-03-23 03:00 | 0 | 0 | 186065 | 0 | 2846 | 0 | 15 | 148908.2999 | 14.8908 | 0 | 148908.2999 | 984184.7147 | 254 | 124824.9666 | 2623.9482 | 2623.9482 | 24083.3333 | 148908.2999 | 148908.2999 | 0 | 0 | 0 | 0 | 124824.9666 | 0 | 0 | 0 | 0 | 0
2022-03-23 04:00 | 0 | 0 | 186065 | 0 | 2846 | 0 | 15 | 148908.2999 | 14.8908 | 0 | 148908.2999 | 835276.4148 | 254 | 124824.9666 | 2623.9482 | 2623.9482 | 24083.3333 | 148908.2999 | 148908.2999 | 0 | 0 | 0 | 0 | 124824.9666 | 0 | 0 | 0 | 0 | 0
2022-03-23 05:00 | 0 | 0 | 186065 | 0 | 2846 | 0 | 15 | 148908.2999 | 14.8908 | 0 | 148908.2999 | 686368.1149 | 254 | 124824.9666 | 2623.9482 | 2623.9482 | 24083.3333 | 148908.2999 | 148908.2999 | 0 | 0 | 0 | 0 | 124824.9666 | 0 | 0 | 0 | 0 | 0
2022-03-23 06:00 | 0.01438 | 0.0058 | 186065 | 2595.3463 | 2846 | 2759.937 | 15 | 146312.9536 | 14.6313 | 0 | 143553.0167 | 537459.8151 | 254 | 124824.9666 | 2623.9482 | 2623.9482 | 24083.3333 | 148908.2999 | 148908.2999 | 0 | 0 | 0 | 2595.3463 | 122229.6203 | 0 | 0 | 0 | 0 | 0
2022-03-23 07:00 | 0.17777 | 0.35284 | 186065 | 32084.4718 | 2846 | 167899.3374 | 15 | 116823.8281 | 11.6824 | 51075.5093 | 0 | 393906.7984 | 254 | 124824.9666 | 2623.9482 | 2623.9482 | 24083.3333 | 148908.2999 | 148908.2999 | 0 | 0 | 0 | 8001.1385 | 116823.8281 | 0 | 0 | 0 | 0 | 0
2022-03-23 08:00 | 0.4083 | 0.58134 | 186065 | 73691.2293 | 2846 | 276631.3366 | 15 | 75217.0706 | 7.5217 | 201414.266 | 0 | 444982.3077 | 254 | 124824.9666 | 2623.9482 | 2623.9482 | 24083.3333 | 148908.2999 | 148908.2999 | 0 | 0 | 0 | 49607.896 | 75217.0706 | 0 | 0 | 0 | 0 | 0
2022-03-23 09:00 | 0.62912 | 0.7416 | 186065 | 113545.4964 | 2846 | 352891.2499 | 15 | 35362.8035 | 3.5363 | 317528.4464 | 0 | 646396.5737 | 254 | 124824.9666 | 2623.9482 | 2623.9482 | 24083.3333 | 148908.2999 | 148908.2999 | 0 | 0 | 0 | 89462.1631 | 35362.8035 | 0 | 0 | 0 | 0 | 0
2022-03-23 10:00 | 0.80392 | 0.82777 | 186065 | 145093.9336 | 2846 | 393895.3478 | 15 | 3814.3663 | 0.38144 | 390080.9815 | 0 | 963925.0202 | 254 | 124824.9666 | 2623.9482 | 2623.9482 | 24083.3333 | 148908.2999 | 148908.2999 | 0 | 0 | 0 | 124824.9666 | 0 | 0 | 0 | 0 | 0 | 0
2022-03-23 11:00 | 0.91128 | 0.88056 | 186065 | 164470.5938 | 2846 | 419015.5327 | 15 | 0 | 0 | 419015.5327 | 0 | 1354006.0017 | 254 | 124824.9666 | 2623.9482 | 2623.9482 | 24083.3333 | 148908.2999 | 148908.2999 | 0 | 0 | 0 | 124824.9666 | 0 | 0 | 0 | 0 | 0 | 0
2022-03-23 12:00 | 0.9171 | 0.763 | 186065 | 165521.0052 | 2846 | 363074.4656 | 15 | 0 | 0 | 363074.4656 | 0 | 1773021.5343 | 254 | 124824.9666 | 2623.9482 | 2623.9482 | 24083.3333 | 148908.2999 | 148908.2999 | 0 | 0 | 0 | 124824.9666 | 0 | 0 | 0 | 0 | 0 | 0
2022-03-23 13:00 | 0.88183 | 0.75817 | 186065 | 159155.368 | 2846 | 360776.1043 | 15 | 0 | 0 | 360776.1043 | 0 | 2136095.9999 | 254 | 124824.9666 | 2623.9482 | 2623.9482 | 24083.3333 | 148908.2999 | 148908.2999 | 0 | 0 | 0 | 124824.9666 | 0 | 0 | 0 | 0 | 0 | 0
2022-03-23 14:00 | 0.77085 | 0.7214 | 186065 | 139125.3591 | 2846 | 343279.0557 | 15 | 9782.9408 | 0.97829 | 333496.1149 | 0 | 2496872.1042 | 254 | 124824.9666 | 2623.9482 | 2623.9482 | 24083.3333 | 148908.2999 | 148908.2999 | 0 | 0 | 0 | 115042.0258 | 9782.9408 | 0 | 0 | 0 | 0 | 0
2022-03-23 15:00 | 0.583 | 0.59865 | 186065 | 105221.6181 | 2846 | 284868.3209 | 15 | 43686.6817 | 4.3687 | 241181.6391 | 0 | 2830368.2191 | 254 | 124824.9666 | 2623.9482 | 2623.9482 | 24083.3333 | 148908.2999 | 148908.2999 | 0 | 0 | 0 | 105221.6181 | 19603.3484 | 0 | 0 | 0 | 0 | 0
2022-03-23 16:00 | 0.35835 | 0.45526 | 186065 | 64676.101 | 2846 | 216636.0173 | 15 | 84232.1989 | 8.4232 | 132403.8184 | 0 | 3071549.8583 | 254 | 124824.9666 | 2623.9482 | 2623.9482 | 24083.3333 | 148908.2999 | 148908.2999 | 0 | 0 | 0 | 64676.101 | 60148.8656 | 0 | 0 | 0 | 0 | 0
2022-03-23 17:00 | 0.14823 | 0.23739 | 186065 | 26753.0025 | 2846 | 112962.3164 | 15 | 122155.2974 | 12.2155 | 0 | 9192.981 | 3203953.6766 | 254 | 124824.9666 | 2623.9482 | 2623.9482 | 24083.3333 | 148908.2999 | 148908.2999 | 0 | 0 | 0 | 2669.6692 | 122155.2974 | 0 | 0 | 0 | 0 | 0
2022-03-23 18:00 | 0.0107 | 0.01093 | 186065 | 1931.1686 | 2846 | 5201.0536 | 15 | 146977.1313 | 14.6977 | 0 | 141776.0776 | 3194760.6956 | 254 | 124824.9666 | 2623.9482 | 2623.9482 | 24083.3333 | 148908.2999 | 148908.2999 | 0 | 0 | 0 | 1931.1686 | 122893.7979 | 0 | 0 | 0 | 0 | 0
2022-03-23 19:00 | 0 | 0 | 186065 | 0 | 2846 | 0 | 15 | 148908.2999 | 14.8908 | 0 | 148908.2999 | 3052984.618 | 254 | 124824.9666 | 2623.9482 | 2623.9482 | 24083.3333 | 148908.2999 | 148908.2999 | 0 | 0 | 0 | 0 | 124824.9666 | 0 | 0 | 0 | 0 | 0
2022-03-23 20:00 | 0 | 0 | 186065 | 0 | 2846 | 0 | 15 | 148908.2999 | 14.8908 | 0 | 148908.2999 | 2904076.3181 | 254 | 124824.9666 | 2623.9482 | 2623.9482 | 24083.3333 | 148908.2999 | 148908.2999 | 0 | 0 | 0 | 0 | 124824.9666 | 0 | 0 | 0 | 0 | 0
2022-03-23 21:00 | 0 | 0 | 186065 | 0 | 2846 | 0 | 15 | 148908.2999 | 14.8908 | 0 | 148908.2999 | 2755168.0182 | 254 | 124824.9666 | 2623.9482 | 2623.9482 | 24083.3333 | 148908.2999 | 148908.2999 | 0 | 0 | 0 | 0 | 124824.9666 | 0 | 0 | 0 | 0 | 0
2022-03-23 22:00 | 0 | 0 | 186065 | 0 | 2846 | 0 | 15 | 148908.2999 | 14.8908 | 0 | 148908.2999 | 2606259.7183 | 254 | 124824.9666 | 2623.9482 | 2623.9482 | 24083.3333 | 148908.2999 | 148908.2999 | 0 | 0 | 0 | 0 | 124824.9666 | 0 | 0 | 0 | 0 | 0
2022-03-23 23:00 | 0 | 0 | 186065 | 0 | 2846 | 0 | 15 | 148908.2999 | 14.8908 | 0 | 148908.2999 | 2457351.4184 | 254 | 124824.9666 | 2623.9482 | 2623.9482 | 24083.3333 | 148908.2999 | 148908.2999 | 0 | 0 | 0 | 0 | 124824.9666 | 0 | 0 | 0 | 0 | 0
2022-03-24 | 0 | 0 | 186065 | 0 | 2846 | 0 | 15 | 148949.9666 | 14.895 | 0 | 148949.9666 | 2308443.1185 | 254 | 124824.9666 | 2623.9482 | 2623.9482 | 24125 | 148949.9666 | 148949.9666 | 0 | 0 | 0 | 0 | 124824.9666 | 0 | 0 | 0 | 0 | 0
2022-03-24 01:00 | 0 | 0 | 186065 | 0 | 2846 | 0 | 15 | 148949.9666 | 14.895 | 0 | 148949.9666 | 2159493.152 | 254 | 124824.9666 | 2623.9482 | 2623.9482 | 24125 | 148949.9666 | 148949.9666 | 0 | 0 | 0 | 0 | 124824.9666 | 0 | 0 | 0 | 0 | 0
2022-03-24 02:00 | 0 | 0 | 186065 | 0 | 2846 | 0 | 15 | 148949.9666 | 14.895 | 0 | 148949.9666 | 2010543.1854 | 254 | 124824.9666 | 2623.9482 | 2623.9482 | 24125 | 148949.9666 | 148949.9666 | 0 | 0 | 0 | 0 | 124824.9666 | 0 | 0 | 0 | 0 | 0
2022-03-24 03:00 | 0 | 0 | 186065 | 0 | 2846 | 0 | 15 | 148949.9666 | 14.895 | 0 | 148949.9666 | 1861593.2189 | 254 | 124824.9666 | 2623.9482 | 2623.9482 | 24125 | 148949.9666 | 148949.9666 | 0 | 0 | 0 | 0 | 124824.9666 | 0 | 0 | 0 | 0 | 0
2022-03-24 04:00 | 0 | 0 | 186065 | 0 | 2846 | 0 | 15 | 148949.9666 | 14.895 | 0 | 148949.9666 | 1712643.2523 | 254 | 124824.9666 | 2623.9482 | 2623.9482 | 24125 | 148949.9666 | 148949.9666 | 0 | 0 | 0 | 0 | 124824.9666 | 0 | 0 | 0 | 0 | 0
2022-03-24 05:00 | 0 | 0 | 186065 | 0 | 2846 | 0 | 15 | 148949.9666 | 14.895 | 0 | 148949.9666 | 1563693.2857 | 254 | 124824.9666 | 2623.9482 | 2623.9482 | 24125 | 148949.9666 | 148949.9666 | 0 | 0 | 0 | 0 | 124824.9666 | 0 | 0 | 0 | 0 | 0
2022-03-24 06:00 | 0.0191 | 0.08503 | 186065 | 3447.2263 | 2846 | 40461.6275 | 15 | 145502.7403 | 14.5503 | 0 | 105041.1128 | 1414743.3192 | 254 | 124824.9666 | 2623.9482 | 2623.9482 | 24125 | 148949.9666 | 148949.9666 | 0 | 0 | 0 | 0 | 124824.9666 | 0 | 0 | 0 | 0 | 0
2022-03-24 07:00 | 0.20823 | 0.62326 | 186065 | 37581.9855 | 2846 | 296579.0189 | 15 | 111367.9811 | 11.1368 | 185211.0379 | 0 | 1309702.2064 | 254 | 124824.9666 | 2623.9482 | 2623.9482 | 24125 | 148949.9666 | 148949.9666 | 0 | 0 | 0 | 13456.9855 | 111367.9811 | 0 | 0 | 0 | 0 | 0
2022-03-24 08:00 | 0.44717 | 0.80089 | 186065 | 80706.6055 | 2846 | 381104.4676 | 15 | 68243.3611 | 6.8243 | 312861.1065 | 0 | 1494913.2443 | 254 | 124824.9666 | 2623.9482 | 2623.9482 | 24125 | 148949.9666 | 148949.9666 | 0 | 0 | 0 | 56581.6055 | 68243.3611 | 0 | 0 | 0 | 0 | 0
2022-03-24 09:00 | 0.6637 | 0.90721 | 186065 | 119786.6003 | 2846 | 431696.9672 | 15 | 29163.3663 | 2.9163 | 402533.6009 | 0 | 1807774.3507 | 254 | 124824.9666 | 2623.9482 | 2623.9482 | 24125 | 148949.9666 | 148949.9666 | 0 | 0 | 0 | 119786.6003 | 5038.3663 | 0 | 0 | 0 | 0 | 0
2022-03-24 10:00 | 0.83047 | 0.92709 | 186065 | 149885.7585 | 2846 | 441156.889 | 15 | 0 | 0 | 441156.889 | 0 | 2210307.9516 | 254 | 124824.9666 | 2623.9482 | 2623.9482 | 24125 | 148949.9666 | 148949.9666 | 0 | 0 | 0 | 124824.9666 | 0 | 0 | 0 | 0 | 0 | 0
2022-03-24 11:00 | 0.7805 | 0.75478 | 186065 | 140867.0205 | 2846 | 359162.9687 | 15 | 8082.946 | 0.80829 | 351080.0227 | 0 | 2651464.8406 | 254 | 124824.9666 | 2623.9482 | 2623.9482 | 24125 | 148949.9666 | 148949.9666 | 0 | 0 | 0 | 124824.9666 | 0 | 0 | 0 | 0 | 0 | 0
2022-03-24 12:00 | 0.67267 | 0.54586 | 186065 | 121405.5332 | 2846 | 259748.136 | 15 | 27544.4333 | 2.7544 | 232203.7027 | 0 | 3002544.8633 | 254 | 124824.9666 | 2623.9482 | 2623.9482 | 24125 | 148949.9666 | 148949.9666 | 0 | 0 | 0 | 97280.5332 | 27544.4333 | 0 | 0 | 0 | 0 | 0
2022-03-24 13:00 | 0.67883 | 0.22803 | 186065 | 122517.3088 | 2846 | 108508.3491 | 15 | 26432.6577 | 2.6433 | 82075.6914 | 0 | 3234748.566 | 254 | 124824.9666 | 2623.9482 | 2623.9482 | 24125 | 148949.9666 | 148949.9666 | 0 | 0 | 0 | 98392.3088 | 26432.6577 | 0 | 0 | 0 | 0 | 0
2022-03-24 14:00 | 0.6155 | 0.15923 | 186065 | 111087.3173 | 2846 | 75769.7866 | 15 | 37862.6493 | 3.7863 | 37907.1373 | 0 | 3316824.2575 | 254 | 124824.9666 | 2623.9482 | 2623.9482 | 24125 | 148949.9666 | 148949.9666 | 0 | 0 | 0 | 86962.3173 | 37862.6493 | 0 | 0 | 0 | 0 | 0
2022-03-24 15:00 | 0.39398 | 0.10774 | 186065 | 71106.712 | 2846 | 51268.2083 | 15 | 77843.2545 | 7.7843 | 0 | 26575.0462 | 3354731.3948 | 254 | 124824.9666 | 2623.9482 | 2623.9482 | 24125 | 148949.9666 | 148949.9666 | 0 | 0 | 0 | 46981.712 | 77843.2545 | 0 | 0 | 0 | 0 | 0
2022-03-24 16:00 | 0.23793 | 0.14055 | 186065 | 42942.3321 | 2846 | 66880.8862 | 15 | 106007.6345 | 10.6008 | 0 | 39126.7483 | 3328156.3485 | 254 | 124824.9666 | 2623.9482 | 2623.9482 | 24125 | 148949.9666 | 148949.9666 | 0 | 0 | 0 | 42942.3321 | 81882.6345 | 0 | 0 | 0 | 0 | 0
2022-03-24 17:00 | 0.12535 | 0.06788 | 186065 | 22623.5503 | 2846 | 32300.7795 | 15 | 126326.4162 | 12.6326 | 0 | 94025.6368 | 3289029.6002 | 254 | 124824.9666 | 2623.9482 | 2623.9482 | 24125 | 148949.9666 | 148949.9666 | 0 | 0 | 0 | 22623.5503 | 102201.4162 | 0 | 0 | 0 | 0 | 0
2022-03-24 18:00 | 0.01168 | 0.00056 | 186065 | 2108.042 | 2846 | 266.4767 | 15 | 146841.9245 | 14.6842 | 0 | 146575.4479 | 3195003.9634 | 254 | 124824.9666 | 2623.9482 | 2623.9482 | 24125 | 148949.9666 | 148949.9666 | 0 | 0 | 0 | 2108.042 | 122716.9245 | 0 | 0 | 0 | 0 | 0
2022-03-24 19:00 | 0 | 0 | 186065 | 0 | 2846 | 0 | 15 | 148949.9666 | 14.895 | 0 | 148949.9666 | 3048428.5156 | 254 | 124824.9666 | 2623.9482 | 2623.9482 | 24125 | 148949.9666 | 148949.9666 | 0 | 0 | 0 | 0 | 124824.9666 | 0 | 0 | 0 | 0 | 0
2022-03-24 20:00 | 0 | 0 | 186065 | 0 | 2846 | 0 | 15 | 148949.9666 | 14.895 | 0 | 148949.9666 | 2899478.549 | 254 | 124824.9666 | 2623.9482 | 2623.9482 | 24125 | 148949.9666 | 148949.9666 | 0 | 0 | 0 | 0 | 124824.9666 | 0 | 0 | 0 | 0 | 0
2022-03-24 21:00 | 0 | 0 | 186065 | 0 | 2846 | 0 | 15 | 148949.9666 | 14.895 | 0 | 148949.9666 | 2750528.5824 | 254 | 124824.9666 | 2623.9482 | 2623.9482 | 24125 | 148949.9666 | 148949.9666 | 0 | 0 | 0 | 0 | 124824.9666 | 0 | 0 | 0 | 0 | 0
2022-03-24 22:00 | 0 | 0 | 186065 | 0 | 2846 | 0 | 15 | 148949.9666 | 14.895 | 0 | 148949.9666 | 2601578.6159 | 254 | 124824.9666 | 2623.9482 | 2623.9482 | 24125 | 148949.9666 | 148949.9666 | 0 | 0 | 0 | 0 | 124824.9666 | 0 | 0 | 0 | 0 | 0
2022-03-24 23:00 | 0 | 0 | 186065 | 0 | 2846 | 0 | 15 | 148949.9666 | 14.895 | 0 | 148949.9666 | 2452628.6493 | 254 | 124824.9666 | 2623.9482 | 2623.9482 | 24125 | 148949.9666 | 148949.9666 | 0 | 0 | 0 | 0 | 124824.9666 | 0 | 0 | 0 | 0 | 0
2022-03-25 | 0 | 0 | 186065 | 0 | 2846 | 0 | 15 | 148366.6332 | 14.8367 | 0 | 148366.6332 | 2303678.6828 | 254 | 124824.9666 | 2623.9482 | 2623.9482 | 23541.6667 | 148366.6332 | 148366.6332 | 0 | 0 | 0 | 0 | 124824.9666 | 0 | 0 | 0 | 0 | 0
2022-03-25 01:00 | 0 | 0 | 186065 | 0 | 2846 | 0 | 15 | 148366.6332 | 14.8367 | 0 | 148366.6332 | 2155312.0495 | 254 | 124824.9666 | 2623.9482 | 2623.9482 | 23541.6667 | 148366.6332 | 148366.6332 | 0 | 0 | 0 | 0 | 124824.9666 | 0 | 0 | 0 | 0 | 0
2022-03-25 02:00 | 0 | 0 | 186065 | 0 | 2846 | 0 | 15 | 148366.6332 | 14.8367 | 0 | 148366.6332 | 2006945.4163 | 254 | 124824.9666 | 2623.9482 | 2623.9482 | 23541.6667 | 148366.6332 | 148366.6332 | 0 | 0 | 0 | 0 | 124824.9666 | 0 | 0 | 0 | 0 | 0
2022-03-25 03:00 | 0 | 0 | 186065 | 0 | 2846 | 0 | 15 | 148366.6332 | 14.8367 | 0 | 148366.6332 | 1858578.7831 | 254 | 124824.9666 | 2623.9482 | 2623.9482 | 23541.6667 | 148366.6332 | 148366.6332 | 0 | 0 | 0 | 0 | 124824.9666 | 0 | 0 | 0 | 0 | 0
2022-03-25 04:00 | 0 | 0 | 186065 | 0 | 2846 | 0 | 15 | 148366.6332 | 14.8367 | 0 | 148366.6332 | 1710212.1499 | 254 | 124824.9666 | 2623.9482 | 2623.9482 | 23541.6667 | 148366.6332 | 148366.6332 | 0 | 0 | 0 | 0 | 124824.9666 | 0 | 0 | 0 | 0 | 0
2022-03-25 05:00 | 0 | 0 | 186065 | 0 | 2846 | 0 | 15 | 148366.6332 | 14.8367 | 0 | 148366.6332 | 1561845.5166 | 254 | 124824.9666 | 2623.9482 | 2623.9482 | 23541.6667 | 148366.6332 | 148366.6332 | 0 | 0 | 0 | 0 | 124824.9666 | 0 | 0 | 0 | 0 | 0
2022-03-25 06:00 | 0.01683 | 0.0148 | 186065 | 3037.5297 | 2846 | 7042.5978 | 15 | 145329.1035 | 14.5329 | 0 | 138286.5057 | 1413478.8834 | 254 | 124824.9666 | 2623.9482 | 2623.9482 | 23541.6667 | 148366.6332 | 148366.6332 | 0 | 0 | 0 | 0 | 124824.9666 | 0 | 0 | 0 | 0 | 0
2022-03-25 07:00 | 0.18218 | 0.31706 | 186065 | 32880.402 | 2846 | 150873.3815 | 15 | 115486.2312 | 11.5486 | 35387.1503 | 0 | 1275192.3777 | 254 | 124824.9666 | 2623.9482 | 2623.9482 | 23541.6667 | 148366.6332 | 148366.6332 | 0 | 0 | 0 | 32880.402 | 91944.5645 | 0 | 0 | 0 | 0 | 0
2022-03-25 08:00 | 0.39858 | 0.4896 | 186065 | 71936.9341 | 2846 | 232976.7475 | 15 | 76429.6992 | 7.643 | 156547.0484 | 0 | 1310579.528 | 254 | 124824.9666 | 2623.9482 | 2623.9482 | 23541.6667 | 148366.6332 | 148366.6332 | 0 | 0 | 0 | 48395.2674 | 76429.6992 | 0 | 0 | 0 | 0 | 0
2022-03-25 09:00 | 0.62597 | 0.63288 | 186065 | 112976.9748 | 2846 | 301156.7075 | 15 | 35389.6584 | 3.539 | 265767.049 | 0 | 1467126.5763 | 254 | 124824.9666 | 2623.9482 | 2623.9482 | 23541.6667 | 148366.6332 | 148366.6332 | 0 | 0 | 0 | 89435.3081 | 35389.6584 | 0 | 0 | 0 | 0 | 0
2022-03-25 10:00 | 0.72365 | 0.4651 | 186065 | 130606.5591 | 2846 | 221318.3931 | 15 | 17760.0741 | 1.776 | 203558.319 | 0 | 1732893.6254 | 254 | 124824.9666 | 2623.9482 | 2623.9482 | 23541.6667 | 148366.6332 | 148366.6332 | 0 | 0 | 0 | 124824.9666 | 0 | 0 | 0 | 0 | 0 | 0
2022-03-25 11:00 | 0.5388 | 0.10845 | 186065 | 97244.2673 | 2846 | 51606.0626 | 15 | 51122.3659 | 5.1122 | 483.6968 | 0 | 1936451.9444 | 254 | 124824.9666 | 2623.9482 | 2623.9482 | 23541.6667 | 148366.6332 | 148366.6332 | 0 | 0 | 0 | 97244.2673 | 27580.6992 | 0 | 0 | 0 | 0 | 0
2022-03-25 12:00 | 0.50385 | 0.17325 | 186065 | 90936.3847 | 2846 | 82441.2204 | 15 | 57430.2485 | 5.743 | 25010.9719 | 0 | 1936935.6412 | 254 | 124824.9666 | 2623.9482 | 2623.9482 | 23541.6667 | 148366.6332 | 148366.6332 | 0 | 0 | 0 | 67394.7181 | 57430.2485 | 0 | 0 | 0 | 0 | 0
2022-03-25 13:00 | 0.52072 | 0.35021 | 186065 | 93981.1338 | 2846 | 166647.8488 | 15 | 54385.4994 | 5.4385 | 112262.3493 | 0 | 1961946.6131 | 254 | 124824.9666 | 2623.9482 | 2623.9482 | 23541.6667 | 148366.6332 | 148366.6332 | 0 | 0 | 0 | 70439.4671 | 54385.4994 | 0 | 0 | 0 | 0 | 0
2022-03-25 14:00 | 0.48858 | 0.13837 | 186065 | 88180.4086 | 2846 | 65843.5305 | 15 | 60186.2247 | 6.0186 | 5657.3059 | 0 | 2074208.9624 | 254 | 124824.9666 | 2623.9482 | 2623.9482 | 23541.6667 | 148366.6332 | 148366.6332 | 0 | 0 | 0 | 88180.4086 | 36644.558 | 0 | 0 | 0 | 0 | 0
2022-03-25 15:00 | 0.366 | 0.07457 | 186065 | 66056.7963 | 2846 | 35484.224 | 15 | 82309.8369 | 8.231 | 0 | 46825.6129 | 2079866.2683 | 254 | 124824.9666 | 2623.9482 | 2623.9482 | 23541.6667 | 148366.6332 | 148366.6332 | 0 | 0 | 0 | 42515.1296 | 82309.8369 | 0 | 0 | 0 | 0 | 0
2022-03-25 16:00 | 0.23202 | 0.11678 | 186065 | 41875.6773 | 2846 | 55569.9031 | 15 | 106490.956 | 10.6491 | 0 | 50921.0528 | 2033040.6554 | 254 | 124824.9666 | 2623.9482 | 2623.9482 | 23541.6667 | 148366.6332 | 148366.6332 | 0 | 0 | 0 | 18334.0106 | 106490.956 | 0 | 0 | 0 | 0 | 0
2022-03-25 17:00 | 0.11747 | 0.09567 | 186065 | 21201.3439 | 2846 | 45524.6843 | 15 | 127165.2893 | 12.7165 | 0 | 81640.605 | 1982119.6025 | 254 | 124824.9666 | 2623.9482 | 2623.9482 | 23541.6667 | 148366.6332 | 148366.6332 | 0 | 0 | 0 | 21201.3439 | 103623.6227 | 0 | 0 | 0 | 0 | 0
2022-03-25 18:00 | 0.01162 | 0.00225 | 186065 | 2097.213 | 2846 | 1070.6652 | 15 | 146269.4202 | 14.6269 | 0 | 145198.755 | 1900478.9975 | 254 | 124824.9666 | 2623.9482 | 2623.9482 | 23541.6667 | 148366.6332 | 148366.6332 | 0 | 0 | 0 | 2097.213 | 122727.7535 | 0 | 0 | 0 | 0 | 0
2022-03-25 19:00 | 0 | 0 | 186065 | 0 | 2846 | 0 | 15 | 148366.6332 | 14.8367 | 0 | 148366.6332 | 1755280.2425 | 254 | 124824.9666 | 2623.9482 | 2623.9482 | 23541.6667 | 148366.6332 | 148366.6332 | 0 | 0 | 0 | 0 | 124824.9666 | 0 | 0 | 0 | 0 | 0
2022-03-25 20:00 | 0 | 0 | 186065 | 0 | 2846 | 0 | 15 | 148366.6332 | 14.8367 | 0 | 148366.6332 | 1606913.6093 | 254 | 124824.9666 | 2623.9482 | 2623.9482 | 23541.6667 | 148366.6332 | 148366.6332 | 0 | 0 | 0 | 0 | 124824.9666 | 0 | 0 | 0 | 0 | 0
2022-03-25 21:00 | 0 | 0 | 186065 | 0 | 2846 | 0 | 15 | 148366.6332 | 14.8367 | 0 | 148366.6332 | 1458546.9761 | 254 | 124824.9666 | 2623.9482 | 2623.9482 | 23541.6667 | 148366.6332 | 148366.6332 | 0 | 0 | 0 | 0 | 124824.9666 | 0 | 0 | 0 | 0 | 0
2022-03-25 22:00 | 0 | 0 | 186065 | 0 | 2846 | 0 | 15 | 148366.6332 | 14.8367 | 0 | 148366.6332 | 1310180.3428 | 254 | 124824.9666 | 2623.9482 | 2623.9482 | 23541.6667 | 148366.6332 | 148366.6332 | 0 | 0 | 0 | 0 | 124824.9666 | 0 | 0 | 0 | 0 | 0
2022-03-25 23:00 | 0 | 0 | 186065 | 0 | 2846 | 0 | 15 | 148366.6332 | 14.8367 | 0 | 148366.6332 | 1161813.7096 | 254 | 124824.9666 | 2623.9482 | 2623.9482 | 23541.6667 | 148366.6332 | 148366.6332 | 0 | 0 | 0 | 0 | 124824.9666 | 0 | 0 | 0 | 0 | 0
2022-03-26 | 0 | 0 | 186065 | 0 | 2846 | 0 | 15 | 147920.7999 | 14.7921 | 0 | 147920.7999 | 1013447.0764 | 254 | 124824.9666 | 2623.9482 | 2623.9482 | 23095.8333 | 147920.7999 | 147920.7999 | 0 | 0 | 0 | 0 | 124824.9666 | 0 | 0 | 0 | 0 | 0
2022-03-26 01:00 | 0 | 0 | 186065 | 0 | 2846 | 0 | 15 | 147920.7999 | 14.7921 | 0 | 147920.7999 | 865526.2765 | 254 | 124824.9666 | 2623.9482 | 2623.9482 | 23095.8333 | 147920.7999 | 147920.7999 | 0 | 0 | 0 | 0 | 124824.9666 | 0 | 0 | 0 | 0 | 0
2022-03-26 02:00 | 0 | 0 | 186065 | 0 | 2846 | 0 | 15 | 147920.7999 | 14.7921 | 0 | 147920.7999 | 717605.4766 | 254 | 124824.9666 | 2623.9482 | 2623.9482 | 23095.8333 | 147920.7999 | 147920.7999 | 0 | 0 | 0 | 0 | 124824.9666 | 0 | 0 | 0 | 0 | 0
2022-03-26 03:00 | 0 | 0 | 186065 | 0 | 2846 | 0 | 15 | 147920.7999 | 14.7921 | 0 | 147920.7999 | 569684.6767 | 254 | 124824.9666 | 2623.9482 | 2623.9482 | 23095.8333 | 147920.7999 | 147920.7999 | 0 | 0 | 0 | 0 | 124824.9666 | 0 | 0 | 0 | 0 | 0
2022-03-26 04:00 | 0 | 0 | 186065 | 0 | 2846 | 0 | 15 | 147920.7999 | 14.7921 | 0 | 147920.7999 | 421763.8768 | 254 | 124824.9666 | 2623.9482 | 2623.9482 | 23095.8333 | 147920.7999 | 147920.7999 | 0 | 0 | 0 | 0 | 124824.9666 | 0 | 0 | 0 | 0 | 0
2022-03-26 05:00 | 0 | 0 | 186065 | 0 | 2846 | 0 | 15 | 147920.7999 | 14.7921 | 0 | 147920.7999 | 273843.0769 | 254 | 124824.9666 | 2623.9482 | 2623.9482 | 23095.8333 | 147920.7999 | 147920.7999 | 0 | 0 | 0 | 0 | 124824.9666 | 0 | 0 | 0 | 0 | 0
2022-03-26 06:00 | 0.0198 | 0.03872 | 186065 | 3573.5644 | 2846 | 18424.9585 | 15 | 144347.2355 | 14.4347 | 0 | 125922.277 | 125922.277 | 254 | 124824.9666 | 2623.9482 | 2623.9482 | 23095.8333 | 147920.7999 | 147920.7999 | 0 | 0 | 0 | 0 | 124824.9666 | 0 | 0 | 0 | 0 | 0
2022-03-26 07:00 | 0.20562 | 0.50444 | 186065 | 37110.9247 | 2846 | 240038.3793 | 15 | 110809.8752 | 11.081 | 0 | 0 | 0 | 254 | 124824.9666 | 2623.9482 | 2623.9482 | 23095.8333 | 147920.7999 | 147920.7999 | 0 | 0 | 0 | 37110.9247 | 87714.0418 | 0 | 0 | 0 | 0 | 0
2022-03-26 08:00 | 0.43955 | 0.6997 | 186065 | 79331.3246 | 2846 | 332953.0846 | 15 | 68589.4753 | 6.8589 | 0 | 0 | 0 | 254 | 124824.9666 | 2623.9482 | 2623.9482 | 23095.8333 | 147920.7999 | 147920.7999 | 0 | 0 | 0 | 56235.4913 | 68589.4753 | 0 | 0 | 0 | 0 | 0
2022-03-26 09:00 | 0.6607 | 0.82906 | 186065 | 119245.1511 | 2846 | 394509.1959 | 15 | 28675.6488 | 2.8676 | 0 | 0 | 0 | 254 | 124824.9666 | 2623.9482 | 2623.9482 | 23095.8333 | 147920.7999 | 147920.7999 | 0 | 0 | 0 | 96149.3178 | 28675.6488 | 0 | 0 | 0 | 0 | 0
2022-03-26 10:00 | 0.83297 | 0.89954 | 186065 | 150336.9662 | 2846 | 428047.1884 | 15 | 0 | 0 | 0 | 0 | 0 | 254 | 124824.9666 | 2623.9482 | 2623.9482 | 23095.8333 | 147920.7999 | 147920.7999 | 0 | 0 | 0 | 124824.9666 | 0 | 0 | 0 | 0 | 0 | 0
2022-03-26 11:00 | 0.88685 | 0.88016 | 186065 | 160061.3929 | 2846 | 418825.1922 | 15 | 0 | 0 | 264237.4161 | 0 | 0 | 254 | 124824.9666 | 2623.9482 | 2623.9482 | 23095.8333 | 147920.7999 | 147920.7999 | 0 | 0 | 0 | 124824.9666 | 0 | 0 | 0 | 0 | 0 | 0
2022-03-26 12:00 | 0.92547 | 0.77074 | 186065 | 167031.6483 | 2846 | 366757.5539 | 15 | 0 | 0 | 366757.5539 | 0 | 264237.4161 | 254 | 124824.9666 | 2623.9482 | 2623.9482 | 23095.8333 | 147920.7999 | 147920.7999 | 0 | 0 | 0 | 124824.9666 | 0 | 0 | 0 | 0 | 0 | 0
2022-03-26 13:00 | 0.90053 | 0.77681 | 186065 | 162530.401 | 2846 | 369645.9707 | 15 | 0 | 0 | 369645.9707 | 0 | 630994.97 | 254 | 124824.9666 | 2623.9482 | 2623.9482 | 23095.8333 | 147920.7999 | 147920.7999 | 0 | 0 | 0 | 124824.9666 | 0 | 0 | 0 | 0 | 0 | 0
2022-03-26 14:00 | 0.77872 | 0.69619 | 186065 | 140545.7607 | 2846 | 331282.8469 | 15 | 7375.0392 | 0.7375 | 323907.8077 | 0 | 1000640.9407 | 254 | 124824.9666 | 2623.9482 | 2623.9482 | 23095.8333 | 147920.7999 | 147920.7999 | 0 | 0 | 0 | 117449.9274 | 7375.0392 | 0 | 0 | 0 | 0 | 0
2022-03-26 15:00 | 0.61303 | 0.7 | 186065 | 110641.5241 | 2846 | 333095.84 | 15 | 37279.2758 | 3.7279 | 295816.5642 | 0 | 1324548.7484 | 254 | 124824.9666 | 2623.9482 | 2623.9482 | 23095.8333 | 147920.7999 | 147920.7999 | 0 | 0 | 0 | 110641.5241 | 14183.4424 | 0 | 0 | 0 | 0 | 0
2022-03-26 16:00 | 0.39652 | 0.58595 | 186065 | 71565.139 | 2846 | 278825.0106 | 15 | 76355.6609 | 7.6356 | 202469.3497 | 0 | 1620365.3127 | 254 | 124824.9666 | 2623.9482 | 2623.9482 | 23095.8333 | 147920.7999 | 147920.7999 | 0 | 0 | 0 | 48469.3057 | 76355.6609 | 0 | 0 | 0 | 0 | 0
2022-03-26 17:00 | 0.17493 | 0.3562 | 186065 | 31571.8999 | 2846 | 169498.1974 | 15 | 116348.9 | 11.6349 | 53149.2975 | 0 | 1822834.6624 | 254 | 124824.9666 | 2623.9482 | 2623.9482 | 23095.8333 | 147920.7999 | 147920.7999 | 0 | 0 | 0 | 31571.8999 | 93253.0666 | 0 | 0 | 0 | 0 | 0
2022-03-26 18:00 | 0.01388 | 0.01337 | 186065 | 2505.1047 | 2846 | 6362.1305 | 15 | 145415.6952 | 14.5416 | 0 | 139053.5646 | 1875983.9599 | 254 | 124824.9666 | 2623.9482 | 2623.9482 | 23095.8333 | 147920.7999 | 147920.7999 | 0 | 0 | 0 | 2505.1047 | 122319.8618 | 0 | 0 | 0 | 0 | 0
2022-03-26 19:00 | 0 | 0 | 186065 | 0 | 2846 | 0 | 15 | 147920.7999 | 14.7921 | 0 | 147920.7999 | 1736930.3953 | 254 | 124824.9666 | 2623.9482 | 2623.9482 | 23095.8333 | 147920.7999 | 147920.7999 | 0 | 0 | 0 | 0 | 124824.9666 | 0 | 0 | 0 | 0 | 0
2022-03-26 20:00 | 0 | 0 | 186065 | 0 | 2846 | 0 | 15 | 147920.7999 | 14.7921 | 0 | 147920.7999 | 1589009.5954 | 254 | 124824.9666 | 2623.9482 | 2623.9482 | 23095.8333 | 147920.7999 | 147920.7999 | 0 | 0 | 0 | 0 | 124824.9666 | 0 | 0 | 0 | 0 | 0
2022-03-26 21:00 | 0 | 0 | 186065 | 0 | 2846 | 0 | 15 | 147920.7999 | 14.7921 | 0 | 147920.7999 | 1441088.7955 | 254 | 124824.9666 | 2623.9482 | 2623.9482 | 23095.8333 | 147920.7999 | 147920.7999 | 0 | 0 | 0 | 0 | 124824.9666 | 0 | 0 | 0 | 0 | 0
2022-03-26 22:00 | 0 | 0 | 186065 | 0 | 2846 | 0 | 15 | 147920.7999 | 14.7921 | 0 | 147920.7999 | 1293167.9956 | 254 | 124824.9666 | 2623.9482 | 2623.9482 | 23095.8333 | 147920.7999 | 147920.7999 | 0 | 0 | 0 | 0 | 124824.9666 | 0 | 0 | 0 | 0 | 0
2022-03-26 23:00 | 0 | 0 | 186065 | 0 | 2846 | 0 | 15 | 147920.7999 | 14.7921 | 0 | 147920.7999 | 1145247.1957 | 254 | 124824.9666 | 2623.9482 | 2623.9482 | 23095.8333 | 147920.7999 | 147920.7999 | 0 | 0 | 0 | 0 | 124824.9666 | 0 | 0 | 0 | 0 | 0
2022-03-27 | 0 | 0 | 186065 | 0 | 2846 | 0 | 15 | 147604.1332 | 14.7604 | 0 | 147604.1332 | 997326.3958 | 254 | 124824.9666 | 2623.9482 | 2623.9482 | 22779.1667 | 147604.1332 | 147604.1332 | 0 | 0 | 0 | 0 | 124824.9666 | 0 | 0 | 0 | 0 | 0
2022-03-27 01:00 | 0 | 0 | 186065 | 0 | 2846 | 0 | 15 | 147604.1332 | 14.7604 | 0 | 147604.1332 | 849722.2626 | 254 | 124824.9666 | 2623.9482 | 2623.9482 | 22779.1667 | 147604.1332 | 147604.1332 | 0 | 0 | 0 | 0 | 124824.9666 | 0 | 0 | 0 | 0 | 0
2022-03-27 02:00 | 0 | 0 | 186065 | 0 | 2846 | 0 | 15 | 147604.1332 | 14.7604 | 0 | 147604.1332 | 702118.1293 | 254 | 124824.9666 | 2623.9482 | 2623.9482 | 22779.1667 | 147604.1332 | 147604.1332 | 0 | 0 | 0 | 0 | 124824.9666 | 0 | 0 | 0 | 0 | 0
2022-03-27 03:00 | 0 | 0 | 186065 | 0 | 2846 | 0 | 15 | 147604.1332 | 14.7604 | 0 | 147604.1332 | 554513.9961 | 254 | 124824.9666 | 2623.9482 | 2623.9482 | 22779.1667 | 147604.1332 | 147604.1332 | 0 | 0 | 0 | 0 | 124824.9666 | 0 | 0 | 0 | 0 | 0
2022-03-27 04:00 | 0 | 0 | 186065 | 0 | 2846 | 0 | 15 | 147604.1332 | 14.7604 | 0 | 147604.1332 | 406909.8629 | 254 | 124824.9666 | 2623.9482 | 2623.9482 | 22779.1667 | 147604.1332 | 147604.1332 | 0 | 0 | 0 | 0 | 124824.9666 | 0 | 0 | 0 | 0 | 0
2022-03-27 05:00 | 0 | 0 | 186065 | 0 | 2846 | 0 | 15 | 147604.1332 | 14.7604 | 0 | 147604.1332 | 259305.7297 | 254 | 124824.9666 | 2623.9482 | 2623.9482 | 22779.1667 | 147604.1332 | 147604.1332 | 0 | 0 | 0 | 0 | 124824.9666 | 0 | 0 | 0 | 0 | 0
2022-03-27 06:00 | 0.02225 | 0.06701 | 186065 | 4015.7479 | 2846 | 31886.7889 | 15 | 143588.3854 | 14.3588 | 0 | 111701.5965 | 111701.5965 | 254 | 124824.9666 | 2623.9482 | 2623.9482 | 22779.1667 | 147604.1332 | 147604.1332 | 0 | 0 | 0 | 0 | 124824.9666 | 0 | 0 | 0 | 0 | 0
2022-03-27 07:00 | 0.21632 | 0.55733 | 186065 | 39042.0934 | 2846 | 265206.1493 | 15 | 108562.0398 | 10.8562 | 0 | 0 | 0 | 254 | 124824.9666 | 2623.9482 | 2623.9482 | 22779.1667 | 147604.1332 | 147604.1332 | 0 | 0 | 0 | 16262.9267 | 108562.0398 | 0 | 0 | 0 | 0 | 0
2022-03-27 08:00 | 0.45755 | 0.78186 | 186065 | 82580.0195 | 2846 | 372049.0192 | 15 | 65024.1137 | 6.5024 | 0 | 0 | 0 | 254 | 124824.9666 | 2623.9482 | 2623.9482 | 22779.1667 | 147604.1332 | 147604.1332 | 0 | 0 | 0 | 59800.8529 | 65024.1137 | 0 | 0 | 0 | 0 | 0
2022-03-27 09:00 | 0.6816 | 0.9054 | 186065 | 123017.2469 | 2846 | 430835.6765 | 15 | 24586.8863 | 2.4587 | 0 | 0 | 0 | 254 | 124824.9666 | 2623.9482 | 2623.9482 | 22779.1667 | 147604.1332 | 147604.1332 | 0 | 0 | 0 | 123017.2469 | 1807.7197 | 0 | 0 | 0 | 0 | 0
2022-03-27 10:00 | 0.852 | 0.97008 | 186065 | 153771.5586 | 2846 | 461613.7321 | 15 | 0 | 0 | 0 | 0 | 0 | 254 | 124824.9666 | 2623.9482 | 2623.9482 | 22779.1667 | 147604.1332 | 147604.1332 | 0 | 0 | 0 | 124824.9666 | 0 | 0 | 0 | 0 | 0 | 0
2022-03-27 11:00 | 0.9579 | 1.0024 | 186065 | 172884.7136 | 2846 | 476988.4844 | 15 | 0 | 0 | 0 | 0 | 0 | 254 | 124824.9666 | 2623.9482 | 2623.9482 | 22779.1667 | 147604.1332 | 147604.1332 | 0 | 0 | 0 | 124824.9666 | 0 | 0 | 0 | 0 | 0 | 0
2022-03-27 12:00 | 0.9746 | 0.94379 | 186065 | 175898.7805 | 2846 | 449103.604 | 15 | 0 | 0 | 166347.9931 | 0 | 0 | 254 | 124824.9666 | 2623.9482 | 2623.9482 | 22779.1667 | 147604.1332 | 147604.1332 | 0 | 0 | 0 | 124824.9666 | 0 | 0 | 0 | 0 | 0 | 0
2022-03-27 13:00 | 0.9357 | 0.93327 | 186065 | 168877.9899 | 2846 | 444097.6494 | 15 | 0 | 0 | 444097.6494 | 0 | 166347.9931 | 254 | 124824.9666 | 2623.9482 | 2623.9482 | 22779.1667 | 147604.1332 | 147604.1332 | 0 | 0 | 0 | 124824.9666 | 0 | 0 | 0 | 0 | 0 | 0
2022-03-27 14:00 | 0.82192 | 0.9002 | 186065 | 148342.6285 | 2846 | 428361.2502 | 15 | 0 | 0 | 428361.2502 | 0 | 610445.6425 | 254 | 124824.9666 | 2623.9482 | 2623.9482 | 22779.1667 | 147604.1332 | 147604.1332 | 0 | 0 | 0 | 124824.9666 | 0 | 0 | 0 | 0 | 0 | 0
2022-03-27 15:00 | 0.64922 | 0.84761 | 186065 | 117173.2057 | 2846 | 403336.2356 | 15 | 30430.9275 | 3.0431 | 372905.3081 | 0 | 1038806.8928 | 254 | 124824.9666 | 2623.9482 | 2623.9482 | 22779.1667 | 147604.1332 | 147604.1332 | 0 | 0 | 0 | 117173.2057 | 7651.7608 | 0 | 0 | 0 | 0 | 0
2022-03-27 16:00 | 0.43088 | 0.73727 | 186065 | 77766.5366 | 2846 | 350830.8142 | 15 | 69837.5966 | 6.9838 | 280993.2176 | 0 | 1411712.2009 | 254 | 124824.9666 | 2623.9482 | 2623.9482 | 22779.1667 | 147604.1332 | 147604.1332 | 0 | 0 | 0 | 54987.3699 | 69837.5966 | 0 | 0 | 0 | 0 | 0
2022-03-27 17:00 | 0.19538 | 0.53234 | 186065 | 35262.7783 | 2846 | 253314.6278 | 15 | 112341.3549 | 11.2341 | 140973.2729 | 0 | 1692705.4185 | 254 | 124824.9666 | 2623.9482 | 2623.9482 | 22779.1667 | 147604.1332 | 147604.1332 | 0 | 0 | 0 | 35262.7783 | 89562.1882 | 0 | 0 | 0 | 0 | 0
2022-03-27 18:00 | 0.01645 | 0.05063 | 186065 | 2968.9462 | 2846 | 24092.3463 | 15 | 144635.1871 | 14.4635 | 0 | 120542.8408 | 1833678.6914 | 254 | 124824.9666 | 2623.9482 | 2623.9482 | 22779.1667 | 147604.1332 | 147604.1332 | 0 | 0 | 0 | 2968.9462 | 121856.0204 | 0 | 0 | 0 | 0 | 0
2022-03-27 19:00 | 0 | 0 | 186065 | 0 | 2846 | 0 | 15 | 147604.1332 | 14.7604 | 0 | 147604.1332 | 1713135.8506 | 254 | 124824.9666 | 2623.9482 | 2623.9482 | 22779.1667 | 147604.1332 | 147604.1332 | 0 | 0 | 0 | 0 | 124824.9666 | 0 | 0 | 0 | 0 | 0
2022-03-27 20:00 | 0 | 0 | 186065 | 0 | 2846 | 0 | 15 | 147604.1332 | 14.7604 | 0 | 147604.1332 | 1565531.7174 | 254 | 124824.9666 | 2623.9482 | 2623.9482 | 22779.1667 | 147604.1332 | 147604.1332 | 0 | 0 | 0 | 0 | 124824.9666 | 0 | 0 | 0 | 0 | 0
2022-03-27 21:00 | 0 | 0 | 186065 | 0 | 2846 | 0 | 15 | 147604.1332 | 14.7604 | 0 | 147604.1332 | 1417927.5841 | 254 | 124824.9666 | 2623.9482 | 2623.9482 | 22779.1667 | 147604.1332 | 147604.1332 | 0 | 0 | 0 | 0 | 124824.9666 | 0 | 0 | 0 | 0 | 0
2022-03-27 22:00 | 0 | 0 | 186065 | 0 | 2846 | 0 | 15 | 147604.1332 | 14.7604 | 0 | 147604.1332 | 1270323.4509 | 254 | 124824.9666 | 2623.9482 | 2623.9482 | 22779.1667 | 147604.1332 | 147604.1332 | 0 | 0 | 0 | 0 | 124824.9666 | 0 | 0 | 0 | 0 | 0
2022-03-27 23:00 | 0 | 0 | 186065 | 0 | 2846 | 0 | 15 | 147604.1332 | 14.7604 | 0 | 147604.1332 | 1122719.3177 | 254 | 124824.9666 | 2623.9482 | 2623.9482 | 22779.1667 | 147604.1332 | 147604.1332 | 0 | 0 | 0 | 0 | 124824.9666 | 0 | 0 | 0 | 0 | 0
2022-03-28 | 0 | 0 | 186065 | 0 | 2846 | 0 | 15 | 148241.6332 | 14.8242 | 0 | 148241.6332 | 975115.1845 | 254 | 124824.9666 | 2623.9482 | 2623.9482 | 23416.6667 | 148241.6332 | 148241.6332 | 0 | 0 | 0 | 0 | 124824.9666 | 0 | 0 | 0 | 0 | 0
2022-03-28 01:00 | 0 | 0 | 186065 | 0 | 2846 | 0 | 15 | 148241.6332 | 14.8242 | 0 | 148241.6332 | 826873.5512 | 254 | 124824.9666 | 2623.9482 | 2623.9482 | 23416.6667 | 148241.6332 | 148241.6332 | 0 | 0 | 0 | 0 | 124824.9666 | 0 | 0 | 0 | 0 | 0
2022-03-28 02:00 | 0 | 0 | 186065 | 0 | 2846 | 0 | 15 | 148241.6332 | 14.8242 | 0 | 148241.6332 | 678631.918 | 254 | 124824.9666 | 2623.9482 | 2623.9482 | 23416.6667 | 148241.6332 | 148241.6332 | 0 | 0 | 0 | 0 | 124824.9666 | 0 | 0 | 0 | 0 | 0
2022-03-28 03:00 | 0 | 0 | 186065 | 0 | 2846 | 0 | 15 | 148241.6332 | 14.8242 | 0 | 148241.6332 | 530390.2848 | 254 | 124824.9666 | 2623.9482 | 2623.9482 | 23416.6667 | 148241.6332 | 148241.6332 | 0 | 0 | 0 | 0 | 124824.9666 | 0 | 0 | 0 | 0 | 0
2022-03-28 04:00 | 0 | 0 | 186065 | 0 | 2846 | 0 | 15 | 148241.6332 | 14.8242 | 0 | 148241.6332 | 382148.6516 | 254 | 124824.9666 | 2623.9482 | 2623.9482 | 23416.6667 | 148241.6332 | 148241.6332 | 0 | 0 | 0 | 0 | 124824.9666 | 0 | 0 | 0 | 0 | 0
2022-03-28 05:00 | 0 | 0 | 186065 | 0 | 2846 | 0 | 15 | 148241.6332 | 14.8242 | 0 | 148241.6332 | 233907.0183 | 254 | 124824.9666 | 2623.9482 | 2623.9482 | 23416.6667 | 148241.6332 | 148241.6332 | 0 | 0 | 0 | 0 | 124824.9666 | 0 | 0 | 0 | 0 | 0
2022-03-28 06:00 | 0.02598 | 0.12165 | 186065 | 4688.9496 | 2846 | 57887.2985 | 15 | 143552.6836 | 14.3553 | 0 | 85665.3851 | 85665.3851 | 254 | 124824.9666 | 2623.9482 | 2623.9482 | 23416.6667 | 148241.6332 | 148241.6332 | 0 | 0 | 0 | 4688.9496 | 120136.0169 | 0 | 0 | 0 | 0 | 0
2022-03-28 07:00 | 0.22738 | 0.62554 | 186065 | 41038.2359 | 2846 | 297663.9596 | 15 | 107203.3973 | 10.7203 | 0 | 0 | 0 | 254 | 124824.9666 | 2623.9482 | 2623.9482 | 23416.6667 | 148241.6332 | 148241.6332 | 0 | 0 | 0 | 41038.2359 | 83786.7306 | 0 | 0 | 0 | 0 | 0
2022-03-28 08:00 | 0.4667 | 0.83488 | 186065 | 84231.4394 | 2846 | 397278.6499 | 15 | 64010.1938 | 6.401 | 0 | 0 | 0 | 254 | 124824.9666 | 2623.9482 | 2623.9482 | 23416.6667 | 148241.6332 | 148241.6332 | 0 | 0 | 0 | 60814.7728 | 64010.1938 | 0 | 0 | 0 | 0 | 0
2022-03-28 09:00 | 0.68378 | 0.93551 | 186065 | 123410.6999 | 2846 | 445163.5561 | 15 | 24830.9333 | 2.4831 | 207538.881 | 0 | 0 | 254 | 124824.9666 | 2623.9482 | 2623.9482 | 23416.6667 | 148241.6332 | 148241.6332 | 0 | 0 | 0 | 99994.0333 | 24830.9333 | 0 | 0 | 0 | 0 | 0
2022-03-28 10:00 | 0.85535 | 0.98236 | 186065 | 154376.1768 | 2846 | 467457.1848 | 15 | 0 | 0 | 467457.1848 | 0 | 207538.881 | 254 | 124824.9666 | 2623.9482 | 2623.9482 | 23416.6667 | 148241.6332 | 148241.6332 | 0 | 0 | 0 | 124824.9666 | 0 | 0 | 0 | 0 | 0 | 0
2022-03-28 11:00 | 0.95992 | 1.0266 | 186065 | 173249.2894 | 2846 | 488504.0834 | 15 | 0 | 0 | 488504.0834 | 0 | 674996.0658 | 254 | 124824.9666 | 2623.9482 | 2623.9482 | 23416.6667 | 148241.6332 | 148241.6332 | 0 | 0 | 0 | 124824.9666 | 0 | 0 | 0 | 0 | 0 | 0
2022-03-28 12:00 | 0.96712 | 0.91386 | 186065 | 174548.7673 | 2846 | 434861.3776 | 15 | 0 | 0 | 434861.3776 | 0 | 1163500.1493 | 254 | 124824.9666 | 2623.9482 | 2623.9482 | 23416.6667 | 148241.6332 | 148241.6332 | 0 | 0 | 0 | 124824.9666 | 0 | 0 | 0 | 0 | 0 | 0
2022-03-28 13:00 | 0.92885 | 0.90875 | 186065 | 167641.681 | 2846 | 432429.778 | 15 | 0 | 0 | 432429.778 | 0 | 1598361.5269 | 254 | 124824.9666 | 2623.9482 | 2623.9482 | 23416.6667 | 148241.6332 | 148241.6332 | 0 | 0 | 0 | 124824.9666 | 0 | 0 | 0 | 0 | 0 | 0
2022-03-28 14:00 | 0.81985 | 0.88145 | 186065 | 147969.0285 | 2846 | 419439.0402 | 15 | 272.6047 | 0.02726 | 419166.4356 | 0 | 2030791.3049 | 254 | 124824.9666 | 2623.9482 | 2623.9482 | 23416.6667 | 148241.6332 | 148241.6332 | 0 | 0 | 0 | 124824.9666 | 0 | 0 | 0 | 0 | 0 | 0
2022-03-28 15:00 | 0.64622 | 0.82365 | 186065 | 116631.7566 | 2846 | 391934.8409 | 15 | 31609.8767 | 3.161 | 360324.9642 | 0 | 2449957.7404 | 254 | 124824.9666 | 2623.9482 | 2623.9482 | 23416.6667 | 148241.6332 | 148241.6332 | 0 | 0 | 0 | 116631.7566 | 8193.21 | 0 | 0 | 0 | 0 | 0
2022-03-28 16:00 | 0.42798 | 0.71171 | 186065 | 77243.1357 | 2846 | 338668.0576 | 15 | 70998.4975 | 7.0998 | 267669.5601 | 0 | 2810282.7047 | 254 | 124824.9666 | 2623.9482 | 2623.9482 | 23416.6667 | 148241.6332 | 148241.6332 | 0 | 0 | 0 | 77243.1357 | 47581.8308 | 0 | 0 | 0 | 0 | 0
2022-03-28 17:00 | 0.1937 | 0.50366 | 186065 | 34959.5668 | 2846 | 239667.2154 | 15 | 113282.0664 | 11.3282 | 126385.149 | 0 | 3077952.2647 | 254 | 124824.9666 | 2623.9482 | 2623.9482 | 23416.6667 | 148241.6332 | 148241.6332 | 0 | 0 | 0 | 34959.5668 | 89865.3998 | 0 | 0 | 0 | 0 | 0
2022-03-28 18:00 | 0.01673 | 0.04373 | 186065 | 3019.4814 | 2846 | 20808.973 | 15 | 145222.1518 | 14.5222 | 0 | 124413.1788 | 3204337.4137 | 254 | 124824.9666 | 2623.9482 | 2623.9482 | 23416.6667 | 148241.6332 | 148241.6332 | 0 | 0 | 0 | 3019.4814 | 121805.4851 | 0 | 0 | 0 | 0 | 0
2022-03-28 19:00 | 0 | 0 | 186065 | 0 | 2846 | 0 | 15 | 148241.6332 | 14.8242 | 0 | 148241.6332 | 3079924.2349 | 254 | 124824.9666 | 2623.9482 | 2623.9482 | 23416.6667 | 148241.6332 | 148241.6332 | 0 | 0 | 0 | 0 | 124824.9666 | 0 | 0 | 0 | 0 | 0
2022-03-28 20:00 | 0 | 0 | 186065 | 0 | 2846 | 0 | 15 | 148241.6332 | 14.8242 | 0 | 148241.6332 | 2931682.6016 | 254 | 124824.9666 | 2623.9482 | 2623.9482 | 23416.6667 | 148241.6332 | 148241.6332 | 0 | 0 | 0 | 0 | 124824.9666 | 0 | 0 | 0 | 0 | 0
2022-03-28 21:00 | 0 | 0 | 186065 | 0 | 2846 | 0 | 15 | 148241.6332 | 14.8242 | 0 | 148241.6332 | 2783440.9684 | 254 | 124824.9666 | 2623.9482 | 2623.9482 | 23416.6667 | 148241.6332 | 148241.6332 | 0 | 0 | 0 | 0 | 124824.9666 | 0 | 0 | 0 | 0 | 0
2022-03-28 22:00 | 0 | 0 | 186065 | 0 | 2846 | 0 | 15 | 148241.6332 | 14.8242 | 0 | 148241.6332 | 2635199.3352 | 254 | 124824.9666 | 2623.9482 | 2623.9482 | 23416.6667 | 148241.6332 | 148241.6332 | 0 | 0 | 0 | 0 | 124824.9666 | 0 | 0 | 0 | 0 | 0
2022-03-28 23:00 | 0 | 0 | 186065 | 0 | 2846 | 0 | 15 | 148241.6332 | 14.8242 | 0 | 148241.6332 | 2486957.702 | 254 | 124824.9666 | 2623.9482 | 2623.9482 | 23416.6667 | 148241.6332 | 148241.6332 | 0 | 0 | 0 | 0 | 124824.9666 | 0 | 0 | 0 | 0 | 0
2022-03-29 | 0 | 0 | 186065 | 0 | 2846 | 0 | 15 | 148416.6332 | 14.8417 | 0 | 148416.6332 | 2338716.0687 | 254 | 124824.9666 | 2623.9482 | 2623.9482 | 23591.6667 | 148416.6332 | 148416.6332 | 0 | 0 | 0 | 0 | 124824.9666 | 0 | 0 | 0 | 0 | 0
2022-03-29 01:00 | 0 | 0 | 186065 | 0 | 2846 | 0 | 15 | 148416.6332 | 14.8417 | 0 | 148416.6332 | 2190299.4355 | 254 | 124824.9666 | 2623.9482 | 2623.9482 | 23591.6667 | 148416.6332 | 148416.6332 | 0 | 0 | 0 | 0 | 124824.9666 | 0 | 0 | 0 | 0 | 0
2022-03-29 02:00 | 0 | 0 | 186065 | 0 | 2846 | 0 | 15 | 148416.6332 | 14.8417 | 0 | 148416.6332 | 2041882.8023 | 254 | 124824.9666 | 2623.9482 | 2623.9482 | 23591.6667 | 148416.6332 | 148416.6332 | 0 | 0 | 0 | 0 | 124824.9666 | 0 | 0 | 0 | 0 | 0
2022-03-29 03:00 | 0 | 0 | 186065 | 0 | 2846 | 0 | 15 | 148416.6332 | 14.8417 | 0 | 148416.6332 | 1893466.1691 | 254 | 124824.9666 | 2623.9482 | 2623.9482 | 23591.6667 | 148416.6332 | 148416.6332 | 0 | 0 | 0 | 0 | 124824.9666 | 0 | 0 | 0 | 0 | 0
2022-03-29 04:00 | 0 | 0 | 186065 | 0 | 2846 | 0 | 15 | 148416.6332 | 14.8417 | 0 | 148416.6332 | 1745049.5358 | 254 | 124824.9666 | 2623.9482 | 2623.9482 | 23591.6667 | 148416.6332 | 148416.6332 | 0 | 0 | 0 | 0 | 124824.9666 | 0 | 0 | 0 | 0 | 0
2022-03-29 05:00 | 0 | 0 | 186065 | 0 | 2846 | 0 | 15 | 148416.6332 | 14.8417 | 0 | 148416.6332 | 1596632.9026 | 254 | 124824.9666 | 2623.9482 | 2623.9482 | 23591.6667 | 148416.6332 | 148416.6332 | 0 | 0 | 0 | 0 | 124824.9666 | 0 | 0 | 0 | 0 | 0
2022-03-29 06:00 | 0.02773 | 0.10287 | 186065 | 5004.795 | 2846 | 48950.8129 | 15 | 143411.8382 | 14.3412 | 0 | 94461.0253 | 1448216.2694 | 254 | 124824.9666 | 2623.9482 | 2623.9482 | 23591.6667 | 148416.6332 | 148416.6332 | 0 | 0 | 0 | 5004.795 | 119820.1716 | 0 | 0 | 0 | 0 | 0
2022-03-29 07:00 | 0.23177 | 0.58799 | 186065 | 41830.5565 | 2846 | 279795.7471 | 15 | 106586.0767 | 10.6586 | 173209.6704 | 0 | 1353755.2441 | 254 | 124824.9666 | 2623.9482 | 2623.9482 | 23591.6667 | 148416.6332 | 148416.6332 | 0 | 0 | 0 | 18238.8898 | 106586.0767 | 0 | 0 | 0 | 0 | 0
2022-03-29 08:00 | 0.47302 | 0.77941 | 186065 | 85372.0923 | 2846 | 370883.1838 | 15 | 63044.5409 | 6.3045 | 307838.6429 | 0 | 1526964.9145 | 254 | 124824.9666 | 2623.9482 | 2623.9482 | 23591.6667 | 148416.6332 | 148416.6332 | 0 | 0 | 0 | 85372.0923 | 39452.8742 | 0 | 0 | 0 | 0 | 0
2022-03-29 09:00 | 0.69578 | 0.87757 | 186065 | 125576.4965 | 2846 | 417592.7376 | 15 | 22840.1367 | 2.284 | 394752.6009 | 0 | 1834803.5573 | 254 | 124824.9666 | 2623.9482 | 2623.9482 | 23591.6667 | 148416.6332 | 148416.6332 | 0 | 0 | 0 | 124824.9666 | 0 | 0 | 0 | 0 | 0 | 0
2022-03-29 10:00 | 0.86578 | 0.92984 | 186065 | 156258.615 | 2846 | 442465.4798 | 15 | 0 | 0 | 442465.4798 | 0 | 2229556.1582 | 254 | 124824.9666 | 2623.9482 | 2623.9482 | 23591.6667 | 148416.6332 | 148416.6332 | 0 | 0 | 0 | 124824.9666 | 0 | 0 | 0 | 0 | 0 | 0
2022-03-29 11:00 | 0.96525 | 0.93663 | 186065 | 174211.264 | 2846 | 445696.5095 | 15 | 0 | 0 | 445696.5095 | 0 | 2672021.638 | 254 | 124824.9666 | 2623.9482 | 2623.9482 | 23591.6667 | 148416.6332 | 148416.6332 | 0 | 0 | 0 | 124824.9666 | 0 | 0 | 0 | 0 | 0 | 0
2022-03-29 12:00 | 0.9852 | 0.86802 | 186065 | 177811.9009 | 2846 | 413048.3586 | 15 | 0 | 0 | 413048.3586 | 0 | 3117718.1475 | 254 | 124824.9666 | 2623.9482 | 2623.9482 | 23591.6667 | 148416.6332 | 148416.6332 | 0 | 0 | 0 | 124824.9666 | 0 | 0 | 0 | 0 | 0 | 0
2022-03-29 13:00 | 0.9378 | 0.81116 | 186065 | 169257.0043 | 2846 | 385991.4594 | 15 | 0 | 0 | 385991.4594 | 0 | 3530766.5061 | 254 | 124824.9666 | 2623.9482 | 2623.9482 | 23591.6667 | 148416.6332 | 148416.6332 | 0 | 0 | 0 | 124824.9666 | 0 | 0 | 0 | 0 | 0 | 0
2022-03-29 14:00 | 0.81045 | 0.71944 | 186065 | 146272.4879 | 2846 | 342346.3873 | 15 | 2144.1454 | 0.21441 | 340202.242 | 0 | 3916757.9655 | 254 | 124824.9666 | 2623.9482 | 2623.9482 | 23591.6667 | 148416.6332 | 148416.6332 | 0 | 0 | 0 | 122680.8212 | 2144.1454 | 0 | 0 | 0 | 0 | 0
2022-03-29 15:00 | 0.62025 | 0.58761 | 186065 | 111944.6118 | 2846 | 279614.9236 | 15 | 36472.0215 | 3.6472 | 243142.9022 | 0 | 4256960.2075 | 254 | 124824.9666 | 2623.9482 | 2623.9482 | 23591.6667 | 148416.6332 | 148416.6332 | 0 | 0 | 0 | 111944.6118 | 12880.3548 | 0 | 0 | 0 | 0 | 0
2022-03-29 16:00 | 0.3887 | 0.41013 | 186065 | 70153.7615 | 2846 | 195160.8527 | 15 | 78262.8717 | 7.8263 | 116897.981 | 0 | 4500103.1096 | 254 | 124824.9666 | 2623.9482 | 2623.9482 | 23591.6667 | 148416.6332 | 148416.6332 | 0 | 0 | 0 | 70153.7615 | 54671.205 | 0 | 0 | 0 | 0 | 0
2022-03-29 17:00 | 0.16493 | 0.17933 | 186065 | 29767.0694 | 2846 | 85334.3957 | 15 | 118649.5638 | 11.865 | 0 | 33315.1681 | 4617001.0906 | 254 | 124824.9666 | 2623.9482 | 2623.9482 | 23591.6667 | 148416.6332 | 148416.6332 | 0 | 0 | 0 | 29767.0694 | 95057.8971 | 0 | 0 | 0 | 0 | 0
2022-03-29 18:00 | 0.01473 | 0.00043 | 186065 | 2658.5153 | 2846 | 204.616 | 15 | 145758.1179 | 14.5758 | 0 | 145553.5019 | 4583685.9225 | 254 | 124824.9666 | 2623.9482 | 2623.9482 | 23591.6667 | 148416.6332 | 148416.6332 | 0 | 0 | 0 | 2658.5153 | 122166.4512 | 0 | 0 | 0 | 0 | 0
2022-03-29 19:00 | 0 | 0 | 186065 | 0 | 2846 | 0 | 15 | 148416.6332 | 14.8417 | 0 | 148416.6332 | 4438132.4206 | 254 | 124824.9666 | 2623.9482 | 2623.9482 | 23591.6667 | 148416.6332 | 148416.6332 | 0 | 0 | 0 | 0 | 124824.9666 | 0 | 0 | 0 | 0 | 0
2022-03-29 20:00 | 0 | 0 | 186065 | 0 | 2846 | 0 | 15 | 148416.6332 | 14.8417 | 0 | 148416.6332 | 4289715.7874 | 254 | 124824.9666 | 2623.9482 | 2623.9482 | 23591.6667 | 148416.6332 | 148416.6332 | 0 | 0 | 0 | 0 | 124824.9666 | 0 | 0 | 0 | 0 | 0
2022-03-29 21:00 | 0 | 0 | 186065 | 0 | 2846 | 0 | 15 | 148416.6332 | 14.8417 | 0 | 148416.6332 | 4141299.1542 | 254 | 124824.9666 | 2623.9482 | 2623.9482 | 23591.6667 | 148416.6332 | 148416.6332 | 0 | 0 | 0 | 0 | 124824.9666 | 0 | 0 | 0 | 0 | 0
2022-03-29 22:00 | 0 | 0 | 186065 | 0 | 2846 | 0 | 15 | 148416.6332 | 14.8417 | 0 | 148416.6332 | 3992882.521 | 254 | 124824.9666 | 2623.9482 | 2623.9482 | 23591.6667 | 148416.6332 | 148416.6332 | 0 | 0 | 0 | 0 | 124824.9666 | 0 | 0 | 0 | 0 | 0
2022-03-29 23:00 | 0 | 0 | 186065 | 0 | 2846 | 0 | 15 | 148416.6332 | 14.8417 | 0 | 148416.6332 | 3844465.8877 | 254 | 124824.9666 | 2623.9482 | 2623.9482 | 23591.6667 | 148416.6332 | 148416.6332 | 0 | 0 | 0 | 0 | 124824.9666 | 0 | 0 | 0 | 0 | 0
2022-03-30 | 0 | 0 | 186065 | 0 | 2846 | 0 | 15 | 147324.9666 | 14.7325 | 0 | 147324.9666 | 3696049.2545 | 254 | 124824.9666 | 2623.9482 | 2623.9482 | 22500 | 147324.9666 | 147324.9666 | 0 | 0 | 0 | 0 | 124824.9666 | 0 | 0 | 0 | 0 | 0
2022-03-30 01:00 | 0 | 0 | 186065 | 0 | 2846 | 0 | 15 | 147324.9666 | 14.7325 | 0 | 147324.9666 | 3548724.288 | 254 | 124824.9666 | 2623.9482 | 2623.9482 | 22500 | 147324.9666 | 147324.9666 | 0 | 0 | 0 | 0 | 124824.9666 | 0 | 0 | 0 | 0 | 0
2022-03-30 02:00 | 0 | 0 | 186065 | 0 | 2846 | 0 | 15 | 147324.9666 | 14.7325 | 0 | 147324.9666 | 3401399.3214 | 254 | 124824.9666 | 2623.9482 | 2623.9482 | 22500 | 147324.9666 | 147324.9666 | 0 | 0 | 0 | 0 | 124824.9666 | 0 | 0 | 0 | 0 | 0
2022-03-30 03:00 | 0 | 0 | 186065 | 0 | 2846 | 0 | 15 | 147324.9666 | 14.7325 | 0 | 147324.9666 | 3254074.3548 | 254 | 124824.9666 | 2623.9482 | 2623.9482 | 22500 | 147324.9666 | 147324.9666 | 0 | 0 | 0 | 0 | 124824.9666 | 0 | 0 | 0 | 0 | 0
2022-03-30 04:00 | 0 | 0 | 186065 | 0 | 2846 | 0 | 15 | 147324.9666 | 14.7325 | 0 | 147324.9666 | 3106749.3883 | 254 | 124824.9666 | 2623.9482 | 2623.9482 | 22500 | 147324.9666 | 147324.9666 | 0 | 0 | 0 | 0 | 124824.9666 | 0 | 0 | 0 | 0 | 0
2022-03-30 05:00 | 0 | 0 | 186065 | 0 | 2846 | 0 | 15 | 147324.9666 | 14.7325 | 0 | 147324.9666 | 2959424.4217 | 254 | 124824.9666 | 2623.9482 | 2623.9482 | 22500 | 147324.9666 | 147324.9666 | 0 | 0 | 0 | 0 | 124824.9666 | 0 | 0 | 0 | 0 | 0
2022-03-30 06:00 | 0.01977 | 0 | 186065 | 3568.1499 | 2846 | 0 | 15 | 143756.8167 | 14.3757 | 0 | 143756.8167 | 2812099.4552 | 254 | 124824.9666 | 2623.9482 | 2623.9482 | 22500 | 147324.9666 | 147324.9666 | 0 | 0 | 0 | 3568.1499 | 121256.8167 | 0 | 0 | 0 | 0 | 0
2022-03-30 07:00 | 0.15225 | 0.03027 | 186065 | 27478.5444 | 2846 | 14404.0158 | 15 | 119846.4222 | 11.9846 | 0 | 105442.4064 | 2668342.6385 | 254 | 124824.9666 | 2623.9482 | 2623.9482 | 22500 | 147324.9666 | 147324.9666 | 0 | 0 | 0 | 27478.5444 | 97346.4222 | 0 | 0 | 0 | 0 | 0
2022-03-30 08:00 | 0.30738 | 0.08404 | 186065 | 55476.8799 | 2846 | 39990.5348 | 15 | 91848.0866 | 9.1848 | 0 | 51857.5518 | 2562900.2321 | 254 | 124824.9666 | 2623.9482 | 2623.9482 | 22500 | 147324.9666 | 147324.9666 | 0 | 0 | 0 | 55476.8799 | 69348.0866 | 0 | 0 | 0 | 0 | 0
2022-03-30 09:00 | 0.4752 | 0.11535 | 186065 | 85765.5454 | 2846 | 54889.4359 | 15 | 61559.4212 | 6.1559 | 0 | 6669.9853 | 2511042.6803 | 254 | 124824.9666 | 2623.9482 | 2623.9482 | 22500 | 147324.9666 | 147324.9666 | 0 | 0 | 0 | 63265.5454 | 61559.4212 | 0 | 0 | 0 | 0 | 0
2022-03-30 10:00 | 0.66538 | 0.23248 | 186065 | 120089.8118 | 2846 | 110625.887 | 15 | 27235.1547 | 2.7235 | 83390.7322 | 0 | 2504372.695 | 254 | 124824.9666 | 2623.9482 | 2623.9482 | 22500 | 147324.9666 | 147324.9666 | 0 | 0 | 0 | 97589.8118 | 27235.1547 | 0 | 0 | 0 | 0 | 0
2022-03-30 11:00 | 0.78147 | 0.26507 | 186065 | 141042.0891 | 2846 | 126133.8776 | 15 | 6282.8775 | 0.62829 | 119851.0001 | 0 | 2587763.4273 | 254 | 124824.9666 | 2623.9482 | 2623.9482 | 22500 | 147324.9666 | 147324.9666 | 0 | 0 | 0 | 124824.9666 | 0 | 0 | 0 | 0 | 0 | 0
2022-03-30 12:00 | 0.72478 | 0.17018 | 186065 | 130810.505 | 2846 | 80980.3572 | 15 | 16514.4616 | 1.6514 | 64465.8956 | 0 | 2707614.4274 | 254 | 124824.9666 | 2623.9482 | 2623.9482 | 22500 | 147324.9666 | 147324.9666 | 0 | 0 | 0 | 124824.9666 | 0 | 0 | 0 | 0 | 0 | 0
2022-03-30 13:00 | 0.64638 | 0.17483 | 186065 | 116660.6339 | 2846 | 83193.0653 | 15 | 30664.3327 | 3.0664 | 52528.7326 | 0 | 2772080.323 | 254 | 124824.9666 | 2623.9482 | 2623.9482 | 22500 | 147324.9666 | 147324.9666 | 0 | 0 | 0 | 94160.6339 | 30664.3327 | 0 | 0 | 0 | 0 | 0
2022-03-30 14:00 | 0.54905 | 0.08181 | 186065 | 99094.2186 | 2846 | 38929.3867 | 15 | 48230.748 | 4.8231 | 0 | 9301.3613 | 2824609.0556 | 254 | 124824.9666 | 2623.9482 | 2623.9482 | 22500 | 147324.9666 | 147324.9666 | 0 | 0 | 0 | 99094.2186 | 25730.748 | 0 | 0 | 0 | 0 | 0
2022-03-30 15:00 | 0.38915 | 0.08849 | 186065 | 70234.9789 | 2846 | 42108.0727 | 15 | 77089.9877 | 7.709 | 0 | 34981.915 | 2815307.6943 | 254 | 124824.9666 | 2623.9482 | 2623.9482 | 22500 | 147324.9666 | 147324.9666 | 0 | 0 | 0 | 47734.9789 | 77089.9877 | 0 | 0 | 0 | 0 | 0
2022-03-30 16:00 | 0.23825 | 0.05705 | 186065 | 43000.0867 | 2846 | 27147.311 | 15 | 104324.8799 | 10.4325 | 0 | 77177.5689 | 2780325.7794 | 254 | 124824.9666 | 2623.9482 | 2623.9482 | 22500 | 147324.9666 | 147324.9666 | 0 | 0 | 0 | 43000.0867 | 81824.8799 | 0 | 0 | 0 | 0 | 0
2022-03-30 17:00 | 0.11645 | 0.02032 | 186065 | 21017.2512 | 2846 | 9669.2964 | 15 | 126307.7154 | 12.6308 | 0 | 116638.419 | 2703148.2104 | 254 | 124824.9666 | 2623.9482 | 2623.9482 | 22500 | 147324.9666 | 147324.9666 | 0 | 0 | 0 | 0 | 124824.9666 | 0 | 0 | 0 | 0 | 0
2022-03-30 18:00 | 0.01293 | 0 | 186065 | 2333.6458 | 2846 | 0 | 15 | 144991.3207 | 14.4991 | 0 | 144991.3207 | 2586509.7914 | 254 | 124824.9666 | 2623.9482 | 2623.9482 | 22500 | 147324.9666 | 147324.9666 | 0 | 0 | 0 | 2333.6458 | 122491.3207 | 0 | 0 | 0 | 0 | 0
2022-03-30 19:00 | 0 | 0 | 186065 | 0 | 2846 | 0 | 15 | 147324.9666 | 14.7325 | 0 | 147324.9666 | 2441518.4707 | 254 | 124824.9666 | 2623.9482 | 2623.9482 | 22500 | 147324.9666 | 147324.9666 | 0 | 0 | 0 | 0 | 124824.9666 | 0 | 0 | 0 | 0 | 0
2022-03-30 20:00 | 0 | 0 | 186065 | 0 | 2846 | 0 | 15 | 147324.9666 | 14.7325 | 0 | 147324.9666 | 2294193.5042 | 254 | 124824.9666 | 2623.9482 | 2623.9482 | 22500 | 147324.9666 | 147324.9666 | 0 | 0 | 0 | 0 | 124824.9666 | 0 | 0 | 0 | 0 | 0
2022-03-30 21:00 | 0 | 0 | 186065 | 0 | 2846 | 0 | 15 | 147324.9666 | 14.7325 | 0 | 147324.9666 | 2146868.5376 | 254 | 124824.9666 | 2623.9482 | 2623.9482 | 22500 | 147324.9666 | 147324.9666 | 0 | 0 | 0 | 0 | 124824.9666 | 0 | 0 | 0 | 0 | 0
2022-03-30 22:00 | 0 | 0 | 186065 | 0 | 2846 | 0 | 15 | 147324.9666 | 14.7325 | 0 | 147324.9666 | 1999543.571 | 254 | 124824.9666 | 2623.9482 | 2623.9482 | 22500 | 147324.9666 | 147324.9666 | 0 | 0 | 0 | 0 | 124824.9666 | 0 | 0 | 0 | 0 | 0
2022-03-30 23:00 | 0 | 0 | 186065 | 0 | 2846 | 0 | 15 | 147324.9666 | 14.7325 | 0 | 147324.9666 | 1852218.6045 | 254 | 124824.9666 | 2623.9482 | 2623.9482 | 22500 | 147324.9666 | 147324.9666 | 0 | 0 | 0 | 0 | 124824.9666 | 0 | 0 | 0 | 0 | 0
2022-03-31 | 0 | 0 | 186065 | 0 | 2846 | 0 | 15 | 147149.9666 | 14.715 | 0 | 147149.9666 | 1704893.6379 | 254 | 124824.9666 | 2623.9482 | 2623.9482 | 22325 | 147149.9666 | 147149.9666 | 0 | 0 | 0 | 0 | 124824.9666 | 0 | 0 | 0 | 0 | 0
2022-03-31 01:00 | 0 | 0 | 186065 | 0 | 2846 | 0 | 15 | 147149.9666 | 14.715 | 0 | 147149.9666 | 1557743.6714 | 254 | 124824.9666 | 2623.9482 | 2623.9482 | 22325 | 147149.9666 | 147149.9666 | 0 | 0 | 0 | 0 | 124824.9666 | 0 | 0 | 0 | 0 | 0
2022-03-31 02:00 | 0 | 0 | 186065 | 0 | 2846 | 0 | 15 | 147149.9666 | 14.715 | 0 | 147149.9666 | 1410593.7048 | 254 | 124824.9666 | 2623.9482 | 2623.9482 | 22325 | 147149.9666 | 147149.9666 | 0 | 0 | 0 | 0 | 124824.9666 | 0 | 0 | 0 | 0 | 0
2022-03-31 03:00 | 0 | 0 | 186065 | 0 | 2846 | 0 | 15 | 147149.9666 | 14.715 | 0 | 147149.9666 | 1263443.7382 | 254 | 124824.9666 | 2623.9482 | 2623.9482 | 22325 | 147149.9666 | 147149.9666 | 0 | 0 | 0 | 0 | 124824.9666 | 0 | 0 | 0 | 0 | 0
2022-03-31 04:00 | 0 | 0 | 186065 | 0 | 2846 | 0 | 15 | 147149.9666 | 14.715 | 0 | 147149.9666 | 1116293.7717 | 254 | 124824.9666 | 2623.9482 | 2623.9482 | 22325 | 147149.9666 | 147149.9666 | 0 | 0 | 0 | 0 | 124824.9666 | 0 | 0 | 0 | 0 | 0
2022-03-31 05:00 | 0 | 0 | 186065 | 0 | 2846 | 0 | 15 | 147149.9666 | 14.715 | 0 | 147149.9666 | 969143.8051 | 254 | 124824.9666 | 2623.9482 | 2623.9482 | 22325 | 147149.9666 | 147149.9666 | 0 | 0 | 0 | 0 | 124824.9666 | 0 | 0 | 0 | 0 | 0
2022-03-31 06:00 | 0.02817 | 0.03401 | 186065 | 5084.2075 | 2846 | 16183.6993 | 15 | 142065.759 | 14.2066 | 0 | 125882.0597 | 821993.8386 | 254 | 124824.9666 | 2623.9482 | 2623.9482 | 22325 | 147149.9666 | 147149.9666 | 0 | 0 | 0 | 0 | 124824.9666 | 0 | 0 | 0 | 0 | 0
2022-03-31 07:00 | 0.2286 | 0.48633 | 186065 | 41258.4252 | 2846 | 231420.7141 | 15 | 105891.5413 | 10.5892 | 125529.1728 | 0 | 696111.7788 | 254 | 124824.9666 | 2623.9482 | 2623.9482 | 22325 | 147149.9666 | 147149.9666 | 0 | 0 | 0 | 18933.4252 | 105891.5413 | 0 | 0 | 0 | 0 | 0
2022-03-31 08:00 | 0.46775 | 0.68216 | 186065 | 84420.9466 | 2846 | 324606.6546 | 15 | 62729.0199 | 6.2729 | 261877.6347 | 0 | 821640.9516 | 254 | 124824.9666 | 2623.9482 | 2623.9482 | 22325 | 147149.9666 | 147149.9666 | 0 | 0 | 0 | 62095.9466 | 62729.0199 | 0 | 0 | 0 | 0 | 0
2022-03-31 09:00 | 0.6878 | 0.81349 | 186065 | 124136.2418 | 2846 | 387100.1927 | 15 | 23013.7248 | 2.3014 | 364086.4679 | 0 | 1083518.5863 | 254 | 124824.9666 | 2623.9482 | 2623.9482 | 22325 | 147149.9666 | 147149.9666 | 0 | 0 | 0 | 124136.2418 | 688.7248 | 0 | 0 | 0 | 0 | 0
2022-03-31 10:00 | 0.8576 | 0.88023 | 186065 | 154782.2637 | 2846 | 418858.5018 | 15 | 0 | 0 | 418858.5018 | 0 | 1447605.0542 | 254 | 124824.9666 | 2623.9482 | 2623.9482 | 22325 | 147149.9666 | 147149.9666 | 0 | 0 | 0 | 124824.9666 | 0 | 0 | 0 | 0 | 0 | 0
2022-03-31 11:00 | 0.96505 | 0.92628 | 186065 | 174175.1674 | 2846 | 440771.4495 | 15 | 0 | 0 | 440771.4495 | 0 | 1866463.556 | 254 | 124824.9666 | 2623.9482 | 2623.9482 | 22325 | 147149.9666 | 147149.9666 | 0 | 0 | 0 | 124824.9666 | 0 | 0 | 0 | 0 | 0 | 0
2022-03-31 12:00 | 0.99222 | 0.9076 | 186065 | 179078.8919 | 2846 | 431882.5491 | 15 | 0 | 0 | 431882.5491 | 0 | 2307235.0055 | 254 | 124824.9666 | 2623.9482 | 2623.9482 | 22325 | 147149.9666 | 147149.9666 | 0 | 0 | 0 | 124824.9666 | 0 | 0 | 0 | 0 | 0 | 0
2022-03-31 13:00 | 0.95167 | 0.90672 | 186065 | 171760.3042 | 2846 | 431463.8001 | 15 | 0 | 0 | 431463.8001 | 0 | 2739117.5546 | 254 | 124824.9666 | 2623.9482 | 2623.9482 | 22325 | 147149.9666 | 147149.9666 | 0 | 0 | 0 | 124824.9666 | 0 | 0 | 0 | 0 | 0 | 0
2022-03-31 14:00 | 0.8369 | 0.85995 | 186065 | 151046.2645 | 2846 | 409208.2394 | 15 | 0 | 0 | 409208.2394 | 0 | 3170581.3547 | 254 | 124824.9666 | 2623.9482 | 2623.9482 | 22325 | 147149.9666 | 147149.9666 | 0 | 0 | 0 | 124824.9666 | 0 | 0 | 0 | 0 | 0 | 0
2022-03-31 15:00 | 0.65917 | 0.78524 | 186065 | 118969.0121 | 2846 | 373657.3963 | 15 | 28180.9545 | 2.8181 | 345476.4418 | 0 | 3579789.5941 | 254 | 124824.9666 | 2623.9482 | 2623.9482 | 22325 | 147149.9666 | 147149.9666 | 0 | 0 | 0 | 118969.0121 | 5855.9545 | 0 | 0 | 0 | 0 | 0
2022-03-31 16:00 | 0.4354 | 0.6671 | 186065 | 78582.32 | 2846 | 317440.3355 | 15 | 68567.6466 | 6.8568 | 248872.6889 | 0 | 3925266.0359 | 254 | 124824.9666 | 2623.9482 | 2623.9482 | 22325 | 147149.9666 | 147149.9666 | 0 | 0 | 0 | 78582.32 | 46242.6466 | 0 | 0 | 0 | 0 | 0
2022-03-31 17:00 | 0.19698 | 0.407 | 186065 | 35551.5512 | 2846 | 193671.4384 | 15 | 111598.4154 | 11.1598 | 82073.023 | 0 | 4174138.7249 | 254 | 124824.9666 | 2623.9482 | 2623.9482 | 22325 | 147149.9666 | 147149.9666 | 0 | 0 | 0 | 13226.5512 | 111598.4154 | 0 | 0 | 0 | 0 | 0
2022-03-31 18:00 | 0.01815 | 0.01837 | 186065 | 3275.7674 | 2846 | 8741.3865 | 15 | 143874.1992 | 14.3874 | 0 | 135132.8127 | 4256211.7479 | 254 | 124824.9666 | 2623.9482 | 2623.9482 | 22325 | 147149.9666 | 147149.9666 | 0 | 0 | 0 | 3275.7674 | 121549.1992 | 0 | 0 | 0 | 0 | 0
2022-03-31 19:00 | 0 | 0 | 186065 | 0 | 2846 | 0 | 15 | 147149.9666 | 14.715 | 0 | 147149.9666 | 4121078.9352 | 254 | 124824.9666 | 2623.9482 | 2623.9482 | 22325 | 147149.9666 | 147149.9666 | 0 | 0 | 0 | 0 | 124824.9666 | 0 | 0 | 0 | 0 | 0
2022-03-31 20:00 | 0 | 0 | 186065 | 0 | 2846 | 0 | 15 | 147149.9666 | 14.715 | 0 | 147149.9666 | 3973928.9687 | 254 | 124824.9666 | 2623.9482 | 2623.9482 | 22325 | 147149.9666 | 147149.9666 | 0 | 0 | 0 | 0 | 124824.9666 | 0 | 0 | 0 | 0 | 0
2022-03-31 21:00 | 0 | 0 | 186065 | 0 | 2846 | 0 | 15 | 147149.9666 | 14.715 | 0 | 147149.9666 | 3826779.0021 | 254 | 124824.9666 | 2623.9482 | 2623.9482 | 22325 | 147149.9666 | 147149.9666 | 0 | 0 | 0 | 0 | 124824.9666 | 0 | 0 | 0 | 0 | 0
2022-03-31 22:00 | 0 | 0 | 186065 | 0 | 2846 | 0 | 15 | 147149.9666 | 14.715 | 0 | 147149.9666 | 3679629.0356 | 254 | 124824.9666 | 2623.9482 | 2623.9482 | 22325 | 147149.9666 | 147149.9666 | 0 | 0 | 0 | 0 | 124824.9666 | 0 | 0 | 0 | 0 | 0
2022-03-31 23:00 | 0 | 0 | 186065 | 0 | 2846 | 0 | 15 | 147149.9666 | 14.715 | 0 | 147149.9666 | 3532479.069 | 254 | 124824.9666 | 2623.9482 | 2623.9482 | 22325 | 147149.9666 | 147149.9666 | 0 | 0 | 0 | 0 | 124824.9666 | 0 | 0 | 0 | 0 | 0
2022-04-01 | 0 | 0 | 186065 | 0 | 2846 | 0 | 15 | 150000 | 15 | 0 | 150000 | 3385329.1025 | 254 | 125833.3333 | 2853.1315 | 2645.1451 | 24166.6667 | 159894.2086 | 150000 | 0 | 9894.2086 | 9894.2086 | 0 | 125833.3333 | 0 | 0 | 0 | 0 | 0
2022-04-01 01:00 | 0 | 0 | 186065 | 0 | 2846 | 0 | 15 | 150000 | 15 | 0 | 150000 | 3235329.1025 | 254 | 125833.3333 | 2853.1315 | 2645.1451 | 24166.6667 | 159894.2086 | 150000 | 0 | 9894.2086 | 9894.2086 | 0 | 125833.3333 | 0 | 0 | 0 | 0 | 0
2022-04-01 02:00 | 0 | 0 | 186065 | 0 | 2846 | 0 | 15 | 150000 | 15 | 0 | 150000 | 3085329.1025 | 254 | 125833.3333 | 2853.1315 | 2645.1451 | 24166.6667 | 159894.2086 | 150000 | 0 | 9894.2086 | 9894.2086 | 0 | 125833.3333 | 0 | 0 | 0 | 0 | 0
2022-04-01 03:00 | 0 | 0 | 186065 | 0 | 2846 | 0 | 15 | 150000 | 15 | 0 | 150000 | 2935329.1025 | 254 | 125833.3333 | 2853.1315 | 2645.1451 | 24166.6667 | 159894.2086 | 150000 | 0 | 9894.2086 | 9894.2086 | 0 | 125833.3333 | 0 | 0 | 0 | 0 | 0
2022-04-01 04:00 | 0 | 0 | 186065 | 0 | 2846 | 0 | 15 | 150000 | 15 | 0 | 150000 | 2785329.1025 | 254 | 125833.3333 | 2853.1315 | 2645.1451 | 24166.6667 | 159894.2086 | 150000 | 0 | 9894.2086 | 9894.2086 | 0 | 125833.3333 | 0 | 0 | 0 | 0 | 0
2022-04-01 05:00 | 0 | 0 | 186065 | 0 | 2846 | 0 | 15 | 150000 | 15 | 0 | 150000 | 2635329.1025 | 254 | 125833.3333 | 2853.1315 | 2645.1451 | 24166.6667 | 159894.2086 | 150000 | 0 | 9894.2086 | 9894.2086 | 0 | 125833.3333 | 0 | 0 | 0 | 0 | 0
2022-04-01 06:00 | 0.0286 | 0.02855 | 186065 | 5161.8152 | 2846 | 13585.5518 | 15 | 146004.8514 | 14.6005 | 0 | 132419.2997 | 2485329.1025 | 254 | 127000 | 2853.1315 | 2669.6697 | 24166.6667 | 159894.2086 | 151166.6667 | 0 | 8727.542 | 8727.542 | 0 | 127000 | 0 | 0 | 0 | 0 | 0
2022-04-01 07:00 | 0.21945 | 0.40158 | 186065 | 39607.0053 | 2846 | 191092.3249 | 15 | 111559.6613 | 11.156 | 79532.6636 | 0 | 2352909.8028 | 254 | 127000 | 2853.1315 | 2669.6697 | 24166.6667 | 159894.2086 | 151166.6667 | 0 | 8727.542 | 8727.542 | 39607.0053 | 87392.9947 | 0 | 0 | 0 | 0 | 0
2022-04-01 08:00 | 0.45042 | 0.59267 | 186065 | 81293.1754 | 2846 | 282022.7307 | 15 | 69873.4913 | 6.9873 | 212149.2394 | 0 | 2432442.4663 | 254 | 127000 | 2853.1315 | 2669.6697 | 24166.6667 | 159894.2086 | 151166.6667 | 0 | 8727.542 | 8727.542 | 81293.1754 | 45706.8246 | 0 | 0 | 0 | 0 | 0
2022-04-01 09:00 | 0.66508 | 0.7171 | 186065 | 120035.6669 | 2846 | 341232.8955 | 15 | 31130.9998 | 3.1131 | 310101.8957 | 0 | 2644591.7057 | 254 | 127000 | 2853.1315 | 2669.6697 | 24166.6667 | 159894.2086 | 151166.6667 | 0 | 8727.542 | 8727.542 | 95869.0002 | 31130.9998 | 0 | 0 | 0 | 0 | 0
2022-04-01 10:00 | 0.83322 | 0.78042 | 186065 | 150382.0869 | 2846 | 371363.7935 | 15 | 784.5797 | 0.078458 | 370579.2138 | 0 | 2954693.6015 | 254 | 127000 | 2853.1315 | 2669.6697 | 24166.6667 | 159894.2086 | 151166.6667 | 0 | 8727.542 | 8727.542 | 127000 | 0 | 0 | 0 | 0 | 0 | 0
2022-04-01 11:00 | 0.93788 | 0.81589 | 186065 | 169271.4429 | 2846 | 388242.2356 | 15 | 0 | 0 | 388242.2356 | 0 | 3325272.8153 | 254 | 127000 | 2853.1315 | 2669.6697 | 24166.6667 | 159894.2086 | 151166.6667 | 0 | 8727.542 | 8727.542 | 127000 | 0 | 0 | 0 | 0 | 0 | 0
2022-04-01 12:00 | 0.9774 | 0.85186 | 186065 | 176404.1331 | 2846 | 405358.6032 | 15 | 0 | 0 | 405358.6032 | 0 | 3713515.0508 | 254 | 127000 | 2853.1315 | 2669.6697 | 24166.6667 | 159894.2086 | 151166.6667 | 0 | 8727.542 | 8727.542 | 127000 | 0 | 0 | 0 | 0 | 0 | 0
2022-04-01 13:00 | 0.93378 | 0.83582 | 186065 | 168531.4624 | 2846 | 397725.95 | 15 | 0 | 0 | 397725.95 | 0 | 4118873.6541 | 254 | 127000 | 2853.1315 | 2669.6697 | 24166.6667 | 159894.2086 | 151166.6667 | 0 | 8727.542 | 8727.542 | 127000 | 0 | 0 | 0 | 0 | 0 | 0
2022-04-01 14:00 | 0.81795 | 0.7759 | 186065 | 147626.1107 | 2846 | 369212.9461 | 15 | 3540.5559 | 0.35406 | 365672.3902 | 0 | 4516599.604 | 254 | 127000 | 2853.1315 | 2669.6697 | 24166.6667 | 159894.2086 | 151166.6667 | 0 | 8727.542 | 8727.542 | 127000 | 0 | 0 | 0 | 0 | 0 | 0
2022-04-01 15:00 | 0.6351 | 0.71317 | 186065 | 114624.7851 | 2846 | 339362.8003 | 15 | 36541.8816 | 3.6542 | 302820.9187 | 0 | 4882271.9942 | 254 | 127000 | 2853.1315 | 2669.6697 | 24166.6667 | 159894.2086 | 151166.6667 | 0 | 8727.542 | 8727.542 | 90458.1184 | 36541.8816 | 0 | 0 | 0 | 0 | 0
2022-04-01 16:00 | 0.408 | 0.50948 | 186065 | 73637.0844 | 2846 | 242436.6694 | 15 | 77529.5823 | 7.753 | 164907.0871 | 0 | 5185092.9129 | 254 | 127000 | 2853.1315 | 2669.6697 | 24166.6667 | 159894.2086 | 151166.6667 | 0 | 8727.542 | 8727.542 | 73637.0844 | 53362.9156 | 0 | 0 | 0 | 0 | 0
2022-04-01 17:00 | 0.17552 | 0.24197 | 186065 | 31678.3849 | 2846 | 115141.7149 | 15 | 119488.2817 | 11.9488 | 0 | 4346.5669 | 5350000 | 254 | 127000 | 2853.1315 | 2669.6697 | 24166.6667 | 159894.2086 | 151166.6667 | 0 | 8727.542 | 8727.542 | 7511.7183 | 119488.2817 | 0 | 0 | 0 | 0 | 0
2022-04-01 18:00 | 0.01717 | 0.00229 | 186065 | 3098.894 | 2846 | 1089.6992 | 15 | 148067.7727 | 14.8068 | 0 | 146978.0735 | 5345653.4331 | 254 | 127000 | 2853.1315 | 2669.6697 | 24166.6667 | 159894.2086 | 151166.6667 | 0 | 8727.542 | 8727.542 | 0 | 127000 | 0 | 0 | 0 | 0 | 0
2022-04-01 19:00 | 0 | 0 | 186065 | 0 | 2846 | 0 | 15 | 150000 | 15 | 0 | 150000 | 5198675.3597 | 254 | 125833.3333 | 2853.1315 | 2645.1451 | 24166.6667 | 159894.2086 | 150000 | 0 | 9894.2086 | 9894.2086 | 0 | 125833.3333 | 0 | 0 | 0 | 0 | 0
2022-04-01 20:00 | 0 | 0 | 186065 | 0 | 2846 | 0 | 15 | 150000 | 15 | 0 | 150000 | 5048675.3597 | 254 | 125833.3333 | 2853.1315 | 2645.1451 | 24166.6667 | 159894.2086 | 150000 | 0 | 9894.2086 | 9894.2086 | 0 | 125833.3333 | 0 | 0 | 0 | 0 | 0
2022-04-01 21:00 | 0 | 0 | 186065 | 0 | 2846 | 0 | 15 | 150000 | 15 | 0 | 150000 | 4898675.3597 | 254 | 125833.3333 | 2853.1315 | 2645.1451 | 24166.6667 | 159894.2086 | 150000 | 0 | 9894.2086 | 9894.2086 | 0 | 125833.3333 | 0 | 0 | 0 | 0 | 0
2022-04-01 22:00 | 0 | 0 | 186065 | 0 | 2846 | 0 | 15 | 150000 | 15 | 0 | 150000 | 4748675.3597 | 254 | 125833.3333 | 2853.1315 | 2645.1451 | 24166.6667 | 159894.2086 | 150000 | 0 | 9894.2086 | 9894.2086 | 0 | 125833.3333 | 0 | 0 | 0 | 0 | 0
2022-04-01 23:00 | 0 | 0 | 186065 | 0 | 2846 | 0 | 15 | 150000 | 15 | 0 | 150000 | 4598675.3597 | 254 | 125833.3333 | 2853.1315 | 2645.1451 | 24166.6667 | 159894.2086 | 150000 | 0 | 9894.2086 | 9894.2086 | 0 | 125833.3333 | 0 | 0 | 0 | 0 | 0
2022-04-02 | 0 | 0 | 186065 | 0 | 2846 | 0 | 15 | 149083.3333 | 14.9083 | 0 | 149083.3333 | 4448675.3597 | 254 | 127000 | 2853.1315 | 2669.6697 | 22083.3333 | 157810.8753 | 149083.3333 | 0 | 8727.542 | 8727.542 | 0 | 127000 | 0 | 0 | 0 | 0 | 0
2022-04-02 01:00 | 0 | 0 | 186065 | 0 | 2846 | 0 | 15 | 149083.3333 | 14.9083 | 0 | 149083.3333 | 4299592.0263 | 254 | 127000 | 2853.1315 | 2669.6697 | 22083.3333 | 157810.8753 | 149083.3333 | 0 | 8727.542 | 8727.542 | 0 | 127000 | 0 | 0 | 0 | 0 | 0
2022-04-02 02:00 | 0 | 0 | 186065 | 0 | 2846 | 0 | 15 | 149083.3333 | 14.9083 | 0 | 149083.3333 | 4150508.693 | 254 | 127000 | 2853.1315 | 2669.6697 | 22083.3333 | 157810.8753 | 149083.3333 | 0 | 8727.542 | 8727.542 | 0 | 127000 | 0 | 0 | 0 | 0 | 0
2022-04-02 03:00 | 0 | 0 | 186065 | 0 | 2846 | 0 | 15 | 149083.3333 | 14.9083 | 0 | 149083.3333 | 4001425.3597 | 254 | 127000 | 2853.1315 | 2669.6697 | 22083.3333 | 157810.8753 | 149083.3333 | 0 | 8727.542 | 8727.542 | 0 | 127000 | 0 | 0 | 0 | 0 | 0
2022-04-02 04:00 | 0 | 0 | 186065 | 0 | 2846 | 0 | 15 | 149083.3333 | 14.9083 | 0 | 149083.3333 | 3852342.0263 | 254 | 127000 | 2853.1315 | 2669.6697 | 22083.3333 | 157810.8753 | 149083.3333 | 0 | 8727.542 | 8727.542 | 0 | 127000 | 0 | 0 | 0 | 0 | 0
2022-04-02 05:00 | 0 | 0 | 186065 | 0 | 2846 | 0 | 15 | 149083.3333 | 14.9083 | 0 | 149083.3333 | 3703258.693 | 254 | 127000 | 2853.1315 | 2669.6697 | 22083.3333 | 157810.8753 | 149083.3333 | 0 | 8727.542 | 8727.542 | 0 | 127000 | 0 | 0 | 0 | 0 | 0
2022-04-02 06:00 | 0.02865 | 0.00264 | 186065 | 5170.8394 | 2846 | 1256.2472 | 15 | 143912.494 | 14.3912 | 0 | 142656.2468 | 3554175.3597 | 254 | 127000 | 2853.1315 | 2669.6697 | 22083.3333 | 157810.8753 | 149083.3333 | 0 | 8727.542 | 8727.542 | 5170.8394 | 121829.1606 | 0 | 0 | 0 | 0 | 0
2022-04-02 07:00 | 0.1836 | 0.08123 | 186065 | 33136.688 | 2846 | 38653.393 | 15 | 115946.6454 | 11.5947 | 0 | 77293.2524 | 3411519.1129 | 254 | 127000 | 2853.1315 | 2669.6697 | 22083.3333 | 157810.8753 | 149083.3333 | 0 | 8727.542 | 8727.542 | 33136.688 | 93863.312 | 0 | 0 | 0 | 0 | 0
2022-04-02 08:00 | 0.37008 | 0.19848 | 186065 | 66793.1671 | 2846 | 94446.9462 | 15 | 82290.1662 | 8.229 | 12156.78 | 0 | 3334225.8605 | 254 | 127000 | 2853.1315 | 2669.6697 | 22083.3333 | 157810.8753 | 149083.3333 | 0 | 8727.542 | 8727.542 | 44709.8338 | 82290.1662 | 0 | 0 | 0 | 0 | 0
2022-04-02 09:00 | 0.5665 | 0.30312 | 186065 | 102243.6478 | 2846 | 144240.0157 | 15 | 46839.6855 | 4.684 | 97400.3302 | 0 | 3346382.6405 | 254 | 127000 | 2853.1315 | 2669.6697 | 22083.3333 | 157810.8753 | 149083.3333 | 0 | 8727.542 | 8727.542 | 80160.3145 | 46839.6855 | 0 | 0 | 0 | 0 | 0
2022-04-02 10:00 | 0.71088 | 0.27629 | 186065 | 128301.7906 | 2846 | 131472.928 | 15 | 20781.5427 | 2.0782 | 110691.3853 | 0 | 3443782.9707 | 254 | 127000 | 2853.1315 | 2669.6697 | 22083.3333 | 157810.8753 | 149083.3333 | 0 | 8727.542 | 8727.542 | 106218.4573 | 20781.5427 | 0 | 0 | 0 | 0 | 0
2022-04-02 11:00 | 0.65025 | 0.07136 | 186065 | 117359.1033 | 2846 | 33956.7416 | 15 | 31724.2301 | 3.1724 | 2232.5116 | 0 | 3554474.356 | 254 | 127000 | 2853.1315 | 2669.6697 | 22083.3333 | 157810.8753 | 149083.3333 | 0 | 8727.542 | 8727.542 | 95275.7699 | 31724.2301 | 0 | 0 | 0 | 0 | 0
2022-04-02 12:00 | 0.6412 | 0.05984 | 186065 | 115725.7317 | 2846 | 28474.9358 | 15 | 33357.6017 | 3.3358 | 0 | 4882.6659 | 3556706.8676 | 254 | 127000 | 2853.1315 | 2669.6697 | 22083.3333 | 157810.8753 | 149083.3333 | 0 | 8727.542 | 8727.542 | 115725.7317 | 11274.2683 | 0 | 0 | 0 | 0 | 0
2022-04-02 13:00 | 0.6077 | 0.07208 | 186065 | 109679.5495 | 2846 | 34299.3545 | 15 | 39403.7838 | 3.9404 | 0 | 5104.4294 | 3551824.2017 | 254 | 127000 | 2853.1315 | 2669.6697 | 22083.3333 | 157810.8753 | 149083.3333 | 0 | 8727.542 | 8727.542 | 109679.5495 | 17320.4505 | 0 | 0 | 0 | 0 | 0
2022-04-02 14:00 | 0.60055 | 0.13269 | 186065 | 108389.0957 | 2846 | 63140.6957 | 15 | 40694.2377 | 4.0694 | 22446.4581 | 0 | 3546719.7724 | 254 | 127000 | 2853.1315 | 2669.6697 | 22083.3333 | 157810.8753 | 149083.3333 | 0 | 8727.542 | 8727.542 | 108389.0957 | 18610.9043 | 0 | 0 | 0 | 0 | 0
2022-04-02 15:00 | 0.43988 | 0.04308 | 186065 | 79390.884 | 2846 | 20499.6697 | 15 | 69692.4493 | 6.9692 | 0 | 49192.7796 | 3569166.2305 | 254 | 127000 | 2853.1315 | 2669.6697 | 22083.3333 | 157810.8753 | 149083.3333 | 0 | 8727.542 | 8727.542 | 79390.884 | 47609.116 | 0 | 0 | 0 | 0 | 0
2022-04-02 16:00 | 0.29505 | 0.03463 | 186065 | 53251.5239 | 2846 | 16478.7271 | 15 | 95831.8094 | 9.5832 | 0 | 79353.0824 | 3519973.4509 | 254 | 127000 | 2853.1315 | 2669.6697 | 22083.3333 | 157810.8753 | 149083.3333 | 0 | 8727.542 | 8727.542 | 31168.1906 | 95831.8094 | 0 | 0 | 0 | 0 | 0
2022-04-02 17:00 | 0.12518 | 0.00787 | 186065 | 22592.8682 | 2846 | 3744.9489 | 15 | 126490.4651 | 12.649 | 0 | 122745.5162 | 3440620.3685 | 254 | 127000 | 2853.1315 | 2669.6697 | 22083.3333 | 157810.8753 | 149083.3333 | 0 | 8727.542 | 8727.542 | 509.5349 | 126490.4651 | 0 | 0 | 0 | 0 | 0
2022-04-02 18:00 | 0.0135 | 0 | 186065 | 2436.5212 | 2846 | 0 | 15 | 146646.8122 | 14.6647 | 0 | 146646.8122 | 3317874.8523 | 254 | 127000 | 2853.1315 | 2669.6697 | 22083.3333 | 157810.8753 | 149083.3333 | 0 | 8727.542 | 8727.542 | 0 | 127000 | 0 | 0 | 0 | 0 | 0
2022-04-02 19:00 | 0 | 0 | 186065 | 0 | 2846 | 0 | 15 | 149083.3333 | 14.9083 | 0 | 149083.3333 | 3171228.0401 | 254 | 127000 | 2853.1315 | 2669.6697 | 22083.3333 | 157810.8753 | 149083.3333 | 0 | 8727.542 | 8727.542 | 0 | 127000 | 0 | 0 | 0 | 0 | 0
2022-04-02 20:00 | 0 | 0 | 186065 | 0 | 2846 | 0 | 15 | 149083.3333 | 14.9083 | 0 | 149083.3333 | 3022144.7068 | 254 | 127000 | 2853.1315 | 2669.6697 | 22083.3333 | 157810.8753 | 149083.3333 | 0 | 8727.542 | 8727.542 | 0 | 127000 | 0 | 0 | 0 | 0 | 0
2022-04-02 21:00 | 0 | 0 | 186065 | 0 | 2846 | 0 | 15 | 149083.3333 | 14.9083 | 0 | 149083.3333 | 2873061.3735 | 254 | 127000 | 2853.1315 | 2669.6697 | 22083.3333 | 157810.8753 | 149083.3333 | 0 | 8727.542 | 8727.542 | 0 | 127000 | 0 | 0 | 0 | 0 | 0
2022-04-02 22:00 | 0 | 0 | 186065 | 0 | 2846 | 0 | 15 | 149083.3333 | 14.9083 | 0 | 149083.3333 | 2723978.0401 | 254 | 127000 | 2853.1315 | 2669.6697 | 22083.3333 | 157810.8753 | 149083.3333 | 0 | 8727.542 | 8727.542 | 0 | 127000 | 0 | 0 | 0 | 0 | 0
2022-04-02 23:00 | 0 | 0 | 186065 | 0 | 2846 | 0 | 15 | 149083.3333 | 14.9083 | 0 | 149083.3333 | 2574894.7068 | 254 | 127000 | 2853.1315 | 2669.6697 | 22083.3333 | 157810.8753 | 149083.3333 | 0 | 8727.542 | 8727.542 | 0 | 127000 | 0 | 0 | 0 | 0 | 0
2022-04-03 | 0 | 0 | 186065 | 0 | 2846 | 0 | 15 | 149708.3333 | 14.9708 | 0 | 149708.3333 | 2425811.3735 | 254 | 127000 | 2853.1315 | 2669.6697 | 22708.3333 | 158435.8753 | 149708.3333 | 0 | 8727.542 | 8727.542 | 0 | 127000 | 0 | 0 | 0 | 0 | 0
2022-04-03 01:00 | 0 | 0 | 186065 | 0 | 2846 | 0 | 15 | 149708.3333 | 14.9708 | 0 | 149708.3333 | 2276103.0401 | 254 | 127000 | 2853.1315 | 2669.6697 | 22708.3333 | 158435.8753 | 149708.3333 | 0 | 8727.542 | 8727.542 | 0 | 127000 | 0 | 0 | 0 | 0 | 0
2022-04-03 02:00 | 0 | 0 | 186065 | 0 | 2846 | 0 | 15 | 149708.3333 | 14.9708 | 0 | 149708.3333 | 2126394.7068 | 254 | 127000 | 2853.1315 | 2669.6697 | 22708.3333 | 158435.8753 | 149708.3333 | 0 | 8727.542 | 8727.542 | 0 | 127000 | 0 | 0 | 0 | 0 | 0
2022-04-03 03:00 | 0 | 0 | 186065 | 0 | 2846 | 0 | 15 | 149708.3333 | 14.9708 | 0 | 149708.3333 | 1976686.3735 | 254 | 127000 | 2853.1315 | 2669.6697 | 22708.3333 | 158435.8753 | 149708.3333 | 0 | 8727.542 | 8727.542 | 0 | 127000 | 0 | 0 | 0 | 0 | 0
2022-04-03 04:00 | 0 | 0 | 186065 | 0 | 2846 | 0 | 15 | 149708.3333 | 14.9708 | 0 | 149708.3333 | 1826978.0401 | 254 | 127000 | 2853.1315 | 2669.6697 | 22708.3333 | 158435.8753 | 149708.3333 | 0 | 8727.542 | 8727.542 | 0 | 127000 | 0 | 0 | 0 | 0 | 0
2022-04-03 05:00 | 0 | 0 | 186065 | 0 | 2846 | 0 | 15 | 149708.3333 | 14.9708 | 0 | 149708.3333 | 1677269.7068 | 254 | 127000 | 2853.1315 | 2669.6697 | 22708.3333 | 158435.8753 | 149708.3333 | 0 | 8727.542 | 8727.542 | 0 | 127000 | 0 | 0 | 0 | 0 | 0
2022-04-03 06:00 | 0.02998 | 0 | 186065 | 5410.8818 | 2846 | 0 | 15 | 144297.4515 | 14.4297 | 0 | 144297.4515 | 1527561.3735 | 254 | 127000 | 2853.1315 | 2669.6697 | 22708.3333 | 158435.8753 | 149708.3333 | 0 | 8727.542 | 8727.542 | 5410.8818 | 121589.1182 | 0 | 0 | 0 | 0 | 0
2022-04-03 07:00 | 0.18457 | 0.0755 | 186065 | 33311.7565 | 2846 | 35926.7656 | 15 | 116396.5768 | 11.6397 | 0 | 80469.8112 | 1383263.922 | 254 | 127000 | 2853.1315 | 2669.6697 | 22708.3333 | 158435.8753 | 149708.3333 | 0 | 8727.542 | 8727.542 | 10603.4232 | 116396.5768 | 0 | 0 | 0 | 0 | 0
2022-04-03 08:00 | 0.38498 | 0.21154 | 186065 | 69482.3646 | 2846 | 100661.5628 | 15 | 80225.9687 | 8.0226 | 20435.5941 | 0 | 1302794.1108 | 254 | 127000 | 2853.1315 | 2669.6697 | 22708.3333 | 158435.8753 | 149708.3333 | 0 | 8727.542 | 8727.542 | 46774.0313 | 80225.9687 | 0 | 0 | 0 | 0 | 0
2022-04-03 09:00 | 0.58097 | 0.45257 | 186065 | 104855.2376 | 2846 | 215355.9776 | 15 | 44853.0958 | 4.4853 | 170502.8818 | 0 | 1323229.7049 | 254 | 127000 | 2853.1315 | 2669.6697 | 22708.3333 | 158435.8753 | 149708.3333 | 0 | 8727.542 | 8727.542 | 104855.2376 | 22144.7624 | 0 | 0 | 0 | 0 | 0
2022-04-03 10:00 | 0.66295 | 0.12627 | 186065 | 119651.238 | 2846 | 60085.731 | 15 | 30057.0953 | 3.0057 | 30028.6357 | 0 | 1493732.5867 | 254 | 127000 | 2853.1315 | 2669.6697 | 22708.3333 | 158435.8753 | 149708.3333 | 0 | 8727.542 | 8727.542 | 119651.238 | 7348.762 | 0 | 0 | 0 | 0 | 0
2022-04-03 11:00 | 0.77353 | 0.19089 | 186065 | 139609.0537 | 2846 | 90835.2356 | 15 | 10099.2797 | 1.0099 | 80735.9559 | 0 | 1523761.2224 | 254 | 127000 | 2853.1315 | 2669.6697 | 22708.3333 | 158435.8753 | 149708.3333 | 0 | 8727.542 | 8727.542 | 116900.7203 | 10099.2797 | 0 | 0 | 0 | 0 | 0
2022-04-03 12:00 | 0.7909 | 0.28363 | 186065 | 142744.0442 | 2846 | 134965.6759 | 15 | 6964.2891 | 0.69643 | 128001.3868 | 0 | 1604497.1783 | 254 | 127000 | 2853.1315 | 2669.6697 | 22708.3333 | 158435.8753 | 149708.3333 | 0 | 8727.542 | 8727.542 | 127000 | 0 | 0 | 0 | 0 | 0 | 0
2022-04-03 13:00 | 0.6861 | 0.10871 | 186065 | 123829.4206 | 2846 | 51729.784 | 15 | 25878.9127 | 2.5879 | 25850.8712 | 0 | 1732498.565 | 254 | 127000 | 2853.1315 | 2669.6697 | 22708.3333 | 158435.8753 | 149708.3333 | 0 | 8727.542 | 8727.542 | 123829.4206 | 3170.5794 | 0 | 0 | 0 | 0 | 0
2022-04-03 14:00 | 0.595 | 0.12737 | 186065 | 107387.4147 | 2846 | 60609.1673 | 15 | 42320.9186 | 4.2321 | 18288.2488 | 0 | 1758349.4363 | 254 | 127000 | 2853.1315 | 2669.6697 | 22708.3333 | 158435.8753 | 149708.3333 | 0 | 8727.542 | 8727.542 | 107387.4147 | 19612.5853 | 0 | 0 | 0 | 0 | 0
2022-04-03 15:00 | 0.44452 | 0.04292 | 186065 | 80228.3254 | 2846 | 20423.5335 | 15 | 69480.0079 | 6.948 | 0 | 49056.4744 | 1776637.685 | 254 | 127000 | 2853.1315 | 2669.6697 | 22708.3333 | 158435.8753 | 149708.3333 | 0 | 8727.542 | 8727.542 | 80228.3254 | 46771.6746 | 0 | 0 | 0 | 0 | 0
2022-04-03 16:00 | 0.25975 | 0.07061 | 186065 | 46880.4722 | 2846 | 33599.8532 | 15 | 102827.8611 | 10.2828 | 0 | 69228.0079 | 1727581.2106 | 254 | 127000 | 2853.1315 | 2669.6697 | 22708.3333 | 158435.8753 | 149708.3333 | 0 | 8727.542 | 8727.542 | 24172.1389 | 102827.8611 | 0 | 0 | 0 | 0 | 0
2022-04-03 17:00 | 0.13265 | 0.03649 | 186065 | 23941.0766 | 2846 | 17363.8103 | 15 | 125767.2568 | 12.5767 | 0 | 108403.4465 | 1658353.2027 | 254 | 127000 | 2853.1315 | 2669.6697 | 22708.3333 | 158435.8753 | 149708.3333 | 0 | 8727.542 | 8727.542 | 1232.7432 | 125767.2568 | 0 | 0 | 0 | 0 | 0
2022-04-03 18:00 | 0.01593 | 0 | 186065 | 2875.095 | 2846 | 0 | 15 | 146833.2383 | 14.6833 | 0 | 146833.2383 | 1549949.7563 | 254 | 127000 | 2853.1315 | 2669.6697 | 22708.3333 | 158435.8753 | 149708.3333 | 0 | 8727.542 | 8727.542 | 2875.095 | 124124.905 | 0 | 0 | 0 | 0 | 0
2022-04-03 19:00 | 0 | 0 | 186065 | 0 | 2846 | 0 | 15 | 149708.3333 | 14.9708 | 0 | 149708.3333 | 1403116.5179 | 254 | 127000 | 2853.1315 | 2669.6697 | 22708.3333 | 158435.8753 | 149708.3333 | 0 | 8727.542 | 8727.542 | 0 | 127000 | 0 | 0 | 0 | 0 | 0
2022-04-03 20:00 | 0 | 0 | 186065 | 0 | 2846 | 0 | 15 | 149708.3333 | 14.9708 | 0 | 149708.3333 | 1253408.1846 | 254 | 127000 | 2853.1315 | 2669.6697 | 22708.3333 | 158435.8753 | 149708.3333 | 0 | 8727.542 | 8727.542 | 0 | 127000 | 0 | 0 | 0 | 0 | 0
2022-04-03 21:00 | 0 | 0 | 186065 | 0 | 2846 | 0 | 15 | 149708.3333 | 14.9708 | 0 | 149708.3333 | 1103699.8512 | 254 | 127000 | 2853.1315 | 2669.6697 | 22708.3333 | 158435.8753 | 149708.3333 | 0 | 8727.542 | 8727.542 | 0 | 127000 | 0 | 0 | 0 | 0 | 0
2022-04-03 22:00 | 0 | 0 | 186065 | 0 | 2846 | 0 | 15 | 149708.3333 | 14.9708 | 0 | 149708.3333 | 953991.5179 | 254 | 127000 | 2853.1315 | 2669.6697 | 22708.3333 | 158435.8753 | 149708.3333 | 0 | 8727.542 | 8727.542 | 0 | 127000 | 0 | 0 | 0 | 0 | 0
2022-04-03 23:00 | 0 | 0 | 186065 | 0 | 2846 | 0 | 15 | 149708.3333 | 14.9708 | 0 | 149708.3333 | 804283.1846 | 254 | 127000 | 2853.1315 | 2669.6697 | 22708.3333 | 158435.8753 | 149708.3333 | 0 | 8727.542 | 8727.542 | 0 | 127000 | 0 | 0 | 0 | 0 | 0
2022-04-04 | 0 | 0 | 186065 | 0 | 2846 | 0 | 15 | 150000 | 15 | 0 | 150000 | 654574.8512 | 254 | 126950 | 2853.1315 | 2668.6186 | 23050 | 158777.542 | 150000 | 0 | 8777.542 | 8777.542 | 0 | 126950 | 0 | 0 | 0 | 0 | 0
2022-04-04 01:00 | 0 | 0 | 186065 | 0 | 2846 | 0 | 15 | 150000 | 15 | 0 | 150000 | 504574.8512 | 254 | 126950 | 2853.1315 | 2668.6186 | 23050 | 158777.542 | 150000 | 0 | 8777.542 | 8777.542 | 0 | 126950 | 0 | 0 | 0 | 0 | 0
2022-04-04 02:00 | 0 | 0 | 186065 | 0 | 2846 | 0 | 15 | 150000 | 15 | 0 | 150000 | 354574.8512 | 254 | 126950 | 2853.1315 | 2668.6186 | 23050 | 158777.542 | 150000 | 0 | 8777.542 | 8777.542 | 0 | 126950 | 0 | 0 | 0 | 0 | 0
2022-04-04 03:00 | 0 | 0 | 186065 | 0 | 2846 | 0 | 15 | 144421.0166 | 14.4421 | 0 | 144421.0166 | 204574.8512 | 254 | 121371.0166 | 2853.1315 | 2551.3427 | 23050 | 158777.542 | 144421.0166 | 0 | 14356.5254 | 14356.5254 | 0 | 121371.0166 | 0 | 0 | 0 | 0 | 0
2022-04-04 04:00 | 0 | 0 | 186065 | 0 | 2846 | 0 | 15 | 23050 | 2.305 | 0 | 23050 | 60153.8347 | 254 | 0 | 2853.1315 | 0 | 23050 | 158777.542 | 23050 | 0 | 135727.542 | 135727.542 | 0 | 0 | 0 | 0 | 0 | 0 | 0
2022-04-04 05:00 | 0 | 0 | 186065 | 0 | 2846 | 0 | 15 | 23050 | 2.305 | 0 | 23050 | 37103.8347 | 254 | 0 | 2853.1315 | 0 | 23050 | 158777.542 | 23050 | 0 | 135727.542 | 135727.542 | 0 | 0 | 0 | 0 | 0 | 0 | 0
2022-04-04 06:00 | 0.03073 | 0.00725 | 186065 | 5546.2441 | 2846 | 3449.9212 | 15 | 17503.7559 | 1.7504 | 0 | 14053.8347 | 14053.8347 | 254 | 0 | 2853.1315 | 0 | 23050 | 158777.542 | 23050 | 0 | 135727.542 | 135727.542 | 0 | 0 | 0 | 0 | 0 | 0 | 0
2022-04-04 07:00 | 0.21193 | 0.26292 | 186065 | 38249.7728 | 2846 | 125110.7975 | 15 | 111800.2272 | 11.18 | 13310.5703 | 0 | 0 | 254 | 127000 | 2853.1315 | 2669.6697 | 23050 | 158777.542 | 150050 | 0 | 8727.542 | 8727.542 | 38249.7728 | 88750.2272 | 0 | 0 | 0 | 0 | 0
2022-04-04 08:00 | 0.43512 | 0.44801 | 186065 | 78531.7847 | 2846 | 213186.0961 | 15 | 71518.2153 | 7.1518 | 141667.8808 | 0 | 13310.5703 | 254 | 127000 | 2853.1315 | 2669.6697 | 23050 | 158777.542 | 150050 | 0 | 8727.542 | 8727.542 | 55481.7847 | 71518.2153 | 0 | 0 | 0 | 0 | 0
2022-04-04 09:00 | 0.65708 | 0.60809 | 186065 | 118591.8025 | 2846 | 289360.3562 | 15 | 31458.1975 | 3.1458 | 257902.1587 | 0 | 154978.4511 | 254 | 127000 | 2853.1315 | 2669.6697 | 23050 | 158777.542 | 150050 | 0 | 8727.542 | 8727.542 | 95541.8025 | 31458.1975 | 0 | 0 | 0 | 0 | 0
2022-04-04 10:00 | 0.82997 | 0.69623 | 186065 | 149795.517 | 2846 | 331301.881 | 15 | 254.483 | 0.025448 | 331047.398 | 0 | 412880.6098 | 254 | 127000 | 2853.1315 | 2669.6697 | 23050 | 158777.542 | 150050 | 0 | 8727.542 | 8727.542 | 126745.517 | 254.483 | 0 | 0 | 0 | 0 | 0
2022-04-04 11:00 | 0.9368 | 0.74367 | 186065 | 169076.5212 | 2846 | 353876.2619 | 15 | 0 | 0 | 353876.2619 | 0 | 743928.0078 | 254 | 127000 | 2853.1315 | 2669.6697 | 23050 | 158777.542 | 150050 | 0 | 8727.542 | 8727.542 | 127000 | 0 | 0 | 0 | 0 | 0 | 0
2022-04-04 12:00 | 0.96072 | 0.71689 | 186065 | 173393.6758 | 2846 | 341132.9668 | 15 | 0 | 0 | 341132.9668 | 0 | 1097804.2697 | 254 | 127000 | 2853.1315 | 2669.6697 | 23050 | 158777.542 | 150050 | 0 | 8727.542 | 8727.542 | 127000 | 0 | 0 | 0 | 0 | 0 | 0
2022-04-04 13:00 | 0.9181 | 0.70904 | 186065 | 165701.4882 | 2846 | 337397.5348 | 15 | 0 | 0 | 337397.5348 | 0 | 1438937.2365 | 254 | 127000 | 2853.1315 | 2669.6697 | 23050 | 158777.542 | 150050 | 0 | 8727.542 | 8727.542 | 127000 | 0 | 0 | 0 | 0 | 0 | 0
2022-04-04 14:00 | 0.80317 | 0.66161 | 186065 | 144958.5713 | 2846 | 314827.9124 | 15 | 5091.4287 | 0.50914 | 309736.4837 | 0 | 1776334.7713 | 254 | 127000 | 2853.1315 | 2669.6697 | 23050 | 158777.542 | 150050 | 0 | 8727.542 | 8727.542 | 127000 | 0 | 0 | 0 | 0 | 0 | 0
2022-04-04 15:00 | 0.62617 | 0.58495 | 186065 | 113013.0714 | 2846 | 278349.1594 | 15 | 37036.9286 | 3.7037 | 241312.2309 | 0 | 2086071.255 | 254 | 127000 | 2853.1315 | 2669.6697 | 23050 | 158777.542 | 150050 | 0 | 8727.542 | 8727.542 | 89963.0714 | 37036.9286 | 0 | 0 | 0 | 0 | 0
2022-04-04 16:00 | 0.40623 | 0.45642 | 186065 | 73317.6294 | 2846 | 217188.0047 | 15 | 76732.3706 | 7.6732 | 140455.6341 | 0 | 2327383.4859 | 254 | 127000 | 2853.1315 | 2669.6697 | 23050 | 158777.542 | 150050 | 0 | 8727.542 | 8727.542 | 73317.6294 | 53682.3706 | 0 | 0 | 0 | 0 | 0
2022-04-04 17:00 | 0.18212 | 0.24733 | 186065 | 32869.5731 | 2846 | 117692.2773 | 15 | 117180.4269 | 11.718 | 511.8504 | 0 | 2467839.12 | 254 | 127000 | 2853.1315 | 2669.6697 | 23050 | 158777.542 | 150050 | 0 | 8727.542 | 8727.542 | 9819.5731 | 117180.4269 | 0 | 0 | 0 | 0 | 0
2022-04-04 18:00 | 0.0191 | 0.00357 | 186065 | 3447.2263 | 2846 | 1698.7888 | 15 | 146602.7737 | 14.6603 | 0 | 144903.985 | 2468350.9704 | 254 | 127000 | 2853.1315 | 2669.6697 | 23050 | 158777.542 | 150050 | 0 | 8727.542 | 8727.542 | 3447.2263 | 123552.7737 | 0 | 0 | 0 | 0 | 0
2022-04-04 19:00 | 0 | 0 | 186065 | 0 | 2846 | 0 | 15 | 150000 | 15 | 0 | 150000 | 2323446.9854 | 254 | 126950 | 2853.1315 | 2668.6186 | 23050 | 158777.542 | 150000 | 0 | 8777.542 | 8777.542 | 0 | 126950 | 0 | 0 | 0 | 0 | 0
2022-04-04 20:00 | 0 | 0 | 186065 | 0 | 2846 | 0 | 15 | 150000 | 15 | 0 | 150000 | 2173446.9854 | 254 | 126950 | 2853.1315 | 2668.6186 | 23050 | 158777.542 | 150000 | 0 | 8777.542 | 8777.542 | 0 | 126950 | 0 | 0 | 0 | 0 | 0
2022-04-04 21:00 | 0 | 0 | 186065 | 0 | 2846 | 0 | 15 | 150000 | 15 | 0 | 150000 | 2023446.9854 | 254 | 126950 | 2853.1315 | 2668.6186 | 23050 | 158777.542 | 150000 | 0 | 8777.542 | 8777.542 | 0 | 126950 | 0 | 0 | 0 | 0 | 0
2022-04-04 22:00 | 0 | 0 | 186065 | 0 | 2846 | 0 | 15 | 150000 | 15 | 0 | 150000 | 1873446.9854 | 254 | 126950 | 2853.1315 | 2668.6186 | 23050 | 158777.542 | 150000 | 0 | 8777.542 | 8777.542 | 0 | 126950 | 0 | 0 | 0 | 0 | 0
2022-04-04 23:00 | 0 | 0 | 186065 | 0 | 2846 | 0 | 15 | 150000 | 15 | 0 | 150000 | 1723446.9854 | 254 | 126950 | 2853.1315 | 2668.6186 | 23050 | 158777.542 | 150000 | 0 | 8777.542 | 8777.542 | 0 | 126950 | 0 | 0 | 0 | 0 | 0
2022-04-05 | 0 | 0 | 186065 | 0 | 2846 | 0 | 15 | 149658.3333 | 14.9658 | 0 | 149658.3333 | 1573446.9854 | 254 | 127000 | 2853.1315 | 2669.6697 | 22658.3333 | 158385.8753 | 149658.3333 | 0 | 8727.542 | 8727.542 | 0 | 127000 | 0 | 0 | 0 | 0 | 0
2022-04-05 01:00 | 0 | 0 | 186065 | 0 | 2846 | 0 | 15 | 149658.3333 | 14.9658 | 0 | 149658.3333 | 1423788.6521 | 254 | 127000 | 2853.1315 | 2669.6697 | 22658.3333 | 158385.8753 | 149658.3333 | 0 | 8727.542 | 8727.542 | 0 | 127000 | 0 | 0 | 0 | 0 | 0
2022-04-05 02:00 | 0 | 0 | 186065 | 0 | 2846 | 0 | 15 | 149658.3333 | 14.9658 | 0 | 149658.3333 | 1274130.3187 | 254 | 127000 | 2853.1315 | 2669.6697 | 22658.3333 | 158385.8753 | 149658.3333 | 0 | 8727.542 | 8727.542 | 0 | 127000 | 0 | 0 | 0 | 0 | 0
2022-04-05 03:00 | 0 | 0 | 186065 | 0 | 2846 | 0 | 15 | 149658.3333 | 14.9658 | 0 | 149658.3333 | 1124471.9854 | 254 | 127000 | 2853.1315 | 2669.6697 | 22658.3333 | 158385.8753 | 149658.3333 | 0 | 8727.542 | 8727.542 | 0 | 127000 | 0 | 0 | 0 | 0 | 0
2022-04-05 04:00 | 0 | 0 | 186065 | 0 | 2846 | 0 | 15 | 149658.3333 | 14.9658 | 0 | 149658.3333 | 974813.6521 | 254 | 127000 | 2853.1315 | 2669.6697 | 22658.3333 | 158385.8753 | 149658.3333 | 0 | 8727.542 | 8727.542 | 0 | 127000 | 0 | 0 | 0 | 0 | 0
2022-04-05 05:00 | 0 | 0 | 186065 | 0 | 2846 | 0 | 15 | 149658.3333 | 14.9658 | 0 | 149658.3333 | 825155.3187 | 254 | 127000 | 2853.1315 | 2669.6697 | 22658.3333 | 158385.8753 | 149658.3333 | 0 | 8727.542 | 8727.542 | 0 | 127000 | 0 | 0 | 0 | 0 | 0
2022-04-05 06:00 | 0.03488 | 0.01756 | 186065 | 6295.2488 | 2846 | 8355.9471 | 15 | 143363.0845 | 14.3363 | 0 | 135007.1375 | 675496.9854 | 254 | 127000 | 2853.1315 | 2669.6697 | 22658.3333 | 158385.8753 | 149658.3333 | 0 | 8727.542 | 8727.542 | 0 | 127000 | 0 | 0 | 0 | 0 | 0
2022-04-05 07:00 | 0.22525 | 0.32192 | 186065 | 40653.807 | 2846 | 153186.0183 | 15 | 109004.5263 | 10.9005 | 44181.492 | 0 | 540489.8479 | 254 | 127000 | 2853.1315 | 2669.6697 | 22658.3333 | 158385.8753 | 149658.3333 | 0 | 8727.542 | 8727.542 | 40653.807 | 86346.193 | 0 | 0 | 0 | 0 | 0
2022-04-05 08:00 | 0.449 | 0.48711 | 186065 | 81036.8895 | 2846 | 231791.878 | 15 | 68621.4439 | 6.8621 | 163170.4341 | 0 | 584671.3399 | 254 | 127000 | 2853.1315 | 2669.6697 | 22658.3333 | 158385.8753 | 149658.3333 | 0 | 8727.542 | 8727.542 | 81036.8894 | 45963.1106 | 0 | 0 | 0 | 0 | 0
2022-04-05 09:00 | 0.6641 | 0.60585 | 186065 | 119858.7935 | 2846 | 288294.4495 | 15 | 29799.5398 | 2.98 | 258494.9097 | 0 | 747841.774 | 254 | 127000 | 2853.1315 | 2669.6697 | 22658.3333 | 158385.8753 | 149658.3333 | 0 | 8727.542 | 8727.542 | 97200.4602 | 29799.5398 | 0 | 0 | 0 | 0 | 0
2022-04-05 10:00 | 0.83217 | 0.68171 | 186065 | 150192.5797 | 2846 | 324392.5216 | 15 | 0 | 0 | 324392.5216 | 0 | 1006336.6837 | 254 | 127000 | 2853.1315 | 2669.6697 | 22658.3333 | 158385.8753 | 149658.3333 | 0 | 8727.542 | 8727.542 | 127000 | 0 | 0 | 0 | 0 | 0 | 0
2022-04-05 11:00 | 0.93542 | 0.70733 | 186065 | 168827.4546 | 2846 | 336583.8293 | 15 | 0 | 0 | 336583.8293 | 0 | 1330729.2053 | 254 | 127000 | 2853.1315 | 2669.6697 | 22658.3333 | 158385.8753 | 149658.3333 | 0 | 8727.542 | 8727.542 | 127000 | 0 | 0 | 0 | 0 | 0 | 0
2022-04-05 12:00 | 0.9589 | 0.68519 | 186065 | 173065.1966 | 2846 | 326048.4837 | 15 | 0 | 0 | 326048.4837 | 0 | 1667313.0346 | 254 | 127000 | 2853.1315 | 2669.6697 | 22658.3333 | 158385.8753 | 149658.3333 | 0 | 8727.542 | 8727.542 | 127000 | 0 | 0 | 0 | 0 | 0 | 0
2022-04-05 13:00 | 0.914 | 0.70377 | 186065 | 164961.5077 | 2846 | 334889.799 | 15 | 0 | 0 | 334889.799 | 0 | 1993361.5183 | 254 | 127000 | 2853.1315 | 2669.6697 | 22658.3333 | 158385.8753 | 149658.3333 | 0 | 8727.542 | 8727.542 | 127000 | 0 | 0 | 0 | 0 | 0 | 0
2022-04-05 14:00 | 0.73165 | 0.32691 | 186065 | 132050.4235 | 2846 | 155560.5158 | 15 | 17607.9098 | 1.7608 | 137952.606 | 0 | 2328251.3173 | 254 | 127000 | 2853.1315 | 2669.6697 | 22658.3333 | 158385.8753 | 149658.3333 | 0 | 8727.542 | 8727.542 | 109392.0902 | 17607.9098 | 0 | 0 | 0 | 0 | 0
2022-04-05 15:00 | 0.53708 | 0.27527 | 186065 | 96933.8365 | 2846 | 130987.5598 | 15 | 52724.4968 | 5.2724 | 78263.063 | 0 | 2466203.9233 | 254 | 127000 | 2853.1315 | 2669.6697 | 22658.3333 | 158385.8753 | 149658.3333 | 0 | 8727.542 | 8727.542 | 74275.5032 | 52724.4968 | 0 | 0 | 0 | 0 | 0
2022-04-05 16:00 | 0.3352 | 0.14182 | 186065 | 60497.9184 | 2846 | 67485.2172 | 15 | 89160.415 | 8.916 | 0 | 21675.1978 | 2544466.9863 | 254 | 127000 | 2853.1315 | 2669.6697 | 22658.3333 | 158385.8753 | 149658.3333 | 0 | 8727.542 | 8727.542 | 37839.585 | 89160.415 | 0 | 0 | 0 | 0 | 0
2022-04-05 17:00 | 0.15448 | 0.04654 | 186065 | 27881.0216 | 2846 | 22146.1148 | 15 | 121777.3118 | 12.1777 | 0 | 99631.1969 | 2522791.7885 | 254 | 127000 | 2853.1315 | 2669.6697 | 22658.3333 | 158385.8753 | 149658.3333 | 0 | 8727.542 | 8727.542 | 27881.0216 | 99118.9784 | 0 | 0 | 0 | 0 | 0
2022-04-05 18:00 | 0.01938 | 0 | 186065 | 3497.7615 | 2846 | 0 | 15 | 146160.5718 | 14.6161 | 0 | 146160.5718 | 2423160.5916 | 254 | 127000 | 2853.1315 | 2669.6697 | 22658.3333 | 158385.8753 | 149658.3333 | 0 | 8727.542 | 8727.542 | 0 | 127000 | 0 | 0 | 0 | 0 | 0
2022-04-05 19:00 | 0 | 0 | 186065 | 0 | 2846 | 0 | 15 | 149658.3333 | 14.9658 | 0 | 149658.3333 | 2277000.0198 | 254 | 127000 | 2853.1315 | 2669.6697 | 22658.3333 | 158385.8753 | 149658.3333 | 0 | 8727.542 | 8727.542 | 0 | 127000 | 0 | 0 | 0 | 0 | 0
2022-04-05 20:00 | 0 | 0 | 186065 | 0 | 2846 | 0 | 15 | 149658.3333 | 14.9658 | 0 | 149658.3333 | 2127341.6864 | 254 | 127000 | 2853.1315 | 2669.6697 | 22658.3333 | 158385.8753 | 149658.3333 | 0 | 8727.542 | 8727.542 | 0 | 127000 | 0 | 0 | 0 | 0 | 0
2022-04-05 21:00 | 0 | 0 | 186065 | 0 | 2846 | 0 | 15 | 149658.3333 | 14.9658 | 0 | 149658.3333 | 1977683.3531 | 254 | 127000 | 2853.1315 | 2669.6697 | 22658.3333 | 158385.8753 | 149658.3333 | 0 | 8727.542 | 8727.542 | 0 | 127000 | 0 | 0 | 0 | 0 | 0
2022-04-05 22:00 | 0 | 0 | 186065 | 0 | 2846 | 0 | 15 | 149658.3333 | 14.9658 | 0 | 149658.3333 | 1828025.0198 | 254 | 127000 | 2853.1315 | 2669.6697 | 22658.3333 | 158385.8753 | 149658.3333 | 0 | 8727.542 | 8727.542 | 0 | 127000 | 0 | 0 | 0 | 0 | 0
2022-04-05 23:00 | 0 | 0 | 186065 | 0 | 2846 | 0 | 15 | 149658.3333 | 14.9658 | 0 | 149658.3333 | 1678366.6864 | 254 | 127000 | 2853.1315 | 2669.6697 | 22658.3333 | 158385.8753 | 149658.3333 | 0 | 8727.542 | 8727.542 | 0 | 127000 | 0 | 0 | 0 | 0 | 0
2022-04-06 | 0 | 0 | 186065 | 0 | 2846 | 0 | 15 | 150000 | 15 | 0 | 150000 | 1528708.3531 | 254 | 126500 | 2853.1315 | 2659.1592 | 23500 | 159227.542 | 150000 | 0 | 9227.542 | 9227.542 | 0 | 126500 | 0 | 0 | 0 | 0 | 0
2022-04-06 01:00 | 0 | 0 | 186065 | 0 | 2846 | 0 | 15 | 150000 | 15 | 0 | 150000 | 1378708.3531 | 254 | 126500 | 2853.1315 | 2659.1592 | 23500 | 159227.542 | 150000 | 0 | 9227.542 | 9227.542 | 0 | 126500 | 0 | 0 | 0 | 0 | 0
2022-04-06 02:00 | 0 | 0 | 186065 | 0 | 2846 | 0 | 15 | 150000 | 15 | 0 | 150000 | 1228708.3531 | 254 | 126500 | 2853.1315 | 2659.1592 | 23500 | 159227.542 | 150000 | 0 | 9227.542 | 9227.542 | 0 | 126500 | 0 | 0 | 0 | 0 | 0
2022-04-06 03:00 | 0 | 0 | 186065 | 0 | 2846 | 0 | 15 | 150000 | 15 | 0 | 150000 | 1078708.3531 | 254 | 126500 | 2853.1315 | 2659.1592 | 23500 | 159227.542 | 150000 | 0 | 9227.542 | 9227.542 | 0 | 126500 | 0 | 0 | 0 | 0 | 0
2022-04-06 04:00 | 0 | 0 | 186065 | 0 | 2846 | 0 | 15 | 150000 | 15 | 0 | 150000 | 928708.3531 | 254 | 126500 | 2853.1315 | 2659.1592 | 23500 | 159227.542 | 150000 | 0 | 9227.542 | 9227.542 | 0 | 126500 | 0 | 0 | 0 | 0 | 0
2022-04-06 05:00 | 0 | 0 | 186065 | 0 | 2846 | 0 | 15 | 150000 | 15 | 0 | 150000 | 778708.3531 | 254 | 126500 | 2853.1315 | 2659.1592 | 23500 | 159227.542 | 150000 | 0 | 9227.542 | 9227.542 | 0 | 126500 | 0 | 0 | 0 | 0 | 0
2022-04-06 06:00 | 0.03317 | 0.00376 | 186065 | 5986.6228 | 2846 | 1789.2005 | 15 | 144513.3772 | 14.4513 | 0 | 142724.1767 | 628708.3531 | 254 | 127000 | 2853.1315 | 2669.6697 | 23500 | 159227.542 | 150500 | 0 | 8727.542 | 8727.542 | 0 | 127000 | 0 | 0 | 0 | 0 | 0
2022-04-06 07:00 | 0.1966 | 0.08455 | 186065 | 35482.9676 | 2846 | 40233.219 | 15 | 115017.0324 | 11.5017 | 0 | 74783.8134 | 485984.1764 | 254 | 127000 | 2853.1315 | 2669.6697 | 23500 | 159227.542 | 150500 | 0 | 8727.542 | 8727.542 | 35482.9676 | 91517.0324 | 0 | 0 | 0 | 0 | 0
2022-04-06 08:00 | 0.38783 | 0.1604 | 186065 | 69996.7413 | 2846 | 76326.5325 | 15 | 80503.2587 | 8.0503 | 0 | 4176.7262 | 411200.363 | 254 | 127000 | 2853.1315 | 2669.6697 | 23500 | 159227.542 | 150500 | 0 | 8727.542 | 8727.542 | 46496.7413 | 80503.2587 | 0 | 0 | 0 | 0 | 0
2022-04-06 09:00 | 0.58067 | 0.26877 | 186065 | 104801.0926 | 2846 | 127894.527 | 15 | 45698.9074 | 4.5699 | 82195.6197 | 0 | 407023.6367 | 254 | 127000 | 2853.1315 | 2669.6697 | 23500 | 159227.542 | 150500 | 0 | 8727.542 | 8727.542 | 81301.0926 | 45698.9074 | 0 | 0 | 0 | 0 | 0
2022-04-06 10:00 | 0.78912 | 0.46524 | 186065 | 142422.7844 | 2846 | 221385.0123 | 15 | 8077.2156 | 0.80772 | 213307.7967 | 0 | 489219.2564 | 254 | 127000 | 2853.1315 | 2669.6697 | 23500 | 159227.542 | 150500 | 0 | 8727.542 | 8727.542 | 118922.7844 | 8077.2156 | 0 | 0 | 0 | 0 | 0
2022-04-06 11:00 | 0.89853 | 0.53741 | 186065 | 162169.4349 | 2846 | 255727.1934 | 15 | 0 | 0 | 255727.1934 | 0 | 702527.0531 | 254 | 127000 | 2853.1315 | 2669.6697 | 23500 | 159227.542 | 150500 | 0 | 8727.542 | 8727.542 | 127000 | 0 | 0 | 0 | 0 | 0 | 0
2022-04-06 12:00 | 0.95347 | 0.63105 | 186065 | 172085.1737 | 2846 | 300285.8998 | 15 | 0 | 0 | 300285.8998 | 0 | 958254.2465 | 254 | 127000 | 2853.1315 | 2669.6697 | 23500 | 159227.542 | 150500 | 0 | 8727.542 | 8727.542 | 127000 | 0 | 0 | 0 | 0 | 0 | 0
2022-04-06 13:00 | 0.9021 | 0.57918 | 186065 | 162813.7594 | 2846 | 275603.498 | 15 | 0 | 0 | 275603.498 | 0 | 1258540.1463 | 254 | 127000 | 2853.1315 | 2669.6697 | 23500 | 159227.542 | 150500 | 0 | 8727.542 | 8727.542 | 127000 | 0 | 0 | 0 | 0 | 0 | 0
2022-04-06 14:00 | 0.77695 | 0.51708 | 186065 | 140226.3057 | 2846 | 246053.1385 | 15 | 10273.6943 | 1.0274 | 235779.4442 | 0 | 1534143.6443 | 254 | 127000 | 2853.1315 | 2669.6697 | 23500 | 159227.542 | 150500 | 0 | 8727.542 | 8727.542 | 116726.3057 | 10273.6943 | 0 | 0 | 0 | 0 | 0
2022-04-06 15:00 | 0.59178 | 0.41553 | 186065 | 106806.2593 | 2846 | 197730.4491 | 15 | 43693.7407 | 4.3694 | 154036.7085 | 0 | 1769923.0885 | 254 | 127000 | 2853.1315 | 2669.6697 | 23500 | 159227.542 | 150500 | 0 | 8727.542 | 8727.542 | 83306.2593 | 43693.7407 | 0 | 0 | 0 | 0 | 0
2022-04-06 16:00 | 0.3706 | 0.25403 | 186065 | 66887.0183 | 2846 | 120880.4803 | 15 | 83612.9817 | 8.3613 | 37267.4987 | 0 | 1923959.7969 | 254 | 127000 | 2853.1315 | 2669.6697 | 23500 | 159227.542 | 150500 | 0 | 8727.542 | 8727.542 | 43387.0183 | 83612.9817 | 0 | 0 | 0 | 0 | 0
2022-04-06 17:00 | 0.15965 | 0.07024 | 186065 | 28814.1189 | 2846 | 33423.7883 | 15 | 121685.8811 | 12.1686 | 0 | 88262.0928 | 1961227.2956 | 254 | 127000 | 2853.1315 | 2669.6697 | 23500 | 159227.542 | 150500 | 0 | 8727.542 | 8727.542 | 5314.1189 | 121685.8811 | 0 | 0 | 0 | 0 | 0
2022-04-06 18:00 | 0.01883 | 0 | 186065 | 3398.4958 | 2846 | 0 | 15 | 147101.5042 | 14.7102 | 0 | 147101.5042 | 1872965.2028 | 254 | 127000 | 2853.1315 | 2669.6697 | 23500 | 159227.542 | 150500 | 0 | 8727.542 | 8727.542 | 3398.4958 | 123601.5042 | 0 | 0 | 0 | 0 | 0
2022-04-06 19:00 | 0 | 0 | 186065 | 0 | 2846 | 0 | 15 | 150000 | 15 | 0 | 150000 | 1725863.6987 | 254 | 126500 | 2853.1315 | 2659.1592 | 23500 | 159227.542 | 150000 | 0 | 9227.542 | 9227.542 | 0 | 126500 | 0 | 0 | 0 | 0 | 0
2022-04-06 20:00 | 0 | 0 | 186065 | 0 | 2846 | 0 | 15 | 150000 | 15 | 0 | 150000 | 1575863.6987 | 254 | 126500 | 2853.1315 | 2659.1592 | 23500 | 159227.542 | 150000 | 0 | 9227.542 | 9227.542 | 0 | 126500 | 0 | 0 | 0 | 0 | 0
2022-04-06 21:00 | 0 | 0 | 186065 | 0 | 2846 | 0 | 15 | 150000 | 15 | 0 | 150000 | 1425863.6987 | 254 | 126500 | 2853.1315 | 2659.1592 | 23500 | 159227.542 | 150000 | 0 | 9227.542 | 9227.542 | 0 | 126500 | 0 | 0 | 0 | 0 | 0
2022-04-06 22:00 | 0 | 0 | 186065 | 0 | 2846 | 0 | 15 | 150000 | 15 | 0 | 150000 | 1275863.6987 | 254 | 126500 | 2853.1315 | 2659.1592 | 23500 | 159227.542 | 150000 | 0 | 9227.542 | 9227.542 | 0 | 126500 | 0 | 0 | 0 | 0 | 0
2022-04-06 23:00 | 0 | 0 | 186065 | 0 | 2846 | 0 | 15 | 150000 | 15 | 0 | 150000 | 1125863.6987 | 254 | 126500 | 2853.1315 | 2659.1592 | 23500 | 159227.542 | 150000 | 0 | 9227.542 | 9227.542 | 0 | 126500 | 0 | 0 | 0 | 0 | 0
2022-04-07 | 0 | 0 | 186065 | 0 | 2846 | 0 | 15 | 150000 | 15 | 0 | 150000 | 975863.6987 | 254 | 126916.6667 | 2853.1315 | 2667.9179 | 23083.3333 | 158810.8753 | 150000 | 0 | 8810.8753 | 8810.8753 | 0 | 126916.6667 | 0 | 0 | 0 | 0 | 0
2022-04-07 01:00 | 0 | 0 | 186065 | 0 | 2846 | 0 | 15 | 150000 | 15 | 0 | 150000 | 825863.6987 | 254 | 126916.6667 | 2853.1315 | 2667.9179 | 23083.3333 | 158810.8753 | 150000 | 0 | 8810.8753 | 8810.8753 | 0 | 126916.6667 | 0 | 0 | 0 | 0 | 0
2022-04-07 02:00 | 0 | 0 | 186065 | 0 | 2846 | 0 | 15 | 150000 | 15 | 0 | 150000 | 675863.6987 | 254 | 126916.6667 | 2853.1315 | 2667.9179 | 23083.3333 | 158810.8753 | 150000 | 0 | 8810.8753 | 8810.8753 | 0 | 126916.6667 | 0 | 0 | 0 | 0 | 0
2022-04-07 03:00 | 0 | 0 | 186065 | 0 | 2846 | 0 | 15 | 150000 | 15 | 0 | 150000 | 525863.6987 | 254 | 126916.6667 | 2853.1315 | 2667.9179 | 23083.3333 | 158810.8753 | 150000 | 0 | 8810.8753 | 8810.8753 | 0 | 126916.6667 | 0 | 0 | 0 | 0 | 0
2022-04-07 04:00 | 0 | 0 | 186065 | 0 | 2846 | 0 | 15 | 150000 | 15 | 0 | 150000 | 375863.6987 | 254 | 126916.6667 | 2853.1315 | 2667.9179 | 23083.3333 | 158810.8753 | 150000 | 0 | 8810.8753 | 8810.8753 | 0 | 126916.6667 | 0 | 0 | 0 | 0 | 0
2022-04-07 05:00 | 0 | 0 | 186065 | 0 | 2846 | 0 | 15 | 150000 | 15 | 0 | 150000 | 225863.6987 | 254 | 126916.6667 | 2853.1315 | 2667.9179 | 23083.3333 | 158810.8753 | 150000 | 0 | 8810.8753 | 8810.8753 | 0 | 126916.6667 | 0 | 0 | 0 | 0 | 0
2022-04-07 06:00 | 0.04472 | 0.07104 | 186065 | 8071.202 | 2846 | 33804.4692 | 15 | 109668.1679 | 10.9668 | 0 | 75863.6987 | 75863.6987 | 254 | 94656.0366 | 2853.1315 | 1989.7665 | 23083.3333 | 158810.8753 | 117739.3699 | 0 | 41071.5054 | 41071.5054 | 8071.202 | 86584.8346 | 0 | 0 | 0 | 0 | 0
2022-04-07 07:00 | 0.25138 | 0.45191 | 186065 | 45369.8291 | 2846 | 215041.9158 | 15 | 104713.5042 | 10.4714 | 110328.4116 | 0 | 0 | 254 | 127000 | 2853.1315 | 2669.6697 | 23083.3333 | 158810.8753 | 150083.3333 | 0 | 8727.542 | 8727.542 | 45369.8291 | 81630.1709 | 0 | 0 | 0 | 0 | 0
2022-04-07 08:00 | 0.48583 | 0.63475 | 186065 | 87684.0802 | 2846 | 302046.5492 | 15 | 62399.2532 | 6.2399 | 239647.296 | 0 | 110328.4116 | 254 | 127000 | 2853.1315 | 2669.6697 | 23083.3333 | 158810.8753 | 150083.3333 | 0 | 8727.542 | 8727.542 | 87684.0802 | 39315.9198 | 0 | 0 | 0 | 0 | 0
2022-04-07 09:00 | 0.6985 | 0.72812 | 186065 | 126067.4104 | 2846 | 346476.7757 | 15 | 24015.9229 | 2.4016 | 322460.8528 | 0 | 349975.7076 | 254 | 127000 | 2853.1315 | 2669.6697 | 23083.3333 | 158810.8753 | 150083.3333 | 0 | 8727.542 | 8727.542 | 126067.4104 | 932.5896 | 0 | 0 | 0 | 0 | 0
2022-04-07 10:00 | 0.8625 | 0.77605 | 186065 | 155666.6306 | 2846 | 369284.3238 | 15 | 0 | 0 | 369284.3238 | 0 | 672436.5605 | 254 | 127000 | 2853.1315 | 2669.6697 | 23083.3333 | 158810.8753 | 150083.3333 | 0 | 8727.542 | 8727.542 | 127000 | 0 | 0 | 0 | 0 | 0 | 0
2022-04-07 11:00 | 0.96155 | 0.79709 | 186065 | 173543.4767 | 2846 | 379296.233 | 15 | 0 | 0 | 379296.233 | 0 | 1041720.8842 | 254 | 127000 | 2853.1315 | 2669.6697 | 23083.3333 | 158810.8753 | 150083.3333 | 0 | 8727.542 | 8727.542 | 127000 | 0 | 0 | 0 | 0 | 0 | 0
2022-04-07 12:00 | 0.97508 | 0.7228 | 186065 | 175985.4124 | 2846 | 343945.2474 | 15 | 0 | 0 | 343945.2474 | 0 | 1421017.1172 | 254 | 127000 | 2853.1315 | 2669.6697 | 23083.3333 | 158810.8753 | 150083.3333 | 0 | 8727.542 | 8727.542 | 127000 | 0 | 0 | 0 | 0 | 0 | 0
2022-04-07 13:00 | 0.92097 | 0.66219 | 186065 | 166219.4746 | 2846 | 315103.9061 | 15 | 0 | 0 | 315103.9061 | 0 | 1764962.3646 | 254 | 127000 | 2853.1315 | 2669.6697 | 23083.3333 | 158810.8753 | 150083.3333 | 0 | 8727.542 | 8727.542 | 127000 | 0 | 0 | 0 | 0 | 0 | 0
2022-04-07 14:00 | 0.7937 | 0.58366 | 186065 | 143249.3968 | 2846 | 277735.3114 | 15 | 6833.9365 | 0.68339 | 270901.3748 | 0 | 2080066.2707 | 254 | 127000 | 2853.1315 | 2669.6697 | 23083.3333 | 158810.8753 | 150083.3333 | 0 | 8727.542 | 8727.542 | 120166.0635 | 6833.9365 | 0 | 0 | 0 | 0 | 0
2022-04-07 15:00 | 0.6112 | 0.49583 | 186065 | 110311.2402 | 2846 | 235941.3005 | 15 | 39772.0932 | 3.9772 | 196169.2073 | 0 | 2350967.6456 | 254 | 127000 | 2853.1315 | 2669.6697 | 23083.3333 | 158810.8753 | 150083.3333 | 0 | 8727.542 | 8727.542 | 87227.9068 | 39772.0932 | 0 | 0 | 0 | 0 | 0
2022-04-07 16:00 | 0.3932 | 0.36041 | 186065 | 70965.9353 | 2846 | 171501.531 | 15 | 79117.3981 | 7.9117 | 92384.1329 | 0 | 2547136.8529 | 254 | 127000 | 2853.1315 | 2669.6697 | 23083.3333 | 158810.8753 | 150083.3333 | 0 | 8727.542 | 8727.542 | 70965.9353 | 56034.0647 | 0 | 0 | 0 | 0 | 0
2022-04-07 17:00 | 0.17675 | 0.17009 | 186065 | 31900.3791 | 2846 | 80937.5306 | 15 | 118182.9542 | 11.8183 | 0 | 37245.4236 | 2639520.9858 | 254 | 127000 | 2853.1315 | 2669.6697 | 23083.3333 | 158810.8753 | 150083.3333 | 0 | 8727.542 | 8727.542 | 8817.0458 | 118182.9542 | 0 | 0 | 0 | 0 | 0
2022-04-07 18:00 | 0.0203 | 0.0008 | 186065 | 3663.8059 | 2846 | 380.681 | 15 | 146419.5274 | 14.642 | 0 | 146038.8465 | 2602275.5622 | 254 | 127000 | 2853.1315 | 2669.6697 | 23083.3333 | 158810.8753 | 150083.3333 | 0 | 8727.542 | 8727.542 | 3663.8059 | 123336.1941 | 0 | 0 | 0 | 0 | 0
2022-04-07 19:00 | 0 | 0 | 186065 | 0 | 2846 | 0 | 15 | 150000 | 15 | 0 | 150000 | 2456236.7157 | 254 | 126916.6667 | 2853.1315 | 2667.9179 | 23083.3333 | 158810.8753 | 150000 | 0 | 8810.8753 | 8810.8753 | 0 | 126916.6667 | 0 | 0 | 0 | 0 | 0
2022-04-07 20:00 | 0 | 0 | 186065 | 0 | 2846 | 0 | 15 | 150000 | 15 | 0 | 150000 | 2306236.7157 | 254 | 126916.6667 | 2853.1315 | 2667.9179 | 23083.3333 | 158810.8753 | 150000 | 0 | 8810.8753 | 8810.8753 | 0 | 126916.6667 | 0 | 0 | 0 | 0 | 0
2022-04-07 21:00 | 0 | 0 | 186065 | 0 | 2846 | 0 | 15 | 150000 | 15 | 0 | 150000 | 2156236.7157 | 254 | 126916.6667 | 2853.1315 | 2667.9179 | 23083.3333 | 158810.8753 | 150000 | 0 | 8810.8753 | 8810.8753 | 0 | 126916.6667 | 0 | 0 | 0 | 0 | 0
2022-04-07 22:00 | 0 | 0 | 186065 | 0 | 2846 | 0 | 15 | 150000 | 15 | 0 | 150000 | 2006236.7157 | 254 | 126916.6667 | 2853.1315 | 2667.9179 | 23083.3333 | 158810.8753 | 150000 | 0 | 8810.8753 | 8810.8753 | 0 | 126916.6667 | 0 | 0 | 0 | 0 | 0
2022-04-07 23:00 | 0 | 0 | 186065 | 0 | 2846 | 0 | 15 | 150000 | 15 | 0 | 150000 | 1856236.7157 | 254 | 126916.6667 | 2853.1315 | 2667.9179 | 23083.3333 | 158810.8753 | 150000 | 0 | 8810.8753 | 8810.8753 | 0 | 126916.6667 | 0 | 0 | 0 | 0 | 0
2022-04-08 | 0 | 0 | 186065 | 0 | 2846 | 0 | 15 | 149541.6667 | 14.9542 | 0 | 149541.6667 | 1706236.7157 | 254 | 127000 | 2853.1315 | 2669.6697 | 22541.6667 | 158269.2086 | 149541.6667 | 0 | 8727.542 | 8727.542 | 0 | 127000 | 0 | 0 | 0 | 0 | 0
2022-04-08 01:00 | 0 | 0 | 186065 | 0 | 2846 | 0 | 15 | 149541.6667 | 14.9542 | 0 | 149541.6667 | 1556695.049 | 254 | 127000 | 2853.1315 | 2669.6697 | 22541.6667 | 158269.2086 | 149541.6667 | 0 | 8727.542 | 8727.542 | 0 | 127000 | 0 | 0 | 0 | 0 | 0
2022-04-08 02:00 | 0 | 0 | 186065 | 0 | 2846 | 0 | 15 | 149541.6667 | 14.9542 | 0 | 149541.6667 | 1407153.3824 | 254 | 127000 | 2853.1315 | 2669.6697 | 22541.6667 | 158269.2086 | 149541.6667 | 0 | 8727.542 | 8727.542 | 0 | 127000 | 0 | 0 | 0 | 0 | 0
2022-04-08 03:00 | 0 | 0 | 186065 | 0 | 2846 | 0 | 15 | 149541.6667 | 14.9542 | 0 | 149541.6667 | 1257611.7157 | 254 | 127000 | 2853.1315 | 2669.6697 | 22541.6667 | 158269.2086 | 149541.6667 | 0 | 8727.542 | 8727.542 | 0 | 127000 | 0 | 0 | 0 | 0 | 0
2022-04-08 04:00 | 0 | 0 | 186065 | 0 | 2846 | 0 | 15 | 149541.6667 | 14.9542 | 0 | 149541.6667 | 1108070.049 | 254 | 127000 | 2853.1315 | 2669.6697 | 22541.6667 | 158269.2086 | 149541.6667 | 0 | 8727.542 | 8727.542 | 0 | 127000 | 0 | 0 | 0 | 0 | 0
2022-04-08 05:00 | 0 | 0 | 186065 | 0 | 2846 | 0 | 15 | 149541.6667 | 14.9542 | 0 | 149541.6667 | 958528.3824 | 254 | 127000 | 2853.1315 | 2669.6697 | 22541.6667 | 158269.2086 | 149541.6667 | 0 | 8727.542 | 8727.542 | 0 | 127000 | 0 | 0 | 0 | 0 | 0
2022-04-08 06:00 | 0.03112 | 0 | 186065 | 5616.6325 | 2846 | 0 | 15 | 143925.0342 | 14.3925 | 0 | 143925.0342 | 808986.7157 | 254 | 127000 | 2853.1315 | 2669.6697 | 22541.6667 | 158269.2086 | 149541.6667 | 0 | 8727.542 | 8727.542 | 5616.6325 | 121383.3675 | 0 | 0 | 0 | 0 | 0
2022-04-08 07:00 | 0.1501 | 0.00222 | 186065 | 27090.5058 | 2846 | 1056.3897 | 15 | 122451.1609 | 12.2451 | 0 | 121394.7712 | 665061.6815 | 254 | 127000 | 2853.1315 | 2669.6697 | 22541.6667 | 158269.2086 | 149541.6667 | 0 | 8727.542 | 8727.542 | 27090.5058 | 99909.4942 | 0 | 0 | 0 | 0 | 0
2022-04-08 08:00 | 0.29973 | 0.01436 | 186065 | 54096.1846 | 2846 | 6833.2232 | 15 | 95445.4821 | 9.5445 | 0 | 88612.2589 | 543666.9103 | 254 | 127000 | 2853.1315 | 2669.6697 | 22541.6667 | 158269.2086 | 149541.6667 | 0 | 8727.542 | 8727.542 | 54096.1846 | 72903.8154 | 0 | 0 | 0 | 0 | 0
2022-04-08 09:00 | 0.45725 | 0.02418 | 186065 | 82525.8746 | 2846 | 11506.082 | 15 | 67015.7921 | 6.7016 | 0 | 55509.71 | 455054.6515 | 254 | 127000 | 2853.1315 | 2669.6697 | 22541.6667 | 158269.2086 | 149541.6667 | 0 | 8727.542 | 8727.542 | 59984.2079 | 67015.7921 | 0 | 0 | 0 | 0 | 0
2022-04-08 10:00 | 0.62567 | 0.05897 | 186065 | 112922.8299 | 2846 | 28060.9453 | 15 | 36618.8368 | 3.6619 | 0 | 8557.8915 | 399544.9415 | 254 | 127000 | 2853.1315 | 2669.6697 | 22541.6667 | 158269.2086 | 149541.6667 | 0 | 8727.542 | 8727.542 | 112922.8299 | 14077.1701 | 0 | 0 | 0 | 0 | 0
2022-04-08 11:00 | 0.72212 | 0.07565 | 186065 | 130330.4201 | 2846 | 35998.1433 | 15 | 19211.2466 | 1.9211 | 16786.8967 | 0 | 390987.0499 | 254 | 127000 | 2853.1315 | 2669.6697 | 22541.6667 | 158269.2086 | 149541.6667 | 0 | 8727.542 | 8727.542 | 107788.7534 | 19211.2466 | 0 | 0 | 0 | 0 | 0
2022-04-08 12:00 | 0.71483 | 0.06323 | 186065 | 129014.6986 | 2846 | 30088.0714 | 15 | 20526.968 | 2.0527 | 9561.1033 | 0 | 407773.9466 | 254 | 127000 | 2853.1315 | 2669.6697 | 22541.6667 | 158269.2086 | 149541.6667 | 0 | 8727.542 | 8727.542 | 127000 | 0 | 0 | 0 | 0 | 0 | 0
2022-04-08 13:00 | 0.46485 | 0.00264 | 186065 | 83897.5458 | 2846 | 1256.2472 | 15 | 65644.1209 | 6.5644 | 0 | 64387.8737 | 417335.05 | 254 | 127000 | 2853.1315 | 2669.6697 | 22541.6667 | 158269.2086 | 149541.6667 | 0 | 8727.542 | 8727.542 | 61355.8791 | 65644.1209 | 0 | 0 | 0 | 0 | 0
2022-04-08 14:00 | 0.36148 | 0.00317 | 186065 | 65241.0129 | 2846 | 1508.4483 | 15 | 83893.0638 | 8.3893 | 0 | 82384.6155 | 352947.1763 | 254 | 126592.4101 | 2853.1315 | 2661.1017 | 22541.6667 | 158269.2086 | 149134.0768 | 0 | 9135.1319 | 9135.1319 | 65241.0129 | 61351.3972 | 0 | 0 | 0 | 0 | 0
2022-04-08 15:00 | 0.2692 | 0 | 186065 | 48586.0371 | 2846 | 0 | 15 | 0 | 0 | 0 | 0 | 270562.5607 | 254 | 26044.3704 | 2853.1315 | 547.4793 | 22541.6667 | 158269.2086 | 48586.0371 | 0 | 109683.1716 | 109683.1716 | 26044.3704 | 0 | 0 | 0 | 0 | 0 | 0
2022-04-08 16:00 | 0.16768 | 0 | 186065 | 30263.3978 | 2846 | 0 | 15 | 0 | 0 | 0 | 0 | 270562.5607 | 254 | 7721.7312 | 2853.1315 | 162.3187 | 22541.6667 | 158269.2086 | 30263.3978 | 0 | 128005.8108 | 128005.8108 | 7721.7312 | 0 | 0 | 0 | 0 | 0 | 0
2022-04-08 17:00 | 0.0783 | 0.00059 | 186065 | 14131.8228 | 2846 | 280.7522 | 15 | 8409.8439 | 0.84098 | 0 | 8129.0916 | 270562.5607 | 254 | 0 | 2853.1315 | 0 | 22541.6667 | 158269.2086 | 22541.6667 | 0 | 135727.542 | 135727.542 | 0 | 0 | 0 | 0 | 0 | 0 | 0
2022-04-08 18:00 | 0.01145 | 0 | 186065 | 2066.5309 | 2846 | 0 | 15 | 20475.1357 | 2.0475 | 0 | 20475.1357 | 262433.4691 | 254 | 0 | 2853.1315 | 0 | 22541.6667 | 158269.2086 | 22541.6667 | 0 | 135727.542 | 135727.542 | 0 | 0 | 0 | 0 | 0 | 0 | 0
2022-04-08 19:00 | 0 | 0 | 186065 | 0 | 2846 | 0 | 15 | 22541.6667 | 2.2542 | 0 | 22541.6667 | 241958.3333 | 254 | 0 | 2853.1315 | 0 | 22541.6667 | 158269.2086 | 22541.6667 | 0 | 135727.542 | 135727.542 | 0 | 0 | 0 | 0 | 0 | 0 | 0
2022-04-08 20:00 | 0 | 0 | 186065 | 0 | 2846 | 0 | 15 | 22541.6667 | 2.2542 | 0 | 22541.6667 | 219416.6667 | 254 | 0 | 2853.1315 | 0 | 22541.6667 | 158269.2086 | 22541.6667 | 0 | 135727.542 | 135727.542 | 0 | 0 | 0 | 0 | 0 | 0 | 0
2022-04-08 21:00 | 0 | 0 | 186065 | 0 | 2846 | 0 | 15 | 22541.6667 | 2.2542 | 0 | 22541.6667 | 196875 | 254 | 0 | 2853.1315 | 0 | 22541.6667 | 158269.2086 | 22541.6667 | 0 | 135727.542 | 135727.542 | 0 | 0 | 0 | 0 | 0 | 0 | 0
2022-04-08 22:00 | 0 | 0 | 186065 | 0 | 2846 | 0 | 15 | 22541.6667 | 2.2542 | 0 | 22541.6667 | 174333.3333 | 254 | 0 | 2853.1315 | 0 | 22541.6667 | 158269.2086 | 22541.6667 | 0 | 135727.542 | 135727.542 | 0 | 0 | 0 | 0 | 0 | 0 | 0
2022-04-08 23:00 | 0 | 0 | 186065 | 0 | 2846 | 0 | 15 | 22541.6667 | 2.2542 | 0 | 22541.6667 | 151791.6667 | 254 | 0 | 2853.1315 | 0 | 22541.6667 | 158269.2086 | 22541.6667 | 0 | 135727.542 | 135727.542 | 0 | 0 | 0 | 0 | 0 | 0 | 0
2022-04-09 | 0 | 0 | 186065 | 0 | 2846 | 0 | 15 | 21541.6667 | 2.1542 | 0 | 21541.6667 | 129250 | 254 | 0 | 2853.1315 | 0 | 21541.6667 | 157269.2086 | 21541.6667 | 0 | 135727.542 | 135727.542 | 0 | 0 | 0 | 0 | 0 | 0 | 0
2022-04-09 01:00 | 0 | 0 | 186065 | 0 | 2846 | 0 | 15 | 21541.6667 | 2.1542 | 0 | 21541.6667 | 107708.3333 | 254 | 0 | 2853.1315 | 0 | 21541.6667 | 157269.2086 | 21541.6667 | 0 | 135727.542 | 135727.542 | 0 | 0 | 0 | 0 | 0 | 0 | 0
2022-04-09 02:00 | 0 | 0 | 186065 | 0 | 2846 | 0 | 15 | 21541.6667 | 2.1542 | 0 | 21541.6667 | 86166.6667 | 254 | 0 | 2853.1315 | 0 | 21541.6667 | 157269.2086 | 21541.6667 | 0 | 135727.542 | 135727.542 | 0 | 0 | 0 | 0 | 0 | 0 | 0
2022-04-09 03:00 | 0 | 0 | 186065 | 0 | 2846 | 0 | 15 | 21541.6667 | 2.1542 | 0 | 21541.6667 | 64625 | 254 | 0 | 2853.1315 | 0 | 21541.6667 | 157269.2086 | 21541.6667 | 0 | 135727.542 | 135727.542 | 0 | 0 | 0 | 0 | 0 | 0 | 0
2022-04-09 04:00 | 0 | 0 | 186065 | 0 | 2846 | 0 | 15 | 21541.6667 | 2.1542 | 0 | 21541.6667 | 43083.3333 | 254 | 0 | 2853.1315 | 0 | 21541.6667 | 157269.2086 | 21541.6667 | 0 | 135727.542 | 135727.542 | 0 | 0 | 0 | 0 | 0 | 0 | 0
2022-04-09 05:00 | 0 | 0 | 186065 | 0 | 2846 | 0 | 15 | 21541.6667 | 2.1542 | 0 | 21541.6667 | 21541.6667 | 254 | 0 | 2853.1315 | 0 | 21541.6667 | 157269.2086 | 21541.6667 | 0 | 135727.542 | 135727.542 | 0 | 0 | 0 | 0 | 0 | 0 | 0
2022-04-09 06:00 | 0.05333 | 0.14177 | 186065 | 9625.1611 | 2846 | 67461.4246 | 15 | 67461.4246 | 6.7461 | 0 | 0 | 0 | 254 | 55544.919 | 2853.1315 | 1167.6109 | 21541.6667 | 157269.2086 | 77086.5857 | 0 | 80182.6229 | 80182.6229 | 0 | 55544.919 | 0 | 0 | 0 | 0 | 0
2022-04-09 07:00 | 0.27505 | 0.59815 | 186065 | 49641.8629 | 2846 | 284630.3953 | 15 | 98899.8038 | 9.89 | 0 | 0 | 0 | 254 | 127000 | 2853.1315 | 2669.6697 | 21541.6667 | 157269.2086 | 148541.6667 | 0 | 8727.542 | 8727.542 | 28100.1962 | 98899.8038 | 0 | 0 | 0 | 0 | 0
2022-04-09 08:00 | 0.50975 | 0.75406 | 186065 | 92001.2347 | 2846 | 358820.3559 | 15 | 56540.4319 | 5.654 | 0 | 0 | 0 | 254 | 127000 | 2853.1315 | 2669.6697 | 21541.6667 | 157269.2086 | 148541.6667 | 0 | 8727.542 | 8727.542 | 92001.2347 | 34998.7653 | 0 | 0 | 0 | 0 | 0
2022-04-09 09:00 | 0.71988 | 0.87166 | 186065 | 129926.138 | 2846 | 414780.457 | 15 | 18615.5286 | 1.8616 | 0 | 0 | 0 | 254 | 127000 | 2853.1315 | 2669.6697 | 21541.6667 | 157269.2086 | 148541.6667 | 0 | 8727.542 | 8727.542 | 127000 | 0 | 0 | 0 | 0 | 0 | 0
2022-04-09 10:00 | 0.88505 | 0.92213 | 186065 | 159736.5234 | 2846 | 438796.6671 | 15 | 0 | 0 | 0 | 0 | 0 | 254 | 127000 | 2853.1315 | 2669.6697 | 21541.6667 | 157269.2086 | 148541.6667 | 0 | 8727.542 | 8727.542 | 127000 | 0 | 0 | 0 | 0 | 0 | 0
2022-04-09 11:00 | 0.99033 | 0.98111 | 186065 | 178737.7789 | 2846 | 466862.3708 | 15 | 0 | 0 | 288552.8336 | 0 | 0 | 254 | 127000 | 2853.1315 | 2669.6697 | 21541.6667 | 157269.2086 | 148541.6667 | 0 | 8727.542 | 8727.542 | 127000 | 0 | 0 | 0 | 0 | 0 | 0
2022-04-09 12:00 | 1.0094 | 0.90603 | 186065 | 182179.5907 | 2846 | 431135.4627 | 15 | 0 | 0 | 431135.4627 | 0 | 288552.8336 | 254 | 127000 | 2853.1315 | 2669.6697 | 21541.6667 | 157269.2086 | 148541.6667 | 0 | 8727.542 | 8727.542 | 127000 | 0 | 0 | 0 | 0 | 0 | 0
2022-04-09 13:00 | 0.97183 | 0.91126 | 186065 | 175398.8425 | 2846 | 433624.1645 | 15 | 0 | 0 | 433624.1645 | 0 | 719688.2963 | 254 | 127000 | 2853.1315 | 2669.6697 | 21541.6667 | 157269.2086 | 148541.6667 | 0 | 8727.542 | 8727.542 | 127000 | 0 | 0 | 0 | 0 | 0 | 0
2022-04-09 14:00 | 0.8614 | 0.90818 | 186065 | 155468.0993 | 2846 | 432158.5428 | 15 | 0 | 0 | 432158.5428 | 0 | 1153312.4608 | 254 | 127000 | 2853.1315 | 2669.6697 | 21541.6667 | 157269.2086 | 148541.6667 | 0 | 8727.542 | 8727.542 | 127000 | 0 | 0 | 0 | 0 | 0 | 0
2022-04-09 15:00 | 0.68978 | 0.86862 | 186065 | 124493.5982 | 2846 | 413333.8693 | 15 | 24048.0684 | 2.4048 | 389285.8009 | 0 | 1585471.0036 | 254 | 127000 | 2853.1315 | 2669.6697 | 21541.6667 | 157269.2086 | 148541.6667 | 0 | 8727.542 | 8727.542 | 124493.5982 | 2506.4018 | 0 | 0 | 0 | 0 | 0
2022-04-09 16:00 | 0.47227 | 0.77274 | 186065 | 85236.73 | 2846 | 367709.2563 | 15 | 63304.9366 | 6.3305 | 304404.3196 | 0 | 1974756.8045 | 254 | 127000 | 2853.1315 | 2669.6697 | 21541.6667 | 157269.2086 | 148541.6667 | 0 | 8727.542 | 8727.542 | 85236.73 | 41763.27 | 0 | 0 | 0 | 0 | 0
2022-04-09 17:00 | 0.23185 | 0.58687 | 186065 | 41844.9951 | 2846 | 279262.7937 | 15 | 106696.6715 | 10.6697 | 172566.1222 | 0 | 2279161.1242 | 254 | 127000 | 2853.1315 | 2669.6697 | 21541.6667 | 157269.2086 | 148541.6667 | 0 | 8727.542 | 8727.542 | 20303.3285 | 106696.6715 | 0 | 0 | 0 | 0 | 0
2022-04-09 18:00 | 0.02858 | 0.0932 | 186065 | 5158.2056 | 2846 | 44349.3318 | 15 | 143383.4611 | 14.3383 | 0 | 99034.1293 | 2451727.2464 | 254 | 127000 | 2853.1315 | 2669.6697 | 21541.6667 | 157269.2086 | 148541.6667 | 0 | 8727.542 | 8727.542 | 5158.2056 | 121841.7944 | 0 | 0 | 0 | 0 | 0
2022-04-09 19:00 | 0 | 0 | 186065 | 0 | 2846 | 0 | 15 | 148541.6667 | 14.8542 | 0 | 148541.6667 | 2352693.1171 | 254 | 127000 | 2853.1315 | 2669.6697 | 21541.6667 | 157269.2086 | 148541.6667 | 0 | 8727.542 | 8727.542 | 0 | 127000 | 0 | 0 | 0 | 0 | 0
2022-04-09 20:00 | 0 | 0 | 186065 | 0 | 2846 | 0 | 15 | 148541.6667 | 14.8542 | 0 | 148541.6667 | 2204151.4505 | 254 | 127000 | 2853.1315 | 2669.6697 | 21541.6667 | 157269.2086 | 148541.6667 | 0 | 8727.542 | 8727.542 | 0 | 127000 | 0 | 0 | 0 | 0 | 0
2022-04-09 21:00 | 0 | 0 | 186065 | 0 | 2846 | 0 | 15 | 148541.6667 | 14.8542 | 0 | 148541.6667 | 2055609.7838 | 254 | 127000 | 2853.1315 | 2669.6697 | 21541.6667 | 157269.2086 | 148541.6667 | 0 | 8727.542 | 8727.542 | 0 | 127000 | 0 | 0 | 0 | 0 | 0
2022-04-09 22:00 | 0 | 0 | 186065 | 0 | 2846 | 0 | 15 | 148541.6667 | 14.8542 | 0 | 148541.6667 | 1907068.1171 | 254 | 127000 | 2853.1315 | 2669.6697 | 21541.6667 | 157269.2086 | 148541.6667 | 0 | 8727.542 | 8727.542 | 0 | 127000 | 0 | 0 | 0 | 0 | 0
2022-04-09 23:00 | 0 | 0 | 186065 | 0 | 2846 | 0 | 15 | 148541.6667 | 14.8542 | 0 | 148541.6667 | 1758526.4505 | 254 | 127000 | 2853.1315 | 2669.6697 | 21541.6667 | 157269.2086 | 148541.6667 | 0 | 8727.542 | 8727.542 | 0 | 127000 | 0 | 0 | 0 | 0 | 0
2022-04-10 | 0 | 0 | 186065 | 0 | 2846 | 0 | 15 | 149125 | 14.9125 | 0 | 149125 | 1609984.7838 | 254 | 127000 | 2853.1315 | 2669.6697 | 22125 | 157852.542 | 149125 | 0 | 8727.542 | 8727.542 | 0 | 127000 | 0 | 0 | 0 | 0 | 0
2022-04-10 01:00 | 0 | 0 | 186065 | 0 | 2846 | 0 | 15 | 149125 | 14.9125 | 0 | 149125 | 1460859.7838 | 254 | 127000 | 2853.1315 | 2669.6697 | 22125 | 157852.542 | 149125 | 0 | 8727.542 | 8727.542 | 0 | 127000 | 0 | 0 | 0 | 0 | 0
2022-04-10 02:00 | 0 | 0 | 186065 | 0 | 2846 | 0 | 15 | 149125 | 14.9125 | 0 | 149125 | 1311734.7838 | 254 | 127000 | 2853.1315 | 2669.6697 | 22125 | 157852.542 | 149125 | 0 | 8727.542 | 8727.542 | 0 | 127000 | 0 | 0 | 0 | 0 | 0
2022-04-10 03:00 | 0 | 0 | 186065 | 0 | 2846 | 0 | 15 | 149125 | 14.9125 | 0 | 149125 | 1162609.7838 | 254 | 127000 | 2853.1315 | 2669.6697 | 22125 | 157852.542 | 149125 | 0 | 8727.542 | 8727.542 | 0 | 127000 | 0 | 0 | 0 | 0 | 0
2022-04-10 04:00 | 0 | 0 | 186065 | 0 | 2846 | 0 | 15 | 149125 | 14.9125 | 0 | 149125 | 1013484.7838 | 254 | 127000 | 2853.1315 | 2669.6697 | 22125 | 157852.542 | 149125 | 0 | 8727.542 | 8727.542 | 0 | 127000 | 0 | 0 | 0 | 0 | 0
2022-04-10 05:00 | 0 | 0 | 186065 | 0 | 2846 | 0 | 15 | 149125 | 14.9125 | 0 | 149125 | 864359.7838 | 254 | 127000 | 2853.1315 | 2669.6697 | 22125 | 157852.542 | 149125 | 0 | 8727.542 | 8727.542 | 0 | 127000 | 0 | 0 | 0 | 0 | 0
2022-04-10 06:00 | 0.05495 | 0.1184 | 186065 | 9917.5436 | 2846 | 56340.7821 | 15 | 139207.4564 | 13.9207 | 0 | 82866.6743 | 715234.7838 | 254 | 127000 | 2853.1315 | 2669.6697 | 22125 | 157852.542 | 149125 | 0 | 8727.542 | 8727.542 | 0 | 127000 | 0 | 0 | 0 | 0 | 0
2022-04-10 07:00 | 0.26973 | 0.49709 | 186065 | 48681.6931 | 2846 | 236540.873 | 15 | 100443.3069 | 10.0443 | 136097.5661 | 0 | 632368.1095 | 254 | 127000 | 2853.1315 | 2669.6697 | 22125 | 157852.542 | 149125 | 0 | 8727.542 | 8727.542 | 48681.6931 | 78318.3069 | 0 | 0 | 0 | 0 | 0
2022-04-10 08:00 | 0.505 | 0.66943 | 186065 | 91143.9402 | 2846 | 318549.0688 | 15 | 57981.0598 | 5.7981 | 260568.0091 | 0 | 768465.6756 | 254 | 127000 | 2853.1315 | 2669.6697 | 22125 | 157852.542 | 149125 | 0 | 8727.542 | 8727.542 | 91143.9402 | 35856.0598 | 0 | 0 | 0 | 0 | 0
2022-04-10 09:00 | 0.7005 | 0.66193 | 186065 | 126428.3765 | 2846 | 314980.1848 | 15 | 22696.6235 | 2.2697 | 292283.5613 | 0 | 1029033.6846 | 254 | 127000 | 2853.1315 | 2669.6697 | 22125 | 157852.542 | 149125 | 0 | 8727.542 | 8727.542 | 126428.3765 | 571.6235 | 0 | 0 | 0 | 0 | 0
2022-04-10 10:00 | 0.8445 | 0.60662 | 186065 | 152417.9357 | 2846 | 288660.8549 | 15 | 0 | 0 | 288660.8549 | 0 | 1321317.246 | 254 | 127000 | 2853.1315 | 2669.6697 | 22125 | 157852.542 | 149125 | 0 | 8727.542 | 8727.542 | 127000 | 0 | 0 | 0 | 0 | 0 | 0
2022-04-10 11:00 | 0.92233 | 0.60259 | 186065 | 166464.9315 | 2846 | 286743.1746 | 15 | 0 | 0 | 286743.1746 | 0 | 1609978.1009 | 254 | 127000 | 2853.1315 | 2669.6697 | 22125 | 157852.542 | 149125 | 0 | 8727.542 | 8727.542 | 127000 | 0 | 0 | 0 | 0 | 0 | 0
2022-04-10 12:00 | 0.81808 | 0.24762 | 186065 | 147649.5735 | 2846 | 117830.2741 | 15 | 1475.4265 | 0.14754 | 116354.8477 | 0 | 1896721.2755 | 254 | 127000 | 2853.1315 | 2669.6697 | 22125 | 157852.542 | 149125 | 0 | 8727.542 | 8727.542 | 127000 | 0 | 0 | 0 | 0 | 0 | 0
2022-04-10 13:00 | 0.7028 | 0.17073 | 186065 | 126843.4875 | 2846 | 81242.0754 | 15 | 22281.5125 | 2.2282 | 58960.5629 | 0 | 2013076.1232 | 254 | 127000 | 2853.1315 | 2669.6697 | 22125 | 157852.542 | 149125 | 0 | 8727.542 | 8727.542 | 104718.4875 | 22281.5125 | 0 | 0 | 0 | 0 | 0
2022-04-10 14:00 | 0.59975 | 0.16535 | 186065 | 108244.7092 | 2846 | 78681.9959 | 15 | 40880.2908 | 4.088 | 37801.7052 | 0 | 2072036.6861 | 254 | 127000 | 2853.1315 | 2669.6697 | 22125 | 157852.542 | 149125 | 0 | 8727.542 | 8727.542 | 108244.7092 | 18755.2908 | 0 | 0 | 0 | 0 | 0
2022-04-10 15:00 | 0.49062 | 0.14686 | 186065 | 88548.594 | 2846 | 69883.5072 | 15 | 60576.406 | 6.0576 | 9307.1012 | 0 | 2109838.3913 | 254 | 127000 | 2853.1315 | 2669.6697 | 22125 | 157852.542 | 149125 | 0 | 8727.542 | 8727.542 | 88548.594 | 38451.406 | 0 | 0 | 0 | 0 | 0
2022-04-10 16:00 | 0.3119 | 0.11456 | 186065 | 56292.6633 | 2846 | 54513.5135 | 15 | 92832.3367 | 9.2832 | 0 | 38318.8232 | 2119145.4925 | 254 | 127000 | 2853.1315 | 2669.6697 | 22125 | 157852.542 | 149125 | 0 | 8727.542 | 8727.542 | 34167.6633 | 92832.3367 | 0 | 0 | 0 | 0 | 0
2022-04-10 17:00 | 0.1493 | 0.03468 | 186065 | 26946.1194 | 2846 | 16502.5196 | 15 | 122178.8806 | 12.2179 | 0 | 105676.361 | 2080826.6693 | 254 | 127000 | 2853.1315 | 2669.6697 | 22125 | 157852.542 | 149125 | 0 | 8727.542 | 8727.542 | 4821.1194 | 122178.8806 | 0 | 0 | 0 | 0 | 0
2022-04-10 18:00 | 0.02073 | 0 | 186065 | 3741.4136 | 2846 | 0 | 15 | 145383.5864 | 14.5384 | 0 | 145383.5864 | 1975150.3083 | 254 | 127000 | 2853.1315 | 2669.6697 | 22125 | 157852.542 | 149125 | 0 | 8727.542 | 8727.542 | 0 | 127000 | 0 | 0 | 0 | 0 | 0
2022-04-10 19:00 | 0 | 0 | 186065 | 0 | 2846 | 0 | 15 | 149125 | 14.9125 | 0 | 149125 | 1829766.7219 | 254 | 127000 | 2853.1315 | 2669.6697 | 22125 | 157852.542 | 149125 | 0 | 8727.542 | 8727.542 | 0 | 127000 | 0 | 0 | 0 | 0 | 0
2022-04-10 20:00 | 0 | 0 | 186065 | 0 | 2846 | 0 | 15 | 149125 | 14.9125 | 0 | 149125 | 1680641.7219 | 254 | 127000 | 2853.1315 | 2669.6697 | 22125 | 157852.542 | 149125 | 0 | 8727.542 | 8727.542 | 0 | 127000 | 0 | 0 | 0 | 0 | 0
2022-04-10 21:00 | 0 | 0 | 186065 | 0 | 2846 | 0 | 15 | 149125 | 14.9125 | 0 | 149125 | 1531516.7219 | 254 | 127000 | 2853.1315 | 2669.6697 | 22125 | 157852.542 | 149125 | 0 | 8727.542 | 8727.542 | 0 | 127000 | 0 | 0 | 0 | 0 | 0
2022-04-10 22:00 | 0 | 0 | 186065 | 0 | 2846 | 0 | 15 | 149125 | 14.9125 | 0 | 149125 | 1382391.7219 | 254 | 127000 | 2853.1315 | 2669.6697 | 22125 | 157852.542 | 149125 | 0 | 8727.542 | 8727.542 | 0 | 127000 | 0 | 0 | 0 | 0 | 0
2022-04-10 23:00 | 0 | 0 | 186065 | 0 | 2846 | 0 | 15 | 149125 | 14.9125 | 0 | 149125 | 1233266.7219 | 254 | 127000 | 2853.1315 | 2669.6697 | 22125 | 157852.542 | 149125 | 0 | 8727.542 | 8727.542 | 0 | 127000 | 0 | 0 | 0 | 0 | 0
2022-04-11 | 0 | 0 | 186065 | 0 | 2846 | 0 | 15 | 148762.5 | 14.8763 | 0 | 148762.5 | 1084141.7219 | 254 | 127000 | 2853.1315 | 2669.6697 | 21762.5 | 157490.042 | 148762.5 | 0 | 8727.542 | 8727.542 | 0 | 127000 | 0 | 0 | 0 | 0 | 0
2022-04-11 01:00 | 0 | 0 | 186065 | 0 | 2846 | 0 | 15 | 148762.5 | 14.8763 | 0 | 148762.5 | 935379.2219 | 254 | 127000 | 2853.1315 | 2669.6697 | 21762.5 | 157490.042 | 148762.5 | 0 | 8727.542 | 8727.542 | 0 | 127000 | 0 | 0 | 0 | 0 | 0
2022-04-11 02:00 | 0 | 0 | 186065 | 0 | 2846 | 0 | 15 | 148762.5 | 14.8763 | 0 | 148762.5 | 786616.7219 | 254 | 127000 | 2853.1315 | 2669.6697 | 21762.5 | 157490.042 | 148762.5 | 0 | 8727.542 | 8727.542 | 0 | 127000 | 0 | 0 | 0 | 0 | 0
2022-04-11 03:00 | 0 | 0 | 186065 | 0 | 2846 | 0 | 15 | 148762.5 | 14.8763 | 0 | 148762.5 | 637854.2219 | 254 | 127000 | 2853.1315 | 2669.6697 | 21762.5 | 157490.042 | 148762.5 | 0 | 8727.542 | 8727.542 | 0 | 127000 | 0 | 0 | 0 | 0 | 0
2022-04-11 04:00 | 0 | 0 | 186065 | 0 | 2846 | 0 | 15 | 148762.5 | 14.8763 | 0 | 148762.5 | 489091.7219 | 254 | 127000 | 2853.1315 | 2669.6697 | 21762.5 | 157490.042 | 148762.5 | 0 | 8727.542 | 8727.542 | 0 | 127000 | 0 | 0 | 0 | 0 | 0
2022-04-11 05:00 | 0 | 0 | 186065 | 0 | 2846 | 0 | 15 | 148762.5 | 14.8763 | 0 | 148762.5 | 340329.2219 | 254 | 127000 | 2853.1315 | 2669.6697 | 21762.5 | 157490.042 | 148762.5 | 0 | 8727.542 | 8727.542 | 0 | 127000 | 0 | 0 | 0 | 0 | 0
2022-04-11 06:00 | 0.0432 | 0.0027 | 186065 | 7796.8678 | 2846 | 1284.7982 | 15 | 140965.6322 | 14.0966 | 0 | 139680.834 | 191566.7219 | 254 | 127000 | 2853.1315 | 2669.6697 | 21762.5 | 157490.042 | 148762.5 | 0 | 8727.542 | 8727.542 | 0 | 127000 | 0 | 0 | 0 | 0 | 0
2022-04-11 07:00 | 0.21173 | 0.12328 | 186065 | 38213.6762 | 2846 | 58662.9359 | 15 | 110548.8238 | 11.0549 | 0 | 51885.8879 | 51885.8879 | 254 | 127000 | 2853.1315 | 2669.6697 | 21762.5 | 157490.042 | 148762.5 | 0 | 8727.542 | 8727.542 | 16451.1762 | 110548.8238 | 0 | 0 | 0 | 0 | 0
2022-04-11 08:00 | 0.43265 | 0.28783 | 186065 | 78085.9916 | 2846 | 136964.2509 | 15 | 70676.5084 | 7.0677 | 50193.7543 | 0 | 0 | 254 | 127000 | 2853.1315 | 2669.6697 | 21762.5 | 157490.042 | 148762.5 | 0 | 8727.542 | 8727.542 | 78085.9916 | 48914.0084 | 0 | 0 | 0 | 0 | 0
2022-04-11 09:00 | 0.65135 | 0.42377 | 186065 | 117557.6346 | 2846 | 201651.463 | 15 | 31204.8654 | 3.1205 | 170446.5976 | 0 | 50193.7543 | 254 | 127000 | 2853.1315 | 2669.6697 | 21762.5 | 157490.042 | 148762.5 | 0 | 8727.542 | 8727.542 | 117557.6346 | 9442.3654 | 0 | 0 | 0 | 0 | 0
2022-04-11 10:00 | 0.8251 | 0.51501 | 186065 | 148916.5646 | 2846 | 245068.1265 | 15 | 0 | 0 | 245068.1265 | 0 | 220640.3519 | 254 | 127000 | 2853.1315 | 2669.6697 | 21762.5 | 157490.042 | 148762.5 | 0 | 8727.542 | 8727.542 | 127000 | 0 | 0 | 0 | 0 | 0 | 0
2022-04-11 11:00 | 0.93375 | 0.57511 | 186065 | 168526.0479 | 2846 | 273666.7836 | 15 | 0 | 0 | 273666.7836 | 0 | 465708.4784 | 254 | 127000 | 2853.1315 | 2669.6697 | 21762.5 | 157490.042 | 148762.5 | 0 | 8727.542 | 8727.542 | 127000 | 0 | 0 | 0 | 0 | 0 | 0
2022-04-11 12:00 | 0.96805 | 0.62814 | 186065 | 174716.6166 | 2846 | 298901.1728 | 15 | 0 | 0 | 298901.1728 | 0 | 739375.262 | 254 | 127000 | 2853.1315 | 2669.6697 | 21762.5 | 157490.042 | 148762.5 | 0 | 8727.542 | 8727.542 | 127000 | 0 | 0 | 0 | 0 | 0 | 0
2022-04-11 13:00 | 0.92775 | 0.61564 | 186065 | 167443.1496 | 2846 | 292953.0328 | 15 | 0 | 0 | 292953.0328 | 0 | 1038276.4348 | 254 | 127000 | 2853.1315 | 2669.6697 | 21762.5 | 157490.042 | 148762.5 | 0 | 8727.542 | 8727.542 | 127000 | 0 | 0 | 0 | 0 | 0 | 0
2022-04-11 14:00 | 0.80285 | 0.56902 | 186065 | 144900.8167 | 2846 | 270768.8498 | 15 | 3861.6833 | 0.38617 | 266907.1665 | 0 | 1331229.4676 | 254 | 127000 | 2853.1315 | 2669.6697 | 21762.5 | 157490.042 | 148762.5 | 0 | 8727.542 | 8727.542 | 123138.3167 | 3861.6833 | 0 | 0 | 0 | 0 | 0
2022-04-11 15:00 | 0.62112 | 0.47051 | 186065 | 112101.632 | 2846 | 223892.7481 | 15 | 36660.868 | 3.6661 | 187231.8801 | 0 | 1598136.6341 | 254 | 127000 | 2853.1315 | 2669.6697 | 21762.5 | 157490.042 | 148762.5 | 0 | 8727.542 | 8727.542 | 112101.632 | 14898.368 | 0 | 0 | 0 | 0 | 0
2022-04-11 16:00 | 0.40173 | 0.37338 | 186065 | 72505.4557 | 2846 | 177673.3211 | 15 | 76257.0443 | 7.6257 | 101416.2767 | 0 | 1785368.5142 | 254 | 127000 | 2853.1315 | 2669.6697 | 21762.5 | 157490.042 | 148762.5 | 0 | 8727.542 | 8727.542 | 72505.4557 | 54494.5443 | 0 | 0 | 0 | 0 | 0
2022-04-11 17:00 | 0.18405 | 0.17852 | 186065 | 33217.9054 | 2846 | 84948.9562 | 15 | 115544.5946 | 11.5545 | 0 | 30595.6384 | 1886784.791 | 254 | 127000 | 2853.1315 | 2669.6697 | 21762.5 | 157490.042 | 148762.5 | 0 | 8727.542 | 8727.542 | 33217.9054 | 93782.0946 | 0 | 0 | 0 | 0 | 0
2022-04-11 18:00 | 0.0238 | 0.002 | 186065 | 4295.4966 | 2846 | 951.7024 | 15 | 144467.0034 | 14.4467 | 0 | 143515.301 | 1856189.1525 | 254 | 127000 | 2853.1315 | 2669.6697 | 21762.5 | 157490.042 | 148762.5 | 0 | 8727.542 | 8727.542 | 0 | 127000 | 0 | 0 | 0 | 0 | 0
2022-04-11 19:00 | 0 | 0 | 186065 | 0 | 2846 | 0 | 15 | 148762.5 | 14.8763 | 0 | 148762.5 | 1712673.8515 | 254 | 127000 | 2853.1315 | 2669.6697 | 21762.5 | 157490.042 | 148762.5 | 0 | 8727.542 | 8727.542 | 0 | 127000 | 0 | 0 | 0 | 0 | 0
2022-04-11 20:00 | 0 | 0 | 186065 | 0 | 2846 | 0 | 15 | 148762.5 | 14.8763 | 0 | 148762.5 | 1563911.3515 | 254 | 127000 | 2853.1315 | 2669.6697 | 21762.5 | 157490.042 | 148762.5 | 0 | 8727.542 | 8727.542 | 0 | 127000 | 0 | 0 | 0 | 0 | 0
2022-04-11 21:00 | 0 | 0 | 186065 | 0 | 2846 | 0 | 15 | 148762.5 | 14.8763 | 0 | 148762.5 | 1415148.8515 | 254 | 127000 | 2853.1315 | 2669.6697 | 21762.5 | 157490.042 | 148762.5 | 0 | 8727.542 | 8727.542 | 0 | 127000 | 0 | 0 | 0 | 0 | 0
2022-04-11 22:00 | 0 | 0 | 186065 | 0 | 2846 | 0 | 15 | 148762.5 | 14.8763 | 0 | 148762.5 | 1266386.3515 | 254 | 127000 | 2853.1315 | 2669.6697 | 21762.5 | 157490.042 | 148762.5 | 0 | 8727.542 | 8727.542 | 0 | 127000 | 0 | 0 | 0 | 0 | 0
2022-04-11 23:00 | 0 | 0 | 186065 | 0 | 2846 | 0 | 15 | 148762.5 | 14.8763 | 0 | 148762.5 | 1117623.8515 | 254 | 127000 | 2853.1315 | 2669.6697 | 21762.5 | 157490.042 | 148762.5 | 0 | 8727.542 | 8727.542 | 0 | 127000 | 0 | 0 | 0 | 0 | 0
2022-04-12 | 0 | 0 | 186065 | 0 | 2846 | 0 | 15 | 147737.5 | 14.7737 | 0 | 147737.5 | 968861.3515 | 254 | 127000 | 2853.1315 | 2669.6697 | 20737.5 | 156465.042 | 147737.5 | 0 | 8727.542 | 8727.542 | 0 | 127000 | 0 | 0 | 0 | 0 | 0
2022-04-12 01:00 | 0 | 0 | 186065 | 0 | 2846 | 0 | 15 | 147737.5 | 14.7737 | 0 | 147737.5 | 821123.8515 | 254 | 127000 | 2853.1315 | 2669.6697 | 20737.5 | 156465.042 | 147737.5 | 0 | 8727.542 | 8727.542 | 0 | 127000 | 0 | 0 | 0 | 0 | 0
2022-04-12 02:00 | 0 | 0 | 186065 | 0 | 2846 | 0 | 15 | 147737.5 | 14.7737 | 0 | 147737.5 | 673386.3515 | 254 | 127000 | 2853.1315 | 2669.6697 | 20737.5 | 156465.042 | 147737.5 | 0 | 8727.542 | 8727.542 | 0 | 127000 | 0 | 0 | 0 | 0 | 0
2022-04-12 03:00 | 0 | 0 | 186065 | 0 | 2846 | 0 | 15 | 147737.5 | 14.7737 | 0 | 147737.5 | 525648.8515 | 254 | 127000 | 2853.1315 | 2669.6697 | 20737.5 | 156465.042 | 147737.5 | 0 | 8727.542 | 8727.542 | 0 | 127000 | 0 | 0 | 0 | 0 | 0
2022-04-12 04:00 | 0 | 0 | 186065 | 0 | 2846 | 0 | 15 | 147737.5 | 14.7737 | 0 | 147737.5 | 377911.3515 | 254 | 127000 | 2853.1315 | 2669.6697 | 20737.5 | 156465.042 | 147737.5 | 0 | 8727.542 | 8727.542 | 0 | 127000 | 0 | 0 | 0 | 0 | 0
2022-04-12 05:00 | 0 | 0 | 186065 | 0 | 2846 | 0 | 15 | 147737.5 | 14.7737 | 0 | 147737.5 | 230173.8515 | 254 | 127000 | 2853.1315 | 2669.6697 | 20737.5 | 156465.042 | 147737.5 | 0 | 8727.542 | 8727.542 | 0 | 127000 | 0 | 0 | 0 | 0 | 0
2022-04-12 06:00 | 0.05985 | 0.11453 | 186065 | 10801.9105 | 2846 | 54499.2379 | 15 | 136935.5895 | 13.6936 | 0 | 82436.3515 | 82436.3515 | 254 | 127000 | 2853.1315 | 2669.6697 | 20737.5 | 156465.042 | 147737.5 | 0 | 8727.542 | 8727.542 | 0 | 127000 | 0 | 0 | 0 | 0 | 0
2022-04-12 07:00 | 0.2833 | 0.58479 | 186065 | 51130.8481 | 2846 | 278273.0232 | 15 | 96606.6519 | 9.6607 | 0 | 0 | 0 | 254 | 127000 | 2853.1315 | 2669.6697 | 20737.5 | 156465.042 | 147737.5 | 0 | 8727.542 | 8727.542 | 51130.8481 | 75869.1519 | 0 | 0 | 0 | 0 | 0
2022-04-12 08:00 | 0.5313 | 0.78989 | 186065 | 95890.6445 | 2846 | 375870.1044 | 15 | 51846.8555 | 5.1847 | 0 | 0 | 0 | 254 | 127000 | 2853.1315 | 2669.6697 | 20737.5 | 156465.042 | 147737.5 | 0 | 8727.542 | 8727.542 | 75153.1445 | 51846.8555 | 0 | 0 | 0 | 0 | 0
2022-04-12 09:00 | 0.75342 | 0.93244 | 186065 | 135979.5395 | 2846 | 443702.6929 | 15 | 11757.9605 | 1.1758 | 0 | 0 | 0 | 254 | 127000 | 2853.1315 | 2669.6697 | 20737.5 | 156465.042 | 147737.5 | 0 | 8727.542 | 8727.542 | 127000 | 0 | 0 | 0 | 0 | 0 | 0
2022-04-12 10:00 | 0.91962 | 1.0025 | 186065 | 165975.8224 | 2846 | 477036.0695 | 15 | 0 | 0 | 0 | 0 | 0 | 254 | 127000 | 2853.1315 | 2669.6697 | 20737.5 | 156465.042 | 147737.5 | 0 | 8727.542 | 8727.542 | 127000 | 0 | 0 | 0 | 0 | 0 | 0
2022-04-12 11:00 | 1.0208 | 1.0262 | 186065 | 184233.4878 | 2846 | 488313.7429 | 15 | 0 | 0 | 0 | 0 | 0 | 254 | 127000 | 2853.1315 | 2669.6697 | 20737.5 | 156465.042 | 147737.5 | 0 | 8727.542 | 8727.542 | 127000 | 0 | 0 | 0 | 0 | 0 | 0
2022-04-12 12:00 | 1.039 | 0.95527 | 186065 | 187527.3034 | 2846 | 454566.3758 | 15 | 0 | 0 | 18925.6474 | 0 | 0 | 254 | 127000 | 2853.1315 | 2669.6697 | 20737.5 | 156465.042 | 147737.5 | 0 | 8727.542 | 8727.542 | 127000 | 0 | 0 | 0 | 0 | 0 | 0
2022-04-12 13:00 | 0.99485 | 0.95733 | 186065 | 179553.5623 | 2846 | 455546.6293 | 15 | 0 | 0 | 455546.6293 | 0 | 18925.6474 | 254 | 127000 | 2853.1315 | 2669.6697 | 20737.5 | 156465.042 | 147737.5 | 0 | 8727.542 | 8727.542 | 127000 | 0 | 0 | 0 | 0 | 0 | 0
2022-04-12 14:00 | 0.8803 | 0.94354 | 186065 | 158879.2289 | 2846 | 448984.6412 | 15 | 0 | 0 | 448984.6412 | 0 | 474472.2767 | 254 | 127000 | 2853.1315 | 2669.6697 | 20737.5 | 156465.042 | 147737.5 | 0 | 8727.542 | 8727.542 | 127000 | 0 | 0 | 0 | 0 | 0 | 0
2022-04-12 15:00 | 0.70575 | 0.90878 | 186065 | 127375.9125 | 2846 | 432444.0535 | 15 | 20361.5875 | 2.0362 | 412082.4661 | 0 | 923456.918 | 254 | 127000 | 2853.1315 | 2669.6697 | 20737.5 | 156465.042 | 147737.5 | 0 | 8727.542 | 8727.542 | 127000 | 0 | 0 | 0 | 0 | 0 | 0
2022-04-12 16:00 | 0.48673 | 0.81813 | 186065 | 87846.5149 | 2846 | 389308.1423 | 15 | 59890.9851 | 5.9891 | 329417.1572 | 0 | 1335539.384 | 254 | 127000 | 2853.1315 | 2669.6697 | 20737.5 | 156465.042 | 147737.5 | 0 | 8727.542 | 8727.542 | 67109.0149 | 59890.9851 | 0 | 0 | 0 | 0 | 0
2022-04-12 17:00 | 0.24595 | 0.68178 | 186065 | 44389.8061 | 2846 | 324425.8311 | 15 | 103347.6939 | 10.3348 | 221078.1373 | 0 | 1664956.5412 | 254 | 127000 | 2853.1315 | 2669.6697 | 20737.5 | 156465.042 | 147737.5 | 0 | 8727.542 | 8727.542 | 44389.8061 | 82610.1939 | 0 | 0 | 0 | 0 | 0
2022-04-12 18:00 | 0.03485 | 0.17284 | 186065 | 6289.8343 | 2846 | 82246.1214 | 15 | 141447.6657 | 14.1448 | 0 | 59201.5443 | 1886034.6785 | 254 | 127000 | 2853.1315 | 2669.6697 | 20737.5 | 156465.042 | 147737.5 | 0 | 8727.542 | 8727.542 | 6289.8343 | 120710.1657 | 0 | 0 | 0 | 0 | 0
2022-04-12 19:00 | 0 | 0 | 186065 | 0 | 2846 | 0 | 15 | 147737.5 | 14.7737 | 0 | 147737.5 | 1826833.1342 | 254 | 127000 | 2853.1315 | 2669.6697 | 20737.5 | 156465.042 | 147737.5 | 0 | 8727.542 | 8727.542 | 0 | 127000 | 0 | 0 | 0 | 0 | 0
2022-04-12 20:00 | 0 | 0 | 186065 | 0 | 2846 | 0 | 15 | 147737.5 | 14.7737 | 0 | 147737.5 | 1679095.6342 | 254 | 127000 | 2853.1315 | 2669.6697 | 20737.5 | 156465.042 | 147737.5 | 0 | 8727.542 | 8727.542 | 0 | 127000 | 0 | 0 | 0 | 0 | 0
2022-04-12 21:00 | 0 | 0 | 186065 | 0 | 2846 | 0 | 15 | 147737.5 | 14.7737 | 0 | 147737.5 | 1531358.1342 | 254 | 127000 | 2853.1315 | 2669.6697 | 20737.5 | 156465.042 | 147737.5 | 0 | 8727.542 | 8727.542 | 0 | 127000 | 0 | 0 | 0 | 0 | 0
2022-04-12 22:00 | 0 | 0 | 186065 | 0 | 2846 | 0 | 15 | 147737.5 | 14.7737 | 0 | 147737.5 | 1383620.6342 | 254 | 127000 | 2853.1315 | 2669.6697 | 20737.5 | 156465.042 | 147737.5 | 0 | 8727.542 | 8727.542 | 0 | 127000 | 0 | 0 | 0 | 0 | 0
2022-04-12 23:00 | 0 | 0 | 186065 | 0 | 2846 | 0 | 15 | 147737.5 | 14.7737 | 0 | 147737.5 | 1235883.1342 | 254 | 127000 | 2853.1315 | 2669.6697 | 20737.5 | 156465.042 | 147737.5 | 0 | 8727.542 | 8727.542 | 0 | 127000 | 0 | 0 | 0 | 0 | 0
2022-04-13 | 0 | 0 | 186065 | 0 | 2846 | 0 | 15 | 149291.6667 | 14.9292 | 0 | 149291.6667 | 1088145.6342 | 254 | 127000 | 2853.1315 | 2669.6697 | 22291.6667 | 158019.2086 | 149291.6667 | 0 | 8727.542 | 8727.542 | 0 | 127000 | 0 | 0 | 0 | 0 | 0
2022-04-13 01:00 | 0 | 0 | 186065 | 0 | 2846 | 0 | 15 | 149291.6667 | 14.9292 | 0 | 149291.6667 | 938853.9675 | 254 | 127000 | 2853.1315 | 2669.6697 | 22291.6667 | 158019.2086 | 149291.6667 | 0 | 8727.542 | 8727.542 | 0 | 127000 | 0 | 0 | 0 | 0 | 0
2022-04-13 02:00 | 0 | 0 | 186065 | 0 | 2846 | 0 | 15 | 149291.6667 | 14.9292 | 0 | 149291.6667 | 789562.3009 | 254 | 127000 | 2853.1315 | 2669.6697 | 22291.6667 | 158019.2086 | 149291.6667 | 0 | 8727.542 | 8727.542 | 0 | 127000 | 0 | 0 | 0 | 0 | 0
2022-04-13 03:00 | 0 | 0 | 186065 | 0 | 2846 | 0 | 15 | 149291.6667 | 14.9292 | 0 | 149291.6667 | 640270.6342 | 254 | 127000 | 2853.1315 | 2669.6697 | 22291.6667 | 158019.2086 | 149291.6667 | 0 | 8727.542 | 8727.542 | 0 | 127000 | 0 | 0 | 0 | 0 | 0
2022-04-13 04:00 | 0 | 0 | 186065 | 0 | 2846 | 0 | 15 | 149291.6667 | 14.9292 | 0 | 149291.6667 | 490978.9675 | 254 | 127000 | 2853.1315 | 2669.6697 | 22291.6667 | 158019.2086 | 149291.6667 | 0 | 8727.542 | 8727.542 | 0 | 127000 | 0 | 0 | 0 | 0 | 0
2022-04-13 05:00 | 0 | 0 | 186065 | 0 | 2846 | 0 | 15 | 149291.6667 | 14.9292 | 0 | 149291.6667 | 341687.3009 | 254 | 127000 | 2853.1315 | 2669.6697 | 22291.6667 | 158019.2086 | 149291.6667 | 0 | 8727.542 | 8727.542 | 0 | 127000 | 0 | 0 | 0 | 0 | 0
2022-04-13 06:00 | 0.07457 | 0.3531 | 186065 | 13458.621 | 2846 | 168023.0587 | 15 | 135833.0456 | 13.5833 | 32190.0131 | 0 | 192395.6342 | 254 | 127000 | 2853.1315 | 2669.6697 | 22291.6667 | 158019.2086 | 149291.6667 | 0 | 8727.542 | 8727.542 | 0 | 127000 | 0 | 0 | 0 | 0 | 0
2022-04-13 07:00 | 0.30458 | 0.74694 | 186065 | 54971.5274 | 2846 | 355432.2953 | 15 | 94320.1393 | 9.432 | 261112.156 | 0 | 224585.6473 | 254 | 127000 | 2853.1315 | 2669.6697 | 22291.6667 | 158019.2086 | 149291.6667 | 0 | 8727.542 | 8727.542 | 54971.5274 | 72028.4726 | 0 | 0 | 0 | 0 | 0
2022-04-13 08:00 | 0.5416 | 0.88141 | 186065 | 97749.6199 | 2846 | 419420.0062 | 15 | 51542.0468 | 5.1542 | 367877.9594 | 0 | 485697.8033 | 254 | 127000 | 2853.1315 | 2669.6697 | 22291.6667 | 158019.2086 | 149291.6667 | 0 | 8727.542 | 8727.542 | 75457.9532 | 51542.0468 | 0 | 0 | 0 | 0 | 0
2022-04-13 09:00 | 0.75165 | 0.96672 | 186065 | 135660.0845 | 2846 | 460014.8721 | 15 | 13631.5821 | 1.3632 | 446383.2899 | 0 | 853575.7627 | 254 | 127000 | 2853.1315 | 2669.6697 | 22291.6667 | 158019.2086 | 149291.6667 | 0 | 8727.542 | 8727.542 | 113368.4179 | 13631.5821 | 0 | 0 | 0 | 0 | 0
2022-04-13 10:00 | 0.91262 | 1.0009 | 186065 | 164712.4411 | 2846 | 476298.5001 | 15 | 0 | 0 | 476298.5001 | 0 | 1299959.0527 | 254 | 127000 | 2853.1315 | 2669.6697 | 22291.6667 | 158019.2086 | 149291.6667 | 0 | 8727.542 | 8727.542 | 127000 | 0 | 0 | 0 | 0 | 0 | 0
2022-04-13 11:00 | 1.0106 | 1.0304 | 186065 | 182396.1703 | 2846 | 490312.318 | 15 | 0 | 0 | 490312.318 | 0 | 1776257.5528 | 254 | 127000 | 2853.1315 | 2669.6697 | 22291.6667 | 158019.2086 | 149291.6667 | 0 | 8727.542 | 8727.542 | 127000 | 0 | 0 | 0 | 0 | 0 | 0
2022-04-13 12:00 | 1.0112 | 0.89771 | 186065 | 182499.0457 | 2846 | 427176.3808 | 15 | 0 | 0 | 427176.3808 | 0 | 2266569.8708 | 254 | 127000 | 2853.1315 | 2669.6697 | 22291.6667 | 158019.2086 | 149291.6667 | 0 | 8727.542 | 8727.542 | 127000 | 0 | 0 | 0 | 0 | 0 | 0
2022-04-13 13:00 | 0.96762 | 0.8865 | 186065 | 174639.0088 | 2846 | 421842.0888 | 15 | 0 | 0 | 421842.0888 | 0 | 2693746.2515 | 254 | 127000 | 2853.1315 | 2669.6697 | 22291.6667 | 158019.2086 | 149291.6667 | 0 | 8727.542 | 8727.542 | 127000 | 0 | 0 | 0 | 0 | 0 | 0
2022-04-13 14:00 | 0.84533 | 0.81106 | 186065 | 152567.7367 | 2846 | 385943.8743 | 15 | 0 | 0 | 385943.8743 | 0 | 3115588.3403 | 254 | 127000 | 2853.1315 | 2669.6697 | 22291.6667 | 158019.2086 | 149291.6667 | 0 | 8727.542 | 8727.542 | 127000 | 0 | 0 | 0 | 0 | 0 | 0
2022-04-13 15:00 | 0.6615 | 0.74079 | 186065 | 119389.5376 | 2846 | 352505.8104 | 15 | 29902.1291 | 2.9902 | 322603.6814 | 0 | 3501532.2146 | 254 | 127000 | 2853.1315 | 2669.6697 | 22291.6667 | 158019.2086 | 149291.6667 | 0 | 8727.542 | 8727.542 | 97097.8709 | 29902.1291 | 0 | 0 | 0 | 0 | 0
2022-04-13 16:00 | 0.43185 | 0.52896 | 186065 | 77941.6051 | 2846 | 251706.2508 | 15 | 71350.0615 | 7.135 | 180356.1892 | 0 | 3824135.8959 | 254 | 127000 | 2853.1315 | 2669.6697 | 22291.6667 | 158019.2086 | 149291.6667 | 0 | 8727.542 | 8727.542 | 55649.9385 | 71350.0615 | 0 | 0 | 0 | 0 | 0
2022-04-13 17:00 | 0.19843 | 0.24177 | 186065 | 35813.2516 | 2846 | 115046.5446 | 15 | 113478.4151 | 11.3478 | 1568.1296 | 0 | 4004492.0852 | 254 | 127000 | 2853.1315 | 2669.6697 | 22291.6667 | 158019.2086 | 149291.6667 | 0 | 8727.542 | 8727.542 | 13521.5849 | 113478.4151 | 0 | 0 | 0 | 0 | 0
2022-04-13 18:00 | 0.02608 | 0.00952 | 186065 | 4706.9979 | 2846 | 4530.1034 | 15 | 144584.6687 | 14.4585 | 0 | 140054.5653 | 4006060.2147 | 254 | 127000 | 2853.1315 | 2669.6697 | 22291.6667 | 158019.2086 | 149291.6667 | 0 | 8727.542 | 8727.542 | 0 | 127000 | 0 | 0 | 0 | 0 | 0
2022-04-13 19:00 | 0 | 0 | 186065 | 0 | 2846 | 0 | 15 | 149291.6667 | 14.9292 | 0 | 149291.6667 | 3866005.6494 | 254 | 127000 | 2853.1315 | 2669.6697 | 22291.6667 | 158019.2086 | 149291.6667 | 0 | 8727.542 | 8727.542 | 0 | 127000 | 0 | 0 | 0 | 0 | 0
2022-04-13 20:00 | 0 | 0 | 186065 | 0 | 2846 | 0 | 15 | 149291.6667 | 14.9292 | 0 | 149291.6667 | 3716713.9828 | 254 | 127000 | 2853.1315 | 2669.6697 | 22291.6667 | 158019.2086 | 149291.6667 | 0 | 8727.542 | 8727.542 | 0 | 127000 | 0 | 0 | 0 | 0 | 0
2022-04-13 21:00 | 0 | 0 | 186065 | 0 | 2846 | 0 | 15 | 149291.6667 | 14.9292 | 0 | 149291.6667 | 3567422.3161 | 254 | 127000 | 2853.1315 | 2669.6697 | 22291.6667 | 158019.2086 | 149291.6667 | 0 | 8727.542 | 8727.542 | 0 | 127000 | 0 | 0 | 0 | 0 | 0
2022-04-13 22:00 | 0 | 0 | 186065 | 0 | 2846 | 0 | 15 | 149291.6667 | 14.9292 | 0 | 149291.6667 | 3418130.6494 | 254 | 127000 | 2853.1315 | 2669.6697 | 22291.6667 | 158019.2086 | 149291.6667 | 0 | 8727.542 | 8727.542 | 0 | 127000 | 0 | 0 | 0 | 0 | 0
2022-04-13 23:00 | 0 | 0 | 186065 | 0 | 2846 | 0 | 15 | 149291.6667 | 14.9292 | 0 | 149291.6667 | 3268838.9828 | 254 | 127000 | 2853.1315 | 2669.6697 | 22291.6667 | 158019.2086 | 149291.6667 | 0 | 8727.542 | 8727.542 | 0 | 127000 | 0 | 0 | 0 | 0 | 0
2022-04-14 | 0 | 0 | 186065 | 0 | 2846 | 0 | 15 | 149166.6667 | 14.9167 | 0 | 149166.6667 | 3119547.3161 | 254 | 127000 | 2853.1315 | 2669.6697 | 22166.6667 | 157894.2086 | 149166.6667 | 0 | 8727.542 | 8727.542 | 0 | 127000 | 0 | 0 | 0 | 0 | 0
2022-04-14 01:00 | 0 | 0 | 186065 | 0 | 2846 | 0 | 15 | 149166.6667 | 14.9167 | 0 | 149166.6667 | 2970380.6494 | 254 | 127000 | 2853.1315 | 2669.6697 | 22166.6667 | 157894.2086 | 149166.6667 | 0 | 8727.542 | 8727.542 | 0 | 127000 | 0 | 0 | 0 | 0 | 0
2022-04-14 02:00 | 0 | 0 | 186065 | 0 | 2846 | 0 | 15 | 149166.6667 | 14.9167 | 0 | 149166.6667 | 2821213.9828 | 254 | 127000 | 2853.1315 | 2669.6697 | 22166.6667 | 157894.2086 | 149166.6667 | 0 | 8727.542 | 8727.542 | 0 | 127000 | 0 | 0 | 0 | 0 | 0
2022-04-14 03:00 | 0 | 0 | 186065 | 0 | 2846 | 0 | 15 | 149166.6667 | 14.9167 | 0 | 149166.6667 | 2672047.3161 | 254 | 127000 | 2853.1315 | 2669.6697 | 22166.6667 | 157894.2086 | 149166.6667 | 0 | 8727.542 | 8727.542 | 0 | 127000 | 0 | 0 | 0 | 0 | 0
2022-04-14 04:00 | 0 | 0 | 186065 | 0 | 2846 | 0 | 15 | 149166.6667 | 14.9167 | 0 | 149166.6667 | 2522880.6494 | 254 | 127000 | 2853.1315 | 2669.6697 | 22166.6667 | 157894.2086 | 149166.6667 | 0 | 8727.542 | 8727.542 | 0 | 127000 | 0 | 0 | 0 | 0 | 0
2022-04-14 05:00 | 0 | 0 | 186065 | 0 | 2846 | 0 | 15 | 149166.6667 | 14.9167 | 0 | 149166.6667 | 2373713.9828 | 254 | 127000 | 2853.1315 | 2669.6697 | 22166.6667 | 157894.2086 | 149166.6667 | 0 | 8727.542 | 8727.542 | 0 | 127000 | 0 | 0 | 0 | 0 | 0
2022-04-14 06:00 | 0.04947 | 0.00776 | 186065 | 8928.4965 | 2846 | 3692.6053 | 15 | 140238.1702 | 14.0238 | 0 | 136545.5649 | 2224547.3161 | 254 | 127000 | 2853.1315 | 2669.6697 | 22166.6667 | 157894.2086 | 149166.6667 | 0 | 8727.542 | 8727.542 | 8928.4965 | 118071.5035 | 0 | 0 | 0 | 0 | 0
2022-04-14 07:00 | 0.19968 | 0.09023 | 186065 | 36038.8554 | 2846 | 42936.0538 | 15 | 113127.8112 | 11.3128 | 0 | 70191.7575 | 2088001.7512 | 254 | 127000 | 2853.1315 | 2669.6697 | 22166.6667 | 157894.2086 | 149166.6667 | 0 | 8727.542 | 8727.542 | 36038.8554 | 90961.1446 | 0 | 0 | 0 | 0 | 0
2022-04-14 08:00 | 0.40177 | 0.1828 | 186065 | 72512.675 | 2846 | 86985.5994 | 15 | 76653.9917 | 7.6654 | 10331.6077 | 0 | 2017809.9938 | 254 | 127000 | 2853.1315 | 2669.6697 | 22166.6667 | 157894.2086 | 149166.6667 | 0 | 8727.542 | 8727.542 | 50346.0083 | 76653.9917 | 0 | 0 | 0 | 0 | 0
2022-04-14 09:00 | 0.55005 | 0.18753 | 186065 | 99274.7017 | 2846 | 89236.3755 | 15 | 49891.965 | 4.9892 | 39344.4105 | 0 | 2028141.6015 | 254 | 127000 | 2853.1315 | 2669.6697 | 22166.6667 | 157894.2086 | 149166.6667 | 0 | 8727.542 | 8727.542 | 77108.035 | 49891.965 | 0 | 0 | 0 | 0 | 0
2022-04-14 10:00 | 0.63028 | 0.22477 | 186065 | 113754.8568 | 2846 | 106957.0742 | 15 | 35411.8099 | 3.5412 | 71545.2643 | 0 | 2067486.012 | 254 | 127000 | 2853.1315 | 2669.6697 | 22166.6667 | 157894.2086 | 149166.6667 | 0 | 8727.542 | 8727.542 | 91588.1901 | 35411.8099 | 0 | 0 | 0 | 0 | 0
2022-04-14 11:00 | 0.7556 | 0.30949 | 186065 | 136372.9926 | 2846 | 147271.1879 | 15 | 12793.6741 | 1.2794 | 134477.5138 | 0 | 2139031.2763 | 254 | 127000 | 2853.1315 | 2669.6697 | 22166.6667 | 157894.2086 | 149166.6667 | 0 | 8727.542 | 8727.542 | 127000 | 0 | 0 | 0 | 0 | 0 | 0
2022-04-14 12:00 | 0.87288 | 0.43031 | 186065 | 157540.0447 | 2846 | 204763.5299 | 15 | 0 | 0 | 204763.5299 | 0 | 2273508.7901 | 254 | 127000 | 2853.1315 | 2669.6697 | 22166.6667 | 157894.2086 | 149166.6667 | 0 | 8727.542 | 8727.542 | 127000 | 0 | 0 | 0 | 0 | 0 | 0
2022-04-14 13:00 | 0.8755 | 0.50591 | 186065 | 158012.9103 | 2846 | 240737.8806 | 15 | 0 | 0 | 240737.8806 | 0 | 2478272.32 | 254 | 127000 | 2853.1315 | 2669.6697 | 22166.6667 | 157894.2086 | 149166.6667 | 0 | 8727.542 | 8727.542 | 127000 | 0 | 0 | 0 | 0 | 0 | 0
2022-04-14 14:00 | 0.77033 | 0.49996 | 186065 | 139031.5079 | 2846 | 237906.566 | 15 | 10135.1588 | 1.0135 | 227771.4072 | 0 | 2719010.2006 | 254 | 127000 | 2853.1315 | 2669.6697 | 22166.6667 | 157894.2086 | 149166.6667 | 0 | 8727.542 | 8727.542 | 116864.8412 | 10135.1588 | 0 | 0 | 0 | 0 | 0
2022-04-14 15:00 | 0.59295 | 0.42859 | 186065 | 107017.4245 | 2846 | 203945.0658 | 15 | 42149.2422 | 4.2149 | 161795.8236 | 0 | 2946781.6078 | 254 | 127000 | 2853.1315 | 2669.6697 | 22166.6667 | 157894.2086 | 149166.6667 | 0 | 8727.542 | 8727.542 | 107017.4245 | 19982.5755 | 0 | 0 | 0 | 0 | 0
2022-04-14 16:00 | 0.37605 | 0.28942 | 186065 | 67870.651 | 2846 | 137720.8543 | 15 | 81296.0157 | 8.1296 | 56424.8386 | 0 | 3108577.4314 | 254 | 127000 | 2853.1315 | 2669.6697 | 22166.6667 | 157894.2086 | 149166.6667 | 0 | 8727.542 | 8727.542 | 45703.9843 | 81296.0157 | 0 | 0 | 0 | 0 | 0
2022-04-14 17:00 | 0.17365 | 0.13381 | 186065 | 31340.8816 | 2846 | 63673.6491 | 15 | 117825.785 | 11.7826 | 0 | 54152.136 | 3165002.27 | 254 | 127000 | 2853.1315 | 2669.6697 | 22166.6667 | 157894.2086 | 149166.6667 | 0 | 8727.542 | 8727.542 | 9174.215 | 117825.785 | 0 | 0 | 0 | 0 | 0
2022-04-14 18:00 | 0.02377 | 0.00125 | 186065 | 4290.0821 | 2846 | 594.814 | 15 | 144876.5846 | 14.4877 | 0 | 144281.7706 | 3110850.134 | 254 | 127000 | 2853.1315 | 2669.6697 | 22166.6667 | 157894.2086 | 149166.6667 | 0 | 8727.542 | 8727.542 | 0 | 127000 | 0 | 0 | 0 | 0 | 0
2022-04-14 19:00 | 0 | 0 | 186065 | 0 | 2846 | 0 | 15 | 149166.6667 | 14.9167 | 0 | 149166.6667 | 2966568.3635 | 254 | 127000 | 2853.1315 | 2669.6697 | 22166.6667 | 157894.2086 | 149166.6667 | 0 | 8727.542 | 8727.542 | 0 | 127000 | 0 | 0 | 0 | 0 | 0
2022-04-14 20:00 | 0 | 0 | 186065 | 0 | 2846 | 0 | 15 | 149166.6667 | 14.9167 | 0 | 149166.6667 | 2817401.6968 | 254 | 127000 | 2853.1315 | 2669.6697 | 22166.6667 | 157894.2086 | 149166.6667 | 0 | 8727.542 | 8727.542 | 0 | 127000 | 0 | 0 | 0 | 0 | 0
2022-04-14 21:00 | 0 | 0 | 186065 | 0 | 2846 | 0 | 15 | 149166.6667 | 14.9167 | 0 | 149166.6667 | 2668235.0301 | 254 | 127000 | 2853.1315 | 2669.6697 | 22166.6667 | 157894.2086 | 149166.6667 | 0 | 8727.542 | 8727.542 | 0 | 127000 | 0 | 0 | 0 | 0 | 0
2022-04-14 22:00 | 0 | 0 | 186065 | 0 | 2846 | 0 | 15 | 149166.6667 | 14.9167 | 0 | 149166.6667 | 2519068.3635 | 254 | 127000 | 2853.1315 | 2669.6697 | 22166.6667 | 157894.2086 | 149166.6667 | 0 | 8727.542 | 8727.542 | 0 | 127000 | 0 | 0 | 0 | 0 | 0
2022-04-14 23:00 | 0 | 0 | 186065 | 0 | 2846 | 0 | 15 | 149166.6667 | 14.9167 | 0 | 149166.6667 | 2369901.6968 | 254 | 127000 | 2853.1315 | 2669.6697 | 22166.6667 | 157894.2086 | 149166.6667 | 0 | 8727.542 | 8727.542 | 0 | 127000 | 0 | 0 | 0 | 0 | 0
2022-04-15 | 0 | 0 | 186065 | 0 | 2846 | 0 | 15 | 149333.3333 | 14.9333 | 0 | 149333.3333 | 2220735.0301 | 254 | 127000 | 2853.1315 | 2669.6697 | 22333.3333 | 158060.8753 | 149333.3333 | 0 | 8727.542 | 8727.542 | 0 | 127000 | 0 | 0 | 0 | 0 | 0
2022-04-15 01:00 | 0 | 0 | 186065 | 0 | 2846 | 0 | 15 | 149333.3333 | 14.9333 | 0 | 149333.3333 | 2071401.6968 | 254 | 127000 | 2853.1315 | 2669.6697 | 22333.3333 | 158060.8753 | 149333.3333 | 0 | 8727.542 | 8727.542 | 0 | 127000 | 0 | 0 | 0 | 0 | 0
2022-04-15 02:00 | 0 | 0 | 186065 | 0 | 2846 | 0 | 15 | 149333.3333 | 14.9333 | 0 | 149333.3333 | 1922068.3635 | 254 | 127000 | 2853.1315 | 2669.6697 | 22333.3333 | 158060.8753 | 149333.3333 | 0 | 8727.542 | 8727.542 | 0 | 127000 | 0 | 0 | 0 | 0 | 0
2022-04-15 03:00 | 0 | 0 | 186065 | 0 | 2846 | 0 | 15 | 149333.3333 | 14.9333 | 0 | 149333.3333 | 1772735.0301 | 254 | 127000 | 2853.1315 | 2669.6697 | 22333.3333 | 158060.8753 | 149333.3333 | 0 | 8727.542 | 8727.542 | 0 | 127000 | 0 | 0 | 0 | 0 | 0
2022-04-15 04:00 | 0 | 0 | 186065 | 0 | 2846 | 0 | 15 | 149333.3333 | 14.9333 | 0 | 149333.3333 | 1623401.6968 | 254 | 127000 | 2853.1315 | 2669.6697 | 22333.3333 | 158060.8753 | 149333.3333 | 0 | 8727.542 | 8727.542 | 0 | 127000 | 0 | 0 | 0 | 0 | 0
2022-04-15 05:00 | 0 | 0 | 186065 | 0 | 2846 | 0 | 15 | 149333.3333 | 14.9333 | 0 | 149333.3333 | 1474068.3635 | 254 | 127000 | 2853.1315 | 2669.6697 | 22333.3333 | 158060.8753 | 149333.3333 | 0 | 8727.542 | 8727.542 | 0 | 127000 | 0 | 0 | 0 | 0 | 0
2022-04-15 06:00 | 0.05828 | 0.05063 | 186065 | 10518.5522 | 2846 | 24092.3463 | 15 | 138814.7812 | 13.8815 | 0 | 114722.4349 | 1324735.0301 | 254 | 127000 | 2853.1315 | 2669.6697 | 22333.3333 | 158060.8753 | 149333.3333 | 0 | 8727.542 | 8727.542 | 10518.5522 | 116481.4478 | 0 | 0 | 0 | 0 | 0
2022-04-15 07:00 | 0.25482 | 0.32963 | 186065 | 45990.6908 | 2846 | 156854.8311 | 15 | 103342.6425 | 10.3343 | 53512.1885 | 0 | 1210012.5952 | 254 | 127000 | 2853.1315 | 2669.6697 | 22333.3333 | 158060.8753 | 149333.3333 | 0 | 8727.542 | 8727.542 | 45990.6908 | 81009.3092 | 0 | 0 | 0 | 0 | 0
2022-04-15 08:00 | 0.4918 | 0.53989 | 186065 | 88761.564 | 2846 | 256907.3044 | 15 | 60571.7693 | 6.0572 | 196335.535 | 0 | 1263524.7837 | 254 | 127000 | 2853.1315 | 2669.6697 | 22333.3333 | 158060.8753 | 149333.3333 | 0 | 8727.542 | 8727.542 | 88761.564 | 38238.436 | 0 | 0 | 0 | 0 | 0
2022-04-15 09:00 | 0.70588 | 0.66556 | 186065 | 127399.3753 | 2846 | 316707.5247 | 15 | 21933.958 | 2.1934 | 294773.5667 | 0 | 1459860.3187 | 254 | 127000 | 2853.1315 | 2669.6697 | 22333.3333 | 158060.8753 | 149333.3333 | 0 | 8727.542 | 8727.542 | 105066.042 | 21933.958 | 0 | 0 | 0 | 0 | 0
2022-04-15 10:00 | 0.86922 | 0.73907 | 186065 | 156879.4767 | 2846 | 351687.3464 | 15 | 0 | 0 | 351687.3464 | 0 | 1754633.8854 | 254 | 127000 | 2853.1315 | 2669.6697 | 22333.3333 | 158060.8753 | 149333.3333 | 0 | 8727.542 | 8727.542 | 127000 | 0 | 0 | 0 | 0 | 0 | 0
2022-04-15 11:00 | 0.96808 | 0.78507 | 186065 | 174722.031 | 2846 | 373576.5016 | 15 | 0 | 0 | 373576.5016 | 0 | 2106321.2318 | 254 | 127000 | 2853.1315 | 2669.6697 | 22333.3333 | 158060.8753 | 149333.3333 | 0 | 8727.542 | 8727.542 | 127000 | 0 | 0 | 0 | 0 | 0 | 0
2022-04-15 12:00 | 0.9815 | 0.73241 | 186065 | 177144.1136 | 2846 | 348518.1774 | 15 | 0 | 0 | 348518.1774 | 0 | 2479897.7334 | 254 | 127000 | 2853.1315 | 2669.6697 | 22333.3333 | 158060.8753 | 149333.3333 | 0 | 8727.542 | 8727.542 | 127000 | 0 | 0 | 0 | 0 | 0 | 0
2022-04-15 13:00 | 0.93495 | 0.71825 | 186065 | 168742.6276 | 2846 | 341780.1244 | 15 | 0 | 0 | 341780.1244 | 0 | 2828415.9108 | 254 | 127000 | 2853.1315 | 2669.6697 | 22333.3333 | 158060.8753 | 149333.3333 | 0 | 8727.542 | 8727.542 | 127000 | 0 | 0 | 0 | 0 | 0 | 0
2022-04-15 14:00 | 0.81417 | 0.6696 | 186065 | 146943.8848 | 2846 | 318629.9635 | 15 | 2389.4485 | 0.23894 | 316240.515 | 0 | 3170196.0352 | 254 | 127000 | 2853.1315 | 2669.6697 | 22333.3333 | 158060.8753 | 149333.3333 | 0 | 8727.542 | 8727.542 | 127000 | 0 | 0 | 0 | 0 | 0 | 0
2022-04-15 15:00 | 0.6336 | 0.58135 | 186065 | 114354.0605 | 2846 | 276636.0951 | 15 | 34979.2729 | 3.4979 | 241656.8223 | 0 | 3486436.5502 | 254 | 127000 | 2853.1315 | 2669.6697 | 22333.3333 | 158060.8753 | 149333.3333 | 0 | 8727.542 | 8727.542 | 92020.7271 | 34979.2729 | 0 | 0 | 0 | 0 | 0
2022-04-15 16:00 | 0.4127 | 0.43894 | 186065 | 74485.3547 | 2846 | 208870.1257 | 15 | 74847.9786 | 7.4848 | 134022.1471 | 0 | 3728093.3724 | 254 | 127000 | 2853.1315 | 2669.6697 | 22333.3333 | 158060.8753 | 149333.3333 | 0 | 8727.542 | 8727.542 | 74485.3547 | 52514.6453 | 0 | 0 | 0 | 0 | 0
2022-04-15 17:00 | 0.19085 | 0.21763 | 186065 | 34445.1901 | 2846 | 103559.4967 | 15 | 114888.1432 | 11.4888 | 0 | 11328.6466 | 3862115.5196 | 254 | 127000 | 2853.1315 | 2669.6697 | 22333.3333 | 158060.8753 | 149333.3333 | 0 | 8727.542 | 8727.542 | 34445.1901 | 92554.8099 | 0 | 0 | 0 | 0 | 0
2022-04-15 18:00 | 0.026 | 0.00601 | 186065 | 4692.5593 | 2846 | 2859.8657 | 15 | 144640.774 | 14.4641 | 0 | 141780.9083 | 3850786.873 | 254 | 127000 | 2853.1315 | 2669.6697 | 22333.3333 | 158060.8753 | 149333.3333 | 0 | 8727.542 | 8727.542 | 0 | 127000 | 0 | 0 | 0 | 0 | 0
2022-04-15 19:00 | 0 | 0 | 186065 | 0 | 2846 | 0 | 15 | 149333.3333 | 14.9333 | 0 | 149333.3333 | 3709005.9647 | 254 | 127000 | 2853.1315 | 2669.6697 | 22333.3333 | 158060.8753 | 149333.3333 | 0 | 8727.542 | 8727.542 | 0 | 127000 | 0 | 0 | 0 | 0 | 0
2022-04-15 20:00 | 0 | 0 | 186065 | 0 | 2846 | 0 | 15 | 149333.3333 | 14.9333 | 0 | 149333.3333 | 3559672.6313 | 254 | 127000 | 2853.1315 | 2669.6697 | 22333.3333 | 158060.8753 | 149333.3333 | 0 | 8727.542 | 8727.542 | 0 | 127000 | 0 | 0 | 0 | 0 | 0
2022-04-15 21:00 | 0 | 0 | 186065 | 0 | 2846 | 0 | 15 | 149333.3333 | 14.9333 | 0 | 149333.3333 | 3410339.298 | 254 | 127000 | 2853.1315 | 2669.6697 | 22333.3333 | 158060.8753 | 149333.3333 | 0 | 8727.542 | 8727.542 | 0 | 127000 | 0 | 0 | 0 | 0 | 0
2022-04-15 22:00 | 0 | 0 | 186065 | 0 | 2846 | 0 | 15 | 149333.3333 | 14.9333 | 0 | 149333.3333 | 3261005.9647 | 254 | 127000 | 2853.1315 | 2669.6697 | 22333.3333 | 158060.8753 | 149333.3333 | 0 | 8727.542 | 8727.542 | 0 | 127000 | 0 | 0 | 0 | 0 | 0
2022-04-15 23:00 | 0 | 0 | 186065 | 0 | 2846 | 0 | 15 | 149333.3333 | 14.9333 | 0 | 149333.3333 | 3111672.6313 | 254 | 127000 | 2853.1315 | 2669.6697 | 22333.3333 | 158060.8753 | 149333.3333 | 0 | 8727.542 | 8727.542 | 0 | 127000 | 0 | 0 | 0 | 0 | 0
2022-04-16 | 0 | 0 | 186065 | 0 | 2846 | 0 | 15 | 149541.6667 | 14.9542 | 0 | 149541.6667 | 2962339.298 | 254 | 127000 | 2853.1315 | 2669.6697 | 22541.6667 | 158269.2086 | 149541.6667 | 0 | 8727.542 | 8727.542 | 0 | 127000 | 0 | 0 | 0 | 0 | 0
2022-04-16 01:00 | 0 | 0 | 186065 | 0 | 2846 | 0 | 15 | 149541.6667 | 14.9542 | 0 | 149541.6667 | 2812797.6313 | 254 | 127000 | 2853.1315 | 2669.6697 | 22541.6667 | 158269.2086 | 149541.6667 | 0 | 8727.542 | 8727.542 | 0 | 127000 | 0 | 0 | 0 | 0 | 0
2022-04-16 02:00 | 0 | 0 | 186065 | 0 | 2846 | 0 | 15 | 149541.6667 | 14.9542 | 0 | 149541.6667 | 2663255.9647 | 254 | 127000 | 2853.1315 | 2669.6697 | 22541.6667 | 158269.2086 | 149541.6667 | 0 | 8727.542 | 8727.542 | 0 | 127000 | 0 | 0 | 0 | 0 | 0
2022-04-16 03:00 | 0 | 0 | 186065 | 0 | 2846 | 0 | 15 | 149541.6667 | 14.9542 | 0 | 149541.6667 | 2513714.298 | 254 | 127000 | 2853.1315 | 2669.6697 | 22541.6667 | 158269.2086 | 149541.6667 | 0 | 8727.542 | 8727.542 | 0 | 127000 | 0 | 0 | 0 | 0 | 0
2022-04-16 04:00 | 0 | 0 | 186065 | 0 | 2846 | 0 | 15 | 149541.6667 | 14.9542 | 0 | 149541.6667 | 2364172.6313 | 254 | 127000 | 2853.1315 | 2669.6697 | 22541.6667 | 158269.2086 | 149541.6667 | 0 | 8727.542 | 8727.542 | 0 | 127000 | 0 | 0 | 0 | 0 | 0
2022-04-16 05:00 | 0 | 0 | 186065 | 0 | 2846 | 0 | 15 | 149541.6667 | 14.9542 | 0 | 149541.6667 | 2214630.9647 | 254 | 127000 | 2853.1315 | 2669.6697 | 22541.6667 | 158269.2086 | 149541.6667 | 0 | 8727.542 | 8727.542 | 0 | 127000 | 0 | 0 | 0 | 0 | 0
2022-04-16 06:00 | 0.05615 | 0.00902 | 186065 | 10134.1233 | 2846 | 4292.1778 | 15 | 139407.5434 | 13.9408 | 0 | 135115.3656 | 2065089.298 | 254 | 127000 | 2853.1315 | 2669.6697 | 22541.6667 | 158269.2086 | 149541.6667 | 0 | 8727.542 | 8727.542 | 0 | 127000 | 0 | 0 | 0 | 0 | 0
2022-04-16 07:00 | 0.22452 | 0.08303 | 186065 | 40522.0544 | 2846 | 39509.9251 | 15 | 109019.6123 | 10.902 | 0 | 69509.6871 | 1929973.9324 | 254 | 127000 | 2853.1315 | 2669.6697 | 22541.6667 | 158269.2086 | 149541.6667 | 0 | 8727.542 | 8727.542 | 40522.0544 | 86477.9456 | 0 | 0 | 0 | 0 | 0
2022-04-16 08:00 | 0.4407 | 0.37641 | 186065 | 79538.8801 | 2846 | 179115.1502 | 15 | 70002.7865 | 7.0003 | 109112.3637 | 0 | 1860464.2453 | 254 | 127000 | 2853.1315 | 2669.6697 | 22541.6667 | 158269.2086 | 149541.6667 | 0 | 8727.542 | 8727.542 | 56997.2135 | 70002.7865 | 0 | 0 | 0 | 0 | 0
2022-04-16 09:00 | 0.61288 | 0.35835 | 186065 | 110614.4517 | 2846 | 170521.2775 | 15 | 38927.215 | 3.8927 | 131594.0625 | 0 | 1969576.6089 | 254 | 127000 | 2853.1315 | 2669.6697 | 22541.6667 | 158269.2086 | 149541.6667 | 0 | 8727.542 | 8727.542 | 110614.4517 | 16385.5483 | 0 | 0 | 0 | 0 | 0
2022-04-16 10:00 | 0.74492 | 0.22509 | 186065 | 134445.4336 | 2846 | 107109.3466 | 15 | 15096.2331 | 1.5096 | 92013.1135 | 0 | 2101170.6715 | 254 | 127000 | 2853.1315 | 2669.6697 | 22541.6667 | 158269.2086 | 149541.6667 | 0 | 8727.542 | 8727.542 | 111903.7669 | 15096.2331 | 0 | 0 | 0 | 0 | 0
2022-04-16 11:00 | 0.91875 | 0.49388 | 186065 | 165818.8022 | 2846 | 235013.3907 | 15 | 0 | 0 | 235013.3907 | 0 | 2193183.785 | 254 | 127000 | 2853.1315 | 2669.6697 | 22541.6667 | 158269.2086 | 149541.6667 | 0 | 8727.542 | 8727.542 | 127000 | 0 | 0 | 0 | 0 | 0 | 0
2022-04-16 12:00 | 0.96633 | 0.63209 | 186065 | 174406.1857 | 2846 | 300780.785 | 15 | 0 | 0 | 300780.785 | 0 | 2428197.1757 | 254 | 127000 | 2853.1315 | 2669.6697 | 22541.6667 | 158269.2086 | 149541.6667 | 0 | 8727.542 | 8727.542 | 127000 | 0 | 0 | 0 | 0 | 0 | 0
2022-04-16 13:00 | 0.93842 | 0.72278 | 186065 | 169368.9038 | 2846 | 343935.7303 | 15 | 0 | 0 | 343935.7303 | 0 | 2728977.9607 | 254 | 127000 | 2853.1315 | 2669.6697 | 22541.6667 | 158269.2086 | 149541.6667 | 0 | 8727.542 | 8727.542 | 127000 | 0 | 0 | 0 | 0 | 0 | 0
2022-04-16 14:00 | 0.82792 | 0.70315 | 186065 | 149425.5268 | 2846 | 334594.7713 | 15 | 116.1399 | 0.011614 | 334478.6314 | 0 | 3072913.691 | 254 | 127000 | 2853.1315 | 2669.6697 | 22541.6667 | 158269.2086 | 149541.6667 | 0 | 8727.542 | 8727.542 | 126883.8601 | 116.1399 | 0 | 0 | 0 | 0 | 0
2022-04-16 15:00 | 0.6535 | 0.643 | 186065 | 117945.6732 | 2846 | 305972.3216 | 15 | 31595.9935 | 3.1596 | 274376.3281 | 0 | 3407392.3224 | 254 | 127000 | 2853.1315 | 2669.6697 | 22541.6667 | 158269.2086 | 149541.6667 | 0 | 8727.542 | 8727.542 | 117945.6732 | 9054.3268 | 0 | 0 | 0 | 0 | 0
2022-04-16 16:00 | 0.43588 | 0.50086 | 186065 | 78668.9518 | 2846 | 238334.832 | 15 | 70872.7148 | 7.0873 | 167462.1172 | 0 | 3681768.6505 | 254 | 127000 | 2853.1315 | 2669.6697 | 22541.6667 | 158269.2086 | 149541.6667 | 0 | 8727.542 | 8727.542 | 78668.9518 | 48331.0482 | 0 | 0 | 0 | 0 | 0
2022-04-16 17:00 | 0.2103 | 0.32606 | 186065 | 37955.5854 | 2846 | 155156.0423 | 15 | 111586.0813 | 11.1586 | 43569.961 | 0 | 3849230.7677 | 254 | 127000 | 2853.1315 | 2669.6697 | 22541.6667 | 158269.2086 | 149541.6667 | 0 | 8727.542 | 8727.542 | 15413.9187 | 111586.0813 | 0 | 0 | 0 | 0 | 0
2022-04-16 18:00 | 0.03073 | 0.02936 | 186065 | 5546.2441 | 2846 | 13970.9912 | 15 | 143995.4225 | 14.3995 | 0 | 130024.4313 | 3892800.7287 | 254 | 127000 | 2853.1315 | 2669.6697 | 22541.6667 | 158269.2086 | 149541.6667 | 0 | 8727.542 | 8727.542 | 5546.2441 | 121453.7559 | 0 | 0 | 0 | 0 | 0
2022-04-16 19:00 | 0 | 0 | 186065 | 0 | 2846 | 0 | 15 | 149541.6667 | 14.9542 | 0 | 149541.6667 | 3762776.2974 | 254 | 127000 | 2853.1315 | 2669.6697 | 22541.6667 | 158269.2086 | 149541.6667 | 0 | 8727.542 | 8727.542 | 0 | 127000 | 0 | 0 | 0 | 0 | 0
2022-04-16 20:00 | 0 | 0 | 186065 | 0 | 2846 | 0 | 15 | 149541.6667 | 14.9542 | 0 | 149541.6667 | 3613234.6307 | 254 | 127000 | 2853.1315 | 2669.6697 | 22541.6667 | 158269.2086 | 149541.6667 | 0 | 8727.542 | 8727.542 | 0 | 127000 | 0 | 0 | 0 | 0 | 0
2022-04-16 21:00 | 0 | 0 | 186065 | 0 | 2846 | 0 | 15 | 149541.6667 | 14.9542 | 0 | 149541.6667 | 3463692.9641 | 254 | 127000 | 2853.1315 | 2669.6697 | 22541.6667 | 158269.2086 | 149541.6667 | 0 | 8727.542 | 8727.542 | 0 | 127000 | 0 | 0 | 0 | 0 | 0
2022-04-16 22:00 | 0 | 0 | 186065 | 0 | 2846 | 0 | 15 | 149541.6667 | 14.9542 | 0 | 149541.6667 | 3314151.2974 | 254 | 127000 | 2853.1315 | 2669.6697 | 22541.6667 | 158269.2086 | 149541.6667 | 0 | 8727.542 | 8727.542 | 0 | 127000 | 0 | 0 | 0 | 0 | 0
2022-04-16 23:00 | 0 | 0 | 186065 | 0 | 2846 | 0 | 15 | 149541.6667 | 14.9542 | 0 | 149541.6667 | 3164609.6307 | 254 | 127000 | 2853.1315 | 2669.6697 | 22541.6667 | 158269.2086 | 149541.6667 | 0 | 8727.542 | 8727.542 | 0 | 127000 | 0 | 0 | 0 | 0 | 0
2022-04-17 | 0 | 0 | 186065 | 0 | 2846 | 0 | 15 | 148979.1667 | 14.8979 | 0 | 148979.1667 | 3015067.9641 | 254 | 127000 | 2853.1315 | 2669.6697 | 21979.1667 | 157706.7086 | 148979.1667 | 0 | 8727.542 | 8727.542 | 0 | 127000 | 0 | 0 | 0 | 0 | 0
2022-04-17 01:00 | 0 | 0 | 186065 | 0 | 2846 | 0 | 15 | 148979.1667 | 14.8979 | 0 | 148979.1667 | 2866088.7974 | 254 | 127000 | 2853.1315 | 2669.6697 | 21979.1667 | 157706.7086 | 148979.1667 | 0 | 8727.542 | 8727.542 | 0 | 127000 | 0 | 0 | 0 | 0 | 0
2022-04-17 02:00 | 0 | 0 | 186065 | 0 | 2846 | 0 | 15 | 148979.1667 | 14.8979 | 0 | 148979.1667 | 2717109.6307 | 254 | 127000 | 2853.1315 | 2669.6697 | 21979.1667 | 157706.7086 | 148979.1667 | 0 | 8727.542 | 8727.542 | 0 | 127000 | 0 | 0 | 0 | 0 | 0
2022-04-17 03:00 | 0 | 0 | 186065 | 0 | 2846 | 0 | 15 | 148979.1667 | 14.8979 | 0 | 148979.1667 | 2568130.4641 | 254 | 127000 | 2853.1315 | 2669.6697 | 21979.1667 | 157706.7086 | 148979.1667 | 0 | 8727.542 | 8727.542 | 0 | 127000 | 0 | 0 | 0 | 0 | 0
2022-04-17 04:00 | 0 | 0 | 186065 | 0 | 2846 | 0 | 15 | 148979.1667 | 14.8979 | 0 | 148979.1667 | 2419151.2974 | 254 | 127000 | 2853.1315 | 2669.6697 | 21979.1667 | 157706.7086 | 148979.1667 | 0 | 8727.542 | 8727.542 | 0 | 127000 | 0 | 0 | 0 | 0 | 0
2022-04-17 05:00 | 0 | 0 | 186065 | 0 | 2846 | 0 | 15 | 148979.1667 | 14.8979 | 0 | 148979.1667 | 2270172.1307 | 254 | 127000 | 2853.1315 | 2669.6697 | 21979.1667 | 157706.7086 | 148979.1667 | 0 | 8727.542 | 8727.542 | 0 | 127000 | 0 | 0 | 0 | 0 | 0
2022-04-17 06:00 | 0.07755 | 0.19429 | 186065 | 13996.4605 | 2846 | 92453.1296 | 15 | 134982.7061 | 13.4983 | 0 | 42529.5765 | 2121192.9641 | 254 | 127000 | 2853.1315 | 2669.6697 | 21979.1667 | 157706.7086 | 148979.1667 | 0 | 8727.542 | 8727.542 | 13996.4605 | 113003.5395 | 0 | 0 | 0 | 0 | 0
2022-04-17 07:00 | 0.29617 | 0.5482 | 186065 | 53453.6649 | 2846 | 260861.6278 | 15 | 95525.5017 | 9.5526 | 165336.1261 | 0 | 2078663.3876 | 254 | 127000 | 2853.1315 | 2669.6697 | 21979.1667 | 157706.7086 | 148979.1667 | 0 | 8727.542 | 8727.542 | 53453.6649 | 73546.3351 | 0 | 0 | 0 | 0 | 0
2022-04-17 08:00 | 0.5322 | 0.7254 | 186065 | 96053.0792 | 2846 | 345182.4605 | 15 | 52926.0875 | 5.2926 | 292256.373 | 0 | 2243999.5137 | 254 | 127000 | 2853.1315 | 2669.6697 | 21979.1667 | 157706.7086 | 148979.1667 | 0 | 8727.542 | 8727.542 | 74073.9125 | 52926.0875 | 0 | 0 | 0 | 0 | 0
2022-04-17 09:00 | 0.74167 | 0.82459 | 186065 | 133858.8637 | 2846 | 392382.141 | 15 | 15120.303 | 1.512 | 377261.838 | 0 | 2536255.8867 | 254 | 127000 | 2853.1315 | 2669.6697 | 21979.1667 | 157706.7086 | 148979.1667 | 0 | 8727.542 | 8727.542 | 127000 | 0 | 0 | 0 | 0 | 0 | 0
2022-04-17 10:00 | 0.90145 | 0.87863 | 186065 | 162696.4454 | 2846 | 418097.1399 | 15 | 0 | 0 | 418097.1399 | 0 | 2913517.7247 | 254 | 127000 | 2853.1315 | 2669.6697 | 21979.1667 | 157706.7086 | 148979.1667 | 0 | 8727.542 | 8727.542 | 127000 | 0 | 0 | 0 | 0 | 0 | 0
2022-04-17 11:00 | 0.99685 | 0.9061 | 186065 | 179914.5284 | 2846 | 431168.7723 | 15 | 0 | 0 | 431168.7723 | 0 | 3331614.8646 | 254 | 127000 | 2853.1315 | 2669.6697 | 21979.1667 | 157706.7086 | 148979.1667 | 0 | 8727.542 | 8727.542 | 127000 | 0 | 0 | 0 | 0 | 0 | 0
2022-04-17 12:00 | 0.99697 | 0.81749 | 186065 | 179936.1864 | 2846 | 389003.5975 | 15 | 0 | 0 | 389003.5975 | 0 | 3762783.6369 | 254 | 127000 | 2853.1315 | 2669.6697 | 21979.1667 | 157706.7086 | 148979.1667 | 0 | 8727.542 | 8727.542 | 127000 | 0 | 0 | 0 | 0 | 0 | 0
2022-04-17 13:00 | 0.94805 | 0.78837 | 186065 | 171106.9556 | 2846 | 375146.8105 | 15 | 0 | 0 | 375146.8105 | 0 | 4151787.2344 | 254 | 127000 | 2853.1315 | 2669.6697 | 21979.1667 | 157706.7086 | 148979.1667 | 0 | 8727.542 | 8727.542 | 127000 | 0 | 0 | 0 | 0 | 0 | 0
2022-04-17 14:00 | 0.83012 | 0.74112 | 186065 | 149822.5895 | 2846 | 352662.8413 | 15 | 0 | 0 | 352662.8413 | 0 | 4526934.0449 | 254 | 127000 | 2853.1315 | 2669.6697 | 21979.1667 | 157706.7086 | 148979.1667 | 0 | 8727.542 | 8727.542 | 127000 | 0 | 0 | 0 | 0 | 0 | 0
2022-04-17 15:00 | 0.64995 | 0.64892 | 186065 | 117304.9583 | 2846 | 308789.3607 | 15 | 31674.2083 | 3.1674 | 277115.1524 | 0 | 4879596.8863 | 254 | 127000 | 2853.1315 | 2669.6697 | 21979.1667 | 157706.7086 | 148979.1667 | 0 | 8727.542 | 8727.542 | 95325.7917 | 31674.2083 | 0 | 0 | 0 | 0 | 0
2022-04-17 16:00 | 0.42865 | 0.50775 | 186065 | 77364.0594 | 2846 | 241613.4468 | 15 | 71615.1073 | 7.1615 | 169998.3395 | 0 | 5156712.0387 | 254 | 127000 | 2853.1315 | 2669.6697 | 21979.1667 | 157706.7086 | 148979.1667 | 0 | 8727.542 | 8727.542 | 55384.8927 | 71615.1073 | 0 | 0 | 0 | 0 | 0
2022-04-17 17:00 | 0.20215 | 0.28535 | 186065 | 36484.6486 | 2846 | 135784.1399 | 15 | 112494.5181 | 11.2495 | 23289.6218 | 0 | 5326710.3782 | 254 | 127000 | 2853.1315 | 2669.6697 | 21979.1667 | 157706.7086 | 148979.1667 | 0 | 8727.542 | 8727.542 | 36484.6486 | 90515.3514 | 0 | 0 | 0 | 0 | 0
2022-04-17 18:00 | 0.02865 | 0.01005 | 186065 | 5170.8394 | 2846 | 4782.3046 | 15 | 143808.3273 | 14.3808 | 0 | 139026.0227 | 5350000 | 254 | 127000 | 2853.1315 | 2669.6697 | 21979.1667 | 157706.7086 | 148979.1667 | 0 | 8727.542 | 8727.542 | 0 | 127000 | 0 | 0 | 0 | 0 | 0
2022-04-17 19:00 | 0 | 0 | 186065 | 0 | 2846 | 0 | 15 | 148979.1667 | 14.8979 | 0 | 148979.1667 | 5210973.9773 | 254 | 127000 | 2853.1315 | 2669.6697 | 21979.1667 | 157706.7086 | 148979.1667 | 0 | 8727.542 | 8727.542 | 0 | 127000 | 0 | 0 | 0 | 0 | 0
2022-04-17 20:00 | 0 | 0 | 186065 | 0 | 2846 | 0 | 15 | 148979.1667 | 14.8979 | 0 | 148979.1667 | 5061994.8106 | 254 | 127000 | 2853.1315 | 2669.6697 | 21979.1667 | 157706.7086 | 148979.1667 | 0 | 8727.542 | 8727.542 | 0 | 127000 | 0 | 0 | 0 | 0 | 0
2022-04-17 21:00 | 0 | 0 | 186065 | 0 | 2846 | 0 | 15 | 148979.1667 | 14.8979 | 0 | 148979.1667 | 4913015.6439 | 254 | 127000 | 2853.1315 | 2669.6697 | 21979.1667 | 157706.7086 | 148979.1667 | 0 | 8727.542 | 8727.542 | 0 | 127000 | 0 | 0 | 0 | 0 | 0
2022-04-17 22:00 | 0 | 0 | 186065 | 0 | 2846 | 0 | 15 | 148979.1667 | 14.8979 | 0 | 148979.1667 | 4764036.4773 | 254 | 127000 | 2853.1315 | 2669.6697 | 21979.1667 | 157706.7086 | 148979.1667 | 0 | 8727.542 | 8727.542 | 0 | 127000 | 0 | 0 | 0 | 0 | 0
2022-04-17 23:00 | 0 | 0 | 186065 | 0 | 2846 | 0 | 15 | 148979.1667 | 14.8979 | 0 | 148979.1667 | 4615057.3106 | 254 | 127000 | 2853.1315 | 2669.6697 | 21979.1667 | 157706.7086 | 148979.1667 | 0 | 8727.542 | 8727.542 | 0 | 127000 | 0 | 0 | 0 | 0 | 0
2022-04-18 | 0 | 0 | 186065 | 0 | 2846 | 0 | 15 | 149675 | 14.9675 | 0 | 149675 | 4466078.1439 | 254 | 127000 | 2853.1315 | 2669.6697 | 22675 | 158402.542 | 149675 | 0 | 8727.542 | 8727.542 | 0 | 127000 | 0 | 0 | 0 | 0 | 0
2022-04-18 01:00 | 0 | 0 | 186065 | 0 | 2846 | 0 | 15 | 149675 | 14.9675 | 0 | 149675 | 4316403.1439 | 254 | 127000 | 2853.1315 | 2669.6697 | 22675 | 158402.542 | 149675 | 0 | 8727.542 | 8727.542 | 0 | 127000 | 0 | 0 | 0 | 0 | 0
2022-04-18 02:00 | 0 | 0 | 186065 | 0 | 2846 | 0 | 15 | 149675 | 14.9675 | 0 | 149675 | 4166728.1439 | 254 | 127000 | 2853.1315 | 2669.6697 | 22675 | 158402.542 | 149675 | 0 | 8727.542 | 8727.542 | 0 | 127000 | 0 | 0 | 0 | 0 | 0
2022-04-18 03:00 | 0 | 0 | 186065 | 0 | 2846 | 0 | 15 | 149675 | 14.9675 | 0 | 149675 | 4017053.1439 | 254 | 127000 | 2853.1315 | 2669.6697 | 22675 | 158402.542 | 149675 | 0 | 8727.542 | 8727.542 | 0 | 127000 | 0 | 0 | 0 | 0 | 0
2022-04-18 04:00 | 0 | 0 | 186065 | 0 | 2846 | 0 | 15 | 149675 | 14.9675 | 0 | 149675 | 3867378.1439 | 254 | 127000 | 2853.1315 | 2669.6697 | 22675 | 158402.542 | 149675 | 0 | 8727.542 | 8727.542 | 0 | 127000 | 0 | 0 | 0 | 0 | 0
2022-04-18 05:00 | 0 | 0 | 186065 | 0 | 2846 | 0 | 15 | 149675 | 14.9675 | 0 | 149675 | 3717703.1439 | 254 | 127000 | 2853.1315 | 2669.6697 | 22675 | 158402.542 | 149675 | 0 | 8727.542 | 8727.542 | 0 | 127000 | 0 | 0 | 0 | 0 | 0
2022-04-18 06:00 | 0.05042 | 0.00335 | 186065 | 9099.9554 | 2846 | 1594.1015 | 15 | 140575.0446 | 14.0575 | 0 | 138980.9431 | 3568028.1439 | 254 | 127000 | 2853.1315 | 2669.6697 | 22675 | 158402.542 | 149675 | 0 | 8727.542 | 8727.542 | 0 | 127000 | 0 | 0 | 0 | 0 | 0
2022-04-18 07:00 | 0.19112 | 0.05942 | 186065 | 34493.9205 | 2846 | 28275.0783 | 15 | 115181.0795 | 11.5181 | 0 | 86906.0012 | 3429047.2008 | 254 | 127000 | 2853.1315 | 2669.6697 | 22675 | 158402.542 | 149675 | 0 | 8727.542 | 8727.542 | 34493.9205 | 92506.0795 | 0 | 0 | 0 | 0 | 0
2022-04-18 08:00 | 0.3945 | 0.15018 | 186065 | 71200.5632 | 2846 | 71463.3332 | 15 | 78474.4368 | 7.8474 | 0 | 7011.1036 | 3342141.1997 | 254 | 127000 | 2853.1315 | 2669.6697 | 22675 | 158402.542 | 149675 | 0 | 8727.542 | 8727.542 | 71200.5632 | 55799.4368 | 0 | 0 | 0 | 0 | 0
2022-04-18 09:00 | 0.59375 | 0.2189 | 186065 | 107161.8109 | 2846 | 104163.8277 | 15 | 42513.1891 | 4.2513 | 61650.6386 | 0 | 3335130.0961 | 254 | 127000 | 2853.1315 | 2669.6697 | 22675 | 158402.542 | 149675 | 0 | 8727.542 | 8727.542 | 107161.8109 | 19838.1891 | 0 | 0 | 0 | 0 | 0
2022-04-18 10:00 | 0.75858 | 0.31877 | 186065 | 136910.8321 | 2846 | 151687.087 | 15 | 12764.1679 | 1.2764 | 138922.9191 | 0 | 3396780.7347 | 254 | 127000 | 2853.1315 | 2669.6697 | 22675 | 158402.542 | 149675 | 0 | 8727.542 | 8727.542 | 127000 | 0 | 0 | 0 | 0 | 0 | 0
2022-04-18 11:00 | 0.8587 | 0.32428 | 186065 | 154980.795 | 2846 | 154309.0271 | 15 | 0 | 0 | 154309.0271 | 0 | 3535703.6538 | 254 | 127000 | 2853.1315 | 2669.6697 | 22675 | 158402.542 | 149675 | 0 | 8727.542 | 8727.542 | 127000 | 0 | 0 | 0 | 0 | 0 | 0
2022-04-18 12:00 | 0.91 | 0.41458 | 186065 | 164239.5755 | 2846 | 197278.3905 | 15 | 0 | 0 | 197278.3905 | 0 | 3690012.681 | 254 | 127000 | 2853.1315 | 2669.6697 | 22675 | 158402.542 | 149675 | 0 | 8727.542 | 8727.542 | 127000 | 0 | 0 | 0 | 0 | 0 | 0
2022-04-18 13:00 | 0.80878 | 0.33041 | 186065 | 145971.0812 | 2846 | 157225.995 | 15 | 3703.9188 | 0.37039 | 153522.0762 | 0 | 3887291.0714 | 254 | 127000 | 2853.1315 | 2669.6697 | 22675 | 158402.542 | 149675 | 0 | 8727.542 | 8727.542 | 127000 | 0 | 0 | 0 | 0 | 0 | 0
2022-04-18 14:00 | 0.68845 | 0.28348 | 186065 | 124253.5558 | 2846 | 134894.2982 | 15 | 25421.4442 | 2.5421 | 109472.8539 | 0 | 4040813.1476 | 254 | 127000 | 2853.1315 | 2669.6697 | 22675 | 158402.542 | 149675 | 0 | 8727.542 | 8727.542 | 124253.5558 | 2746.4442 | 0 | 0 | 0 | 0 | 0
2022-04-18 15:00 | 0.47142 | 0.05072 | 186065 | 85083.3194 | 2846 | 24135.1729 | 15 | 64591.6806 | 6.4592 | 0 | 40456.5077 | 4150286.0016 | 254 | 127000 | 2853.1315 | 2669.6697 | 22675 | 158402.542 | 149675 | 0 | 8727.542 | 8727.542 | 85083.3194 | 41916.6806 | 0 | 0 | 0 | 0 | 0
2022-04-18 16:00 | 0.31292 | 0.02561 | 186065 | 56476.756 | 2846 | 12186.5492 | 15 | 93198.244 | 9.3198 | 0 | 81011.6948 | 4109829.4939 | 254 | 127000 | 2853.1315 | 2669.6697 | 22675 | 158402.542 | 149675 | 0 | 8727.542 | 8727.542 | 33801.756 | 93198.244 | 0 | 0 | 0 | 0 | 0
2022-04-18 17:00 | 0.14232 | 0.00509 | 186065 | 25686.3477 | 2846 | 2422.0826 | 15 | 123988.6523 | 12.3989 | 0 | 121566.5697 | 4028817.7991 | 254 | 127000 | 2853.1315 | 2669.6697 | 22675 | 158402.542 | 149675 | 0 | 8727.542 | 8727.542 | 25686.3477 | 101313.6523 | 0 | 0 | 0 | 0 | 0
2022-04-18 18:00 | 0.0236 | 0 | 186065 | 4259.4 | 2846 | 0 | 15 | 145415.6 | 14.5416 | 0 | 145415.6 | 3907251.2294 | 254 | 127000 | 2853.1315 | 2669.6697 | 22675 | 158402.542 | 149675 | 0 | 8727.542 | 8727.542 | 0 | 127000 | 0 | 0 | 0 | 0 | 0
2022-04-18 19:00 | 0 | 0 | 186065 | 0 | 2846 | 0 | 15 | 149675 | 14.9675 | 0 | 149675 | 3761835.6294 | 254 | 127000 | 2853.1315 | 2669.6697 | 22675 | 158402.542 | 149675 | 0 | 8727.542 | 8727.542 | 0 | 127000 | 0 | 0 | 0 | 0 | 0
2022-04-18 20:00 | 0 | 0 | 186065 | 0 | 2846 | 0 | 15 | 149675 | 14.9675 | 0 | 149675 | 3612160.6294 | 254 | 127000 | 2853.1315 | 2669.6697 | 22675 | 158402.542 | 149675 | 0 | 8727.542 | 8727.542 | 0 | 127000 | 0 | 0 | 0 | 0 | 0
2022-04-18 21:00 | 0 | 0 | 186065 | 0 | 2846 | 0 | 15 | 149675 | 14.9675 | 0 | 149675 | 3462485.6294 | 254 | 127000 | 2853.1315 | 2669.6697 | 22675 | 158402.542 | 149675 | 0 | 8727.542 | 8727.542 | 0 | 127000 | 0 | 0 | 0 | 0 | 0
2022-04-18 22:00 | 0 | 0 | 186065 | 0 | 2846 | 0 | 15 | 149675 | 14.9675 | 0 | 149675 | 3312810.6294 | 254 | 127000 | 2853.1315 | 2669.6697 | 22675 | 158402.542 | 149675 | 0 | 8727.542 | 8727.542 | 0 | 127000 | 0 | 0 | 0 | 0 | 0
2022-04-18 23:00 | 0 | 0 | 186065 | 0 | 2846 | 0 | 15 | 149675 | 14.9675 | 0 | 149675 | 3163135.6294 | 254 | 127000 | 2853.1315 | 2669.6697 | 22675 | 158402.542 | 149675 | 0 | 8727.542 | 8727.542 | 0 | 127000 | 0 | 0 | 0 | 0 | 0
2022-04-19 | 0 | 0 | 186065 | 0 | 2846 | 0 | 15 | 150000 | 15 | 0 | 150000 | 3013460.6294 | 254 | 126983.3333 | 2853.1315 | 2669.3193 | 23016.6667 | 158744.2086 | 150000 | 0 | 8744.2086 | 8744.2086 | 0 | 126983.3333 | 0 | 0 | 0 | 0 | 0
2022-04-19 01:00 | 0 | 0 | 186065 | 0 | 2846 | 0 | 15 | 150000 | 15 | 0 | 150000 | 2863460.6294 | 254 | 126983.3333 | 2853.1315 | 2669.3193 | 23016.6667 | 158744.2086 | 150000 | 0 | 8744.2086 | 8744.2086 | 0 | 126983.3333 | 0 | 0 | 0 | 0 | 0
2022-04-19 02:00 | 0 | 0 | 186065 | 0 | 2846 | 0 | 15 | 150000 | 15 | 0 | 150000 | 2713460.6294 | 254 | 126983.3333 | 2853.1315 | 2669.3193 | 23016.6667 | 158744.2086 | 150000 | 0 | 8744.2086 | 8744.2086 | 0 | 126983.3333 | 0 | 0 | 0 | 0 | 0
2022-04-19 03:00 | 0 | 0 | 186065 | 0 | 2846 | 0 | 15 | 150000 | 15 | 0 | 150000 | 2563460.6294 | 254 | 126983.3333 | 2853.1315 | 2669.3193 | 23016.6667 | 158744.2086 | 150000 | 0 | 8744.2086 | 8744.2086 | 0 | 126983.3333 | 0 | 0 | 0 | 0 | 0
2022-04-19 04:00 | 0 | 0 | 186065 | 0 | 2846 | 0 | 15 | 150000 | 15 | 0 | 150000 | 2413460.6294 | 254 | 126983.3333 | 2853.1315 | 2669.3193 | 23016.6667 | 158744.2086 | 150000 | 0 | 8744.2086 | 8744.2086 | 0 | 126983.3333 | 0 | 0 | 0 | 0 | 0
2022-04-19 05:00 | 0 | 0 | 186065 | 0 | 2846 | 0 | 15 | 150000 | 15 | 0 | 150000 | 2263460.6294 | 254 | 126983.3333 | 2853.1315 | 2669.3193 | 23016.6667 | 158744.2086 | 150000 | 0 | 8744.2086 | 8744.2086 | 0 | 126983.3333 | 0 | 0 | 0 | 0 | 0
2022-04-19 06:00 | 0.0425 | 0 | 186065 | 7670.5296 | 2846 | 0 | 15 | 142346.137 | 14.2346 | 0 | 142346.137 | 2113460.6294 | 254 | 127000 | 2853.1315 | 2669.6697 | 23016.6667 | 158744.2086 | 150016.6667 | 0 | 8727.542 | 8727.542 | 7670.5296 | 119329.4704 | 0 | 0 | 0 | 0 | 0
2022-04-19 07:00 | 0.15485 | 0.00325 | 186065 | 27947.8003 | 2846 | 1546.5164 | 15 | 122068.8664 | 12.2069 | 0 | 120522.35 | 1971114.4923 | 254 | 127000 | 2853.1315 | 2669.6697 | 23016.6667 | 158744.2086 | 150016.6667 | 0 | 8727.542 | 8727.542 | 27947.8003 | 99052.1997 | 0 | 0 | 0 | 0 | 0
2022-04-19 08:00 | 0.2799 | 0.00872 | 186065 | 50517.2057 | 2846 | 4149.4225 | 15 | 99499.461 | 9.9499 | 0 | 95350.0385 | 1850592.1423 | 254 | 127000 | 2853.1315 | 2669.6697 | 23016.6667 | 158744.2086 | 150016.6667 | 0 | 8727.542 | 8727.542 | 27500.539 | 99499.461 | 0 | 0 | 0 | 0 | 0
2022-04-19 09:00 | 0.419 | 0.01147 | 186065 | 75622.3979 | 2846 | 5458.0133 | 15 | 74394.2687 | 7.4394 | 0 | 68936.2555 | 1755242.1038 | 254 | 127000 | 2853.1315 | 2669.6697 | 23016.6667 | 158744.2086 | 150016.6667 | 0 | 8727.542 | 8727.542 | 52605.7313 | 74394.2687 | 0 | 0 | 0 | 0 | 0
2022-04-19 10:00 | 0.3731 | 0.00022 | 186065 | 67338.226 | 2846 | 104.6873 | 15 | 82678.4407 | 8.2678 | 0 | 82573.7534 | 1686305.8484 | 254 | 127000 | 2853.1315 | 2669.6697 | 23016.6667 | 158744.2086 | 150016.6667 | 0 | 8727.542 | 8727.542 | 44321.5593 | 82678.4407 | 0 | 0 | 0 | 0 | 0
2022-04-19 11:00 | 0.41738 | 0.00088 | 186065 | 75330.0154 | 2846 | 418.7491 | 15 | 74686.6513 | 7.4687 | 0 | 74267.9022 | 1603732.0949 | 254 | 127000 | 2853.1315 | 2669.6697 | 23016.6667 | 158744.2086 | 150016.6667 | 0 | 8727.542 | 8727.542 | 52313.3487 | 74686.6513 | 0 | 0 | 0 | 0 | 0
2022-04-19 12:00 | 0.4696 | 0.00779 | 186065 | 84754.8403 | 2846 | 3706.8808 | 15 | 65261.8264 | 6.5262 | 0 | 61554.9455 | 1529464.1927 | 254 | 127000 | 2853.1315 | 2669.6697 | 23016.6667 | 158744.2086 | 150016.6667 | 0 | 8727.542 | 8727.542 | 61738.1736 | 65261.8264 | 0 | 0 | 0 | 0 | 0
2022-04-19 13:00 | 0.462 | 0.0262 | 186065 | 83383.1691 | 2846 | 12467.3014 | 15 | 66633.4976 | 6.6633 | 0 | 54166.1961 | 1467909.2472 | 254 | 127000 | 2853.1315 | 2669.6697 | 23016.6667 | 158744.2086 | 150016.6667 | 0 | 8727.542 | 8727.542 | 83383.1691 | 43616.8309 | 0 | 0 | 0 | 0 | 0
2022-04-19 14:00 | 0.49088 | 0.04879 | 186065 | 88595.5196 | 2846 | 23216.78 | 15 | 61421.1471 | 6.1421 | 0 | 38204.367 | 1413743.0511 | 254 | 127000 | 2853.1315 | 2669.6697 | 23016.6667 | 158744.2086 | 150016.6667 | 0 | 8727.542 | 8727.542 | 65578.8529 | 61421.1471 | 0 | 0 | 0 | 0 | 0
2022-04-19 15:00 | 0.42345 | 0.07782 | 186065 | 76425.5475 | 2846 | 37030.7404 | 15 | 73591.1191 | 7.3591 | 0 | 36560.3788 | 1375538.684 | 254 | 127000 | 2853.1315 | 2669.6697 | 23016.6667 | 158744.2086 | 150016.6667 | 0 | 8727.542 | 8727.542 | 53408.8809 | 73591.1191 | 0 | 0 | 0 | 0 | 0
2022-04-19 16:00 | 0.25175 | 0.04482 | 186065 | 45436.6078 | 2846 | 21327.6508 | 15 | 104580.0588 | 10.458 | 0 | 83252.408 | 1338978.3053 | 254 | 127000 | 2853.1315 | 2669.6697 | 23016.6667 | 158744.2086 | 150016.6667 | 0 | 8727.542 | 8727.542 | 22419.9412 | 104580.0588 | 0 | 0 | 0 | 0 | 0
2022-04-19 17:00 | 0.12568 | 0.00938 | 186065 | 22683.1097 | 2846 | 4463.4843 | 15 | 127333.5569 | 12.7334 | 0 | 122870.0727 | 1255725.8972 | 254 | 127000 | 2853.1315 | 2669.6697 | 23016.6667 | 158744.2086 | 150016.6667 | 0 | 8727.542 | 8727.542 | 22683.1097 | 104316.8903 | 0 | 0 | 0 | 0 | 0
2022-04-19 18:00 | 0.02273 | 0 | 186065 | 4102.3797 | 2846 | 0 | 15 | 145914.2869 | 14.5914 | 0 | 145914.2869 | 1132855.8245 | 254 | 127000 | 2853.1315 | 2669.6697 | 23016.6667 | 158744.2086 | 150016.6667 | 0 | 8727.542 | 8727.542 | 4102.3797 | 122897.6203 | 0 | 0 | 0 | 0 | 0
2022-04-19 19:00 | 0 | 0 | 186065 | 0 | 2846 | 0 | 15 | 150000 | 15 | 0 | 150000 | 986941.5376 | 254 | 126983.3333 | 2853.1315 | 2669.3193 | 23016.6667 | 158744.2086 | 150000 | 0 | 8744.2086 | 8744.2086 | 0 | 126983.3333 | 0 | 0 | 0 | 0 | 0
2022-04-19 20:00 | 0 | 0 | 186065 | 0 | 2846 | 0 | 15 | 150000 | 15 | 0 | 150000 | 836941.5376 | 254 | 126983.3333 | 2853.1315 | 2669.3193 | 23016.6667 | 158744.2086 | 150000 | 0 | 8744.2086 | 8744.2086 | 0 | 126983.3333 | 0 | 0 | 0 | 0 | 0
2022-04-19 21:00 | 0 | 0 | 186065 | 0 | 2846 | 0 | 15 | 150000 | 15 | 0 | 150000 | 686941.5376 | 254 | 126983.3333 | 2853.1315 | 2669.3193 | 23016.6667 | 158744.2086 | 150000 | 0 | 8744.2086 | 8744.2086 | 0 | 126983.3333 | 0 | 0 | 0 | 0 | 0
2022-04-19 22:00 | 0 | 0 | 186065 | 0 | 2846 | 0 | 15 | 150000 | 15 | 0 | 150000 | 536941.5376 | 254 | 126983.3333 | 2853.1315 | 2669.3193 | 23016.6667 | 158744.2086 | 150000 | 0 | 8744.2086 | 8744.2086 | 0 | 126983.3333 | 0 | 0 | 0 | 0 | 0
2022-04-19 23:00 | 0 | 0 | 186065 | 0 | 2846 | 0 | 15 | 150000 | 15 | 0 | 150000 | 386941.5376 | 254 | 126983.3333 | 2853.1315 | 2669.3193 | 23016.6667 | 158744.2086 | 150000 | 0 | 8744.2086 | 8744.2086 | 0 | 126983.3333 | 0 | 0 | 0 | 0 | 0
2022-04-20 | 0 | 0 | 186065 | 0 | 2846 | 0 | 15 | 116420.7043 | 11.6421 | 0 | 116420.7043 | 236941.5376 | 254 | 92316.5376 | 2853.1315 | 1940.5879 | 24104.1667 | 159831.7086 | 116420.7043 | 0 | 43411.0043 | 43411.0043 | 0 | 92316.5376 | 0 | 0 | 0 | 0 | 0
2022-04-20 01:00 | 0 | 0 | 186065 | 0 | 2846 | 0 | 15 | 24104.1667 | 2.4104 | 0 | 24104.1667 | 120520.8333 | 254 | 0 | 2853.1315 | 0 | 24104.1667 | 159831.7086 | 24104.1667 | 0 | 135727.542 | 135727.542 | 0 | 0 | 0 | 0 | 0 | 0 | 0
2022-04-20 02:00 | 0 | 0 | 186065 | 0 | 2846 | 0 | 15 | 24104.1667 | 2.4104 | 0 | 24104.1667 | 96416.6667 | 254 | 0 | 2853.1315 | 0 | 24104.1667 | 159831.7086 | 24104.1667 | 0 | 135727.542 | 135727.542 | 0 | 0 | 0 | 0 | 0 | 0 | 0
2022-04-20 03:00 | 0 | 0 | 186065 | 0 | 2846 | 0 | 15 | 24104.1667 | 2.4104 | 0 | 24104.1667 | 72312.5 | 254 | 0 | 2853.1315 | 0 | 24104.1667 | 159831.7086 | 24104.1667 | 0 | 135727.542 | 135727.542 | 0 | 0 | 0 | 0 | 0 | 0 | 0
2022-04-20 04:00 | 0 | 0 | 186065 | 0 | 2846 | 0 | 15 | 24104.1667 | 2.4104 | 0 | 24104.1667 | 48208.3333 | 254 | 0 | 2853.1315 | 0 | 24104.1667 | 159831.7086 | 24104.1667 | 0 | 135727.542 | 135727.542 | 0 | 0 | 0 | 0 | 0 | 0 | 0
2022-04-20 05:00 | 0 | 0 | 186065 | 0 | 2846 | 0 | 15 | 24104.1667 | 2.4104 | 0 | 24104.1667 | 24104.1667 | 254 | 0 | 2853.1315 | 0 | 24104.1667 | 159831.7086 | 24104.1667 | 0 | 135727.542 | 135727.542 | 0 | 0 | 0 | 0 | 0 | 0 | 0
2022-04-20 06:00 | 0.078 | 0.12069 | 186065 | 14077.6779 | 2846 | 57430.4813 | 15 | 57430.4813 | 5.743 | 0 | 0 | 0 | 254 | 47403.9926 | 2853.1315 | 996.4803 | 24104.1667 | 159831.7086 | 71508.1592 | 0 | 88323.5494 | 88323.5494 | 14077.6779 | 33326.3147 | 0 | 0 | 0 | 0 | 0
2022-04-20 07:00 | 0.27977 | 0.36304 | 186065 | 50493.7429 | 2846 | 172753.0196 | 15 | 100610.4238 | 10.061 | 0 | 0 | 0 | 254 | 127000 | 2853.1315 | 2669.6697 | 24104.1667 | 159831.7086 | 151104.1667 | 0 | 8727.542 | 8727.542 | 26389.5762 | 100610.4238 | 0 | 0 | 0 | 0 | 0
2022-04-20 08:00 | 0.49985 | 0.51264 | 186065 | 90214.4525 | 2846 | 243940.3592 | 15 | 60889.7141 | 6.089 | 173887.2469 | 0 | 0 | 254 | 127000 | 2853.1315 | 2669.6697 | 24104.1667 | 159831.7086 | 151104.1667 | 0 | 8727.542 | 8727.542 | 90214.4525 | 36785.5475 | 0 | 0 | 0 | 0 | 0
2022-04-20 09:00 | 0.7109 | 0.64257 | 186065 | 128305.4002 | 2846 | 305767.7056 | 15 | 22798.7664 | 2.2799 | 282968.9392 | 0 | 173887.2469 | 254 | 127000 | 2853.1315 | 2669.6697 | 24104.1667 | 159831.7086 | 151104.1667 | 0 | 8727.542 | 8727.542 | 127000 | 0 | 0 | 0 | 0 | 0 | 0
2022-04-20 10:00 | 0.88003 | 0.73194 | 186065 | 158830.4985 | 2846 | 348294.5273 | 15 | 0 | 0 | 348294.5273 | 0 | 456856.1861 | 254 | 127000 | 2853.1315 | 2669.6697 | 24104.1667 | 159831.7086 | 151104.1667 | 0 | 8727.542 | 8727.542 | 127000 | 0 | 0 | 0 | 0 | 0 | 0
2022-04-20 11:00 | 0.98625 | 0.77575 | 186065 | 178001.4081 | 2846 | 369141.5684 | 15 | 0 | 0 | 369141.5684 | 0 | 805150.7134 | 254 | 127000 | 2853.1315 | 2669.6697 | 24104.1667 | 159831.7086 | 151104.1667 | 0 | 8727.542 | 8727.542 | 127000 | 0 | 0 | 0 | 0 | 0 | 0
2022-04-20 12:00 | 0.99415 | 0.66386 | 186065 | 179427.2242 | 2846 | 315898.5776 | 15 | 0 | 0 | 315898.5776 | 0 | 1174292.2818 | 254 | 127000 | 2853.1315 | 2669.6697 | 24104.1667 | 159831.7086 | 151104.1667 | 0 | 8727.542 | 8727.542 | 127000 | 0 | 0 | 0 | 0 | 0 | 0
2022-04-20 13:00 | 0.9676 | 0.74271 | 186065 | 174635.3992 | 2846 | 353419.4448 | 15 | 0 | 0 | 353419.4448 | 0 | 1490190.8594 | 254 | 127000 | 2853.1315 | 2669.6697 | 24104.1667 | 159831.7086 | 151104.1667 | 0 | 8727.542 | 8727.542 | 127000 | 0 | 0 | 0 | 0 | 0 | 0
2022-04-20 14:00 | 0.85892 | 0.73921 | 186065 | 155020.5013 | 2846 | 351753.9656 | 15 | 0 | 0 | 351753.9656 | 0 | 1843610.3042 | 254 | 127000 | 2853.1315 | 2669.6697 | 24104.1667 | 159831.7086 | 151104.1667 | 0 | 8727.542 | 8727.542 | 127000 | 0 | 0 | 0 | 0 | 0 | 0
2022-04-20 15:00 | 0.69122 | 0.73316 | 186065 | 124753.4938 | 2846 | 348875.0658 | 15 | 26350.6728 | 2.6351 | 322524.3929 | 0 | 2195364.2697 | 254 | 127000 | 2853.1315 | 2669.6697 | 24104.1667 | 159831.7086 | 151104.1667 | 0 | 8727.542 | 8727.542 | 100649.3272 | 26350.6728 | 0 | 0 | 0 | 0 | 0
2022-04-20 16:00 | 0.47915 | 0.66182 | 186065 | 86478.4534 | 2846 | 314927.8412 | 15 | 64625.7133 | 6.4626 | 250302.1279 | 0 | 2517888.6627 | 254 | 127000 | 2853.1315 | 2669.6697 | 24104.1667 | 159831.7086 | 151104.1667 | 0 | 8727.542 | 8727.542 | 62374.2867 | 64625.7133 | 0 | 0 | 0 | 0 | 0
2022-04-20 17:00 | 0.24798 | 0.51685 | 186065 | 44756.1867 | 2846 | 245943.6927 | 15 | 106347.9799 | 10.6348 | 139595.7128 | 0 | 2768190.7906 | 254 | 127000 | 2853.1315 | 2669.6697 | 24104.1667 | 159831.7086 | 151104.1667 | 0 | 8727.542 | 8727.542 | 20652.0201 | 106347.9799 | 0 | 0 | 0 | 0 | 0
2022-04-20 18:00 | 0.0413 | 0.12259 | 186065 | 7453.95 | 2846 | 58334.5986 | 15 | 143650.2167 | 14.365 | 0 | 85315.6181 | 2907786.5034 | 254 | 127000 | 2853.1315 | 2669.6697 | 24104.1667 | 159831.7086 | 151104.1667 | 0 | 8727.542 | 8727.542 | 7453.95 | 119546.05 | 0 | 0 | 0 | 0 | 0
2022-04-20 19:00 | 0 | 0 | 186065 | 0 | 2846 | 0 | 15 | 150000 | 15 | 0 | 150000 | 2822470.8853 | 254 | 125895.8333 | 2853.1315 | 2646.459 | 24104.1667 | 159831.7086 | 150000 | 0 | 9831.7086 | 9831.7086 | 0 | 125895.8333 | 0 | 0 | 0 | 0 | 0
2022-04-20 20:00 | 0 | 0 | 186065 | 0 | 2846 | 0 | 15 | 150000 | 15 | 0 | 150000 | 2672470.8853 | 254 | 125895.8333 | 2853.1315 | 2646.459 | 24104.1667 | 159831.7086 | 150000 | 0 | 9831.7086 | 9831.7086 | 0 | 125895.8333 | 0 | 0 | 0 | 0 | 0
2022-04-20 21:00 | 0 | 0 | 186065 | 0 | 2846 | 0 | 15 | 150000 | 15 | 0 | 150000 | 2522470.8853 | 254 | 125895.8333 | 2853.1315 | 2646.459 | 24104.1667 | 159831.7086 | 150000 | 0 | 9831.7086 | 9831.7086 | 0 | 125895.8333 | 0 | 0 | 0 | 0 | 0
2022-04-20 22:00 | 0 | 0 | 186065 | 0 | 2846 | 0 | 15 | 150000 | 15 | 0 | 150000 | 2372470.8853 | 254 | 125895.8333 | 2853.1315 | 2646.459 | 24104.1667 | 159831.7086 | 150000 | 0 | 9831.7086 | 9831.7086 | 0 | 125895.8333 | 0 | 0 | 0 | 0 | 0
2022-04-20 23:00 | 0 | 0 | 186065 | 0 | 2846 | 0 | 15 | 150000 | 15 | 0 | 150000 | 2222470.8853 | 254 | 125895.8333 | 2853.1315 | 2646.459 | 24104.1667 | 159831.7086 | 150000 | 0 | 9831.7086 | 9831.7086 | 0 | 125895.8333 | 0 | 0 | 0 | 0 | 0
2022-04-21 | 0 | 0 | 186065 | 0 | 2846 | 0 | 15 | 150000 | 15 | 0 | 150000 | 2072470.8853 | 254 | 126270.8333 | 2853.1315 | 2654.3418 | 23729.1667 | 159456.7086 | 150000 | 0 | 9456.7086 | 9456.7086 | 0 | 126270.8333 | 0 | 0 | 0 | 0 | 0
2022-04-21 01:00 | 0 | 0 | 186065 | 0 | 2846 | 0 | 15 | 150000 | 15 | 0 | 150000 | 1922470.8853 | 254 | 126270.8333 | 2853.1315 | 2654.3418 | 23729.1667 | 159456.7086 | 150000 | 0 | 9456.7086 | 9456.7086 | 0 | 126270.8333 | 0 | 0 | 0 | 0 | 0
2022-04-21 02:00 | 0 | 0 | 186065 | 0 | 2846 | 0 | 15 | 150000 | 15 | 0 | 150000 | 1772470.8853 | 254 | 126270.8333 | 2853.1315 | 2654.3418 | 23729.1667 | 159456.7086 | 150000 | 0 | 9456.7086 | 9456.7086 | 0 | 126270.8333 | 0 | 0 | 0 | 0 | 0
2022-04-21 03:00 | 0 | 0 | 186065 | 0 | 2846 | 0 | 15 | 150000 | 15 | 0 | 150000 | 1622470.8853 | 254 | 126270.8333 | 2853.1315 | 2654.3418 | 23729.1667 | 159456.7086 | 150000 | 0 | 9456.7086 | 9456.7086 | 0 | 126270.8333 | 0 | 0 | 0 | 0 | 0
2022-04-21 04:00 | 0 | 0 | 186065 | 0 | 2846 | 0 | 15 | 150000 | 15 | 0 | 150000 | 1472470.8853 | 254 | 126270.8333 | 2853.1315 | 2654.3418 | 23729.1667 | 159456.7086 | 150000 | 0 | 9456.7086 | 9456.7086 | 0 | 126270.8333 | 0 | 0 | 0 | 0 | 0
2022-04-21 05:00 | 0 | 0 | 186065 | 0 | 2846 | 0 | 15 | 150000 | 15 | 0 | 150000 | 1322470.8853 | 254 | 126270.8333 | 2853.1315 | 2654.3418 | 23729.1667 | 159456.7086 | 150000 | 0 | 9456.7086 | 9456.7086 | 0 | 126270.8333 | 0 | 0 | 0 | 0 | 0
2022-04-21 06:00 | 0.1052 | 0.36814 | 186065 | 18986.8169 | 2846 | 175179.8608 | 15 | 131742.3498 | 13.1742 | 43437.511 | 0 | 1172470.8853 | 254 | 127000 | 2853.1315 | 2669.6697 | 23729.1667 | 159456.7086 | 150729.1667 | 0 | 8727.542 | 8727.542 | 18986.8169 | 108013.1831 | 0 | 0 | 0 | 0 | 0
2022-04-21 07:00 | 0.33767 | 0.73223 | 186065 | 60943.7115 | 2846 | 348432.5242 | 15 | 89785.4552 | 8.9785 | 258647.069 | 0 | 1215908.3963 | 254 | 127000 | 2853.1315 | 2669.6697 | 23729.1667 | 159456.7086 | 150729.1667 | 0 | 8727.542 | 8727.542 | 37214.5448 | 89785.4552 | 0 | 0 | 0 | 0 | 0
2022-04-21 08:00 | 0.57453 | 0.85477 | 186065 | 103692.9267 | 2846 | 406743.3302 | 15 | 47036.24 | 4.7036 | 359707.0903 | 0 | 1474555.4653 | 254 | 127000 | 2853.1315 | 2669.6697 | 23729.1667 | 159456.7086 | 150729.1667 | 0 | 8727.542 | 8727.542 | 103692.9267 | 23307.0733 | 0 | 0 | 0 | 0 | 0
2022-04-21 09:00 | 0.78167 | 0.94008 | 186065 | 141078.1857 | 2846 | 447338.1961 | 15 | 9650.981 | 0.9651 | 437687.2151 | 0 | 1834262.5555 | 254 | 127000 | 2853.1315 | 2669.6697 | 23729.1667 | 159456.7086 | 150729.1667 | 0 | 8727.542 | 8727.542 | 117349.019 | 9650.981 | 0 | 0 | 0 | 0 | 0
2022-04-21 10:00 | 0.93953 | 0.9795 | 186065 | 169569.24 | 2846 | 466096.2504 | 15 | 0 | 0 | 466096.2504 | 0 | 2271949.7707 | 254 | 127000 | 2853.1315 | 2669.6697 | 23729.1667 | 159456.7086 | 150729.1667 | 0 | 8727.542 | 8727.542 | 127000 | 0 | 0 | 0 | 0 | 0 | 0
2022-04-21 11:00 | 1.0346 | 1.0075 | 186065 | 186727.7635 | 2846 | 479443.8766 | 15 | 0 | 0 | 479443.8766 | 0 | 2738046.0211 | 254 | 127000 | 2853.1315 | 2669.6697 | 23729.1667 | 159456.7086 | 150729.1667 | 0 | 8727.542 | 8727.542 | 127000 | 0 | 0 | 0 | 0 | 0 | 0
2022-04-21 12:00 | 1.0433 | 0.92243 | 186065 | 188306.9902 | 2846 | 438939.4224 | 15 | 0 | 0 | 438939.4224 | 0 | 3217489.8976 | 254 | 127000 | 2853.1315 | 2669.6697 | 23729.1667 | 159456.7086 | 150729.1667 | 0 | 8727.542 | 8727.542 | 127000 | 0 | 0 | 0 | 0 | 0 | 0
2022-04-21 13:00 | 0.99822 | 0.91796 | 186065 | 180161.7902 | 2846 | 436812.3676 | 15 | 0 | 0 | 436812.3676 | 0 | 3656429.32 | 254 | 127000 | 2853.1315 | 2669.6697 | 23729.1667 | 159456.7086 | 150729.1667 | 0 | 8727.542 | 8727.542 | 127000 | 0 | 0 | 0 | 0 | 0 | 0
2022-04-21 14:00 | 0.88495 | 0.8904 | 186065 | 159718.4751 | 2846 | 423697.9085 | 15 | 0 | 0 | 423697.9085 | 0 | 4093241.6876 | 254 | 127000 | 2853.1315 | 2669.6697 | 23729.1667 | 159456.7086 | 150729.1667 | 0 | 8727.542 | 8727.542 | 127000 | 0 | 0 | 0 | 0 | 0 | 0
2022-04-21 15:00 | 0.71083 | 0.84968 | 186065 | 128292.7664 | 2846 | 404321.2476 | 15 | 22436.4002 | 2.2436 | 381884.8474 | 0 | 4516939.5961 | 254 | 127000 | 2853.1315 | 2669.6697 | 23729.1667 | 159456.7086 | 150729.1667 | 0 | 8727.542 | 8727.542 | 104563.5998 | 22436.4002 | 0 | 0 | 0 | 0 | 0
2022-04-21 16:00 | 0.49217 | 0.74161 | 186065 | 88828.3427 | 2846 | 352896.0084 | 15 | 61900.8239 | 6.1901 | 290995.1845 | 0 | 4898824.4434 | 254 | 127000 | 2853.1315 | 2669.6697 | 23729.1667 | 159456.7086 | 150729.1667 | 0 | 8727.542 | 8727.542 | 88828.3427 | 38171.6573 | 0 | 0 | 0 | 0 | 0
2022-04-21 17:00 | 0.25365 | 0.55717 | 186065 | 45779.5256 | 2846 | 265130.0131 | 15 | 104949.641 | 10.495 | 160180.3721 | 0 | 5189819.6279 | 254 | 127000 | 2853.1315 | 2669.6697 | 23729.1667 | 159456.7086 | 150729.1667 | 0 | 8727.542 | 8727.542 | 22050.359 | 104949.641 | 0 | 0 | 0 | 0 | 0
2022-04-21 18:00 | 0.04222 | 0.1261 | 186065 | 7619.9944 | 2846 | 60004.8363 | 15 | 143109.1723 | 14.3109 | 0 | 83104.336 | 5350000 | 254 | 127000 | 2853.1315 | 2669.6697 | 23729.1667 | 159456.7086 | 150729.1667 | 0 | 8727.542 | 8727.542 | 7619.9944 | 119380.0056 | 0 | 0 | 0 | 0 | 0
2022-04-21 19:00 | 0 | 0 | 186065 | 0 | 2846 | 0 | 15 | 150000 | 15 | 0 | 150000 | 5266895.664 | 254 | 126270.8333 | 2853.1315 | 2654.3418 | 23729.1667 | 159456.7086 | 150000 | 0 | 9456.7086 | 9456.7086 | 0 | 126270.8333 | 0 | 0 | 0 | 0 | 0
2022-04-21 20:00 | 0 | 0 | 186065 | 0 | 2846 | 0 | 15 | 150000 | 15 | 0 | 150000 | 5116895.664 | 254 | 126270.8333 | 2853.1315 | 2654.3418 | 23729.1667 | 159456.7086 | 150000 | 0 | 9456.7086 | 9456.7086 | 0 | 126270.8333 | 0 | 0 | 0 | 0 | 0
2022-04-21 21:00 | 0 | 0 | 186065 | 0 | 2846 | 0 | 15 | 150000 | 15 | 0 | 150000 | 4966895.664 | 254 | 126270.8333 | 2853.1315 | 2654.3418 | 23729.1667 | 159456.7086 | 150000 | 0 | 9456.7086 | 9456.7086 | 0 | 126270.8333 | 0 | 0 | 0 | 0 | 0
2022-04-21 22:00 | 0 | 0 | 186065 | 0 | 2846 | 0 | 15 | 150000 | 15 | 0 | 150000 | 4816895.664 | 254 | 126270.8333 | 2853.1315 | 2654.3418 | 23729.1667 | 159456.7086 | 150000 | 0 | 9456.7086 | 9456.7086 | 0 | 126270.8333 | 0 | 0 | 0 | 0 | 0
2022-04-21 23:00 | 0 | 0 | 186065 | 0 | 2846 | 0 | 15 | 150000 | 15 | 0 | 150000 | 4666895.664 | 254 | 126270.8333 | 2853.1315 | 2654.3418 | 23729.1667 | 159456.7086 | 150000 | 0 | 9456.7086 | 9456.7086 | 0 | 126270.8333 | 0 | 0 | 0 | 0 | 0
2022-04-22 | 0 | 0 | 186065 | 0 | 2846 | 0 | 15 | 150000 | 15 | 0 | 150000 | 4516895.664 | 254 | 126791.6667 | 2853.1315 | 2665.2903 | 23208.3333 | 158935.8753 | 150000 | 0 | 8935.8753 | 8935.8753 | 0 | 126791.6667 | 0 | 0 | 0 | 0 | 0
2022-04-22 01:00 | 0 | 0 | 186065 | 0 | 2846 | 0 | 15 | 150000 | 15 | 0 | 150000 | 4366895.664 | 254 | 126791.6667 | 2853.1315 | 2665.2903 | 23208.3333 | 158935.8753 | 150000 | 0 | 8935.8753 | 8935.8753 | 0 | 126791.6667 | 0 | 0 | 0 | 0 | 0
2022-04-22 02:00 | 0 | 0 | 186065 | 0 | 2846 | 0 | 15 | 150000 | 15 | 0 | 150000 | 4216895.664 | 254 | 126791.6667 | 2853.1315 | 2665.2903 | 23208.3333 | 158935.8753 | 150000 | 0 | 8935.8753 | 8935.8753 | 0 | 126791.6667 | 0 | 0 | 0 | 0 | 0
2022-04-22 03:00 | 0 | 0 | 186065 | 0 | 2846 | 0 | 15 | 150000 | 15 | 0 | 150000 | 4066895.664 | 254 | 126791.6667 | 2853.1315 | 2665.2903 | 23208.3333 | 158935.8753 | 150000 | 0 | 8935.8753 | 8935.8753 | 0 | 126791.6667 | 0 | 0 | 0 | 0 | 0
2022-04-22 04:00 | 0 | 0 | 186065 | 0 | 2846 | 0 | 15 | 150000 | 15 | 0 | 150000 | 3916895.664 | 254 | 126791.6667 | 2853.1315 | 2665.2903 | 23208.3333 | 158935.8753 | 150000 | 0 | 8935.8753 | 8935.8753 | 0 | 126791.6667 | 0 | 0 | 0 | 0 | 0
2022-04-22 05:00 | 0 | 0 | 186065 | 0 | 2846 | 0 | 15 | 150000 | 15 | 0 | 150000 | 3766895.664 | 254 | 126791.6667 | 2853.1315 | 2665.2903 | 23208.3333 | 158935.8753 | 150000 | 0 | 8935.8753 | 8935.8753 | 0 | 126791.6667 | 0 | 0 | 0 | 0 | 0
2022-04-22 06:00 | 0.09372 | 0.19213 | 186065 | 16914.8714 | 2846 | 91425.2911 | 15 | 133293.4619 | 13.3293 | 0 | 41868.1708 | 3616895.664 | 254 | 127000 | 2853.1315 | 2669.6697 | 23208.3333 | 158935.8753 | 150208.3333 | 0 | 8727.542 | 8727.542 | 0 | 127000 | 0 | 0 | 0 | 0 | 0
2022-04-22 07:00 | 0.28738 | 0.28555 | 186065 | 51867.2189 | 2846 | 135879.3102 | 15 | 98341.1144 | 9.8341 | 37538.1957 | 0 | 3575027.4932 | 254 | 127000 | 2853.1315 | 2669.6697 | 23208.3333 | 158935.8753 | 150208.3333 | 0 | 8727.542 | 8727.542 | 51867.2189 | 75132.7811 | 0 | 0 | 0 | 0 | 0
2022-04-22 08:00 | 0.48623 | 0.35053 | 186065 | 87756.2734 | 2846 | 166800.1211 | 15 | 62452.0599 | 6.2452 | 104348.0612 | 0 | 3612565.6889 | 254 | 127000 | 2853.1315 | 2669.6697 | 23208.3333 | 158935.8753 | 150208.3333 | 0 | 8727.542 | 8727.542 | 87756.2734 | 39243.7266 | 0 | 0 | 0 | 0 | 0
2022-04-22 09:00 | 0.64733 | 0.31812 | 186065 | 116832.0928 | 2846 | 151377.7837 | 15 | 33376.2406 | 3.3376 | 118001.5432 | 0 | 3716913.7501 | 254 | 127000 | 2853.1315 | 2669.6697 | 23208.3333 | 158935.8753 | 150208.3333 | 0 | 8727.542 | 8727.542 | 116832.0928 | 10167.9072 | 0 | 0 | 0 | 0 | 0
2022-04-22 10:00 | 0.69865 | 0.10256 | 186065 | 126094.4829 | 2846 | 48803.2991 | 15 | 24113.8505 | 2.4114 | 24689.4486 | 0 | 3834915.2933 | 254 | 127000 | 2853.1315 | 2669.6697 | 23208.3333 | 158935.8753 | 150208.3333 | 0 | 8727.542 | 8727.542 | 126094.4829 | 905.5171 | 0 | 0 | 0 | 0 | 0
2022-04-22 11:00 | 0.74888 | 0.09935 | 186065 | 135160.1465 | 2846 | 47275.8167 | 15 | 15048.1868 | 1.5048 | 32227.6299 | 0 | 3859604.7419 | 254 | 127000 | 2853.1315 | 2669.6697 | 23208.3333 | 158935.8753 | 150208.3333 | 0 | 8727.542 | 8727.542 | 127000 | 0 | 0 | 0 | 0 | 0 | 0
2022-04-22 12:00 | 0.9138 | 0.40816 | 186065 | 164925.4111 | 2846 | 194223.4258 | 15 | 0 | 0 | 194223.4258 | 0 | 3891832.3718 | 254 | 127000 | 2853.1315 | 2669.6697 | 23208.3333 | 158935.8753 | 150208.3333 | 0 | 8727.542 | 8727.542 | 127000 | 0 | 0 | 0 | 0 | 0 | 0
2022-04-22 13:00 | 0.83095 | 0.41562 | 186065 | 149972.3904 | 2846 | 197773.2757 | 15 | 235.9429 | 0.023594 | 197537.3328 | 0 | 4086055.7976 | 254 | 127000 | 2853.1315 | 2669.6697 | 23208.3333 | 158935.8753 | 150208.3333 | 0 | 8727.542 | 8727.542 | 126764.0571 | 235.9429 | 0 | 0 | 0 | 0 | 0
2022-04-22 14:00 | 0.73765 | 0.40458 | 186065 | 133133.3218 | 2846 | 192519.8785 | 15 | 17075.0115 | 1.7075 | 175444.867 | 0 | 4283593.1304 | 254 | 127000 | 2853.1315 | 2669.6697 | 23208.3333 | 158935.8753 | 150208.3333 | 0 | 8727.542 | 8727.542 | 127000 | 0 | 0 | 0 | 0 | 0 | 0
2022-04-22 15:00 | 0.55147 | 0.27498 | 186065 | 99530.9876 | 2846 | 130849.563 | 15 | 50677.3457 | 5.0677 | 80172.2172 | 0 | 4459037.9974 | 254 | 127000 | 2853.1315 | 2669.6697 | 23208.3333 | 158935.8753 | 150208.3333 | 0 | 8727.542 | 8727.542 | 99530.9876 | 27469.0124 | 0 | 0 | 0 | 0 | 0
2022-04-22 16:00 | 0.35075 | 0.15199 | 186065 | 63304.4298 | 2846 | 72324.6239 | 15 | 86903.9035 | 8.6904 | 0 | 14579.2797 | 4539210.2146 | 254 | 127000 | 2853.1315 | 2669.6697 | 23208.3333 | 158935.8753 | 150208.3333 | 0 | 8727.542 | 8727.542 | 40096.0965 | 86903.9035 | 0 | 0 | 0 | 0 | 0
2022-04-22 17:00 | 0.17275 | 0.05184 | 186065 | 31178.4469 | 2846 | 24668.1262 | 15 | 119029.8864 | 11.903 | 0 | 94361.7602 | 4524630.935 | 254 | 127000 | 2853.1315 | 2669.6697 | 23208.3333 | 158935.8753 | 150208.3333 | 0 | 8727.542 | 8727.542 | 7970.1136 | 119029.8864 | 0 | 0 | 0 | 0 | 0
2022-04-22 18:00 | 0.0319 | 0.0016 | 186065 | 5757.4093 | 2846 | 761.3619 | 15 | 144450.924 | 14.4451 | 0 | 143689.5621 | 4430269.1747 | 254 | 127000 | 2853.1315 | 2669.6697 | 23208.3333 | 158935.8753 | 150208.3333 | 0 | 8727.542 | 8727.542 | 5757.4093 | 121242.5907 | 0 | 0 | 0 | 0 | 0
2022-04-22 19:00 | 0 | 0 | 186065 | 0 | 2846 | 0 | 15 | 150000 | 15 | 0 | 150000 | 4286579.6126 | 254 | 126791.6667 | 2853.1315 | 2665.2903 | 23208.3333 | 158935.8753 | 150000 | 0 | 8935.8753 | 8935.8753 | 0 | 126791.6667 | 0 | 0 | 0 | 0 | 0
2022-04-22 20:00 | 0 | 0 | 186065 | 0 | 2846 | 0 | 15 | 150000 | 15 | 0 | 150000 | 4136579.6126 | 254 | 126791.6667 | 2853.1315 | 2665.2903 | 23208.3333 | 158935.8753 | 150000 | 0 | 8935.8753 | 8935.8753 | 0 | 126791.6667 | 0 | 0 | 0 | 0 | 0
2022-04-22 21:00 | 0 | 0 | 186065 | 0 | 2846 | 0 | 15 | 150000 | 15 | 0 | 150000 | 3986579.6126 | 254 | 126791.6667 | 2853.1315 | 2665.2903 | 23208.3333 | 158935.8753 | 150000 | 0 | 8935.8753 | 8935.8753 | 0 | 126791.6667 | 5.6843e-14 | 0 | 0 | 0 | 0
2022-04-22 22:00 | 0 | 0 | 186065 | 0 | 2846 | 0 | 15 | 150000 | 15 | 0 | 150000 | 3836579.6126 | 254 | 126791.6667 | 2853.1315 | 2665.2903 | 23208.3333 | 158935.8753 | 150000 | 0 | 8935.8753 | 8935.8753 | 0 | 126791.6667 | 0 | 0 | 0 | 0 | 0
2022-04-22 23:00 | 0 | 0 | 186065 | 0 | 2846 | 0 | 15 | 150000 | 15 | 0 | 150000 | 3686579.6126 | 254 | 126791.6667 | 2853.1315 | 2665.2903 | 23208.3333 | 158935.8753 | 150000 | 0 | 8935.8753 | 8935.8753 | 0 | 126791.6667 | 0 | 0 | 0 | 0 | 0
2022-04-23 | 0 | 0 | 186065 | 0 | 2846 | 0 | 15 | 149833.3333 | 14.9833 | 0 | 149833.3333 | 3536579.6126 | 254 | 127000 | 2853.1315 | 2669.6697 | 22833.3333 | 158560.8753 | 149833.3333 | 0 | 8727.542 | 8727.542 | 0 | 127000 | -2.8422e-14 | 0 | 0 | 0 | 0
2022-04-23 01:00 | 0 | 0 | 186065 | 0 | 2846 | 0 | 15 | 149833.3333 | 14.9833 | 0 | 149833.3333 | 3386746.2793 | 254 | 127000 | 2853.1315 | 2669.6697 | 22833.3333 | 158560.8753 | 149833.3333 | 0 | 8727.542 | 8727.542 | 0 | 127000 | 0 | 0 | 0 | 0 | 0
2022-04-23 02:00 | 0 | 0 | 186065 | 0 | 2846 | 0 | 15 | 149833.3333 | 14.9833 | 0 | 149833.3333 | 3236912.9459 | 254 | 127000 | 2853.1315 | 2669.6697 | 22833.3333 | 158560.8753 | 149833.3333 | 0 | 8727.542 | 8727.542 | 0 | 127000 | 0 | 0 | 0 | 0 | 0
2022-04-23 03:00 | 0 | 0 | 186065 | 0 | 2846 | 0 | 15 | 149833.3333 | 14.9833 | 0 | 149833.3333 | 3087079.6126 | 254 | 127000 | 2853.1315 | 2669.6697 | 22833.3333 | 158560.8753 | 149833.3333 | 0 | 8727.542 | 8727.542 | 0 | 127000 | 0 | 0 | 0 | 0 | 0
2022-04-23 04:00 | 0 | 0 | 186065 | 0 | 2846 | 0 | 15 | 149833.3333 | 14.9833 | 0 | 149833.3333 | 2937246.2793 | 254 | 127000 | 2853.1315 | 2669.6697 | 22833.3333 | 158560.8753 | 149833.3333 | 0 | 8727.542 | 8727.542 | 0 | 127000 | 0 | 0 | 0 | 0 | 0
2022-04-23 05:00 | 0 | 0 | 186065 | 0 | 2846 | 0 | 15 | 149833.3333 | 14.9833 | 0 | 149833.3333 | 2787412.9459 | 254 | 127000 | 2853.1315 | 2669.6697 | 22833.3333 | 158560.8753 | 149833.3333 | 0 | 8727.542 | 8727.542 | 0 | 127000 | 0 | 0 | 0 | 0 | 0
2022-04-23 06:00 | 0.0656 | 0.00201 | 186065 | 11839.6881 | 2846 | 956.4609 | 15 | 137993.6453 | 13.7994 | 0 | 137037.1843 | 2637579.6126 | 254 | 127000 | 2853.1315 | 2669.6697 | 22833.3333 | 158560.8753 | 149833.3333 | 0 | 8727.542 | 8727.542 | 11839.6881 | 115160.3119 | 0 | 0 | 0 | 0 | 0
2022-04-23 07:00 | 0.20332 | 0.01649 | 186065 | 36695.8137 | 2846 | 7846.7863 | 15 | 113137.5196 | 11.3138 | 0 | 105290.7333 | 2500542.4283 | 254 | 127000 | 2853.1315 | 2669.6697 | 22833.3333 | 158560.8753 | 149833.3333 | 0 | 8727.542 | 8727.542 | 36695.8137 | 90304.1863 | 0 | 0 | 0 | 0 | 0
2022-04-23 08:00 | 0.3562 | 0.03634 | 186065 | 64288.0624 | 2846 | 17292.4326 | 15 | 85545.2709 | 8.5545 | 0 | 68252.8383 | 2395251.6949 | 254 | 127000 | 2853.1315 | 2669.6697 | 22833.3333 | 158560.8753 | 149833.3333 | 0 | 8727.542 | 8727.542 | 41454.7291 | 85545.2709 | 0 | 0 | 0 | 0 | 0
2022-04-23 09:00 | 0.48327 | 0.03125 | 186065 | 87222.0436 | 2846 | 14870.35 | 15 | 62611.2898 | 6.2611 | 0 | 47740.9398 | 2326998.8566 | 254 | 127000 | 2853.1315 | 2669.6697 | 22833.3333 | 158560.8753 | 149833.3333 | 0 | 8727.542 | 8727.542 | 64388.7102 | 62611.2898 | 0 | 0 | 0 | 0 | 0
2022-04-23 10:00 | 0.55297 | 0.06166 | 186065 | 99801.7122 | 2846 | 29340.985 | 15 | 50031.6212 | 5.0032 | 0 | 20690.6362 | 2279257.9169 | 254 | 127000 | 2853.1315 | 2669.6697 | 22833.3333 | 158560.8753 | 149833.3333 | 0 | 8727.542 | 8727.542 | 99801.7122 | 27198.2878 | 0 | 0 | 0 | 0 | 0
2022-04-23 11:00 | 0.64835 | 0.05733 | 186065 | 117016.1855 | 2846 | 27280.5493 | 15 | 32817.1479 | 3.2817 | 0 | 5536.5986 | 2258567.2807 | 254 | 127000 | 2853.1315 | 2669.6697 | 22833.3333 | 158560.8753 | 149833.3333 | 0 | 8727.542 | 8727.542 | 94182.8521 | 32817.1479 | 0 | 0 | 0 | 0 | 0
2022-04-23 12:00 | 0.40173 | 0.08385 | 186065 | 72505.4557 | 2846 | 39900.1231 | 15 | 77327.8777 | 7.7328 | 0 | 37427.7545 | 2253030.6821 | 254 | 127000 | 2853.1315 | 2669.6697 | 22833.3333 | 158560.8753 | 149833.3333 | 0 | 8727.542 | 8727.542 | 49672.1223 | 77327.8777 | 0 | 0 | 0 | 0 | 0
2022-04-23 13:00 | 0.69038 | 0.16343 | 186065 | 124601.8881 | 2846 | 77768.3616 | 15 | 25231.4453 | 2.5231 | 52536.9163 | 0 | 2215602.9276 | 254 | 127000 | 2853.1315 | 2669.6697 | 22833.3333 | 158560.8753 | 149833.3333 | 0 | 8727.542 | 8727.542 | 101768.5547 | 25231.4453 | 0 | 0 | 0 | 0 | 0
2022-04-23 14:00 | 0.25633 | 0.07002 | 186065 | 46263.2202 | 2846 | 33319.101 | 15 | 103570.1131 | 10.357 | 0 | 70251.0121 | 2268139.8439 | 254 | 127000 | 2853.1315 | 2669.6697 | 22833.3333 | 158560.8753 | 149833.3333 | 0 | 8727.542 | 8727.542 | 23429.8869 | 103570.1131 | 0 | 0 | 0 | 0 | 0
2022-04-23 15:00 | 0.08275 | 0.00583 | 186065 | 14934.9724 | 2846 | 2774.2125 | 15 | 134898.3609 | 13.4898 | 0 | 132124.1484 | 2197888.8318 | 254 | 127000 | 2853.1315 | 2669.6697 | 22833.3333 | 158560.8753 | 149833.3333 | 0 | 8727.542 | 8727.542 | 14934.9724 | 112065.0276 | 0 | 0 | 0 | 0 | 0
2022-04-23 16:00 | 0.1113 | 0.03888 | 186065 | 20087.7635 | 2846 | 18501.0947 | 15 | 129745.5699 | 12.9746 | 0 | 111244.4752 | 2065764.6834 | 254 | 127000 | 2853.1315 | 2669.6697 | 22833.3333 | 158560.8753 | 149833.3333 | 0 | 8727.542 | 8727.542 | 20087.7635 | 106912.2365 | 0 | 0 | 0 | 0 | 0
2022-04-23 17:00 | 0.08562 | 0.01919 | 186065 | 15452.9587 | 2846 | 9131.5845 | 15 | 134380.3746 | 13.438 | 0 | 125248.7901 | 1954520.2082 | 254 | 127000 | 2853.1315 | 2669.6697 | 22833.3333 | 158560.8753 | 149833.3333 | 0 | 8727.542 | 8727.542 | 0 | 127000 | 0 | 0 | 0 | 0 | 0
2022-04-23 18:00 | 0.02173 | 0.00028 | 186065 | 3921.8967 | 2846 | 133.2383 | 15 | 145911.4367 | 14.5911 | 0 | 145778.1983 | 1829271.4181 | 254 | 127000 | 2853.1315 | 2669.6697 | 22833.3333 | 158560.8753 | 149833.3333 | 0 | 8727.542 | 8727.542 | 3921.8967 | 123078.1033 | 0 | 0 | 0 | 0 | 0
2022-04-23 19:00 | 0 | 0 | 186065 | 0 | 2846 | 0 | 15 | 149833.3333 | 14.9833 | 0 | 149833.3333 | 1683493.2198 | 254 | 127000 | 2853.1315 | 2669.6697 | 22833.3333 | 158560.8753 | 149833.3333 | 0 | 8727.542 | 8727.542 | 0 | 127000 | 0 | 0 | 0 | 0 | 0
2022-04-23 20:00 | 0 | 0 | 186065 | 0 | 2846 | 0 | 15 | 149833.3333 | 14.9833 | 0 | 149833.3333 | 1533659.8864 | 254 | 127000 | 2853.1315 | 2669.6697 | 22833.3333 | 158560.8753 | 149833.3333 | 0 | 8727.542 | 8727.542 | 0 | 127000 | 0 | 0 | 0 | 0 | 0
2022-04-23 21:00 | 0 | 0 | 186065 | 0 | 2846 | 0 | 15 | 149833.3333 | 14.9833 | 0 | 149833.3333 | 1383826.5531 | 254 | 127000 | 2853.1315 | 2669.6697 | 22833.3333 | 158560.8753 | 149833.3333 | 0 | 8727.542 | 8727.542 | 0 | 127000 | 0 | 0 | 0 | 0 | 0
2022-04-23 22:00 | 0 | 0 | 186065 | 0 | 2846 | 0 | 15 | 149833.3333 | 14.9833 | 0 | 149833.3333 | 1233993.2198 | 254 | 127000 | 2853.1315 | 2669.6697 | 22833.3333 | 158560.8753 | 149833.3333 | 0 | 8727.542 | 8727.542 | 0 | 127000 | 0 | 0 | 0 | 0 | 0
2022-04-23 23:00 | 0 | 0 | 186065 | 0 | 2846 | 0 | 15 | 149833.3333 | 14.9833 | 0 | 149833.3333 | 1084159.8864 | 254 | 127000 | 2853.1315 | 2669.6697 | 22833.3333 | 158560.8753 | 149833.3333 | 0 | 8727.542 | 8727.542 | 0 | 127000 | 0 | 0 | 0 | 0 | 0
2022-04-24 | 0 | 0 | 186065 | 0 | 2846 | 0 | 15 | 150000 | 15 | 0 | 150000 | 934326.5531 | 254 | 126166.6667 | 2853.1315 | 2652.1522 | 23833.3333 | 159560.8753 | 150000 | 0 | 9560.8753 | 9560.8753 | 0 | 126166.6667 | 0 | 0 | 0 | 0 | 0
2022-04-24 01:00 | 0 | 0 | 186065 | 0 | 2846 | 0 | 15 | 150000 | 15 | 0 | 150000 | 784326.5531 | 254 | 126166.6667 | 2853.1315 | 2652.1522 | 23833.3333 | 159560.8753 | 150000 | 0 | 9560.8753 | 9560.8753 | 0 | 126166.6667 | 0 | 0 | 0 | 0 | 0
2022-04-24 02:00 | 0 | 0 | 186065 | 0 | 2846 | 0 | 15 | 150000 | 15 | 0 | 150000 | 634326.5531 | 254 | 126166.6667 | 2853.1315 | 2652.1522 | 23833.3333 | 159560.8753 | 150000 | 0 | 9560.8753 | 9560.8753 | 0 | 126166.6667 | 0 | 0 | 0 | 0 | 0
2022-04-24 03:00 | 0 | 0 | 186065 | 0 | 2846 | 0 | 15 | 150000 | 15 | 0 | 150000 | 484326.5531 | 254 | 126166.6667 | 2853.1315 | 2652.1522 | 23833.3333 | 159560.8753 | 150000 | 0 | 9560.8753 | 9560.8753 | 0 | 126166.6667 | 0 | 0 | 0 | 0 | 0
2022-04-24 04:00 | 0 | 0 | 186065 | 0 | 2846 | 0 | 15 | 150000 | 15 | 0 | 150000 | 334326.5531 | 254 | 126166.6667 | 2853.1315 | 2652.1522 | 23833.3333 | 159560.8753 | 150000 | 0 | 9560.8753 | 9560.8753 | 0 | 126166.6667 | 0 | 0 | 0 | 0 | 0
2022-04-24 05:00 | 0 | 0 | 186065 | 0 | 2846 | 0 | 15 | 150000 | 15 | 0 | 150000 | 184326.5531 | 254 | 126166.6667 | 2853.1315 | 2652.1522 | 23833.3333 | 159560.8753 | 150000 | 0 | 9560.8753 | 9560.8753 | 0 | 126166.6667 | 0 | 0 | 0 | 0 | 0
2022-04-24 06:00 | 0.06878 | 0.01349 | 186065 | 12413.6242 | 2846 | 6419.2327 | 15 | 23833.3333 | 2.3833 | 0 | 17414.1006 | 34326.5531 | 254 | 12413.6242 | 2853.1315 | 260.9471 | 23833.3333 | 159560.8753 | 36246.9575 | 0 | 123313.9178 | 123313.9178 | 12413.6242 | 0 | 0 | 0 | 0 | 0 | 0
2022-04-24 07:00 | 0.20873 | 0.07254 | 186065 | 37672.227 | 2846 | 34518.246 | 15 | 51430.6985 | 5.1431 | 0 | 16912.4525 | 16912.4525 | 254 | 65269.5922 | 2853.1315 | 1372.0335 | 23833.3333 | 159560.8753 | 89102.9255 | 0 | 70457.9498 | 70457.9498 | 13838.8937 | 51430.6985 | 0 | 0 | 0 | 0 | 0
2022-04-24 08:00 | 0.40915 | 0.18401 | 186065 | 73844.6399 | 2846 | 87561.3793 | 15 | 76988.6934 | 7.6989 | 10572.6859 | 0 | 0 | 254 | 127000 | 2853.1315 | 2669.6697 | 23833.3333 | 159560.8753 | 150833.3333 | 0 | 8727.542 | 8727.542 | 73844.6399 | 53155.3601 | 0 | 0 | 0 | 0 | 0
2022-04-24 09:00 | 0.60525 | 0.27218 | 186065 | 109237.366 | 2846 | 129517.1796 | 15 | 41595.9673 | 4.1596 | 87921.2123 | 0 | 10572.6859 | 254 | 127000 | 2853.1315 | 2669.6697 | 23833.3333 | 159560.8753 | 150833.3333 | 0 | 8727.542 | 8727.542 | 85404.0327 | 41595.9673 | 0 | 0 | 0 | 0 | 0
2022-04-24 10:00 | 0.76142 | 0.33084 | 186065 | 137423.4039 | 2846 | 157430.611 | 15 | 13409.9294 | 1.341 | 144020.6816 | 0 | 98493.8982 | 254 | 127000 | 2853.1315 | 2669.6697 | 23833.3333 | 159560.8753 | 150833.3333 | 0 | 8727.542 | 8727.542 | 113590.0706 | 13409.9294 | 0 | 0 | 0 | 0 | 0
2022-04-24 11:00 | 0.8553 | 0.35117 | 186065 | 154367.1527 | 2846 | 167104.6659 | 15 | 0 | 0 | 167104.6659 | 0 | 242514.5798 | 254 | 127000 | 2853.1315 | 2669.6697 | 23833.3333 | 159560.8753 | 150833.3333 | 0 | 8727.542 | 8727.542 | 127000 | 0 | 0 | 0 | 0 | 0 | 0
2022-04-24 12:00 | 0.93842 | 0.52998 | 186065 | 169368.9038 | 2846 | 252191.619 | 15 | 0 | 0 | 252191.619 | 0 | 409619.2457 | 254 | 127000 | 2853.1315 | 2669.6697 | 23833.3333 | 159560.8753 | 150833.3333 | 0 | 8727.542 | 8727.542 | 127000 | 0 | 0 | 0 | 0 | 0 | 0
2022-04-24 13:00 | 0.87017 | 0.47497 | 186065 | 157050.9356 | 2846 | 226015.0445 | 15 | 0 | 0 | 226015.0445 | 0 | 661810.8647 | 254 | 127000 | 2853.1315 | 2669.6697 | 23833.3333 | 159560.8753 | 150833.3333 | 0 | 8727.542 | 8727.542 | 127000 | 0 | 0 | 0 | 0 | 0 | 0
2022-04-24 14:00 | 0.7223 | 0.37447 | 186065 | 130362.907 | 2846 | 178191.9989 | 15 | 20470.4263 | 2.047 | 157721.5725 | 0 | 887825.9091 | 254 | 127000 | 2853.1315 | 2669.6697 | 23833.3333 | 159560.8753 | 150833.3333 | 0 | 8727.542 | 8727.542 | 127000 | 0 | 0 | 0 | 0 | 0 | 0
2022-04-24 15:00 | 0.52703 | 0.27101 | 186065 | 95119.9818 | 2846 | 128960.4337 | 15 | 55713.3515 | 5.5713 | 73247.0822 | 0 | 1045547.4817 | 254 | 127000 | 2853.1315 | 2669.6697 | 23833.3333 | 159560.8753 | 150833.3333 | 0 | 8727.542 | 8727.542 | 71286.6485 | 55713.3515 | 0 | 0 | 0 | 0 | 0
2022-04-24 16:00 | 0.29645 | 0.13944 | 186065 | 53504.2002 | 2846 | 66352.6913 | 15 | 97329.1332 | 9.7329 | 0 | 30976.4418 | 1118794.5639 | 254 | 127000 | 2853.1315 | 2669.6697 | 23833.3333 | 159560.8753 | 150833.3333 | 0 | 8727.542 | 8727.542 | 29670.8668 | 97329.1332 | 0 | 0 | 0 | 0 | 0
2022-04-24 17:00 | 0.12365 | 0.03175 | 186065 | 22316.7291 | 2846 | 15108.2756 | 15 | 128516.6042 | 12.8517 | 0 | 113408.3286 | 1087818.1221 | 254 | 127000 | 2853.1315 | 2669.6697 | 23833.3333 | 159560.8753 | 150833.3333 | 0 | 8727.542 | 8727.542 | 0 | 127000 | 0 | 0 | 0 | 0 | 0
2022-04-24 18:00 | 0.0201 | 0 | 186065 | 3627.7093 | 2846 | 0 | 15 | 147205.624 | 14.7206 | 0 | 147205.624 | 974409.7935 | 254 | 127000 | 2853.1315 | 2669.6697 | 23833.3333 | 159560.8753 | 150833.3333 | 0 | 8727.542 | 8727.542 | 3627.7093 | 123372.2907 | 0 | 0 | 0 | 0 | 0
2022-04-24 19:00 | 0 | 0 | 186065 | 0 | 2846 | 0 | 15 | 150000 | 15 | 0 | 150000 | 827204.1694 | 254 | 126166.6667 | 2853.1315 | 2652.1522 | 23833.3333 | 159560.8753 | 150000 | 0 | 9560.8753 | 9560.8753 | 0 | 126166.6667 | 0 | 0 | 0 | 0 | 0
2022-04-24 20:00 | 0 | 0 | 186065 | 0 | 2846 | 0 | 15 | 150000 | 15 | 0 | 150000 | 677204.1694 | 254 | 126166.6667 | 2853.1315 | 2652.1522 | 23833.3333 | 159560.8753 | 150000 | 0 | 9560.8753 | 9560.8753 | 0 | 126166.6667 | 0 | 0 | 0 | 0 | 0
2022-04-24 21:00 | 0 | 0 | 186065 | 0 | 2846 | 0 | 15 | 150000 | 15 | 0 | 150000 | 527204.1694 | 254 | 126166.6667 | 2853.1315 | 2652.1522 | 23833.3333 | 159560.8753 | 150000 | 0 | 9560.8753 | 9560.8753 | 0 | 126166.6667 | 0 | 0 | 0 | 0 | 0
2022-04-24 22:00 | 0 | 0 | 186065 | 0 | 2846 | 0 | 15 | 150000 | 15 | 0 | 150000 | 377204.1694 | 254 | 126166.6667 | 2853.1315 | 2652.1522 | 23833.3333 | 159560.8753 | 150000 | 0 | 9560.8753 | 9560.8753 | 0 | 126166.6667 | 0 | 0 | 0 | 0 | 0
2022-04-24 23:00 | 0 | 0 | 186065 | 0 | 2846 | 0 | 15 | 80936.5065 | 8.0937 | 0 | 80936.5065 | 227204.1694 | 254 | 57103.1732 | 2853.1315 | 1200.367 | 23833.3333 | 159560.8753 | 80936.5065 | 0 | 78624.3688 | 78624.3688 | 0 | 57103.1732 | 0 | 0 | 0 | 0 | 0
2022-04-25 | 0 | 0 | 186065 | 0 | 2846 | 0 | 15 | 23166.6667 | 2.3167 | 0 | 23166.6667 | 146267.6629 | 254 | 0 | 2853.1315 | 0 | 23166.6667 | 158894.2086 | 23166.6667 | 0 | 135727.542 | 135727.542 | 0 | 0 | 0 | 0 | 0 | 0 | 0
2022-04-25 01:00 | 0 | 0 | 186065 | 0 | 2846 | 0 | 15 | 23166.6667 | 2.3167 | 0 | 23166.6667 | 123100.9963 | 254 | 0 | 2853.1315 | 0 | 23166.6667 | 158894.2086 | 23166.6667 | 0 | 135727.542 | 135727.542 | 0 | 0 | 0 | 0 | 0 | 0 | 0
2022-04-25 02:00 | 0 | 0 | 186065 | 0 | 2846 | 0 | 15 | 23166.6667 | 2.3167 | 0 | 23166.6667 | 99934.3296 | 254 | 0 | 2853.1315 | 0 | 23166.6667 | 158894.2086 | 23166.6667 | 0 | 135727.542 | 135727.542 | 0 | 0 | 0 | 0 | 0 | 0 | 0
2022-04-25 03:00 | 0 | 0 | 186065 | 0 | 2846 | 0 | 15 | 23166.6667 | 2.3167 | 0 | 23166.6667 | 76767.6629 | 254 | 0 | 2853.1315 | 0 | 23166.6667 | 158894.2086 | 23166.6667 | 0 | 135727.542 | 135727.542 | 0 | 0 | 0 | 0 | 0 | 0 | 0
2022-04-25 04:00 | 0 | 0 | 186065 | 0 | 2846 | 0 | 15 | 23166.6667 | 2.3167 | 0 | 23166.6667 | 53600.9963 | 254 | 0 | 2853.1315 | 0 | 23166.6667 | 158894.2086 | 23166.6667 | 0 | 135727.542 | 135727.542 | 0 | 0 | 0 | 0 | 0 | 0 | 0
2022-04-25 05:00 | 0 | 0 | 186065 | 0 | 2846 | 0 | 15 | 23166.6667 | 2.3167 | 0 | 23166.6667 | 30434.3296 | 254 | 0 | 2853.1315 | 0 | 23166.6667 | 158894.2086 | 23166.6667 | 0 | 135727.542 | 135727.542 | 0 | 0 | 0 | 0 | 0 | 0 | 0
2022-04-25 06:00 | 0.0675 | 0.00781 | 186065 | 12182.6059 | 2846 | 3716.3979 | 15 | 10984.0608 | 1.0984 | 0 | 7267.6629 | 7267.6629 | 254 | 0 | 2853.1315 | 0 | 23166.6667 | 158894.2086 | 23166.6667 | 0 | 135727.542 | 135727.542 | 0 | 0 | 0 | 0 | 0 | 0 | 0
2022-04-25 07:00 | 0.19907 | 0.06915 | 186065 | 35928.7608 | 2846 | 32905.1105 | 15 | 32905.1105 | 3.2905 | 0 | 0 | 0 | 254 | 45667.2046 | 2853.1315 | 959.9713 | 23166.6667 | 158894.2086 | 68833.8712 | 0 | 90060.3374 | 90060.3374 | 12762.0941 | 32905.1105 | 0 | 0 | 0 | 0 | 0
2022-04-25 08:00 | 0.3669 | 0.19503 | 186065 | 66219.231 | 2846 | 92805.2595 | 15 | 83947.4356 | 8.3947 | 8857.8239 | 0 | 0 | 254 | 127000 | 2853.1315 | 2669.6697 | 23166.6667 | 158894.2086 | 150166.6667 | 0 | 8727.542 | 8727.542 | 43052.5644 | 83947.4356 | 0 | 0 | 0 | 0 | 0
2022-04-25 09:00 | 0.54565 | 0.266 | 186065 | 98480.5762 | 2846 | 126576.4192 | 15 | 51686.0904 | 5.1686 | 74890.3288 | 0 | 8857.8239 | 254 | 127000 | 2853.1315 | 2669.6697 | 23166.6667 | 158894.2086 | 150166.6667 | 0 | 8727.542 | 8727.542 | 98480.5762 | 28519.4238 | 0 | 0 | 0 | 0 | 0
2022-04-25 10:00 | 0.73062 | 0.38702 | 186065 | 131864.526 | 2846 | 184163.9314 | 15 | 18302.1407 | 1.8302 | 165861.7907 | 0 | 83748.1527 | 254 | 127000 | 2853.1315 | 2669.6697 | 23166.6667 | 158894.2086 | 150166.6667 | 0 | 8727.542 | 8727.542 | 127000 | 0 | 0 | 0 | 0 | 0 | 0
2022-04-25 11:00 | 0.80517 | 0.42969 | 186065 | 145319.5374 | 2846 | 204468.5021 | 15 | 4847.1293 | 0.48471 | 199621.3728 | 0 | 249609.9434 | 254 | 127000 | 2853.1315 | 2669.6697 | 23166.6667 | 158894.2086 | 150166.6667 | 0 | 8727.542 | 8727.542 | 127000 | 0 | 0 | 0 | 0 | 0 | 0
2022-04-25 12:00 | 0.80878 | 0.30951 | 186065 | 145971.0812 | 2846 | 147280.7049 | 15 | 4195.5855 | 0.41956 | 143085.1194 | 0 | 449231.3163 | 254 | 127000 | 2853.1315 | 2669.6697 | 23166.6667 | 158894.2086 | 150166.6667 | 0 | 8727.542 | 8727.542 | 127000 | 0 | 0 | 0 | 0 | 0 | 0
2022-04-25 13:00 | 0.8188 | 0.44437 | 186065 | 147779.5213 | 2846 | 211453.9977 | 15 | 2387.1453 | 0.23871 | 209066.8524 | 0 | 592316.4357 | 254 | 127000 | 2853.1315 | 2669.6697 | 23166.6667 | 158894.2086 | 150166.6667 | 0 | 8727.542 | 8727.542 | 124612.8547 | 2387.1453 | 0 | 0 | 0 | 0 | 0
2022-04-25 14:00 | 0.68672 | 0.20705 | 186065 | 123941.3201 | 2846 | 98524.991 | 15 | 26225.3466 | 2.6225 | 72299.6444 | 0 | 801383.2881 | 254 | 127000 | 2853.1315 | 2669.6697 | 23166.6667 | 158894.2086 | 150166.6667 | 0 | 8727.542 | 8727.542 | 100774.6534 | 26225.3466 | 0 | 0 | 0 | 0 | 0
2022-04-25 15:00 | 0.49942 | 0.13316 | 186065 | 90136.8448 | 2846 | 63364.3458 | 15 | 60029.8218 | 6.003 | 3334.524 | 0 | 873682.9325 | 254 | 127000 | 2853.1315 | 2669.6697 | 23166.6667 | 158894.2086 | 150166.6667 | 0 | 8727.542 | 8727.542 | 66970.1782 | 60029.8218 | 0 | 0 | 0 | 0 | 0
2022-04-25 16:00 | 0.32292 | 0.10922 | 186065 | 58281.5865 | 2846 | 51972.4681 | 15 | 91885.0802 | 9.1885 | 0 | 39912.6121 | 877017.4564 | 254 | 127000 | 2853.1315 | 2669.6697 | 23166.6667 | 158894.2086 | 150166.6667 | 0 | 8727.542 | 8727.542 | 58281.5865 | 68718.4135 | 0 | 0 | 0 | 0 | 0
2022-04-25 17:00 | 0.16012 | 0.04843 | 186065 | 28898.946 | 2846 | 23045.4736 | 15 | 121267.7207 | 12.1268 | 0 | 98222.2471 | 837104.8443 | 254 | 127000 | 2853.1315 | 2669.6697 | 23166.6667 | 158894.2086 | 150166.6667 | 0 | 8727.542 | 8727.542 | 5732.2793 | 121267.7207 | 0 | 0 | 0 | 0 | 0
2022-04-25 18:00 | 0.03033 | 0.0009 | 186065 | 5474.0509 | 2846 | 428.2661 | 15 | 144692.6158 | 14.4693 | 0 | 144264.3497 | 738882.5973 | 254 | 127000 | 2853.1315 | 2669.6697 | 23166.6667 | 158894.2086 | 150166.6667 | 0 | 8727.542 | 8727.542 | 0 | 127000 | 0 | 0 | 0 | 0 | 0
2022-04-25 19:00 | 0 | 0 | 186065 | 0 | 2846 | 0 | 15 | 150000 | 15 | 0 | 150000 | 594618.2476 | 254 | 126833.3333 | 2853.1315 | 2666.1662 | 23166.6667 | 158894.2086 | 150000 | 0 | 8894.2086 | 8894.2086 | 0 | 126833.3333 | 0 | 0 | 0 | 0 | 0
2022-04-25 20:00 | 0 | 0 | 186065 | 0 | 2846 | 0 | 15 | 150000 | 15 | 0 | 150000 | 444618.2476 | 254 | 126833.3333 | 2853.1315 | 2666.1662 | 23166.6667 | 158894.2086 | 150000 | 0 | 8894.2086 | 8894.2086 | 0 | 126833.3333 | 0 | 0 | 0 | 0 | 0
2022-04-25 21:00 | 0 | 0 | 186065 | 0 | 2846 | 0 | 15 | 112534.9143 | 11.2535 | 0 | 112534.9143 | 294618.2476 | 254 | 89368.2476 | 2853.1315 | 1878.6118 | 23166.6667 | 158894.2086 | 112534.9143 | 0 | 46359.2944 | 46359.2944 | 0 | 89368.2476 | 0 | 0 | 0 | 0 | 0
2022-04-25 22:00 | 0 | 0 | 186065 | 0 | 2846 | 0 | 15 | 23166.6667 | 2.3167 | 0 | 23166.6667 | 182083.3333 | 254 | 0 | 2853.1315 | 0 | 23166.6667 | 158894.2086 | 23166.6667 | 0 | 135727.542 | 135727.542 | 0 | 0 | 0 | 0 | 0 | 0 | 0
2022-04-25 23:00 | 0 | 0 | 186065 | 0 | 2846 | 0 | 15 | 23166.6667 | 2.3167 | 0 | 23166.6667 | 158916.6667 | 254 | 0 | 2853.1315 | 0 | 23166.6667 | 158894.2086 | 23166.6667 | 0 | 135727.542 | 135727.542 | 0 | 0 | 0 | 0 | 0 | 0 | 0
2022-04-26 | 0 | 0 | 186065 | 0 | 2846 | 0 | 15 | 22625 | 2.2625 | 0 | 22625 | 135750 | 254 | 0 | 2853.1315 | 0 | 22625 | 158352.542 | 22625 | 0 | 135727.542 | 135727.542 | 0 | 0 | 0 | 0 | 0 | 0 | 0
2022-04-26 01:00 | 0 | 0 | 186065 | 0 | 2846 | 0 | 15 | 22625 | 2.2625 | 0 | 22625 | 113125 | 254 | 0 | 2853.1315 | 0 | 22625 | 158352.542 | 22625 | 0 | 135727.542 | 135727.542 | 0 | 0 | 0 | 0 | 0 | 0 | 0
2022-04-26 02:00 | 0 | 0 | 186065 | 0 | 2846 | 0 | 15 | 22625 | 2.2625 | 0 | 22625 | 90500 | 254 | 0 | 2853.1315 | 0 | 22625 | 158352.542 | 22625 | 0 | 135727.542 | 135727.542 | 0 | 0 | 0 | 0 | 0 | 0 | 0
2022-04-26 03:00 | 0 | 0 | 186065 | 0 | 2846 | 0 | 15 | 22625 | 2.2625 | 0 | 22625 | 67875 | 254 | 0 | 2853.1315 | 0 | 22625 | 158352.542 | 22625 | 0 | 135727.542 | 135727.542 | 0 | 0 | 0 | 0 | 0 | 0 | 0
2022-04-26 04:00 | 0 | 0 | 186065 | 0 | 2846 | 0 | 15 | 22625 | 2.2625 | 0 | 22625 | 45250 | 254 | 0 | 2853.1315 | 0 | 22625 | 158352.542 | 22625 | 0 | 135727.542 | 135727.542 | 0 | 0 | 0 | 0 | 0 | 0 | 0
2022-04-26 05:00 | 0 | 0 | 186065 | 0 | 2846 | 0 | 15 | 22625 | 2.2625 | 0 | 22625 | 22625 | 254 | 0 | 2853.1315 | 0 | 22625 | 158352.542 | 22625 | 0 | 135727.542 | 135727.542 | 0 | 0 | 0 | 0 | 0 | 0 | 0
2022-04-26 06:00 | 0.07905 | 0.03767 | 186065 | 14267.1851 | 2846 | 17925.3147 | 15 | 17925.3147 | 1.7925 | 0 | 0 | 0 | 254 | 9567.4998 | 2853.1315 | 201.1186 | 22625 | 158352.542 | 32192.4998 | 0 | 126160.0421 | 126160.0421 | 0 | 9567.4998 | 0 | 0 | 0 | 0 | 0
2022-04-26 07:00 | 0.23243 | 0.13203 | 186065 | 41949.6753 | 2846 | 62826.6339 | 15 | 62826.6339 | 6.2827 | 0 | 0 | 0 | 254 | 82151.3092 | 2853.1315 | 1726.9044 | 22625 | 158352.542 | 104776.3092 | 0 | 53576.2327 | 53576.2327 | 41949.6753 | 40201.6339 | 0 | 0 | 0 | 0 | 0
2022-04-26 08:00 | 0.44205 | 0.27117 | 186065 | 79782.5323 | 2846 | 129036.5699 | 15 | 69842.4677 | 6.9842 | 59194.1022 | 0 | 0 | 254 | 127000 | 2853.1315 | 2669.6697 | 22625 | 158352.542 | 149625 | 0 | 8727.542 | 8727.542 | 57157.5323 | 69842.4677 | 0 | 0 | 0 | 0 | 0
2022-04-26 09:00 | 0.65015 | 0.39473 | 186065 | 117341.055 | 2846 | 187832.7442 | 15 | 32283.945 | 3.2284 | 155548.7991 | 0 | 59194.1022 | 254 | 127000 | 2853.1315 | 2669.6697 | 22625 | 158352.542 | 149625 | 0 | 8727.542 | 8727.542 | 94716.055 | 32283.945 | 0 | 0 | 0 | 0 | 0
2022-04-26 10:00 | 0.81065 | 0.46695 | 186065 | 146308.5845 | 2846 | 222198.7178 | 15 | 3316.4155 | 0.33164 | 218882.3023 | 0 | 214742.9013 | 254 | 127000 | 2853.1315 | 2669.6697 | 22625 | 158352.542 | 149625 | 0 | 8727.542 | 8727.542 | 127000 | 0 | 0 | 0 | 0 | 0 | 0
2022-04-26 11:00 | 0.90395 | 0.49421 | 186065 | 163147.653 | 2846 | 235170.4216 | 15 | 0 | 0 | 235170.4216 | 0 | 433625.2036 | 254 | 127000 | 2853.1315 | 2669.6697 | 22625 | 158352.542 | 149625 | 0 | 8727.542 | 8727.542 | 127000 | 0 | 0 | 0 | 0 | 0 | 0
2022-04-26 12:00 | 0.97245 | 0.63066 | 186065 | 175510.742 | 2846 | 300100.3178 | 15 | 0 | 0 | 300100.3178 | 0 | 668795.6252 | 254 | 127000 | 2853.1315 | 2669.6697 | 22625 | 158352.542 | 149625 | 0 | 8727.542 | 8727.542 | 127000 | 0 | 0 | 0 | 0 | 0 | 0
2022-04-26 13:00 | 0.83772 | 0.54307 | 186065 | 151194.2606 | 2846 | 258420.5112 | 15 | 0 | 0 | 258420.5112 | 0 | 968895.943 | 254 | 127000 | 2853.1315 | 2669.6697 | 22625 | 158352.542 | 149625 | 0 | 8727.542 | 8727.542 | 127000 | 0 | 0 | 0 | 0 | 0 | 0
2022-04-26 14:00 | 0.6939 | 0.321 | 186065 | 125237.1884 | 2846 | 152748.2352 | 15 | 24387.8116 | 2.4388 | 128360.4236 | 0 | 1227316.4541 | 254 | 127000 | 2853.1315 | 2669.6697 | 22625 | 158352.542 | 149625 | 0 | 8727.542 | 8727.542 | 102612.1884 | 24387.8116 | 0 | 0 | 0 | 0 | 0
2022-04-26 15:00 | 0.4469 | 0.21101 | 186065 | 80657.875 | 2846 | 100409.3617 | 15 | 68967.125 | 6.8967 | 31442.2368 | 0 | 1355676.8777 | 254 | 127000 | 2853.1315 | 2669.6697 | 22625 | 158352.542 | 149625 | 0 | 8727.542 | 8727.542 | 80657.875 | 46342.125 | 0 | 0 | 0 | 0 | 0
2022-04-26 16:00 | 0.24975 | 0.14117 | 186065 | 45075.6417 | 2846 | 67175.9139 | 15 | 104549.3583 | 10.4549 | 0 | 37373.4444 | 1387119.1145 | 254 | 127000 | 2853.1315 | 2669.6697 | 22625 | 158352.542 | 149625 | 0 | 8727.542 | 8727.542 | 22450.6417 | 104549.3583 | 0 | 0 | 0 | 0 | 0
2022-04-26 17:00 | 0.11897 | 0.05497 | 186065 | 21472.0685 | 2846 | 26157.5405 | 15 | 128152.9315 | 12.8153 | 0 | 101995.3911 | 1349745.6701 | 254 | 127000 | 2853.1315 | 2669.6697 | 22625 | 158352.542 | 149625 | 0 | 8727.542 | 8727.542 | 0 | 127000 | 0 | 0 | 0 | 0 | 0
2022-04-26 18:00 | 0.02608 | 0.00275 | 186065 | 4706.9979 | 2846 | 1308.5908 | 15 | 144918.0021 | 14.4918 | 0 | 143609.4113 | 1247750.2791 | 254 | 127000 | 2853.1315 | 2669.6697 | 22625 | 158352.542 | 149625 | 0 | 8727.542 | 8727.542 | 0 | 127000 | 0 | 0 | 0 | 0 | 0
2022-04-26 19:00 | 0 | 0 | 186065 | 0 | 2846 | 0 | 15 | 149625 | 14.9625 | 0 | 149625 | 1104140.8678 | 254 | 127000 | 2853.1315 | 2669.6697 | 22625 | 158352.542 | 149625 | 0 | 8727.542 | 8727.542 | 0 | 127000 | 0 | 0 | 0 | 0 | 0
2022-04-26 20:00 | 0 | 0 | 186065 | 0 | 2846 | 0 | 15 | 149625 | 14.9625 | 0 | 149625 | 954515.8678 | 254 | 127000 | 2853.1315 | 2669.6697 | 22625 | 158352.542 | 149625 | 0 | 8727.542 | 8727.542 | 0 | 127000 | 0 | 0 | 0 | 0 | 0
2022-04-26 21:00 | 0 | 0 | 186065 | 0 | 2846 | 0 | 15 | 149625 | 14.9625 | 0 | 149625 | 804890.8678 | 254 | 127000 | 2853.1315 | 2669.6697 | 22625 | 158352.542 | 149625 | 0 | 8727.542 | 8727.542 | 0 | 127000 | 0 | 0 | 0 | 0 | 0
2022-04-26 22:00 | 0 | 0 | 186065 | 0 | 2846 | 0 | 15 | 149625 | 14.9625 | 0 | 149625 | 655265.8678 | 254 | 127000 | 2853.1315 | 2669.6697 | 22625 | 158352.542 | 149625 | 0 | 8727.542 | 8727.542 | 0 | 127000 | 0 | 0 | 0 | 0 | 0
2022-04-26 23:00 | 0 | 0 | 186065 | 0 | 2846 | 0 | 15 | 149625 | 14.9625 | 0 | 149625 | 505640.8678 | 254 | 127000 | 2853.1315 | 2669.6697 | 22625 | 158352.542 | 149625 | 0 | 8727.542 | 8727.542 | 0 | 127000 | 0 | 0 | 0 | 0 | 0
2022-04-27 | 0 | 0 | 186065 | 0 | 2846 | 0 | 15 | 150000 | 15 | 0 | 150000 | 356015.8678 | 254 | 126362.5 | 2853.1315 | 2656.2688 | 23637.5 | 159365.042 | 150000 | 0 | 9365.042 | 9365.042 | 0 | 126362.5 | 0 | 0 | 0 | 0 | 0
2022-04-27 01:00 | 0 | 0 | 186065 | 0 | 2846 | 0 | 15 | 111465.8678 | 11.1466 | 0 | 111465.8678 | 206015.8678 | 254 | 87828.3678 | 2853.1315 | 1846.242 | 23637.5 | 159365.042 | 111465.8678 | 0 | 47899.1742 | 47899.1742 | 0 | 87828.3678 | 0 | 0 | 0 | 0 | 0
2022-04-27 02:00 | 0 | 0 | 186065 | 0 | 2846 | 0 | 15 | 23637.5 | 2.3638 | 0 | 23637.5 | 94550 | 254 | 0 | 2853.1315 | 0 | 23637.5 | 159365.042 | 23637.5 | 0 | 135727.542 | 135727.542 | 0 | 0 | 0 | 0 | 0 | 0 | 0
2022-04-27 03:00 | 0 | 0 | 186065 | 0 | 2846 | 0 | 15 | 23637.5 | 2.3638 | 0 | 23637.5 | 70912.5 | 254 | 0 | 2853.1315 | 0 | 23637.5 | 159365.042 | 23637.5 | 0 | 135727.542 | 135727.542 | 0 | 0 | 0 | 0 | 0 | 0 | 0
2022-04-27 04:00 | 0 | 0 | 186065 | 0 | 2846 | 0 | 15 | 23637.5 | 2.3638 | 0 | 23637.5 | 47275 | 254 | 0 | 2853.1315 | 0 | 23637.5 | 159365.042 | 23637.5 | 0 | 135727.542 | 135727.542 | 0 | 0 | 0 | 0 | 0 | 0 | 0
2022-04-27 05:00 | 0 | 0 | 186065 | 0 | 2846 | 0 | 15 | 23637.5 | 2.3638 | 0 | 23637.5 | 23637.5 | 254 | 0 | 2853.1315 | 0 | 23637.5 | 159365.042 | 23637.5 | 0 | 135727.542 | 135727.542 | 0 | 0 | 0 | 0 | 0 | 0 | 0
2022-04-27 06:00 | 0.08768 | 0.05951 | 186065 | 15824.7538 | 2846 | 28317.9049 | 15 | 28317.9049 | 2.8318 | 0 | 0 | 0 | 254 | 20505.1587 | 2853.1315 | 431.0394 | 23637.5 | 159365.042 | 44142.6587 | 0 | 115222.3832 | 115222.3832 | 0 | 20505.1587 | 0 | 0 | 0 | 0 | 0
2022-04-27 07:00 | 0.2718 | 0.27139 | 186065 | 49055.293 | 2846 | 129141.2572 | 15 | 101582.207 | 10.1582 | 27559.0502 | 0 | 0 | 254 | 127000 | 2853.1315 | 2669.6697 | 23637.5 | 159365.042 | 150637.5 | 0 | 8727.542 | 8727.542 | 49055.293 | 77944.707 | 0 | 0 | 0 | 0 | 0
2022-04-27 08:00 | 0.49738 | 0.44353 | 186065 | 89768.6594 | 2846 | 211054.2827 | 15 | 60868.8406 | 6.0869 | 150185.4421 | 0 | 27559.0502 | 254 | 127000 | 2853.1315 | 2669.6697 | 23637.5 | 159365.042 | 150637.5 | 0 | 8727.542 | 8727.542 | 89768.6594 | 37231.3406 | 0 | 0 | 0 | 0 | 0
2022-04-27 09:00 | 0.69922 | 0.52561 | 186065 | 126197.3582 | 2846 | 250112.1492 | 15 | 24440.1418 | 2.444 | 225672.0075 | 0 | 177744.4923 | 254 | 127000 | 2853.1315 | 2669.6697 | 23637.5 | 159365.042 | 150637.5 | 0 | 8727.542 | 8727.542 | 126197.3582 | 802.6418 | 0 | 0 | 0 | 0 | 0
2022-04-27 10:00 | 0.85885 | 0.61342 | 186065 | 155007.8675 | 2846 | 291896.6431 | 15 | 0 | 0 | 291896.6431 | 0 | 403416.4998 | 254 | 127000 | 2853.1315 | 2669.6697 | 23637.5 | 159365.042 | 150637.5 | 0 | 8727.542 | 8727.542 | 127000 | 0 | 0 | 0 | 0 | 0 | 0
2022-04-27 11:00 | 0.94362 | 0.60428 | 186065 | 170307.4156 | 2846 | 287547.3631 | 15 | 0 | 0 | 287547.3631 | 0 | 695313.1429 | 254 | 127000 | 2853.1315 | 2669.6697 | 23637.5 | 159365.042 | 150637.5 | 0 | 8727.542 | 8727.542 | 127000 | 0 | 0 | 0 | 0 | 0 | 0
2022-04-27 12:00 | 0.8846 | 0.55487 | 186065 | 159655.306 | 2846 | 264035.5553 | 15 | 0 | 0 | 264035.5553 | 0 | 982860.506 | 254 | 127000 | 2853.1315 | 2669.6697 | 23637.5 | 159365.042 | 150637.5 | 0 | 8727.542 | 8727.542 | 127000 | 0 | 0 | 0 | 0 | 0 | 0
2022-04-27 13:00 | 0.8521 | 0.48853 | 186065 | 153789.6069 | 2846 | 232467.5867 | 15 | 0 | 0 | 232467.5867 | 0 | 1246896.0613 | 254 | 127000 | 2853.1315 | 2669.6697 | 23637.5 | 159365.042 | 150637.5 | 0 | 8727.542 | 8727.542 | 127000 | 0 | 0 | 0 | 0 | 0 | 0
2022-04-27 14:00 | 0.6585 | 0.31151 | 186065 | 118848.0884 | 2846 | 148232.4073 | 15 | 31789.4116 | 3.1789 | 116442.9957 | 0 | 1479363.6481 | 254 | 127000 | 2853.1315 | 2669.6697 | 23637.5 | 159365.042 | 150637.5 | 0 | 8727.542 | 8727.542 | 95210.5884 | 31789.4116 | 0 | 0 | 0 | 0 | 0
2022-04-27 15:00 | 0.44692 | 0.25607 | 186065 | 80661.4847 | 2846 | 121851.2168 | 15 | 69976.0153 | 6.9976 | 51875.2015 | 0 | 1595806.6438 | 254 | 127000 | 2853.1315 | 2669.6697 | 23637.5 | 159365.042 | 150637.5 | 0 | 8727.542 | 8727.542 | 57023.9847 | 69976.0153 | 0 | 0 | 0 | 0 | 0
2022-04-27 16:00 | 0.26067 | 0.15241 | 186065 | 47046.5166 | 2846 | 72524.4814 | 15 | 103590.9834 | 10.3591 | 0 | 31066.502 | 1647681.8453 | 254 | 127000 | 2853.1315 | 2669.6697 | 23637.5 | 159365.042 | 150637.5 | 0 | 8727.542 | 8727.542 | 47046.5166 | 79953.4834 | 0 | 0 | 0 | 0 | 0
2022-04-27 17:00 | 0.1246 | 0.04868 | 186065 | 22488.188 | 2846 | 23164.4364 | 15 | 128149.312 | 12.8149 | 0 | 104984.8756 | 1616615.3433 | 254 | 127000 | 2853.1315 | 2669.6697 | 23637.5 | 159365.042 | 150637.5 | 0 | 8727.542 | 8727.542 | 0 | 127000 | 0 | 0 | 0 | 0 | 0
2022-04-27 18:00 | 0.02745 | 0.00358 | 186065 | 4954.2597 | 2846 | 1703.5473 | 15 | 145683.2403 | 14.5683 | 0 | 143979.693 | 1511630.4678 | 254 | 127000 | 2853.1315 | 2669.6697 | 23637.5 | 159365.042 | 150637.5 | 0 | 8727.542 | 8727.542 | 0 | 127000 | 0 | 0 | 0 | 0 | 0
2022-04-27 19:00 | 0 | 0 | 186065 | 0 | 2846 | 0 | 15 | 150000 | 15 | 0 | 150000 | 1367650.7748 | 254 | 126362.5 | 2853.1315 | 2656.2688 | 23637.5 | 159365.042 | 150000 | 0 | 9365.042 | 9365.042 | 0 | 126362.5 | 0 | 0 | 0 | 0 | 0
2022-04-27 20:00 | 0 | 0 | 186065 | 0 | 2846 | 0 | 15 | 150000 | 15 | 0 | 150000 | 1217650.7748 | 254 | 126362.5 | 2853.1315 | 2656.2688 | 23637.5 | 159365.042 | 150000 | 0 | 9365.042 | 9365.042 | 0 | 126362.5 | 0 | 0 | 0 | 0 | 0
2022-04-27 21:00 | 0 | 0 | 186065 | 0 | 2846 | 0 | 15 | 150000 | 15 | 0 | 150000 | 1067650.7748 | 254 | 126362.5 | 2853.1315 | 2656.2688 | 23637.5 | 159365.042 | 150000 | 0 | 9365.042 | 9365.042 | 0 | 126362.5 | 0 | 0 | 0 | 0 | 0
2022-04-27 22:00 | 0 | 0 | 186065 | 0 | 2846 | 0 | 15 | 150000 | 15 | 0 | 150000 | 917650.7748 | 254 | 126362.5 | 2853.1315 | 2656.2688 | 23637.5 | 159365.042 | 150000 | 0 | 9365.042 | 9365.042 | 0 | 126362.5 | 0 | 0 | 0 | 0 | 0
2022-04-27 23:00 | 0 | 0 | 186065 | 0 | 2846 | 0 | 15 | 150000 | 15 | 0 | 150000 | 767650.7748 | 254 | 126362.5 | 2853.1315 | 2656.2688 | 23637.5 | 159365.042 | 150000 | 0 | 9365.042 | 9365.042 | 0 | 126362.5 | 0 | 0 | 0 | 0 | 0
2022-04-28 | 0 | 0 | 186065 | 0 | 2846 | 0 | 15 | 150000 | 15 | 0 | 150000 | 617650.7748 | 254 | 126941.6667 | 2853.1315 | 2668.4434 | 23058.3333 | 158785.8753 | 150000 | 0 | 8785.8753 | 8785.8753 | 0 | 126941.6667 | 0 | 0 | 0 | 0 | 0
2022-04-28 01:00 | 0 | 0 | 186065 | 0 | 2846 | 0 | 15 | 150000 | 15 | 0 | 150000 | 467650.7748 | 254 | 126941.6667 | 2853.1315 | 2668.4434 | 23058.3333 | 158785.8753 | 150000 | 0 | 8785.8753 | 8785.8753 | 0 | 126941.6667 | 0 | 0 | 0 | 0 | 0
2022-04-28 02:00 | 0 | 0 | 186065 | 0 | 2846 | 0 | 15 | 150000 | 15 | 0 | 150000 | 317650.7748 | 254 | 126941.6667 | 2853.1315 | 2668.4434 | 23058.3333 | 158785.8753 | 150000 | 0 | 8785.8753 | 8785.8753 | 0 | 126941.6667 | 0 | 0 | 0 | 0 | 0
2022-04-28 03:00 | 0 | 0 | 186065 | 0 | 2846 | 0 | 15 | 23058.3333 | 2.3058 | 0 | 23058.3333 | 167650.7748 | 254 | 0 | 2853.1315 | 0 | 23058.3333 | 158785.8753 | 23058.3333 | 0 | 135727.542 | 135727.542 | 0 | 0 | 0 | 0 | 0 | 0 | 0
2022-04-28 04:00 | 0 | 0 | 186065 | 0 | 2846 | 0 | 15 | 121534.1081 | 12.1534 | 0 | 121534.1081 | 144592.4415 | 254 | 98475.7748 | 2853.1315 | 2070.0613 | 23058.3333 | 158785.8753 | 121534.1081 | 0 | 37251.7671 | 37251.7671 | 0 | 98475.7748 | 0 | 0 | 0 | 0 | 0
2022-04-28 05:00 | 0 | 0 | 186065 | 0 | 2846 | 0 | 15 | 23058.3333 | 2.3058 | 0 | 23058.3333 | 23058.3333 | 254 | 0 | 2853.1315 | 0 | 23058.3333 | 158785.8753 | 23058.3333 | 0 | 135727.542 | 135727.542 | 0 | 0 | 0 | 0 | 0 | 0 | 0
2022-04-28 06:00 | 0.07832 | 0.02865 | 186065 | 14135.4325 | 2846 | 13633.1369 | 15 | 13633.1369 | 1.3633 | 0 | 0 | 0 | 254 | 4710.236 | 2853.1315 | 99.014 | 23058.3333 | 158785.8753 | 27768.5694 | 0 | 131017.3059 | 131017.3059 | 4710.236 | 0 | 0 | 0 | 0 | 0 | 0
2022-04-28 07:00 | 0.21768 | 0.1179 | 186065 | 39287.5503 | 2846 | 56102.8565 | 15 | 56102.8565 | 5.6103 | 0 | 0 | 0 | 254 | 72332.0735 | 2853.1315 | 1520.494 | 23058.3333 | 158785.8753 | 95390.4068 | 0 | 63395.4685 | 63395.4685 | 39287.5503 | 33044.5231 | 0 | 0 | 0 | 0 | 0
2022-04-28 08:00 | 0.41148 | 0.25258 | 186065 | 74265.1654 | 2846 | 120190.4961 | 15 | 75793.1679 | 7.5793 | 44397.3282 | 0 | 0 | 254 | 127000 | 2853.1315 | 2669.6697 | 23058.3333 | 158785.8753 | 150058.3333 | 0 | 8727.542 | 8727.542 | 51206.8321 | 75793.1679 | 0 | 0 | 0 | 0 | 0
2022-04-28 09:00 | 0.59512 | 0.32639 | 186065 | 107409.0727 | 2846 | 155313.0732 | 15 | 42649.2606 | 4.2649 | 112663.8126 | 0 | 44397.3282 | 254 | 127000 | 2853.1315 | 2669.6697 | 23058.3333 | 158785.8753 | 150058.3333 | 0 | 8727.542 | 8727.542 | 84350.7394 | 42649.2606 | 0 | 0 | 0 | 0 | 0
2022-04-28 10:00 | 0.76808 | 0.43426 | 186065 | 138625.421 | 2846 | 206643.1421 | 15 | 11432.9123 | 1.1433 | 195210.2298 | 0 | 157061.1407 | 254 | 127000 | 2853.1315 | 2669.6697 | 23058.3333 | 158785.8753 | 150058.3333 | 0 | 8727.542 | 8727.542 | 127000 | 0 | 0 | 0 | 0 | 0 | 0
2022-04-28 11:00 | 0.93638 | 0.56561 | 186065 | 169000.7184 | 2846 | 269146.1972 | 15 | 0 | 0 | 269146.1972 | 0 | 352271.3706 | 254 | 127000 | 2853.1315 | 2669.6697 | 23058.3333 | 158785.8753 | 150058.3333 | 0 | 8727.542 | 8727.542 | 127000 | 0 | 0 | 0 | 0 | 0 | 0
2022-04-28 12:00 | 0.91422 | 0.50658 | 186065 | 165001.214 | 2846 | 241056.7009 | 15 | 0 | 0 | 241056.7009 | 0 | 621417.5678 | 254 | 127000 | 2853.1315 | 2669.6697 | 23058.3333 | 158785.8753 | 150058.3333 | 0 | 8727.542 | 8727.542 | 127000 | 0 | 0 | 0 | 0 | 0 | 0
2022-04-28 13:00 | 0.77853 | 0.33146 | 186065 | 140511.4689 | 2846 | 157725.6388 | 15 | 9546.8644 | 0.95469 | 148178.7743 | 0 | 862474.2687 | 254 | 127000 | 2853.1315 | 2669.6697 | 23058.3333 | 158785.8753 | 150058.3333 | 0 | 8727.542 | 8727.542 | 127000 | 0 | 0 | 0 | 0 | 0 | 0
2022-04-28 14:00 | 0.52717 | 0.24571 | 186065 | 95145.2495 | 2846 | 116921.3984 | 15 | 54913.0839 | 5.4913 | 62008.3145 | 0 | 1010653.043 | 254 | 127000 | 2853.1315 | 2669.6697 | 23058.3333 | 158785.8753 | 150058.3333 | 0 | 8727.542 | 8727.542 | 72086.9161 | 54913.0839 | 0 | 0 | 0 | 0 | 0
2022-04-28 15:00 | 0.4031 | 0.10967 | 186065 | 72752.7175 | 2846 | 52186.6011 | 15 | 77305.6159 | 7.7306 | 0 | 25119.0148 | 1072661.3575 | 254 | 127000 | 2853.1315 | 2669.6697 | 23058.3333 | 158785.8753 | 150058.3333 | 0 | 8727.542 | 8727.542 | 49694.3841 | 77305.6159 | 0 | 0 | 0 | 0 | 0
2022-04-28 16:00 | 0.1205 | 0.00979 | 186065 | 21748.2075 | 2846 | 4658.5832 | 15 | 128310.1258 | 12.831 | 0 | 123651.5426 | 1047542.3427 | 254 | 127000 | 2853.1315 | 2669.6697 | 23058.3333 | 158785.8753 | 150058.3333 | 0 | 8727.542 | 8727.542 | 21748.2075 | 105251.7925 | 0 | 0 | 0 | 0 | 0
2022-04-28 17:00 | 0.10265 | 0.00271 | 186065 | 18526.5851 | 2846 | 1289.5568 | 15 | 131531.7483 | 13.1532 | 0 | 130242.1915 | 923890.8002 | 254 | 127000 | 2853.1315 | 2669.6697 | 23058.3333 | 158785.8753 | 150058.3333 | 0 | 8727.542 | 8727.542 | 0 | 127000 | 0 | 0 | 0 | 0 | 0
2022-04-28 18:00 | 0.02258 | 0 | 186065 | 4075.3073 | 2846 | 0 | 15 | 145983.0261 | 14.5983 | 0 | 145983.0261 | 793648.6087 | 254 | 127000 | 2853.1315 | 2669.6697 | 23058.3333 | 158785.8753 | 150058.3333 | 0 | 8727.542 | 8727.542 | 4075.3073 | 122924.6927 | 0 | 0 | 0 | 0 | 0
2022-04-28 19:00 | 0 | 0 | 186065 | 0 | 2846 | 0 | 15 | 150000 | 15 | 0 | 150000 | 647665.5826 | 254 | 126941.6667 | 2853.1315 | 2668.4434 | 23058.3333 | 158785.8753 | 150000 | 0 | 8785.8753 | 8785.8753 | 0 | 126941.6667 | 0 | 0 | 0 | 0 | 0
2022-04-28 20:00 | 0 | 0 | 186065 | 0 | 2846 | 0 | 15 | 150000 | 15 | 0 | 150000 | 497665.5826 | 254 | 126941.6667 | 2853.1315 | 2668.4434 | 23058.3333 | 158785.8753 | 150000 | 0 | 8785.8753 | 8785.8753 | 0 | 126941.6667 | 0 | 0 | 0 | 0 | 0
2022-04-28 21:00 | 0 | 0 | 186065 | 0 | 2846 | 0 | 15 | 150000 | 15 | 0 | 150000 | 347665.5826 | 254 | 126941.6667 | 2853.1315 | 2668.4434 | 23058.3333 | 158785.8753 | 150000 | 0 | 8785.8753 | 8785.8753 | 0 | 126941.6667 | 0 | 0 | 0 | 0 | 0
2022-04-28 22:00 | 0 | 0 | 186065 | 0 | 2846 | 0 | 15 | 40457.2493 | 4.0457 | 0 | 40457.2493 | 197665.5826 | 254 | 17398.9159 | 2853.1315 | 365.743 | 23058.3333 | 158785.8753 | 40457.2493 | 0 | 118328.626 | 118328.626 | 0 | 17398.9159 | 0 | 0 | 0 | 0 | 0
2022-04-28 23:00 | 0 | 0 | 186065 | 0 | 2846 | 0 | 15 | 23058.3333 | 2.3058 | 0 | 23058.3333 | 157208.3333 | 254 | 0 | 2853.1315 | 0 | 23058.3333 | 158785.8753 | 23058.3333 | 0 | 135727.542 | 135727.542 | 0 | 0 | 0 | 0 | 0 | 0 | 0
2022-04-29 | 0 | 0 | 186065 | 0 | 2846 | 0 | 15 | 22358.3333 | 2.2358 | 0 | 22358.3333 | 134150 | 254 | 0 | 2853.1315 | 0 | 22358.3333 | 158085.8753 | 22358.3333 | 0 | 135727.542 | 135727.542 | 0 | 0 | 0 | 0 | 0 | 0 | 0
2022-04-29 01:00 | 0 | 0 | 186065 | 0 | 2846 | 0 | 15 | 22358.3333 | 2.2358 | 0 | 22358.3333 | 111791.6667 | 254 | 0 | 2853.1315 | 0 | 22358.3333 | 158085.8753 | 22358.3333 | 0 | 135727.542 | 135727.542 | 0 | 0 | 0 | 0 | 0 | 0 | 0
2022-04-29 02:00 | 0 | 0 | 186065 | 0 | 2846 | 0 | 15 | 22358.3333 | 2.2358 | 0 | 22358.3333 | 89433.3333 | 254 | 0 | 2853.1315 | 0 | 22358.3333 | 158085.8753 | 22358.3333 | 0 | 135727.542 | 135727.542 | 0 | 0 | 0 | 0 | 0 | 0 | 0
2022-04-29 03:00 | 0 | 0 | 186065 | 0 | 2846 | 0 | 15 | 22358.3333 | 2.2358 | 0 | 22358.3333 | 67075 | 254 | 0 | 2853.1315 | 0 | 22358.3333 | 158085.8753 | 22358.3333 | 0 | 135727.542 | 135727.542 | 0 | 0 | 0 | 0 | 0 | 0 | 0
2022-04-29 04:00 | 0 | 0 | 186065 | 0 | 2846 | 0 | 15 | 22358.3333 | 2.2358 | 0 | 22358.3333 | 44716.6667 | 254 | 0 | 2853.1315 | 0 | 22358.3333 | 158085.8753 | 22358.3333 | 0 | 135727.542 | 135727.542 | 0 | 0 | 0 | 0 | 0 | 0 | 0
2022-04-29 05:00 | 0 | 0 | 186065 | 0 | 2846 | 0 | 15 | 22358.3333 | 2.2358 | 0 | 22358.3333 | 22358.3333 | 254 | 0 | 2853.1315 | 0 | 22358.3333 | 158085.8753 | 22358.3333 | 0 | 135727.542 | 135727.542 | 0 | 0 | 0 | 0 | 0 | 0 | 0
2022-04-29 06:00 | 0.0891 | 0.04434 | 186065 | 16081.0398 | 2846 | 21099.2422 | 15 | 21099.2422 | 2.1099 | 0 | 0 | 0 | 254 | 14821.9486 | 2853.1315 | 311.5725 | 22358.3333 | 158085.8753 | 37180.282 | 0 | 120905.5933 | 120905.5933 | 14821.9486 | 0 | 0 | 0 | 0 | 0 | 0
2022-04-29 07:00 | 0.25168 | 0.15893 | 186065 | 45423.974 | 2846 | 75627.0312 | 15 | 75627.0312 | 7.5627 | 0 | 0 | 0 | 254 | 98692.6719 | 2853.1315 | 2074.6207 | 22358.3333 | 158085.8753 | 121051.0052 | 0 | 37034.87 | 37034.87 | 45423.974 | 53268.6979 | 0 | 0 | 0 | 0 | 0
2022-04-29 08:00 | 0.46527 | 0.29706 | 186065 | 83973.3487 | 2846 | 141356.3575 | 15 | 65384.9847 | 6.5385 | 75971.3728 | 0 | 0 | 254 | 127000 | 2853.1315 | 2669.6697 | 22358.3333 | 158085.8753 | 149358.3333 | 0 | 8727.542 | 8727.542 | 83973.3487 | 43026.6513 | 0 | 0 | 0 | 0 | 0
2022-04-29 09:00 | 0.66712 | 0.39186 | 186065 | 120403.8523 | 2846 | 186467.0512 | 15 | 28954.481 | 2.8954 | 157512.5702 | 0 | 75971.3728 | 254 | 127000 | 2853.1315 | 2669.6697 | 22358.3333 | 158085.8753 | 149358.3333 | 0 | 8727.542 | 8727.542 | 98045.519 | 28954.481 | 0 | 0 | 0 | 0 | 0
2022-04-29 10:00 | 0.82492 | 0.45654 | 186065 | 148884.0776 | 2846 | 217245.1068 | 15 | 474.2557 | 0.047426 | 216770.8511 | 0 | 233483.943 | 254 | 127000 | 2853.1315 | 2669.6697 | 22358.3333 | 158085.8753 | 149358.3333 | 0 | 8727.542 | 8727.542 | 126525.7443 | 474.2557 | 0 | 0 | 0 | 0 | 0
2022-04-29 11:00 | 0.91597 | 0.49015 | 186065 | 165317.0593 | 2846 | 233238.4657 | 15 | 0 | 0 | 233238.4657 | 0 | 450254.7941 | 254 | 127000 | 2853.1315 | 2669.6697 | 22358.3333 | 158085.8753 | 149358.3333 | 0 | 8727.542 | 8727.542 | 127000 | 0 | 0 | 0 | 0 | 0 | 0
2022-04-29 12:00 | 0.96217 | 0.56841 | 186065 | 173655.3762 | 2846 | 270478.5806 | 15 | 0 | 0 | 270478.5806 | 0 | 683493.2598 | 254 | 127000 | 2853.1315 | 2669.6697 | 22358.3333 | 158085.8753 | 149358.3333 | 0 | 8727.542 | 8727.542 | 127000 | 0 | 0 | 0 | 0 | 0 | 0
2022-04-29 13:00 | 0.90892 | 0.56985 | 186065 | 164044.6538 | 2846 | 271163.8063 | 15 | 0 | 0 | 271163.8063 | 0 | 953971.8404 | 254 | 127000 | 2853.1315 | 2669.6697 | 22358.3333 | 158085.8753 | 149358.3333 | 0 | 8727.542 | 8727.542 | 127000 | 0 | 0 | 0 | 0 | 0 | 0
2022-04-29 14:00 | 0.79865 | 0.52611 | 186065 | 144142.7879 | 2846 | 250350.0748 | 15 | 5215.5455 | 0.52155 | 245134.5294 | 0 | 1225135.6467 | 254 | 127000 | 2853.1315 | 2669.6697 | 22358.3333 | 158085.8753 | 149358.3333 | 0 | 8727.542 | 8727.542 | 127000 | 0 | 0 | 0 | 0 | 0 | 0
2022-04-29 15:00 | 0.6077 | 0.42944 | 186065 | 109679.5495 | 2846 | 204349.5393 | 15 | 39678.7838 | 3.9679 | 164670.7555 | 0 | 1470270.1761 | 254 | 127000 | 2853.1315 | 2669.6697 | 22358.3333 | 158085.8753 | 149358.3333 | 0 | 8727.542 | 8727.542 | 109679.5495 | 17320.4505 | 0 | 0 | 0 | 0 | 0
2022-04-29 16:00 | 0.41908 | 0.33967 | 186065 | 75636.8366 | 2846 | 161632.3771 | 15 | 73721.4967 | 7.3721 | 87910.8804 | 0 | 1634940.9316 | 254 | 127000 | 2853.1315 | 2669.6697 | 22358.3333 | 158085.8753 | 149358.3333 | 0 | 8727.542 | 8727.542 | 75636.8366 | 51363.1634 | 0 | 0 | 0 | 0 | 0
2022-04-29 17:00 | 0.20255 | 0.17713 | 186065 | 36556.8418 | 2846 | 84287.5231 | 15 | 112801.4916 | 11.2801 | 0 | 28513.9685 | 1722851.812 | 254 | 127000 | 2853.1315 | 2669.6697 | 22358.3333 | 158085.8753 | 149358.3333 | 0 | 8727.542 | 8727.542 | 36556.8418 | 90443.1582 | 0 | 0 | 0 | 0 | 0
2022-04-29 18:00 | 0.04008 | 0.00986 | 186065 | 7233.7606 | 2846 | 4691.8928 | 15 | 142124.5727 | 14.2125 | 0 | 137432.6799 | 1694337.8435 | 254 | 127000 | 2853.1315 | 2669.6697 | 22358.3333 | 158085.8753 | 149358.3333 | 0 | 8727.542 | 8727.542 | 7233.7606 | 119766.2394 | 0 | 0 | 0 | 0 | 0
2022-04-29 19:00 | 0 | 0 | 186065 | 0 | 2846 | 0 | 15 | 149358.3333 | 14.9358 | 0 | 149358.3333 | 1556905.1636 | 254 | 127000 | 2853.1315 | 2669.6697 | 22358.3333 | 158085.8753 | 149358.3333 | 0 | 8727.542 | 8727.542 | 0 | 127000 | 0 | 0 | 0 | 0 | 0
2022-04-29 20:00 | 0 | 0 | 186065 | 0 | 2846 | 0 | 15 | 149358.3333 | 14.9358 | 0 | 149358.3333 | 1407546.8303 | 254 | 127000 | 2853.1315 | 2669.6697 | 22358.3333 | 158085.8753 | 149358.3333 | 0 | 8727.542 | 8727.542 | 0 | 127000 | 0 | 0 | 0 | 0 | 0
2022-04-29 21:00 | 0 | 0 | 186065 | 0 | 2846 | 0 | 15 | 149358.3333 | 14.9358 | 0 | 149358.3333 | 1258188.4969 | 254 | 127000 | 2853.1315 | 2669.6697 | 22358.3333 | 158085.8753 | 149358.3333 | 0 | 8727.542 | 8727.542 | 0 | 127000 | 0 | 0 | 0 | 0 | 0
2022-04-29 22:00 | 0 | 0 | 186065 | 0 | 2846 | 0 | 15 | 149358.3333 | 14.9358 | 0 | 149358.3333 | 1108830.1636 | 254 | 127000 | 2853.1315 | 2669.6697 | 22358.3333 | 158085.8753 | 149358.3333 | 0 | 8727.542 | 8727.542 | 0 | 127000 | 0 | 0 | 0 | 0 | 0
2022-04-29 23:00 | 0 | 0 | 186065 | 0 | 2846 | 0 | 15 | 149358.3333 | 14.9358 | 0 | 149358.3333 | 959471.8303 | 254 | 127000 | 2853.1315 | 2669.6697 | 22358.3333 | 158085.8753 | 149358.3333 | 0 | 8727.542 | 8727.542 | 0 | 127000 | 0 | 0 | 0 | 0 | 0
2022-04-30 | 0 | 0 | 186065 | 0 | 2846 | 0 | 15 | 150000 | 15 | 0 | 150000 | 810113.4969 | 254 | 126933.3333 | 2853.1315 | 2668.2683 | 23066.6667 | 158794.2086 | 150000 | 0 | 8794.2086 | 8794.2086 | 0 | 126933.3333 | 0 | 0 | 0 | 0 | 0
2022-04-30 01:00 | 0 | 0 | 186065 | 0 | 2846 | 0 | 15 | 150000 | 15 | 0 | 150000 | 660113.4969 | 254 | 126933.3333 | 2853.1315 | 2668.2683 | 23066.6667 | 158794.2086 | 150000 | 0 | 8794.2086 | 8794.2086 | 0 | 126933.3333 | 0 | 0 | 0 | 0 | 0
2022-04-30 02:00 | 0 | 0 | 186065 | 0 | 2846 | 0 | 15 | 150000 | 15 | 0 | 150000 | 510113.4969 | 254 | 126933.3333 | 2853.1315 | 2668.2683 | 23066.6667 | 158794.2086 | 150000 | 0 | 8794.2086 | 8794.2086 | 0 | 126933.3333 | 0 | 0 | 0 | 0 | 0
2022-04-30 03:00 | 0 | 0 | 186065 | 0 | 2846 | 0 | 15 | 150000 | 15 | 0 | 150000 | 360113.4969 | 254 | 126933.3333 | 2853.1315 | 2668.2683 | 23066.6667 | 158794.2086 | 150000 | 0 | 8794.2086 | 8794.2086 | 0 | 126933.3333 | 2.8422e-14 | 0 | 0 | 0 | 0
2022-04-30 04:00 | 0 | 0 | 186065 | 0 | 2846 | 0 | 15 | 60113.4969 | 6.0113 | 0 | 60113.4969 | 210113.4969 | 254 | 37046.8303 | 2853.1315 | 778.7622 | 23066.6667 | 158794.2086 | 60113.4969 | 0 | 98680.7117 | 98680.7117 | 0 | 37046.8303 | -2.8422e-14 | 0 | 0 | 0 | 0
2022-04-30 05:00 | 0 | 0 | 186065 | 0 | 2846 | 0 | 15 | 150000 | 15 | 0 | 150000 | 150000 | 254 | 126933.3333 | 2853.1315 | 2668.2683 | 23066.6667 | 158794.2086 | 150000 | 0 | 8794.2086 | 8794.2086 | 0 | 126933.3333 | 0 | 0 | 0 | 0 | 0
2022-04-30 06:00 | 0.08978 | 0.02346 | 186065 | 16203.7682 | 2846 | 11163.4692 | 15 | 11163.4692 | 1.1163 | 0 | 0 | 0 | 254 | 4300.5707 | 2853.1315 | 90.4024 | 23066.6667 | 158794.2086 | 27367.2374 | 0 | 131426.9712 | 131426.9712 | 4300.5707 | 0 | 0 | 0 | 0 | 0 | 0
2022-04-30 07:00 | 0.24415 | 0.11864 | 186065 | 44064.9367 | 2846 | 56454.9864 | 15 | 56454.9864 | 5.6455 | 0 | 0 | 0 | 254 | 77453.2564 | 2853.1315 | 1628.1465 | 23066.6667 | 158794.2086 | 100519.923 | 0 | 58274.2856 | 58274.2856 | 44064.9367 | 33388.3197 | 0 | 0 | 0 | 0 | 0
2022-04-30 08:00 | 0.4419 | 0.17279 | 186065 | 79755.4598 | 2846 | 82222.3288 | 15 | 70311.2069 | 7.0311 | 11911.122 | 0 | 0 | 254 | 127000 | 2853.1315 | 2669.6697 | 23066.6667 | 158794.2086 | 150066.6667 | 0 | 8727.542 | 8727.542 | 56688.7931 | 70311.2069 | 0 | 0 | 0 | 0 | 0
2022-04-30 09:00 | 0.65428 | 0.31596 | 186065 | 118086.45 | 2846 | 150349.9452 | 15 | 31980.2167 | 3.198 | 118369.7284 | 0 | 11911.122 | 254 | 127000 | 2853.1315 | 2669.6697 | 23066.6667 | 158794.2086 | 150066.6667 | 0 | 8727.542 | 8727.542 | 118086.45 | 8913.55 | 0 | 0 | 0 | 0 | 0
2022-04-30 10:00 | 0.76692 | 0.37602 | 186065 | 138416.0607 | 2846 | 178929.5682 | 15 | 11650.606 | 1.1651 | 167278.9623 | 0 | 130280.8504 | 254 | 127000 | 2853.1315 | 2669.6697 | 23066.6667 | 158794.2086 | 150066.6667 | 0 | 8727.542 | 8727.542 | 127000 | 0 | 0 | 0 | 0 | 0 | 0
2022-04-30 11:00 | 0.85553 | 0.37838 | 186065 | 154408.6638 | 2846 | 180052.5771 | 15 | 0 | 0 | 180052.5771 | 0 | 297559.8127 | 254 | 127000 | 2853.1315 | 2669.6697 | 23066.6667 | 158794.2086 | 150066.6667 | 0 | 8727.542 | 8727.542 | 127000 | 0 | 0 | 0 | 0 | 0 | 0
2022-04-30 12:00 | 0.9081 | 0.43219 | 186065 | 163896.6577 | 2846 | 205658.1301 | 15 | 0 | 0 | 205658.1301 | 0 | 477612.3897 | 254 | 127000 | 2853.1315 | 2669.6697 | 23066.6667 | 158794.2086 | 150066.6667 | 0 | 8727.542 | 8727.542 | 127000 | 0 | 0 | 0 | 0 | 0 | 0
2022-04-30 13:00 | 0.88292 | 0.41791 | 186065 | 159352.0945 | 2846 | 198862.975 | 15 | 0 | 0 | 198862.975 | 0 | 683270.5199 | 254 | 127000 | 2853.1315 | 2669.6697 | 23066.6667 | 158794.2086 | 150066.6667 | 0 | 8727.542 | 8727.542 | 127000 | 0 | 0 | 0 | 0 | 0 | 0
2022-04-30 14:00 | 0.75317 | 0.36486 | 186065 | 135934.4188 | 2846 | 173619.0688 | 15 | 14132.2479 | 1.4132 | 159486.8209 | 0 | 882133.4949 | 254 | 127000 | 2853.1315 | 2669.6697 | 23066.6667 | 158794.2086 | 150066.6667 | 0 | 8727.542 | 8727.542 | 127000 | 0 | 0 | 0 | 0 | 0 | 0
2022-04-30 15:00 | 0.58247 | 0.27727 | 186065 | 105125.9621 | 2846 | 131939.2622 | 15 | 44940.7045 | 4.4941 | 86998.5577 | 0 | 1041620.3158 | 254 | 127000 | 2853.1315 | 2669.6697 | 23066.6667 | 158794.2086 | 150066.6667 | 0 | 8727.542 | 8727.542 | 105125.9621 | 21874.0379 | 0 | 0 | 0 | 0 | 0
2022-04-30 16:00 | 0.24682 | 0.06037 | 186065 | 44546.8264 | 2846 | 28727.1369 | 15 | 105519.8403 | 10.552 | 0 | 76792.7033 | 1128618.8735 | 254 | 127000 | 2853.1315 | 2669.6697 | 23066.6667 | 158794.2086 | 150066.6667 | 0 | 8727.542 | 8727.542 | 44546.8264 | 82453.1736 | 0 | 0 | 0 | 0 | 0
2022-04-30 17:00 | 0.12312 | 0.01629 | 186065 | 22221.0731 | 2846 | 7751.616 | 15 | 127845.5936 | 12.7846 | 0 | 120093.9775 | 1051826.1702 | 254 | 127000 | 2853.1315 | 2669.6697 | 23066.6667 | 158794.2086 | 150066.6667 | 0 | 8727.542 | 8727.542 | 0 | 127000 | -2.8422e-14 | 0 | 0 | 0 | 0
2022-04-30 18:00 | 0.03133 | 0 | 186065 | 5654.534 | 2846 | 0 | 15 | 144412.1327 | 14.4412 | 0 | 144412.1327 | 931732.1927 | 254 | 127000 | 2853.1315 | 2669.6697 | 23066.6667 | 158794.2086 | 150066.6667 | 0 | 8727.542 | 8727.542 | 0 | 127000 | 0 | 0 | 2.9632e-14 | 0 | 0
2022-04-30 19:00 | 0 | 0 | 186065 | 0 | 2846 | 0 | 15 | 150000 | 15 | 0 | 150000 | 787320.0599 | 254 | 126933.3333 | 2853.1315 | 2668.2683 | 23066.6667 | 158794.2086 | 150000 | 0 | 8794.2086 | 8794.2086 | 0 | 126933.3333 | 0 | 0 | 2.9632e-14 | 0 | 0
2022-04-30 20:00 | 0 | 0 | 186065 | 0 | 2846 | 0 | 15 | 150000 | 15 | 0 | 150000 | 637320.0599 | 254 | 126933.3333 | 2853.1315 | 2668.2683 | 23066.6667 | 158794.2086 | 150000 | 0 | 8794.2086 | 8794.2086 | 0 | 126933.3333 | 2.8422e-14 | 0 | 2.9632e-14 | 0 | 0
2022-04-30 21:00 | 0 | 0 | 186065 | 0 | 2846 | 0 | 15 | 150000 | 15 | 0 | 150000 | 487320.0599 | 254 | 126933.3333 | 2853.1315 | 2668.2683 | 23066.6667 | 158794.2086 | 150000 | 0 | 8794.2086 | 8794.2086 | 0 | 126933.3333 | 0 | 0 | 0 | 0 | 0
2022-04-30 22:00 | 0 | 0 | 186065 | 0 | 2846 | 0 | 15 | 53237.312 | 5.3237 | 0 | 53237.312 | 337320.0599 | 254 | 30170.6453 | 2853.1315 | 634.2178 | 23066.6667 | 158794.2086 | 53237.312 | 0 | 105556.8966 | 105556.8966 | 0 | 30170.6453 | 0 | 0 | 0 | 0 | 0
2022-04-30 23:00 | 0 | 0 | 186065 | 0 | 2846 | 0 | 15 | 150000 | 15 | 0 | 150000 | 284082.748 | 254 | 126933.3333 | 2853.1315 | 2668.2683 | 23066.6667 | 158794.2086 | 150000 | 0 | 8794.2086 | 8794.2086 | 0 | 126933.3333 | 0 | 0 | 0 | 0 | 0
2022-05-01 | 0 | 0 | 186065 | 0 | 2846 | 0 | 15 | 22450 | 2.245 | 0 | 22450 | 134082.748 | 254 | 0 | 2118.5075 | 0 | 22450 | 123230.4286 | 22450 | 0 | 100780.4286 | 100780.4286 | 0 | 0 | 0 | 0 | 0 | 0 | 0
2022-05-01 01:00 | 0 | 0 | 186065 | 0 | 2846 | 0 | 15 | 22450 | 2.245 | 0 | 22450 | 111632.748 | 254 | 0 | 2118.5075 | 0 | 22450 | 123230.4286 | 22450 | 0 | 100780.4286 | 100780.4286 | 0 | 0 | 0 | 0 | 0 | 0 | 0
2022-05-01 02:00 | 0 | 0 | 186065 | 0 | 2846 | 0 | 15 | 22450 | 2.245 | 0 | 22450 | 89182.748 | 254 | 0 | 2118.5075 | 0 | 22450 | 123230.4286 | 22450 | 0 | 100780.4286 | 100780.4286 | 0 | 0 | 0 | 0 | 0 | 0 | 0
2022-05-01 03:00 | 0 | 0 | 186065 | 0 | 2846 | 0 | 15 | 22450 | 2.245 | 0 | 22450 | 66732.748 | 254 | 0 | 2118.5075 | 0 | 22450 | 123230.4286 | 22450 | 0 | 100780.4286 | 100780.4286 | 0 | 0 | 0 | 0 | 0 | 0 | 0
2022-05-01 04:00 | 0 | 0 | 186065 | 0 | 2846 | 0 | 15 | 22450 | 2.245 | 0 | 22450 | 44282.748 | 254 | 0 | 2118.5075 | 0 | 22450 | 123230.4286 | 22450 | 0 | 100780.4286 | 100780.4286 | 0 | 0 | 0 | 0 | 0 | 0 | 0
2022-05-01 05:00 | 0.00342 | 0 | 186065 | 617.252 | 2846 | 0 | 15 | 21832.748 | 2.1833 | 0 | 21832.748 | 21832.748 | 254 | 0 | 2118.5075 | 0 | 22450 | 123230.4286 | 22450 | 0 | 100780.4286 | 100780.4286 | 0 | 0 | 0 | 0 | 0 | 0 | 0
2022-05-01 06:00 | 0.10378 | 0.11933 | 186065 | 18730.5309 | 2846 | 56783.3237 | 15 | 56783.3237 | 5.6783 | 0 | 0 | 0 | 254 | 53063.8546 | 2118.5075 | 1115.4564 | 22450 | 123230.4286 | 75513.8546 | 0 | 47716.574 | 47716.574 | 0 | 53063.8546 | 0 | 0 | 0 | 0 | 0
2022-05-01 07:00 | 0.29477 | 0.26425 | 186065 | 53200.9886 | 2846 | 125743.6796 | 15 | 70029.4399 | 7.0029 | 0 | 0 | 0 | 254 | 100780.4286 | 2118.5075 | 2118.5075 | 22450 | 123230.4286 | 123230.4286 | 0 | 0 | 0 | 53200.9886 | 47579.4399 | 0 | 0 | 0 | 0 | 0
2022-05-01 08:00 | 0.5185 | 0.41153 | 186065 | 93580.4614 | 2846 | 195827.0443 | 15 | 29649.9672 | 2.965 | 0 | 0 | 0 | 254 | 100780.4286 | 2118.5075 | 2118.5075 | 22450 | 123230.4286 | 123230.4286 | 0 | 0 | 0 | 93580.4614 | 7199.9672 | 0 | 0 | 0 | 0 | 0
2022-05-01 09:00 | 0.72678 | 0.54174 | 186065 | 131171.4711 | 2846 | 257787.6291 | 15 | 0 | 0 | 0 | 0 | 0 | 254 | 100780.4286 | 2118.5075 | 2118.5075 | 22450 | 123230.4286 | 123230.4286 | 0 | 0 | 0 | 100780.4286 | 0 | 0 | 0 | 0 | 0 | 0
2022-05-01 10:00 | 0.8837 | 0.61546 | 186065 | 159492.8713 | 2846 | 292867.3796 | 15 | 0 | 0 | 122546.401 | 0 | 0 | 254 | 100780.4286 | 2118.5075 | 2118.5075 | 22450 | 123230.4286 | 123230.4286 | 0 | 0 | 0 | 100780.4286 | 0 | 0 | 0 | 0 | 0 | 0
2022-05-01 11:00 | 0.9776 | 0.65654 | 186065 | 176440.2297 | 2846 | 312415.3468 | 15 | 0 | 0 | 312415.3468 | 0 | 122546.401 | 254 | 100780.4286 | 2118.5075 | 2118.5075 | 22450 | 123230.4286 | 123230.4286 | 0 | 0 | 0 | 100780.4286 | 0 | 0 | 0 | 0 | 0 | 0
2022-05-01 12:00 | 0.9791 | 0.59639 | 186065 | 176710.9543 | 2846 | 283792.8972 | 15 | 0 | 0 | 283792.8972 | 0 | 434961.7479 | 254 | 100780.4286 | 2118.5075 | 2118.5075 | 22450 | 123230.4286 | 123230.4286 | 0 | 0 | 0 | 100780.4286 | 0 | 0 | 0 | 0 | 0 | 0
2022-05-01 13:00 | 0.92478 | 0.53977 | 186065 | 166907.115 | 2846 | 256850.2022 | 15 | 0 | 0 | 256850.2022 | 0 | 718754.645 | 254 | 100780.4286 | 2118.5075 | 2118.5075 | 22450 | 123230.4286 | 123230.4286 | 0 | 0 | 0 | 100780.4286 | 0 | 0 | 0 | 0 | 0 | 0
2022-05-01 14:00 | 0.80428 | 0.48699 | 186065 | 145158.9075 | 2846 | 231734.7759 | 15 | 0 | 0 | 231734.7759 | 0 | 975604.8473 | 254 | 100780.4286 | 2118.5075 | 2118.5075 | 22450 | 123230.4286 | 123230.4286 | 0 | 0 | 0 | 100780.4286 | 0 | 0 | 0 | 0 | 0 | 0
2022-05-01 15:00 | 0.62785 | 0.41718 | 186065 | 113316.2829 | 2846 | 198515.6036 | 15 | 9914.1457 | 0.99141 | 188601.458 | 0 | 1207339.6232 | 254 | 100780.4286 | 2118.5075 | 2118.5075 | 22450 | 123230.4286 | 123230.4286 | 0 | 0 | 0 | 100780.4286 | 0 | 0 | 0 | 0 | 0 | 0
2022-05-01 16:00 | 0.42005 | 0.31992 | 186065 | 75811.9052 | 2846 | 152234.3159 | 15 | 47418.5234 | 4.7419 | 104815.7925 | 0 | 1395941.0811 | 254 | 100780.4286 | 2118.5075 | 2118.5075 | 22450 | 123230.4286 | 123230.4286 | 0 | 0 | 0 | 75811.9052 | 24968.5234 | 0 | 0 | 0 | 0 | 0
2022-05-01 17:00 | 0.21062 | 0.18669 | 186065 | 38013.34 | 2846 | 88836.6605 | 15 | 85217.0886 | 8.5217 | 3619.5719 | 0 | 1500756.8736 | 254 | 100780.4286 | 2118.5075 | 2118.5075 | 22450 | 123230.4286 | 123230.4286 | 0 | 0 | 0 | 38013.34 | 62767.0886 | 0 | 0 | 0 | 0 | 0
2022-05-01 18:00 | 0.04388 | 0.01662 | 186065 | 7919.5962 | 2846 | 7908.6469 | 15 | 115310.8324 | 11.5311 | 0 | 107402.1854 | 1504376.4455 | 254 | 100780.4286 | 2118.5075 | 2118.5075 | 22450 | 123230.4286 | 123230.4286 | 0 | 0 | 0 | 0 | 100780.4286 | 0 | 0 | 0 | 0 | 0
2022-05-01 19:00 | 0 | 0 | 186065 | 0 | 2846 | 0 | 15 | 123230.4286 | 12.323 | 0 | 123230.4286 | 1396974.2601 | 254 | 100780.4286 | 2118.5075 | 2118.5075 | 22450 | 123230.4286 | 123230.4286 | 0 | 0 | 0 | 0 | 100780.4286 | 0 | 0 | 0 | 0 | 0
2022-05-01 20:00 | 0 | 0 | 186065 | 0 | 2846 | 0 | 15 | 123230.4286 | 12.323 | 0 | 123230.4286 | 1273743.8315 | 254 | 100780.4286 | 2118.5075 | 2118.5075 | 22450 | 123230.4286 | 123230.4286 | 0 | 0 | 0 | 0 | 100780.4286 | 0 | 0 | 0 | 0 | 0
2022-05-01 21:00 | 0 | 0 | 186065 | 0 | 2846 | 0 | 15 | 123230.4286 | 12.323 | 0 | 123230.4286 | 1150513.4029 | 254 | 100780.4286 | 2118.5075 | 2118.5075 | 22450 | 123230.4286 | 123230.4286 | 0 | 0 | 0 | 0 | 100780.4286 | 0 | 0 | 0 | 0 | 0
2022-05-01 22:00 | 0 | 0 | 186065 | 0 | 2846 | 0 | 15 | 123230.4286 | 12.323 | 0 | 123230.4286 | 1027282.9743 | 254 | 100780.4286 | 2118.5075 | 2118.5075 | 22450 | 123230.4286 | 123230.4286 | 0 | 0 | 0 | 0 | 100780.4286 | 0 | 0 | 0 | 0 | 0
2022-05-01 23:00 | 0 | 0 | 186065 | 0 | 2846 | 0 | 15 | 123230.4286 | 12.323 | 0 | 123230.4286 | 904052.5457 | 254 | 100780.4286 | 2118.5075 | 2118.5075 | 22450 | 123230.4286 | 123230.4286 | 0 | 0 | 0 | 0 | 100780.4286 | 0 | 0 | 0 | 0 | 0
2022-05-02 | 0 | 0 | 186065 | 0 | 2846 | 0 | 15 | 124155.4286 | 12.4155 | 0 | 124155.4286 | 780822.1171 | 254 | 100780.4286 | 2118.5075 | 2118.5075 | 23375 | 124155.4286 | 124155.4286 | 0 | 0 | 0 | 0 | 100780.4286 | 0 | 0 | 0 | 0 | 0
2022-05-02 01:00 | 0 | 0 | 186065 | 0 | 2846 | 0 | 15 | 124155.4286 | 12.4155 | 0 | 124155.4286 | 656666.6885 | 254 | 100780.4286 | 2118.5075 | 2118.5075 | 23375 | 124155.4286 | 124155.4286 | 0 | 0 | 0 | 0 | 100780.4286 | 0 | 0 | 0 | 0 | 0
2022-05-02 02:00 | 0 | 0 | 186065 | 0 | 2846 | 0 | 15 | 124155.4286 | 12.4155 | 0 | 124155.4286 | 532511.2599 | 254 | 100780.4286 | 2118.5075 | 2118.5075 | 23375 | 124155.4286 | 124155.4286 | 0 | 0 | 0 | 0 | 100780.4286 | 0 | 0 | 0 | 0 | 0
2022-05-02 03:00 | 0 | 0 | 186065 | 0 | 2846 | 0 | 15 | 124155.4286 | 12.4155 | 0 | 124155.4286 | 408355.8313 | 254 | 100780.4286 | 2118.5075 | 2118.5075 | 23375 | 124155.4286 | 124155.4286 | 0 | 0 | 0 | 0 | 100780.4286 | 0 | 0 | 0 | 0 | 0
2022-05-02 04:00 | 0 | 0 | 186065 | 0 | 2846 | 0 | 15 | 124155.4286 | 12.4155 | 0 | 124155.4286 | 284200.4027 | 254 | 100780.4286 | 2118.5075 | 2118.5075 | 23375 | 124155.4286 | 124155.4286 | 0 | 0 | 0 | 0 | 100780.4286 | 0 | 0 | 0 | 0 | 0
2022-05-02 05:00 | 0.00407 | 0 | 186065 | 734.566 | 2846 | 0 | 15 | 123420.8626 | 12.3421 | 0 | 123420.8626 | 160044.9741 | 254 | 100780.4286 | 2118.5075 | 2118.5075 | 23375 | 124155.4286 | 124155.4286 | 0 | 0 | 0 | 734.566 | 100045.8626 | 0 | 0 | 0 | 0 | 0
2022-05-02 06:00 | 0.11012 | 0.14218 | 186065 | 19874.7935 | 2846 | 67656.5236 | 15 | 104280.6351 | 10.4281 | 0 | 36624.1115 | 36624.1115 | 254 | 100780.4286 | 2118.5075 | 2118.5075 | 23375 | 124155.4286 | 124155.4286 | 0 | 0 | 0 | 19874.7935 | 80905.6351 | 0 | 0 | 0 | 0 | 0
2022-05-02 07:00 | 0.32505 | 0.40006 | 186065 | 58666.0154 | 2846 | 190369.0311 | 15 | 65489.4132 | 6.5489 | 0 | 0 | 0 | 254 | 100780.4286 | 2118.5075 | 2118.5075 | 23375 | 124155.4286 | 124155.4286 | 0 | 0 | 0 | 58666.0154 | 42114.4132 | 0 | 0 | 0 | 0 | 0
2022-05-02 08:00 | 0.55467 | 0.58014 | 186065 | 100108.5333 | 2846 | 276060.3152 | 15 | 24046.8953 | 2.4047 | 0 | 0 | 0 | 254 | 100780.4286 | 2118.5075 | 2118.5075 | 23375 | 124155.4286 | 124155.4286 | 0 | 0 | 0 | 100108.5333 | 671.8953 | 0 | 0 | 0 | 0 | 0
2022-05-02 09:00 | 0.75633 | 0.66369 | 186065 | 136504.7452 | 2846 | 315817.6829 | 15 | 0 | 0 | 0 | 0 | 0 | 254 | 100780.4286 | 2118.5075 | 2118.5075 | 23375 | 124155.4286 | 124155.4286 | 0 | 0 | 0 | 100780.4286 | 0 | 0 | 0 | 0 | 0 | 0
2022-05-02 10:00 | 0.91938 | 0.75999 | 186065 | 165932.5065 | 2846 | 361642.1535 | 15 | 0 | 0 | 0 | 0 | 0 | 254 | 100780.4286 | 2118.5075 | 2118.5075 | 23375 | 124155.4286 | 124155.4286 | 0 | 0 | 0 | 100780.4286 | 0 | 0 | 0 | 0 | 0 | 0
2022-05-02 11:00 | 1.0082 | 0.79655 | 186065 | 181963.011 | 2846 | 379039.2734 | 15 | 0 | 0 | 177033.3653 | 0 | 0 | 254 | 100780.4286 | 2118.5075 | 2118.5075 | 23375 | 124155.4286 | 124155.4286 | 0 | 0 | 0 | 100780.4286 | 0 | 0 | 0 | 0 | 0 | 0
2022-05-02 12:00 | 1.0206 | 0.76228 | 186065 | 184204.6105 | 2846 | 362731.8527 | 15 | 0 | 0 | 362731.8527 | 0 | 177033.3653 | 254 | 100780.4286 | 2118.5075 | 2118.5075 | 23375 | 124155.4286 | 124155.4286 | 0 | 0 | 0 | 100780.4286 | 0 | 0 | 0 | 0 | 0 | 0
2022-05-02 13:00 | 0.96745 | 0.67836 | 186065 | 174608.3267 | 2846 | 322798.42 | 15 | 0 | 0 | 322798.42 | 0 | 539765.218 | 254 | 100780.4286 | 2118.5075 | 2118.5075 | 23375 | 124155.4286 | 124155.4286 | 0 | 0 | 0 | 100780.4286 | 0 | 0 | 0 | 0 | 0 | 0
2022-05-02 14:00 | 0.8455 | 0.65996 | 186065 | 152598.4188 | 2846 | 314042.758 | 15 | 0 | 0 | 314042.758 | 0 | 862563.6381 | 254 | 100780.4286 | 2118.5075 | 2118.5075 | 23375 | 124155.4286 | 124155.4286 | 0 | 0 | 0 | 100780.4286 | 0 | 0 | 0 | 0 | 0 | 0
2022-05-02 15:00 | 0.6632 | 0.52761 | 186065 | 119696.3588 | 2846 | 251063.8516 | 15 | 4459.0698 | 0.44591 | 246604.7818 | 0 | 1176606.396 | 254 | 100780.4286 | 2118.5075 | 2118.5075 | 23375 | 124155.4286 | 124155.4286 | 0 | 0 | 0 | 96321.3588 | 4459.0698 | 0 | 0 | 0 | 0 | 0
2022-05-02 16:00 | 0.44112 | 0.38583 | 186065 | 79614.683 | 2846 | 183597.6685 | 15 | 44540.7456 | 4.4541 | 139056.9229 | 0 | 1423211.1778 | 254 | 100780.4286 | 2118.5075 | 2118.5075 | 23375 | 124155.4286 | 124155.4286 | 0 | 0 | 0 | 79614.683 | 21165.7456 | 0 | 0 | 0 | 0 | 0
2022-05-02 17:00 | 0.21668 | 0.17092 | 186065 | 39107.0673 | 2846 | 81332.4871 | 15 | 85048.3613 | 8.5048 | 0 | 3715.8742 | 1562268.1007 | 254 | 100780.4286 | 2118.5075 | 2118.5075 | 23375 | 124155.4286 | 124155.4286 | 0 | 0 | 0 | 15732.0673 | 85048.3613 | 0 | 0 | 0 | 0 | 0
2022-05-02 18:00 | 0.044 | 0.00811 | 186065 | 7941.2542 | 2846 | 3859.1532 | 15 | 116214.1744 | 11.6214 | 0 | 112355.0212 | 1558552.2265 | 254 | 100780.4286 | 2118.5075 | 2118.5075 | 23375 | 124155.4286 | 124155.4286 | 0 | 0 | 0 | 0 | 100780.4286 | 0 | 0 | 0 | 0 | 0
2022-05-02 19:00 | 0 | 0 | 186065 | 0 | 2846 | 0 | 15 | 124155.4286 | 12.4155 | 0 | 124155.4286 | 1446197.2054 | 254 | 100780.4286 | 2118.5075 | 2118.5075 | 23375 | 124155.4286 | 124155.4286 | 0 | 0 | 0 | 0 | 100780.4286 | 0 | 0 | 0 | 0 | 0
2022-05-02 20:00 | 0 | 0 | 186065 | 0 | 2846 | 0 | 15 | 124155.4286 | 12.4155 | 0 | 124155.4286 | 1322041.7768 | 254 | 100780.4286 | 2118.5075 | 2118.5075 | 23375 | 124155.4286 | 124155.4286 | 0 | 0 | 0 | 0 | 100780.4286 | 0 | 0 | 0 | 0 | 0
2022-05-02 21:00 | 0 | 0 | 186065 | 0 | 2846 | 0 | 15 | 124155.4286 | 12.4155 | 0 | 124155.4286 | 1197886.3482 | 254 | 100780.4286 | 2118.5075 | 2118.5075 | 23375 | 124155.4286 | 124155.4286 | 0 | 0 | 0 | 0 | 100780.4286 | 0 | 0 | 0 | 0 | 0
2022-05-02 22:00 | 0 | 0 | 186065 | 0 | 2846 | 0 | 15 | 124155.4286 | 12.4155 | 0 | 124155.4286 | 1073730.9196 | 254 | 100780.4286 | 2118.5075 | 2118.5075 | 23375 | 124155.4286 | 124155.4286 | 0 | 0 | 0 | 0 | 100780.4286 | 0 | 0 | 0 | 0 | 0
2022-05-02 23:00 | 0 | 0 | 186065 | 0 | 2846 | 0 | 15 | 124155.4286 | 12.4155 | 0 | 124155.4286 | 949575.491 | 254 | 100780.4286 | 2118.5075 | 2118.5075 | 23375 | 124155.4286 | 124155.4286 | 0 | 0 | 0 | 0 | 100780.4286 | 0 | 0 | 0 | 0 | 0
2022-05-03 | 0 | 0 | 186065 | 0 | 2846 | 0 | 15 | 124238.7619 | 12.4239 | 0 | 124238.7619 | 825420.0624 | 254 | 100780.4286 | 2118.5075 | 2118.5075 | 23458.3333 | 124238.7619 | 124238.7619 | 0 | 0 | 0 | 0 | 100780.4286 | 0 | 0 | 0 | 0 | 0
2022-05-03 01:00 | 0 | 0 | 186065 | 0 | 2846 | 0 | 15 | 124238.7619 | 12.4239 | 0 | 124238.7619 | 701181.3004 | 254 | 100780.4286 | 2118.5075 | 2118.5075 | 23458.3333 | 124238.7619 | 124238.7619 | 0 | 0 | 0 | 0 | 100780.4286 | 0 | 0 | 0 | 0 | 0
2022-05-03 02:00 | 0 | 0 | 186065 | 0 | 2846 | 0 | 15 | 124238.7619 | 12.4239 | 0 | 124238.7619 | 576942.5385 | 254 | 100780.4286 | 2118.5075 | 2118.5075 | 23458.3333 | 124238.7619 | 124238.7619 | 0 | 0 | 0 | 0 | 100780.4286 | 0 | 0 | 0 | 0 | 0
2022-05-03 03:00 | 0 | 0 | 186065 | 0 | 2846 | 0 | 15 | 124238.7619 | 12.4239 | 0 | 124238.7619 | 452703.7766 | 254 | 100780.4286 | 2118.5075 | 2118.5075 | 23458.3333 | 124238.7619 | 124238.7619 | 0 | 0 | 0 | 0 | 100780.4286 | 0 | 0 | 0 | 0 | 0
2022-05-03 04:00 | 0 | 0 | 186065 | 0 | 2846 | 0 | 15 | 124238.7619 | 12.4239 | 0 | 124238.7619 | 328465.0146 | 254 | 100780.4286 | 2118.5075 | 2118.5075 | 23458.3333 | 124238.7619 | 124238.7619 | 0 | 0 | 0 | 0 | 100780.4286 | 0 | 0 | 0 | 0 | 0
2022-05-03 05:00 | 0.0041 | 0 | 186065 | 739.9805 | 2846 | 0 | 15 | 123498.7814 | 12.3499 | 0 | 123498.7814 | 204226.2527 | 254 | 100780.4286 | 2118.5075 | 2118.5075 | 23458.3333 | 124238.7619 | 124238.7619 | 0 | 0 | 0 | 0 | 100780.4286 | 0 | 0 | 0 | 0 | 0
2022-05-03 06:00 | 0.09805 | 0.05425 | 186065 | 17696.3631 | 2846 | 25814.9276 | 15 | 106542.3989 | 10.6542 | 0 | 80727.4713 | 80727.4713 | 254 | 100780.4286 | 2118.5075 | 2118.5075 | 23458.3333 | 124238.7619 | 124238.7619 | 0 | 0 | 0 | 17696.3631 | 83084.0655 | 0 | 0 | 0 | 0 | 0
2022-05-03 07:00 | 0.29427 | 0.24399 | 186065 | 53110.7471 | 2846 | 116102.9343 | 15 | 71128.0148 | 7.1128 | 0 | 0 | 0 | 254 | 100780.4286 | 2118.5075 | 2118.5075 | 23458.3333 | 124238.7619 | 124238.7619 | 0 | 0 | 0 | 29652.4138 | 71128.0148 | 0 | 0 | 0 | 0 | 0
2022-05-03 08:00 | 0.51812 | 0.4153 | 186065 | 93511.8779 | 2846 | 197621.0034 | 15 | 30726.8841 | 3.0727 | 3949.5091 | 0 | 0 | 254 | 100780.4286 | 2118.5075 | 2118.5075 | 23458.3333 | 124238.7619 | 124238.7619 | 0 | 0 | 0 | 93511.8779 | 7268.5507 | 0 | 0 | 0 | 0 | 0
2022-05-03 09:00 | 0.71997 | 0.51475 | 186065 | 129942.3815 | 2846 | 244944.4052 | 15 | 0 | 0 | 244944.4052 | 0 | 3949.5091 | 254 | 100780.4286 | 2118.5075 | 2118.5075 | 23458.3333 | 124238.7619 | 124238.7619 | 0 | 0 | 0 | 100780.4286 | 0 | 0 | 0 | 0 | 0 | 0
2022-05-03 10:00 | 0.83053 | 0.44601 | 186065 | 149896.5875 | 2846 | 212234.3937 | 15 | 0 | 0 | 212234.3937 | 0 | 248893.9143 | 254 | 100780.4286 | 2118.5075 | 2118.5075 | 23458.3333 | 124238.7619 | 124238.7619 | 0 | 0 | 0 | 100780.4286 | 0 | 0 | 0 | 0 | 0 | 0
2022-05-03 11:00 | 0.95762 | 0.56092 | 186065 | 172834.1783 | 2846 | 266914.4551 | 15 | 0 | 0 | 266914.4551 | 0 | 461128.308 | 254 | 100780.4286 | 2118.5075 | 2118.5075 | 23458.3333 | 124238.7619 | 124238.7619 | 0 | 0 | 0 | 100780.4286 | 0 | 0 | 0 | 0 | 0 | 0
2022-05-03 12:00 | 0.96953 | 0.55636 | 186065 | 174983.7315 | 2846 | 264744.5736 | 15 | 0 | 0 | 264744.5736 | 0 | 728042.7631 | 254 | 100780.4286 | 2118.5075 | 2118.5075 | 23458.3333 | 124238.7619 | 124238.7619 | 0 | 0 | 0 | 100780.4286 | 0 | 0 | 0 | 0 | 0 | 0
2022-05-03 13:00 | 0.9123 | 0.48769 | 186065 | 164654.6865 | 2846 | 232067.8717 | 15 | 0 | 0 | 232067.8717 | 0 | 992787.3368 | 254 | 100780.4286 | 2118.5075 | 2118.5075 | 23458.3333 | 124238.7619 | 124238.7619 | 0 | 0 | 0 | 100780.4286 | 0 | 0 | 0 | 0 | 0 | 0
2022-05-03 14:00 | 0.70655 | 0.4327 | 186065 | 127520.299 | 2846 | 205900.8142 | 15 | 0 | 0 | 205900.8142 | 0 | 1224855.2085 | 254 | 100780.4286 | 2118.5075 | 2118.5075 | 23458.3333 | 124238.7619 | 124238.7619 | 0 | 0 | 0 | 100780.4286 | 0 | 0 | 0 | 0 | 0 | 0
2022-05-03 15:00 | 0.51285 | 0.21333 | 186065 | 92560.7322 | 2846 | 101513.3365 | 15 | 31678.0297 | 3.1678 | 69835.3068 | 0 | 1430756.0227 | 254 | 100780.4286 | 2118.5075 | 2118.5075 | 23458.3333 | 124238.7619 | 124238.7619 | 0 | 0 | 0 | 69102.3989 | 31678.0297 | 0 | 0 | 0 | 0 | 0
2022-05-03 16:00 | 0.40252 | 0.30974 | 186065 | 72648.0373 | 2846 | 147390.1507 | 15 | 51590.7246 | 5.1591 | 95799.426 | 0 | 1500591.3295 | 254 | 100780.4286 | 2118.5075 | 2118.5075 | 23458.3333 | 124238.7619 | 124238.7619 | 0 | 0 | 0 | 72648.0373 | 28132.3913 | 0 | 0 | 0 | 0 | 0
2022-05-03 17:00 | 0.18302 | 0.10949 | 186065 | 33032.0078 | 2846 | 52100.9479 | 15 | 91206.7541 | 9.1207 | 0 | 39105.8062 | 1596390.7555 | 254 | 100780.4286 | 2118.5075 | 2118.5075 | 23458.3333 | 124238.7619 | 124238.7619 | 0 | 0 | 0 | 9573.6745 | 91206.7541 | 0 | 0 | 0 | 0 | 0
2022-05-03 18:00 | 0.04138 | 0.00223 | 186065 | 7468.3886 | 2846 | 1061.1482 | 15 | 116770.3733 | 11.677 | 0 | 115709.2251 | 1557284.9493 | 254 | 100780.4286 | 2118.5075 | 2118.5075 | 23458.3333 | 124238.7619 | 124238.7619 | 0 | 0 | 0 | 0 | 100780.4286 | 0 | 0 | 0 | 0 | 0
2022-05-03 19:00 | 0 | 0 | 186065 | 0 | 2846 | 0 | 15 | 124238.7619 | 12.4239 | 0 | 124238.7619 | 1441575.7242 | 254 | 100780.4286 | 2118.5075 | 2118.5075 | 23458.3333 | 124238.7619 | 124238.7619 | 0 | 0 | 0 | 0 | 100780.4286 | 0 | 0 | 0 | 0 | 0
2022-05-03 20:00 | 0 | 0 | 186065 | 0 | 2846 | 0 | 15 | 124238.7619 | 12.4239 | 0 | 124238.7619 | 1317336.9622 | 254 | 100780.4286 | 2118.5075 | 2118.5075 | 23458.3333 | 124238.7619 | 124238.7619 | 0 | 0 | 0 | 0 | 100780.4286 | 0 | 0 | 0 | 0 | 0
2022-05-03 21:00 | 0 | 0 | 186065 | 0 | 2846 | 0 | 15 | 124238.7619 | 12.4239 | 0 | 124238.7619 | 1193098.2003 | 254 | 100780.4286 | 2118.5075 | 2118.5075 | 23458.3333 | 124238.7619 | 124238.7619 | 0 | 0 | 0 | 0 | 100780.4286 | 0 | 0 | 0 | 0 | 0
2022-05-03 22:00 | 0 | 0 | 186065 | 0 | 2846 | 0 | 15 | 124238.7619 | 12.4239 | 0 | 124238.7619 | 1068859.4384 | 254 | 100780.4286 | 2118.5075 | 2118.5075 | 23458.3333 | 124238.7619 | 124238.7619 | 0 | 0 | 0 | 0 | 100780.4286 | 0 | 0 | 0 | 0 | 0
2022-05-03 23:00 | 0 | 0 | 186065 | 0 | 2846 | 0 | 15 | 124238.7619 | 12.4239 | 0 | 124238.7619 | 944620.6764 | 254 | 100780.4286 | 2118.5075 | 2118.5075 | 23458.3333 | 124238.7619 | 124238.7619 | 0 | 0 | 0 | 0 | 100780.4286 | 0 | 0 | 0 | 0 | 0
2022-05-04 | 0 | 0 | 186065 | 0 | 2846 | 0 | 15 | 122988.7619 | 12.2989 | 0 | 122988.7619 | 820381.9145 | 254 | 100780.4286 | 2118.5075 | 2118.5075 | 22208.3333 | 122988.7619 | 122988.7619 | 0 | 0 | 0 | 0 | 100780.4286 | 0 | 0 | 0 | 0 | 0
2022-05-04 01:00 | 0 | 0 | 186065 | 0 | 2846 | 0 | 15 | 122988.7619 | 12.2989 | 0 | 122988.7619 | 697393.1526 | 254 | 100780.4286 | 2118.5075 | 2118.5075 | 22208.3333 | 122988.7619 | 122988.7619 | 0 | 0 | 0 | 0 | 100780.4286 | 0 | 0 | 0 | 0 | 0
2022-05-04 02:00 | 0 | 0 | 186065 | 0 | 2846 | 0 | 15 | 122988.7619 | 12.2989 | 0 | 122988.7619 | 574404.3906 | 254 | 100780.4286 | 2118.5075 | 2118.5075 | 22208.3333 | 122988.7619 | 122988.7619 | 0 | 0 | 0 | 0 | 100780.4286 | 0 | 0 | 0 | 0 | 0
2022-05-04 03:00 | 0 | 0 | 186065 | 0 | 2846 | 0 | 15 | 122988.7619 | 12.2989 | 0 | 122988.7619 | 451415.6287 | 254 | 100780.4286 | 2118.5075 | 2118.5075 | 22208.3333 | 122988.7619 | 122988.7619 | 0 | 0 | 0 | 0 | 100780.4286 | 0 | 0 | 0 | 0 | 0
2022-05-04 04:00 | 0 | 0 | 186065 | 0 | 2846 | 0 | 15 | 122988.7619 | 12.2989 | 0 | 122988.7619 | 328426.8668 | 254 | 100780.4286 | 2118.5075 | 2118.5075 | 22208.3333 | 122988.7619 | 122988.7619 | 0 | 0 | 0 | 0 | 100780.4286 | 0 | 0 | 0 | 0 | 0
2022-05-04 05:00 | 0.00435 | 0 | 186065 | 785.1013 | 2846 | 0 | 15 | 122203.6607 | 12.2204 | 0 | 122203.6607 | 205438.1048 | 254 | 100780.4286 | 2118.5075 | 2118.5075 | 22208.3333 | 122988.7619 | 122988.7619 | 0 | 0 | 0 | 785.1013 | 99995.3273 | 0 | 0 | 0 | 0 | 0
2022-05-04 06:00 | 0.10178 | 0.04494 | 186065 | 18369.5648 | 2846 | 21384.7529 | 15 | 104619.1971 | 10.4619 | 0 | 83234.4442 | 83234.4442 | 254 | 100780.4286 | 2118.5075 | 2118.5075 | 22208.3333 | 122988.7619 | 122988.7619 | 0 | 0 | 0 | 0 | 100780.4286 | 0 | 0 | 0 | 0 | 0
2022-05-04 07:00 | 0.3045 | 0.24913 | 186065 | 54957.0887 | 2846 | 118548.8095 | 15 | 68031.6732 | 6.8032 | 0 | 0 | 0 | 254 | 100780.4286 | 2118.5075 | 2118.5075 | 22208.3333 | 122988.7619 | 122988.7619 | 0 | 0 | 0 | 54957.0887 | 45823.3399 | 0 | 0 | 0 | 0 | 0
2022-05-04 08:00 | 0.53897 | 0.43173 | 186065 | 97274.9495 | 2846 | 205439.2386 | 15 | 25713.8125 | 2.5714 | 0 | 0 | 0 | 254 | 100780.4286 | 2118.5075 | 2118.5075 | 22208.3333 | 122988.7619 | 122988.7619 | 0 | 0 | 0 | 97274.9495 | 3505.4791 | 0 | 0 | 0 | 0 | 0
2022-05-04 09:00 | 0.72558 | 0.46201 | 186065 | 130954.8914 | 2846 | 219848.0129 | 15 | 0 | 0 | 24188.009 | 0 | 0 | 254 | 100780.4286 | 2118.5075 | 2118.5075 | 22208.3333 | 122988.7619 | 122988.7619 | 0 | 0 | 0 | 100780.4286 | 0 | 0 | 0 | 0 | 0 | 0
2022-05-04 10:00 | 0.8847 | 0.51745 | 186065 | 159673.3543 | 2846 | 246229.2034 | 15 | 0 | 0 | 246229.2034 | 0 | 24188.009 | 254 | 100780.4286 | 2118.5075 | 2118.5075 | 22208.3333 | 122988.7619 | 122988.7619 | 0 | 0 | 0 | 100780.4286 | 0 | 0 | 0 | 0 | 0 | 0
2022-05-04 11:00 | 0.99125 | 0.58974 | 186065 | 178903.8233 | 2846 | 280628.4867 | 15 | 0 | 0 | 280628.4867 | 0 | 270417.2125 | 254 | 100780.4286 | 2118.5075 | 2118.5075 | 22208.3333 | 122988.7619 | 122988.7619 | 0 | 0 | 0 | 100780.4286 | 0 | 0 | 0 | 0 | 0 | 0
2022-05-04 12:00 | 0.97045 | 0.44861 | 186065 | 175149.7759 | 2846 | 213471.6068 | 15 | 0 | 0 | 213471.6068 | 0 | 551045.6992 | 254 | 100780.4286 | 2118.5075 | 2118.5075 | 22208.3333 | 122988.7619 | 122988.7619 | 0 | 0 | 0 | 100780.4286 | 0 | 0 | 0 | 0 | 0 | 0
2022-05-04 13:00 | 0.9136 | 0.41366 | 186065 | 164889.3145 | 2846 | 196840.6074 | 15 | 0 | 0 | 196840.6074 | 0 | 764517.306 | 254 | 100780.4286 | 2118.5075 | 2118.5075 | 22208.3333 | 122988.7619 | 122988.7619 | 0 | 0 | 0 | 100780.4286 | 0 | 0 | 0 | 0 | 0 | 0
2022-05-04 14:00 | 0.80902 | 0.57994 | 186065 | 146014.3971 | 2846 | 275965.1449 | 15 | 0 | 0 | 275965.1449 | 0 | 961357.9134 | 254 | 100780.4286 | 2118.5075 | 2118.5075 | 22208.3333 | 122988.7619 | 122988.7619 | 0 | 0 | 0 | 100780.4286 | 0 | 0 | 0 | 0 | 0 | 0
2022-05-04 15:00 | 0.6159 | 0.31852 | 186065 | 111159.5105 | 2846 | 151568.1242 | 15 | 11829.2514 | 1.1829 | 139738.8728 | 0 | 1237323.0583 | 254 | 100780.4286 | 2118.5075 | 2118.5075 | 22208.3333 | 122988.7619 | 122988.7619 | 0 | 0 | 0 | 88951.1772 | 11829.2514 | 0 | 0 | 0 | 0 | 0
2022-05-04 16:00 | 0.4176 | 0.25404 | 186065 | 75369.7217 | 2846 | 120885.2388 | 15 | 47619.0403 | 4.7619 | 73266.1986 | 0 | 1377061.9311 | 254 | 100780.4286 | 2118.5075 | 2118.5075 | 22208.3333 | 122988.7619 | 122988.7619 | 0 | 0 | 0 | 53161.3883 | 47619.0403 | 0 | 0 | 0 | 0 | 0
2022-05-04 17:00 | 0.2159 | 0.16249 | 186065 | 38966.2905 | 2846 | 77321.0615 | 15 | 84022.4714 | 8.4022 | 0 | 6701.4099 | 1450328.1297 | 254 | 100780.4286 | 2118.5075 | 2118.5075 | 22208.3333 | 122988.7619 | 122988.7619 | 0 | 0 | 0 | 38966.2905 | 61814.1381 | 0 | 0 | 0 | 0 | 0
2022-05-04 18:00 | 0.0489 | 0.01633 | 186065 | 8825.6211 | 2846 | 7770.6501 | 15 | 114163.1408 | 11.4163 | 0 | 106392.4907 | 1443626.7198 | 254 | 100780.4286 | 2118.5075 | 2118.5075 | 22208.3333 | 122988.7619 | 122988.7619 | 0 | 0 | 0 | 8825.6211 | 91954.8075 | 0 | 0 | 0 | 0 | 0
2022-05-04 19:00 | 0 | 0 | 186065 | 0 | 2846 | 0 | 15 | 122988.7619 | 12.2989 | 0 | 122988.7619 | 1337234.2291 | 254 | 100780.4286 | 2118.5075 | 2118.5075 | 22208.3333 | 122988.7619 | 122988.7619 | 0 | 0 | 0 | 0 | 100780.4286 | 0 | 0 | 0 | 0 | 0
2022-05-04 20:00 | 0 | 0 | 186065 | 0 | 2846 | 0 | 15 | 122988.7619 | 12.2989 | 0 | 122988.7619 | 1214245.4671 | 254 | 100780.4286 | 2118.5075 | 2118.5075 | 22208.3333 | 122988.7619 | 122988.7619 | 0 | 0 | 0 | 0 | 100780.4286 | 0 | 0 | 0 | 0 | 0
2022-05-04 21:00 | 0 | 0 | 186065 | 0 | 2846 | 0 | 15 | 122988.7619 | 12.2989 | 0 | 122988.7619 | 1091256.7052 | 254 | 100780.4286 | 2118.5075 | 2118.5075 | 22208.3333 | 122988.7619 | 122988.7619 | 0 | 0 | 0 | 0 | 100780.4286 | 0 | 0 | 0 | 0 | 0
2022-05-04 22:00 | 0 | 0 | 186065 | 0 | 2846 | 0 | 15 | 122988.7619 | 12.2989 | 0 | 122988.7619 | 968267.9433 | 254 | 100780.4286 | 2118.5075 | 2118.5075 | 22208.3333 | 122988.7619 | 122988.7619 | 0 | 0 | 0 | 0 | 100780.4286 | 0 | 0 | 0 | 0 | 0
2022-05-04 23:00 | 0 | 0 | 186065 | 0 | 2846 | 0 | 15 | 122988.7619 | 12.2989 | 0 | 122988.7619 | 845279.1813 | 254 | 100780.4286 | 2118.5075 | 2118.5075 | 22208.3333 | 122988.7619 | 122988.7619 | 0 | 0 | 0 | 0 | 100780.4286 | 0 | 0 | 0 | 0 | 0
2022-05-05 | 0 | 0 | 186065 | 0 | 2846 | 0 | 15 | 120780.4286 | 12.078 | 0 | 120780.4286 | 722290.4194 | 254 | 100780.4286 | 2118.5075 | 2118.5075 | 20000 | 120780.4286 | 120780.4286 | 0 | 0 | 0 | 0 | 100780.4286 | 0 | 0 | 0 | 0 | 0
2022-05-05 01:00 | 0 | 0 | 186065 | 0 | 2846 | 0 | 15 | 120780.4286 | 12.078 | 0 | 120780.4286 | 601509.9908 | 254 | 100780.4286 | 2118.5075 | 2118.5075 | 20000 | 120780.4286 | 120780.4286 | 0 | 0 | 0 | 0 | 100780.4286 | 0 | 0 | 0 | 0 | 0
2022-05-05 02:00 | 0 | 0 | 186065 | 0 | 2846 | 0 | 15 | 120780.4286 | 12.078 | 0 | 120780.4286 | 480729.5622 | 254 | 100780.4286 | 2118.5075 | 2118.5075 | 20000 | 120780.4286 | 120780.4286 | 0 | 0 | 0 | 0 | 100780.4286 | 0 | 0 | 0 | 0 | 0
2022-05-05 03:00 | 0 | 0 | 186065 | 0 | 2846 | 0 | 15 | 120780.4286 | 12.078 | 0 | 120780.4286 | 359949.1336 | 254 | 100780.4286 | 2118.5075 | 2118.5075 | 20000 | 120780.4286 | 120780.4286 | 0 | 0 | 0 | 0 | 100780.4286 | 0 | 0 | 0 | 0 | 0
2022-05-05 04:00 | 0 | 0 | 186065 | 0 | 2846 | 0 | 15 | 120780.4286 | 12.078 | 0 | 120780.4286 | 239168.705 | 254 | 100780.4286 | 2118.5075 | 2118.5075 | 20000 | 120780.4286 | 120780.4286 | 0 | 0 | 0 | 0 | 100780.4286 | 0 | 0 | 0 | 0 | 0
2022-05-05 05:00 | 0.00545 | 0.00296 | 186065 | 983.6326 | 2846 | 1408.5196 | 15 | 119796.796 | 11.9797 | 0 | 118388.2764 | 118388.2764 | 254 | 100780.4286 | 2118.5075 | 2118.5075 | 20000 | 120780.4286 | 120780.4286 | 0 | 0 | 0 | 983.6326 | 99796.796 | 0 | 0 | 0 | 0 | 0
2022-05-05 06:00 | 0.1359 | 0.36769 | 186065 | 24527.6465 | 2846 | 174965.7277 | 15 | 96252.7821 | 9.6253 | 0 | 0 | 0 | 254 | 100780.4286 | 2118.5075 | 2118.5075 | 20000 | 120780.4286 | 120780.4286 | 0 | 0 | 0 | 24527.6465 | 76252.7821 | 0 | 0 | 0 | 0 | 0
2022-05-05 07:00 | 0.36675 | 0.66606 | 186065 | 66192.1586 | 2846 | 316945.4503 | 15 | 54588.27 | 5.4588 | 0 | 0 | 0 | 254 | 100780.4286 | 2118.5075 | 2118.5075 | 20000 | 120780.4286 | 120780.4286 | 0 | 0 | 0 | 46192.1586 | 54588.27 | 0 | 0 | 0 | 0 | 0
2022-05-05 08:00 | 0.59953 | 0.8213 | 186065 | 108205.003 | 2846 | 390816.5906 | 15 | 12575.4256 | 1.2575 | 0 | 0 | 0 | 254 | 100780.4286 | 2118.5075 | 2118.5075 | 20000 | 120780.4286 | 120780.4286 | 0 | 0 | 0 | 88205.003 | 12575.4256 | 0 | 0 | 0 | 0 | 0
2022-05-05 09:00 | 0.8011 | 0.89943 | 186065 | 144584.9714 | 2846 | 427994.8448 | 15 | 0 | 0 | 0 | 0 | 0 | 254 | 100780.4286 | 2118.5075 | 2118.5075 | 20000 | 120780.4286 | 120780.4286 | 0 | 0 | 0 | 100780.4286 | 0 | 0 | 0 | 0 | 0 | 0
2022-05-05 10:00 | 0.95228 | 0.94928 | 186065 | 171870.3989 | 2846 | 451716.0271 | 15 | 0 | 0 | 0 | 0 | 0 | 254 | 100780.4286 | 2118.5075 | 2118.5075 | 20000 | 120780.4286 | 120780.4286 | 0 | 0 | 0 | 100780.4286 | 0 | 0 | 0 | 0 | 0 | 0
2022-05-05 11:00 | 1.0413 | 0.98407 | 186065 | 187940.6096 | 2846 | 468270.8904 | 15 | 0 | 0 | 0 | 0 | 0 | 254 | 100780.4286 | 2118.5075 | 2118.5075 | 20000 | 120780.4286 | 120780.4286 | 0 | 0 | 0 | 100780.4286 | 0 | 0 | 0 | 0 | 0 | 0
2022-05-05 12:00 | 1.0377 | 0.85863 | 186065 | 187296.2851 | 2846 | 408580.1159 | 15 | 0 | 0 | 0 | 0 | 0 | 254 | 100780.4286 | 2118.5075 | 2118.5075 | 20000 | 120780.4286 | 120780.4286 | 0 | 0 | 0 | 100780.4286 | 0 | 0 | 0 | 0 | 0 | 0
2022-05-05 13:00 | 0.9896 | 0.81671 | 186065 | 178606.0263 | 2846 | 388632.4336 | 15 | 0 | 0 | 366247.4924 | 0 | 0 | 254 | 100780.4286 | 2118.5075 | 2118.5075 | 20000 | 120780.4286 | 120780.4286 | 0 | 0 | 0 | 100780.4286 | 0 | 0 | 0 | 0 | 0 | 0
2022-05-05 14:00 | 0.87283 | 0.76882 | 186065 | 157531.0205 | 2846 | 365843.9196 | 15 | 0 | 0 | 365843.9196 | 0 | 366247.4924 | 254 | 100780.4286 | 2118.5075 | 2118.5075 | 20000 | 120780.4286 | 120780.4286 | 0 | 0 | 0 | 100780.4286 | 0 | 0 | 0 | 0 | 0 | 0
2022-05-05 15:00 | 0.697 | 0.68891 | 186065 | 125796.6858 | 2846 | 327818.6502 | 15 | 0 | 0 | 327818.6502 | 0 | 732091.412 | 254 | 100780.4286 | 2118.5075 | 2118.5075 | 20000 | 120780.4286 | 120780.4286 | 0 | 0 | 0 | 100780.4286 | 0 | 0 | 0 | 0 | 0 | 0
2022-05-05 16:00 | 0.48058 | 0.56137 | 186065 | 86736.5442 | 2846 | 267128.5881 | 15 | 34043.8844 | 3.4044 | 233084.7037 | 0 | 1059910.0622 | 254 | 100780.4286 | 2118.5075 | 2118.5075 | 20000 | 120780.4286 | 120780.4286 | 0 | 0 | 0 | 86736.5442 | 14043.8844 | 0 | 0 | 0 | 0 | 0
2022-05-05 17:00 | 0.2516 | 0.38809 | 186065 | 45409.5354 | 2846 | 184673.0922 | 15 | 75370.8932 | 7.5371 | 109302.199 | 0 | 1292994.7659 | 254 | 100780.4286 | 2118.5075 | 2118.5075 | 20000 | 120780.4286 | 120780.4286 | 0 | 0 | 0 | 25409.5354 | 75370.8932 | 0 | 0 | 0 | 0 | 0
2022-05-05 18:00 | 0.05608 | 0.08362 | 186065 | 10121.4894 | 2846 | 39790.6773 | 15 | 110658.9392 | 11.0659 | 0 | 70868.2618 | 1402296.9649 | 254 | 100780.4286 | 2118.5075 | 2118.5075 | 20000 | 120780.4286 | 120780.4286 | 0 | 0 | 0 | 0 | 100780.4286 | 0 | 0 | 0 | 0 | 0
2022-05-05 19:00 | 0 | 0 | 186065 | 0 | 2846 | 0 | 15 | 120780.4286 | 12.078 | 0 | 120780.4286 | 1331428.7031 | 254 | 100780.4286 | 2118.5075 | 2118.5075 | 20000 | 120780.4286 | 120780.4286 | 0 | 0 | 0 | 0 | 100780.4286 | 0 | 0 | 0 | 0 | 0
2022-05-05 20:00 | 0 | 0 | 186065 | 0 | 2846 | 0 | 15 | 120780.4286 | 12.078 | 0 | 120780.4286 | 1210648.2745 | 254 | 100780.4286 | 2118.5075 | 2118.5075 | 20000 | 120780.4286 | 120780.4286 | 0 | 0 | 0 | 0 | 100780.4286 | 0 | 0 | 0 | 0 | 0
2022-05-05 21:00 | 0 | 0 | 186065 | 0 | 2846 | 0 | 15 | 120780.4286 | 12.078 | 0 | 120780.4286 | 1089867.8459 | 254 | 100780.4286 | 2118.5075 | 2118.5075 | 20000 | 120780.4286 | 120780.4286 | 0 | 0 | 0 | 0 | 100780.4286 | 0 | 0 | 0 | 0 | 0
2022-05-05 22:00 | 0 | 0 | 186065 | 0 | 2846 | 0 | 15 | 120780.4286 | 12.078 | 0 | 120780.4286 | 969087.4173 | 254 | 100780.4286 | 2118.5075 | 2118.5075 | 20000 | 120780.4286 | 120780.4286 | 0 | 0 | 0 | 0 | 100780.4286 | 0 | 0 | 0 | 0 | 0
2022-05-05 23:00 | 0 | 0 | 186065 | 0 | 2846 | 0 | 15 | 120780.4286 | 12.078 | 0 | 120780.4286 | 848306.9887 | 254 | 100780.4286 | 2118.5075 | 2118.5075 | 20000 | 120780.4286 | 120780.4286 | 0 | 0 | 0 | 0 | 100780.4286 | 0 | 0 | 0 | 0 | 0
2022-05-06 | 0 | 0 | 186065 | 0 | 2846 | 0 | 15 | 122613.7619 | 12.2614 | 0 | 122613.7619 | 727526.5601 | 254 | 100780.4286 | 2118.5075 | 2118.5075 | 21833.3333 | 122613.7619 | 122613.7619 | 0 | 0 | 0 | 0 | 100780.4286 | 0 | 0 | 0 | 0 | 0
2022-05-06 01:00 | 0 | 0 | 186065 | 0 | 2846 | 0 | 15 | 122613.7619 | 12.2614 | 0 | 122613.7619 | 604912.7981 | 254 | 100780.4286 | 2118.5075 | 2118.5075 | 21833.3333 | 122613.7619 | 122613.7619 | 0 | 0 | 0 | 0 | 100780.4286 | 0 | 0 | 0 | 0 | 0
2022-05-06 02:00 | 0 | 0 | 186065 | 0 | 2846 | 0 | 15 | 122613.7619 | 12.2614 | 0 | 122613.7619 | 482299.0362 | 254 | 100780.4286 | 2118.5075 | 2118.5075 | 21833.3333 | 122613.7619 | 122613.7619 | 0 | 0 | 0 | 0 | 100780.4286 | 0 | 0 | 0 | 0 | 0
2022-05-06 03:00 | 0 | 0 | 186065 | 0 | 2846 | 0 | 15 | 122613.7619 | 12.2614 | 0 | 122613.7619 | 359685.2743 | 254 | 100780.4286 | 2118.5075 | 2118.5075 | 21833.3333 | 122613.7619 | 122613.7619 | 0 | 0 | 0 | 0 | 100780.4286 | 0 | 0 | 0 | 0 | 0
2022-05-06 04:00 | 0 | 0 | 186065 | 0 | 2846 | 0 | 15 | 122613.7619 | 12.2614 | 0 | 122613.7619 | 237071.5123 | 254 | 100780.4286 | 2118.5075 | 2118.5075 | 21833.3333 | 122613.7619 | 122613.7619 | 0 | 0 | 0 | 0 | 100780.4286 | 0 | 0 | 0 | 0 | 0
2022-05-06 05:00 | 0.00638 | 0.01472 | 186065 | 1151.4819 | 2846 | 7004.5297 | 15 | 121462.2801 | 12.1462 | 0 | 114457.7504 | 114457.7504 | 254 | 100780.4286 | 2118.5075 | 2118.5075 | 21833.3333 | 122613.7619 | 122613.7619 | 0 | 0 | 0 | 1151.4819 | 99628.9467 | 0 | 0 | 0 | 0 | 0
2022-05-06 06:00 | 0.14602 | 0.46862 | 186065 | 26354.135 | 2846 | 222993.3893 | 15 | 96259.627 | 9.626 | 0 | 0 | 0 | 254 | 100780.4286 | 2118.5075 | 2118.5075 | 21833.3333 | 122613.7619 | 122613.7619 | 0 | 0 | 0 | 26354.135 | 74426.2936 | 0 | 0 | 0 | 0 | 0
2022-05-06 07:00 | 0.375 | 0.70024 | 186065 | 67681.1438 | 2846 | 333210.0443 | 15 | 54932.6182 | 5.4933 | 0 | 0 | 0 | 254 | 100780.4286 | 2118.5075 | 2118.5075 | 21833.3333 | 122613.7619 | 122613.7619 | 0 | 0 | 0 | 67681.1438 | 33099.2848 | 0 | 0 | 0 | 0 | 0
2022-05-06 08:00 | 0.60247 | 0.84597 | 186065 | 108735.6231 | 2846 | 402555.8397 | 15 | 13878.1388 | 1.3878 | 112480.8611 | 0 | 0 | 254 | 100780.4286 | 2118.5075 | 2118.5075 | 21833.3333 | 122613.7619 | 122613.7619 | 0 | 0 | 0 | 86902.2898 | 13878.1388 | 0 | 0 | 0 | 0 | 0
2022-05-06 09:00 | 0.7693 | 0.67505 | 186065 | 138845.6104 | 2846 | 321223.3526 | 15 | 0 | 0 | 321223.3526 | 0 | 112480.8611 | 254 | 100780.4286 | 2118.5075 | 2118.5075 | 21833.3333 | 122613.7619 | 122613.7619 | 0 | 0 | 0 | 100780.4286 | 0 | 0 | 0 | 0 | 0 | 0
2022-05-06 10:00 | 0.8969 | 0.51735 | 186065 | 161875.2475 | 2846 | 246181.6183 | 15 | 0 | 0 | 246181.6183 | 0 | 433704.2137 | 254 | 100780.4286 | 2118.5075 | 2118.5075 | 21833.3333 | 122613.7619 | 122613.7619 | 0 | 0 | 0 | 100780.4286 | 0 | 0 | 0 | 0 | 0 | 0
2022-05-06 11:00 | 0.954 | 0.40216 | 186065 | 172180.8297 | 2846 | 191368.3186 | 15 | 0 | 0 | 191368.3186 | 0 | 679885.832 | 254 | 100780.4286 | 2118.5075 | 2118.5075 | 21833.3333 | 122613.7619 | 122613.7619 | 0 | 0 | 0 | 100780.4286 | 0 | 0 | 0 | 0 | 0 | 0
2022-05-06 12:00 | 0.95092 | 0.4116 | 186065 | 171624.9419 | 2846 | 195860.3539 | 15 | 0 | 0 | 195860.3539 | 0 | 871254.1506 | 254 | 100780.4286 | 2118.5075 | 2118.5075 | 21833.3333 | 122613.7619 | 122613.7619 | 0 | 0 | 0 | 100780.4286 | 0 | 0 | 0 | 0 | 0 | 0
2022-05-06 13:00 | 0.7864 | 0.57769 | 186065 | 141931.8705 | 2846 | 274894.4797 | 15 | 0 | 0 | 274894.4797 | 0 | 1067114.5045 | 254 | 100780.4286 | 2118.5075 | 2118.5075 | 21833.3333 | 122613.7619 | 122613.7619 | 0 | 0 | 0 | 100780.4286 | 0 | 0 | 0 | 0 | 0 | 0
2022-05-06 14:00 | 0.65158 | 0.24045 | 186065 | 117599.1457 | 2846 | 114418.421 | 15 | 5014.6162 | 0.50146 | 109403.8048 | 0 | 1342008.9842 | 254 | 100780.4286 | 2118.5075 | 2118.5075 | 21833.3333 | 122613.7619 | 122613.7619 | 0 | 0 | 0 | 100780.4286 | 0 | 0 | 0 | 0 | 0 | 0
2022-05-06 15:00 | 0.46667 | 0.12277 | 186065 | 84226.0249 | 2846 | 58420.2518 | 15 | 38387.737 | 3.8388 | 20032.5148 | 0 | 1451412.789 | 254 | 100780.4286 | 2118.5075 | 2118.5075 | 21833.3333 | 122613.7619 | 122613.7619 | 0 | 0 | 0 | 62392.6916 | 38387.737 | 0 | 0 | 0 | 0 | 0
2022-05-06 16:00 | 0.3006 | 0.15132 | 186065 | 54253.2048 | 2846 | 72005.8036 | 15 | 68360.5571 | 6.8361 | 3645.2465 | 0 | 1471445.3039 | 254 | 100780.4286 | 2118.5075 | 2118.5075 | 21833.3333 | 122613.7619 | 122613.7619 | 0 | 0 | 0 | 32419.8715 | 68360.5571 | 0 | 0 | 0 | 0 | 0
2022-05-06 17:00 | 0.16688 | 0.12848 | 186065 | 30119.0114 | 2846 | 61137.3622 | 15 | 92494.7505 | 9.2495 | 0 | 31357.3884 | 1475090.5504 | 254 | 100780.4286 | 2118.5075 | 2118.5075 | 21833.3333 | 122613.7619 | 122613.7619 | 0 | 0 | 0 | 8285.6781 | 92494.7505 | 0 | 0 | 0 | 0 | 0
2022-05-06 18:00 | 0.04472 | 0.02486 | 186065 | 8071.202 | 2846 | 11829.6608 | 15 | 114542.5599 | 11.4543 | 0 | 102712.8991 | 1443733.162 | 254 | 100780.4286 | 2118.5075 | 2118.5075 | 21833.3333 | 122613.7619 | 122613.7619 | 0 | 0 | 0 | 0 | 100780.4286 | 0 | 0 | 0 | 0 | 0
2022-05-06 19:00 | 0 | 0 | 186065 | 0 | 2846 | 0 | 15 | 122613.7619 | 12.2614 | 0 | 122613.7619 | 1341020.2629 | 254 | 100780.4286 | 2118.5075 | 2118.5075 | 21833.3333 | 122613.7619 | 122613.7619 | 0 | 0 | 0 | 0 | 100780.4286 | 0 | 0 | 0 | 0 | 0
2022-05-06 20:00 | 0 | 0 | 186065 | 0 | 2846 | 0 | 15 | 122613.7619 | 12.2614 | 0 | 122613.7619 | 1218406.501 | 254 | 100780.4286 | 2118.5075 | 2118.5075 | 21833.3333 | 122613.7619 | 122613.7619 | 0 | 0 | 0 | 0 | 100780.4286 | 0 | 0 | 0 | 0 | 0
2022-05-06 21:00 | 0 | 0 | 186065 | 0 | 2846 | 0 | 15 | 122613.7619 | 12.2614 | 0 | 122613.7619 | 1095792.739 | 254 | 100780.4286 | 2118.5075 | 2118.5075 | 21833.3333 | 122613.7619 | 122613.7619 | 0 | 0 | 0 | 0 | 100780.4286 | 0 | 0 | 0 | 0 | 0
2022-05-06 22:00 | 0 | 0 | 186065 | 0 | 2846 | 0 | 15 | 122613.7619 | 12.2614 | 0 | 122613.7619 | 973178.9771 | 254 | 100780.4286 | 2118.5075 | 2118.5075 | 21833.3333 | 122613.7619 | 122613.7619 | 0 | 0 | 0 | 0 | 100780.4286 | 0 | 0 | 0 | 0 | 0
2022-05-06 23:00 | 0 | 0 | 186065 | 0 | 2846 | 0 | 15 | 122613.7619 | 12.2614 | 0 | 122613.7619 | 850565.2152 | 254 | 100780.4286 | 2118.5075 | 2118.5075 | 21833.3333 | 122613.7619 | 122613.7619 | 0 | 0 | 0 | 0 | 100780.4286 | 0 | 0 | 0 | 0 | 0
2022-05-07 | 0 | 0 | 186065 | 0 | 2846 | 0 | 15 | 122572.0953 | 12.2572 | 0 | 122572.0953 | 727951.4532 | 254 | 100780.4286 | 2118.5075 | 2118.5075 | 21791.6667 | 122572.0953 | 122572.0953 | 0 | 0 | 0 | 0 | 100780.4286 | 0 | 0 | 0 | 0 | 0
2022-05-07 01:00 | 0 | 0 | 186065 | 0 | 2846 | 0 | 15 | 122572.0953 | 12.2572 | 0 | 122572.0953 | 605379.358 | 254 | 100780.4286 | 2118.5075 | 2118.5075 | 21791.6667 | 122572.0953 | 122572.0953 | 0 | 0 | 0 | 0 | 100780.4286 | 0 | 0 | 0 | 0 | 0
2022-05-07 02:00 | 0 | 0 | 186065 | 0 | 2846 | 0 | 15 | 122572.0953 | 12.2572 | 0 | 122572.0953 | 482807.2627 | 254 | 100780.4286 | 2118.5075 | 2118.5075 | 21791.6667 | 122572.0953 | 122572.0953 | 0 | 0 | 0 | 0 | 100780.4286 | 0 | 0 | 0 | 0 | 0
2022-05-07 03:00 | 0 | 0 | 186065 | 0 | 2846 | 0 | 15 | 122572.0953 | 12.2572 | 0 | 122572.0953 | 360235.1674 | 254 | 100780.4286 | 2118.5075 | 2118.5075 | 21791.6667 | 122572.0953 | 122572.0953 | 0 | 0 | 0 | 0 | 100780.4286 | 0 | 0 | 0 | 0 | 0
2022-05-07 04:00 | 0 | 0 | 186065 | 0 | 2846 | 0 | 15 | 122572.0953 | 12.2572 | 0 | 122572.0953 | 237663.0722 | 254 | 100780.4286 | 2118.5075 | 2118.5075 | 21791.6667 | 122572.0953 | 122572.0953 | 0 | 0 | 0 | 0 | 100780.4286 | 0 | 0 | 0 | 0 | 0
2022-05-07 05:00 | 0.00678 | 0.01315 | 186065 | 1223.6751 | 2846 | 6257.4433 | 15 | 121348.4202 | 12.1348 | 0 | 115090.9769 | 115090.9769 | 254 | 100780.4286 | 2118.5075 | 2118.5075 | 21791.6667 | 122572.0953 | 122572.0953 | 0 | 0 | 0 | 0 | 100780.4286 | 0 | 0 | 0 | 0 | 0
2022-05-07 06:00 | 0.1467 | 0.46472 | 186065 | 26476.8634 | 2846 | 221137.5697 | 15 | 96095.2318 | 9.6095 | 0 | 0 | 0 | 254 | 100780.4286 | 2118.5075 | 2118.5075 | 21791.6667 | 122572.0953 | 122572.0953 | 0 | 0 | 0 | 4685.1968 | 96095.2318 | 0 | 0 | 0 | 0 | 0
2022-05-07 07:00 | 0.37785 | 0.72739 | 186065 | 68195.5204 | 2846 | 346129.4044 | 15 | 54376.5748 | 5.4377 | 0 | 0 | 0 | 254 | 100780.4286 | 2118.5075 | 2118.5075 | 21791.6667 | 122572.0953 | 122572.0953 | 0 | 0 | 0 | 46403.8538 | 54376.5748 | 0 | 0 | 0 | 0 | 0
2022-05-07 08:00 | 0.60578 | 0.85133 | 186065 | 109333.022 | 2846 | 405106.4021 | 15 | 13239.0732 | 1.3239 | 0 | 0 | 0 | 254 | 100780.4286 | 2118.5075 | 2118.5075 | 21791.6667 | 122572.0953 | 122572.0953 | 0 | 0 | 0 | 87541.3554 | 13239.0732 | 0 | 0 | 0 | 0 | 0
2022-05-07 09:00 | 0.80178 | 0.90523 | 186065 | 144707.6998 | 2846 | 430754.7818 | 15 | 0 | 0 | 0 | 0 | 0 | 254 | 100780.4286 | 2118.5075 | 2118.5075 | 21791.6667 | 122572.0953 | 122572.0953 | 0 | 0 | 0 | 100780.4286 | 0 | 0 | 0 | 0 | 0 | 0
2022-05-07 10:00 | 0.9475 | 0.93145 | 186065 | 171007.6899 | 2846 | 443231.6002 | 15 | 0 | 0 | 0 | 0 | 0 | 254 | 100780.4286 | 2118.5075 | 2118.5075 | 21791.6667 | 122572.0953 | 122572.0953 | 0 | 0 | 0 | 100780.4286 | 0 | 0 | 0 | 0 | 0 | 0
2022-05-07 11:00 | 1.0263 | 0.87839 | 186065 | 185238.7784 | 2846 | 417982.9356 | 15 | 0 | 0 | 0 | 0 | 0 | 254 | 100780.4286 | 2118.5075 | 2118.5075 | 21791.6667 | 122572.0953 | 122572.0953 | 0 | 0 | 0 | 100780.4286 | 0 | 0 | 0 | 0 | 0 | 0
2022-05-07 12:00 | 1.0362 | 0.85835 | 186065 | 187020.1461 | 2846 | 408446.8775 | 15 | 0 | 0 | 0 | 0 | 0 | 254 | 100780.4286 | 2118.5075 | 2118.5075 | 21791.6667 | 122572.0953 | 122572.0953 | 0 | 0 | 0 | 100780.4286 | 0 | 0 | 0 | 0 | 0 | 0
2022-05-07 13:00 | 0.98872 | 0.82622 | 186065 | 178447.2012 | 2846 | 393157.7785 | 15 | 0 | 0 | 260017.0737 | 0 | 0 | 254 | 100780.4286 | 2118.5075 | 2118.5075 | 21791.6667 | 122572.0953 | 122572.0953 | 0 | 0 | 0 | 100780.4286 | 0 | 0 | 0 | 0 | 0 | 0
2022-05-07 14:00 | 0.87488 | 0.79464 | 186065 | 157901.0108 | 2846 | 378130.3976 | 15 | 0 | 0 | 378130.3976 | 0 | 260017.0737 | 254 | 100780.4286 | 2118.5075 | 2118.5075 | 21791.6667 | 122572.0953 | 122572.0953 | 0 | 0 | 0 | 100780.4286 | 0 | 0 | 0 | 0 | 0 | 0
2022-05-07 15:00 | 0.70385 | 0.73838 | 186065 | 127032.9947 | 2846 | 351359.0091 | 15 | 0 | 0 | 351359.0091 | 0 | 638147.4712 | 254 | 100780.4286 | 2118.5075 | 2118.5075 | 21791.6667 | 122572.0953 | 122572.0953 | 0 | 0 | 0 | 100780.4286 | 0 | 0 | 0 | 0 | 0 | 0
2022-05-07 16:00 | 0.49208 | 0.62956 | 186065 | 88812.0992 | 2846 | 299576.8815 | 15 | 33759.996 | 3.376 | 265816.8855 | 0 | 989506.4803 | 254 | 100780.4286 | 2118.5075 | 2118.5075 | 21791.6667 | 122572.0953 | 122572.0953 | 0 | 0 | 0 | 88812.0992 | 11968.3294 | 0 | 0 | 0 | 0 | 0
2022-05-07 17:00 | 0.26233 | 0.45661 | 186065 | 47346.1185 | 2846 | 217278.4164 | 15 | 75225.9768 | 7.5226 | 142052.4397 | 0 | 1255323.3657 | 254 | 100780.4286 | 2118.5075 | 2118.5075 | 21791.6667 | 122572.0953 | 122572.0953 | 0 | 0 | 0 | 25554.4518 | 75225.9768 | 0 | 0 | 0 | 0 | 0
2022-05-07 18:00 | 0.06183 | 0.12263 | 186065 | 11159.267 | 2846 | 58353.6327 | 15 | 111412.8283 | 11.1413 | 0 | 53059.1956 | 1397375.8054 | 254 | 100780.4286 | 2118.5075 | 2118.5075 | 21791.6667 | 122572.0953 | 122572.0953 | 0 | 0 | 0 | 11159.267 | 89621.1616 | 0 | 0 | 0 | 0 | 0
2022-05-07 19:00 | 0 | 0 | 186065 | 0 | 2846 | 0 | 15 | 122572.0953 | 12.2572 | 0 | 122572.0953 | 1344316.6098 | 254 | 100780.4286 | 2118.5075 | 2118.5075 | 21791.6667 | 122572.0953 | 122572.0953 | 0 | 0 | 0 | 0 | 100780.4286 | 0 | 0 | 0 | 0 | 0
2022-05-07 20:00 | 0 | 0 | 186065 | 0 | 2846 | 0 | 15 | 122572.0953 | 12.2572 | 0 | 122572.0953 | 1221744.5145 | 254 | 100780.4286 | 2118.5075 | 2118.5075 | 21791.6667 | 122572.0953 | 122572.0953 | 0 | 0 | 0 | 0 | 100780.4286 | 0 | 0 | 0 | 0 | 0
2022-05-07 21:00 | 0 | 0 | 186065 | 0 | 2846 | 0 | 15 | 122572.0953 | 12.2572 | 0 | 122572.0953 | 1099172.4193 | 254 | 100780.4286 | 2118.5075 | 2118.5075 | 21791.6667 | 122572.0953 | 122572.0953 | 0 | 0 | 0 | 0 | 100780.4286 | 0 | 0 | 0 | 0 | 0
2022-05-07 22:00 | 0 | 0 | 186065 | 0 | 2846 | 0 | 15 | 122572.0953 | 12.2572 | 0 | 122572.0953 | 976600.324 | 254 | 100780.4286 | 2118.5075 | 2118.5075 | 21791.6667 | 122572.0953 | 122572.0953 | 0 | 0 | 0 | 0 | 100780.4286 | 0 | 0 | 0 | 0 | 0
2022-05-07 23:00 | 0 | 0 | 186065 | 0 | 2846 | 0 | 15 | 122572.0953 | 12.2572 | 0 | 122572.0953 | 854028.2287 | 254 | 100780.4286 | 2118.5075 | 2118.5075 | 21791.6667 | 122572.0953 | 122572.0953 | 0 | 0 | 0 | 0 | 100780.4286 | 0 | 0 | 0 | 0 | 0
2022-05-08 | 0 | 0 | 186065 | 0 | 2846 | 0 | 15 | 122963.7619 | 12.2964 | 0 | 122963.7619 | 731456.1335 | 254 | 100780.4286 | 2118.5075 | 2118.5075 | 22183.3333 | 122963.7619 | 122963.7619 | 0 | 0 | 0 | 0 | 100780.4286 | 0 | 0 | 0 | 0 | 0
2022-05-08 01:00 | 0 | 0 | 186065 | 0 | 2846 | 0 | 15 | 122963.7619 | 12.2964 | 0 | 122963.7619 | 608492.3715 | 254 | 100780.4286 | 2118.5075 | 2118.5075 | 22183.3333 | 122963.7619 | 122963.7619 | 0 | 0 | 0 | 0 | 100780.4286 | 0 | 0 | 0 | 0 | 0
2022-05-08 02:00 | 0 | 0 | 186065 | 0 | 2846 | 0 | 15 | 122963.7619 | 12.2964 | 0 | 122963.7619 | 485528.6096 | 254 | 100780.4286 | 2118.5075 | 2118.5075 | 22183.3333 | 122963.7619 | 122963.7619 | 0 | 0 | 0 | 0 | 100780.4286 | 0 | 0 | 0 | 0 | 0
2022-05-08 03:00 | 0 | 0 | 186065 | 0 | 2846 | 0 | 15 | 122963.7619 | 12.2964 | 0 | 122963.7619 | 362564.8477 | 254 | 100780.4286 | 2118.5075 | 2118.5075 | 22183.3333 | 122963.7619 | 122963.7619 | 0 | 0 | 0 | 0 | 100780.4286 | 0 | 0 | 0 | 0 | 0
2022-05-08 04:00 | 0 | 0 | 186065 | 0 | 2846 | 0 | 15 | 122963.7619 | 12.2964 | 0 | 122963.7619 | 239601.0857 | 254 | 100780.4286 | 2118.5075 | 2118.5075 | 22183.3333 | 122963.7619 | 122963.7619 | 0 | 0 | 0 | 0 | 100780.4286 | 0 | 0 | 0 | 0 | 0
2022-05-08 05:00 | 0.007 | 0.01064 | 186065 | 1263.3813 | 2846 | 5063.0568 | 15 | 121700.3806 | 12.17 | 0 | 116637.3238 | 116637.3238 | 254 | 100780.4286 | 2118.5075 | 2118.5075 | 22183.3333 | 122963.7619 | 122963.7619 | 0 | 0 | 0 | 0 | 100780.4286 | 0 | 0 | 0 | 0 | 0
2022-05-08 06:00 | 0.14393 | 0.41718 | 186065 | 25976.9254 | 2846 | 198515.6036 | 15 | 96986.8365 | 9.6987 | 0 | 0 | 0 | 254 | 100780.4286 | 2118.5075 | 2118.5075 | 22183.3333 | 122963.7619 | 122963.7619 | 0 | 0 | 0 | 3793.5921 | 96986.8365 | 0 | 0 | 0 | 0 | 0
2022-05-08 07:00 | 0.37042 | 0.69529 | 186065 | 66854.5314 | 2846 | 330854.5808 | 15 | 56109.2306 | 5.6109 | 0 | 0 | 0 | 254 | 100780.4286 | 2118.5075 | 2118.5075 | 22183.3333 | 122963.7619 | 122963.7619 | 0 | 0 | 0 | 66854.5314 | 33925.8972 | 0 | 0 | 0 | 0 | 0
2022-05-08 08:00 | 0.60103 | 0.8298 | 186065 | 108475.7275 | 2846 | 394861.3258 | 15 | 14488.0344 | 1.4488 | 0 | 0 | 0 | 254 | 100780.4286 | 2118.5075 | 2118.5075 | 22183.3333 | 122963.7619 | 122963.7619 | 0 | 0 | 0 | 100780.4286 | 0 | 0 | 0 | 0 | 0 | 0
2022-05-08 09:00 | 0.80345 | 0.89286 | 186065 | 145009.1065 | 2846 | 424868.5024 | 15 | 0 | 0 | 0 | 0 | 0 | 254 | 100780.4286 | 2118.5075 | 2118.5075 | 22183.3333 | 122963.7619 | 122963.7619 | 0 | 0 | 0 | 100780.4286 | 0 | 0 | 0 | 0 | 0 | 0
2022-05-08 10:00 | 0.9555 | 0.95031 | 186065 | 172451.5543 | 2846 | 452206.1539 | 15 | 0 | 0 | 0 | 0 | 0 | 254 | 100780.4286 | 2118.5075 | 2118.5075 | 22183.3333 | 122963.7619 | 122963.7619 | 0 | 0 | 0 | 100780.4286 | 0 | 0 | 0 | 0 | 0 | 0
2022-05-08 11:00 | 1.046 | 0.97846 | 186065 | 188794.2945 | 2846 | 465601.3652 | 15 | 0 | 0 | 0 | 0 | 0 | 254 | 100780.4286 | 2118.5075 | 2118.5075 | 22183.3333 | 122963.7619 | 122963.7619 | 0 | 0 | 0 | 100780.4286 | 0 | 0 | 0 | 0 | 0 | 0
2022-05-08 12:00 | 1.0571 | 0.98245 | 186065 | 190788.6322 | 2846 | 467500.0114 | 15 | 0 | 0 | 0 | 0 | 0 | 254 | 100780.4286 | 2118.5075 | 2118.5075 | 22183.3333 | 122963.7619 | 122963.7619 | 0 | 0 | 0 | 100780.4286 | 0 | 0 | 0 | 0 | 0 | 0
2022-05-08 13:00 | 1.0102 | 0.93773 | 186065 | 182323.9771 | 2846 | 446219.9458 | 15 | 0 | 0 | 0 | 0 | 0 | 254 | 100780.4286 | 2118.5075 | 2118.5075 | 22183.3333 | 122963.7619 | 122963.7619 | 0 | 0 | 0 | 100780.4286 | 0 | 0 | 0 | 0 | 0 | 0
2022-05-08 14:00 | 0.89792 | 0.91335 | 186065 | 162059.3403 | 2846 | 434618.6935 | 15 | 0 | 0 | 379458.2905 | 0 | 0 | 254 | 100780.4286 | 2118.5075 | 2118.5075 | 22183.3333 | 122963.7619 | 122963.7619 | 0 | 0 | 0 | 100780.4286 | 0 | 0 | 0 | 0 | 0 | 0
2022-05-08 15:00 | 0.72878 | 0.86684 | 186065 | 131532.4372 | 2846 | 412486.8542 | 15 | 0 | 0 | 412486.8542 | 0 | 379458.2905 | 254 | 100780.4286 | 2118.5075 | 2118.5075 | 22183.3333 | 122963.7619 | 122963.7619 | 0 | 0 | 0 | 100780.4286 | 0 | 0 | 0 | 0 | 0 | 0
2022-05-08 16:00 | 0.51765 | 0.77029 | 186065 | 93427.0508 | 2846 | 366543.4208 | 15 | 29536.7111 | 2.9537 | 337006.7097 | 0 | 791945.1447 | 254 | 100780.4286 | 2118.5075 | 2118.5075 | 22183.3333 | 122963.7619 | 122963.7619 | 0 | 0 | 0 | 71243.7175 | 29536.7111 | 0 | 0 | 0 | 0 | 0
2022-05-08 17:00 | 0.28473 | 0.61692 | 186065 | 51388.9388 | 2846 | 293562.1223 | 15 | 71574.8231 | 7.1575 | 221987.2992 | 0 | 1128951.8545 | 254 | 100780.4286 | 2118.5075 | 2118.5075 | 22183.3333 | 122963.7619 | 122963.7619 | 0 | 0 | 0 | 29205.6055 | 71574.8231 | 0 | 0 | 0 | 0 | 0
2022-05-08 18:00 | 0.07035 | 0.22649 | 186065 | 12696.9826 | 2846 | 107775.5383 | 15 | 110266.7794 | 11.0267 | 0 | 2491.2411 | 1350939.1537 | 254 | 100780.4286 | 2118.5075 | 2118.5075 | 22183.3333 | 122963.7619 | 122963.7619 | 0 | 0 | 0 | 0 | 100780.4286 | 0 | 0 | 0 | 0 | 0
2022-05-08 19:00 | 0 | 0 | 186065 | 0 | 2846 | 0 | 15 | 122963.7619 | 12.2964 | 0 | 122963.7619 | 1348447.9126 | 254 | 100780.4286 | 2118.5075 | 2118.5075 | 22183.3333 | 122963.7619 | 122963.7619 | 0 | 0 | 0 | 0 | 100780.4286 | 0 | 0 | 0 | 0 | 0
2022-05-08 20:00 | 0 | 0 | 186065 | 0 | 2846 | 0 | 15 | 122963.7619 | 12.2964 | 0 | 122963.7619 | 1225484.1507 | 254 | 100780.4286 | 2118.5075 | 2118.5075 | 22183.3333 | 122963.7619 | 122963.7619 | 0 | 0 | 0 | 0 | 100780.4286 | 0 | 0 | 0 | 0 | 0
2022-05-08 21:00 | 0 | 0 | 186065 | 0 | 2846 | 0 | 15 | 122963.7619 | 12.2964 | 0 | 122963.7619 | 1102520.3887 | 254 | 100780.4286 | 2118.5075 | 2118.5075 | 22183.3333 | 122963.7619 | 122963.7619 | 0 | 0 | 0 | 0 | 100780.4286 | 0 | 0 | 0 | 0 | 0
2022-05-08 22:00 | 0 | 0 | 186065 | 0 | 2846 | 0 | 15 | 122963.7619 | 12.2964 | 0 | 122963.7619 | 979556.6268 | 254 | 100780.4286 | 2118.5075 | 2118.5075 | 22183.3333 | 122963.7619 | 122963.7619 | 0 | 0 | 0 | 0 | 100780.4286 | 0 | 0 | 0 | 0 | 0
2022-05-08 23:00 | 0 | 0 | 186065 | 0 | 2846 | 0 | 15 | 122963.7619 | 12.2964 | 0 | 122963.7619 | 856592.8649 | 254 | 100780.4286 | 2118.5075 | 2118.5075 | 22183.3333 | 122963.7619 | 122963.7619 | 0 | 0 | 0 | 0 | 100780.4286 | 0 | 0 | 0 | 0 | 0
2022-05-09 | 0 | 0 | 186065 | 0 | 2846 | 0 | 15 | 122763.7619 | 12.2764 | 0 | 122763.7619 | 733629.1029 | 254 | 100780.4286 | 2118.5075 | 2118.5075 | 21983.3333 | 122763.7619 | 122763.7619 | 0 | 0 | 0 | 0 | 100780.4286 | 0 | 0 | 0 | 0 | 0
2022-05-09 01:00 | 0 | 0 | 186065 | 0 | 2846 | 0 | 15 | 122763.7619 | 12.2764 | 0 | 122763.7619 | 610865.341 | 254 | 100780.4286 | 2118.5075 | 2118.5075 | 21983.3333 | 122763.7619 | 122763.7619 | 0 | 0 | 0 | 0 | 100780.4286 | 0 | 0 | 0 | 0 | 0
2022-05-09 02:00 | 0 | 0 | 186065 | 0 | 2846 | 0 | 15 | 122763.7619 | 12.2764 | 0 | 122763.7619 | 488101.5791 | 254 | 100780.4286 | 2118.5075 | 2118.5075 | 21983.3333 | 122763.7619 | 122763.7619 | 0 | 0 | 0 | 0 | 100780.4286 | 0 | 0 | 0 | 0 | 0
2022-05-09 03:00 | 0 | 0 | 186065 | 0 | 2846 | 0 | 15 | 122763.7619 | 12.2764 | 0 | 122763.7619 | 365337.8171 | 254 | 100780.4286 | 2118.5075 | 2118.5075 | 21983.3333 | 122763.7619 | 122763.7619 | 0 | 0 | 0 | 0 | 100780.4286 | 0 | 0 | 0 | 0 | 0
2022-05-09 04:00 | 0 | 0 | 186065 | 0 | 2846 | 0 | 15 | 122763.7619 | 12.2764 | 0 | 122763.7619 | 242574.0552 | 254 | 100780.4286 | 2118.5075 | 2118.5075 | 21983.3333 | 122763.7619 | 122763.7619 | 0 | 0 | 0 | 0 | 100780.4286 | 0 | 0 | 0 | 0 | 0
2022-05-09 05:00 | 0.0074 | 0.0034 | 186065 | 1335.5746 | 2846 | 1617.8941 | 15 | 121428.1874 | 12.1428 | 0 | 119810.2933 | 119810.2933 | 254 | 100780.4286 | 2118.5075 | 2118.5075 | 21983.3333 | 122763.7619 | 122763.7619 | 0 | 0 | 0 | 0 | 100780.4286 | 0 | 0 | 0 | 0 | 0
2022-05-09 06:00 | 0.14107 | 0.34372 | 186065 | 25460.7439 | 2846 | 163559.5745 | 15 | 97303.0181 | 9.7303 | 0 | 0 | 0 | 254 | 100780.4286 | 2118.5075 | 2118.5075 | 21983.3333 | 122763.7619 | 122763.7619 | 0 | 0 | 0 | 25460.7439 | 75319.6847 | 0 | 0 | 0 | 0 | 0
2022-05-09 07:00 | 0.36302 | 0.57564 | 186065 | 65518.9568 | 2846 | 273918.9848 | 15 | 57244.8051 | 5.7245 | 0 | 0 | 0 | 254 | 100780.4286 | 2118.5075 | 2118.5075 | 21983.3333 | 122763.7619 | 122763.7619 | 0 | 0 | 0 | 43535.6235 | 57244.8051 | 0 | 0 | 0 | 0 | 0
2022-05-09 08:00 | 0.58835 | 0.71735 | 186065 | 106187.2025 | 2846 | 341351.8583 | 15 | 16576.5595 | 1.6577 | 0 | 0 | 0 | 254 | 100780.4286 | 2118.5075 | 2118.5075 | 21983.3333 | 122763.7619 | 122763.7619 | 0 | 0 | 0 | 84203.8691 | 16576.5595 | 0 | 0 | 0 | 0 | 0
2022-05-09 09:00 | 0.78417 | 0.77926 | 186065 | 141529.3933 | 2846 | 370811.8061 | 15 | 0 | 0 | 0 | 0 | 0 | 254 | 100780.4286 | 2118.5075 | 2118.5075 | 21983.3333 | 122763.7619 | 122763.7619 | 0 | 0 | 0 | 100780.4286 | 0 | 0 | 0 | 0 | 0 | 0
2022-05-09 10:00 | 0.93105 | 0.81419 | 186065 | 168038.7437 | 2846 | 387433.2885 | 15 | 0 | 0 | 0 | 0 | 0 | 254 | 100780.4286 | 2118.5075 | 2118.5075 | 21983.3333 | 122763.7619 | 122763.7619 | 0 | 0 | 0 | 100780.4286 | 0 | 0 | 0 | 0 | 0 | 0
2022-05-09 11:00 | 1.0166 | 0.82951 | 186065 | 183479.0686 | 2846 | 394723.3289 | 15 | 0 | 0 | 0 | 0 | 0 | 254 | 100780.4286 | 2118.5075 | 2118.5075 | 21983.3333 | 122763.7619 | 122763.7619 | 0 | 0 | 0 | 100780.4286 | 0 | 0 | 0 | 0 | 0 | 0
2022-05-09 12:00 | 1.0265 | 0.79084 | 186065 | 185274.875 | 2846 | 376322.163 | 15 | 0 | 0 | 243120.9854 | 0 | 0 | 254 | 100780.4286 | 2118.5075 | 2118.5075 | 21983.3333 | 122763.7619 | 122763.7619 | 0 | 0 | 0 | 100780.4286 | 0 | 0 | 0 | 0 | 0 | 0
2022-05-09 13:00 | 0.97658 | 0.74028 | 186065 | 176256.137 | 2846 | 352263.1263 | 15 | 0 | 0 | 352263.1263 | 0 | 243120.9854 | 254 | 100780.4286 | 2118.5075 | 2118.5075 | 21983.3333 | 122763.7619 | 122763.7619 | 0 | 0 | 0 | 100780.4286 | 0 | 0 | 0 | 0 | 0 | 0
2022-05-09 14:00 | 0.85997 | 0.69642 | 186065 | 155210.0085 | 2846 | 331392.2927 | 15 | 0 | 0 | 331392.2927 | 0 | 595384.1117 | 254 | 100780.4286 | 2118.5075 | 2118.5075 | 21983.3333 | 122763.7619 | 122763.7619 | 0 | 0 | 0 | 100780.4286 | 0 | 0 | 0 | 0 | 0 | 0
2022-05-09 15:00 | 0.6852 | 0.61569 | 186065 | 123666.9859 | 2846 | 292976.8253 | 15 | 0 | 0 | 292976.8253 | 0 | 926776.4044 | 254 | 100780.4286 | 2118.5075 | 2118.5075 | 21983.3333 | 122763.7619 | 122763.7619 | 0 | 0 | 0 | 100780.4286 | 0 | 0 | 0 | 0 | 0 | 0
2022-05-09 16:00 | 0.46965 | 0.47115 | 186065 | 84763.8644 | 2846 | 224197.2929 | 15 | 37999.8975 | 3.8 | 186197.3954 | 0 | 1219753.2297 | 254 | 100780.4286 | 2118.5075 | 2118.5075 | 21983.3333 | 122763.7619 | 122763.7619 | 0 | 0 | 0 | 62780.5311 | 37999.8975 | 0 | 0 | 0 | 0 | 0
2022-05-09 17:00 | 0.2374 | 0.26339 | 186065 | 42846.6761 | 2846 | 125334.4476 | 15 | 79917.0859 | 7.9917 | 45417.3617 | 0 | 1405950.6251 | 254 | 100780.4286 | 2118.5075 | 2118.5075 | 21983.3333 | 122763.7619 | 122763.7619 | 0 | 0 | 0 | 20863.3427 | 79917.0859 | 0 | 0 | 0 | 0 | 0
2022-05-09 18:00 | 0.05585 | 0.02452 | 186065 | 10079.9783 | 2846 | 11667.8714 | 15 | 112683.7836 | 11.2684 | 0 | 101015.9122 | 1451367.9868 | 254 | 100780.4286 | 2118.5075 | 2118.5075 | 21983.3333 | 122763.7619 | 122763.7619 | 0 | 0 | 0 | 10079.9783 | 90700.4503 | 0 | 0 | 0 | 0 | 0
2022-05-09 19:00 | 0 | 0 | 186065 | 0 | 2846 | 0 | 15 | 122763.7619 | 12.2764 | 0 | 122763.7619 | 1350352.0746 | 254 | 100780.4286 | 2118.5075 | 2118.5075 | 21983.3333 | 122763.7619 | 122763.7619 | 0 | 0 | 0 | 0 | 100780.4286 | 0 | 0 | 0 | 0 | 0
2022-05-09 20:00 | 0 | 0 | 186065 | 0 | 2846 | 0 | 15 | 122763.7619 | 12.2764 | 0 | 122763.7619 | 1227588.3127 | 254 | 100780.4286 | 2118.5075 | 2118.5075 | 21983.3333 | 122763.7619 | 122763.7619 | 0 | 0 | 0 | 0 | 100780.4286 | 0 | 0 | 0 | 0 | 0
2022-05-09 21:00 | 0 | 0 | 186065 | 0 | 2846 | 0 | 15 | 122763.7619 | 12.2764 | 0 | 122763.7619 | 1104824.5508 | 254 | 100780.4286 | 2118.5075 | 2118.5075 | 21983.3333 | 122763.7619 | 122763.7619 | 0 | 0 | 0 | 0 | 100780.4286 | 0 | 0 | 0 | 0 | 0
2022-05-09 22:00 | 0 | 0 | 186065 | 0 | 2846 | 0 | 15 | 122763.7619 | 12.2764 | 0 | 122763.7619 | 982060.7889 | 254 | 100780.4286 | 2118.5075 | 2118.5075 | 21983.3333 | 122763.7619 | 122763.7619 | 0 | 0 | 0 | 0 | 100780.4286 | 0 | 0 | 0 | 0 | 0
2022-05-09 23:00 | 0 | 0 | 186065 | 0 | 2846 | 0 | 15 | 122763.7619 | 12.2764 | 0 | 122763.7619 | 859297.0269 | 254 | 100780.4286 | 2118.5075 | 2118.5075 | 21983.3333 | 122763.7619 | 122763.7619 | 0 | 0 | 0 | 0 | 100780.4286 | 0 | 0 | 0 | 0 | 0
2022-05-10 | 0 | 0 | 186065 | 0 | 2846 | 0 | 15 | 123030.4286 | 12.303 | 0 | 123030.4286 | 736533.265 | 254 | 100780.4286 | 2118.5075 | 2118.5075 | 22250 | 123030.4286 | 123030.4286 | 0 | 0 | 0 | 0 | 100780.4286 | 0 | 0 | 0 | 0 | 0
2022-05-10 01:00 | 0 | 0 | 186065 | 0 | 2846 | 0 | 15 | 123030.4286 | 12.303 | 0 | 123030.4286 | 613502.8364 | 254 | 100780.4286 | 2118.5075 | 2118.5075 | 22250 | 123030.4286 | 123030.4286 | 0 | 0 | 0 | 0 | 100780.4286 | 0 | 0 | 0 | 0 | 0
2022-05-10 02:00 | 0 | 0 | 186065 | 0 | 2846 | 0 | 15 | 123030.4286 | 12.303 | 0 | 123030.4286 | 490472.4078 | 254 | 100780.4286 | 2118.5075 | 2118.5075 | 22250 | 123030.4286 | 123030.4286 | 0 | 0 | 0 | 0 | 100780.4286 | 0 | 0 | 0 | 0 | 0
2022-05-10 03:00 | 0 | 0 | 186065 | 0 | 2846 | 0 | 15 | 123030.4286 | 12.303 | 0 | 123030.4286 | 367441.9792 | 254 | 100780.4286 | 2118.5075 | 2118.5075 | 22250 | 123030.4286 | 123030.4286 | 0 | 0 | 0 | 0 | 100780.4286 | 0 | 0 | 0 | 0 | 0
2022-05-10 04:00 | 0 | 0 | 186065 | 0 | 2846 | 0 | 15 | 123030.4286 | 12.303 | 0 | 123030.4286 | 244411.5506 | 254 | 100780.4286 | 2118.5075 | 2118.5075 | 22250 | 123030.4286 | 123030.4286 | 0 | 0 | 0 | 0 | 100780.4286 | 0 | 0 | 0 | 0 | 0
2022-05-10 05:00 | 0.00753 | 0.00061 | 186065 | 1359.0374 | 2846 | 290.2692 | 15 | 121671.3912 | 12.1671 | 0 | 121381.122 | 121381.122 | 254 | 100780.4286 | 2118.5075 | 2118.5075 | 22250 | 123030.4286 | 123030.4286 | 0 | 0 | 0 | 1359.0374 | 99421.3912 | 0 | 0 | 0 | 0 | 0
2022-05-10 06:00 | 0.1399 | 0.29416 | 186065 | 25249.5787 | 2846 | 139976.389 | 15 | 97780.8499 | 9.7781 | 0 | 0 | 0 | 254 | 100780.4286 | 2118.5075 | 2118.5075 | 22250 | 123030.4286 | 123030.4286 | 0 | 0 | 0 | 2999.5787 | 97780.8499 | 0 | 0 | 0 | 0 | 0
2022-05-10 07:00 | 0.36367 | 0.54725 | 186065 | 65636.2708 | 2846 | 260409.5692 | 15 | 57394.1578 | 5.7394 | 0 | 0 | 0 | 254 | 100780.4286 | 2118.5075 | 2118.5075 | 22250 | 123030.4286 | 123030.4286 | 0 | 0 | 0 | 65636.2708 | 35144.1578 | 0 | 0 | 0 | 0 | 0
2022-05-10 08:00 | 0.59262 | 0.69991 | 186065 | 106957.8651 | 2846 | 333053.0134 | 15 | 16072.5635 | 1.6073 | 0 | 0 | 0 | 254 | 100780.4286 | 2118.5075 | 2118.5075 | 22250 | 123030.4286 | 123030.4286 | 0 | 0 | 0 | 84707.8651 | 16072.5635 | 0 | 0 | 0 | 0 | 0
2022-05-10 09:00 | 0.79105 | 0.76272 | 186065 | 142771.1167 | 2846 | 362941.2273 | 15 | 0 | 0 | 0 | 0 | 0 | 254 | 100780.4286 | 2118.5075 | 2118.5075 | 22250 | 123030.4286 | 123030.4286 | 0 | 0 | 0 | 100780.4286 | 0 | 0 | 0 | 0 | 0 | 0
2022-05-10 10:00 | 0.93933 | 0.79413 | 186065 | 169533.1434 | 2846 | 377887.7135 | 15 | 0 | 0 | 0 | 0 | 0 | 254 | 100780.4286 | 2118.5075 | 2118.5075 | 22250 | 123030.4286 | 123030.4286 | 0 | 0 | 0 | 100780.4286 | 0 | 0 | 0 | 0 | 0 | 0
2022-05-10 11:00 | 1.0252 | 0.83192 | 186065 | 185034.8325 | 2846 | 395870.1303 | 15 | 0 | 0 | 21478.1458 | 0 | 0 | 254 | 100780.4286 | 2118.5075 | 2118.5075 | 22250 | 123030.4286 | 123030.4286 | 0 | 0 | 0 | 100780.4286 | 0 | 0 | 0 | 0 | 0 | 0
2022-05-10 12:00 | 1.0233 | 0.70211 | 186065 | 184688.3051 | 2846 | 334099.886 | 15 | 0 | 0 | 334099.886 | 0 | 21478.1458 | 254 | 100780.4286 | 2118.5075 | 2118.5075 | 22250 | 123030.4286 | 123030.4286 | 0 | 0 | 0 | 100780.4286 | 0 | 0 | 0 | 0 | 0 | 0
2022-05-10 13:00 | 0.97103 | 0.64929 | 186065 | 175254.456 | 2846 | 308965.4256 | 15 | 0 | 0 | 308965.4256 | 0 | 355578.0318 | 254 | 100780.4286 | 2118.5075 | 2118.5075 | 22250 | 123030.4286 | 123030.4286 | 0 | 0 | 0 | 100780.4286 | 0 | 0 | 0 | 0 | 0 | 0
2022-05-10 14:00 | 0.85012 | 0.59267 | 186065 | 153432.2505 | 2846 | 282022.7307 | 15 | 0 | 0 | 282022.7307 | 0 | 664543.4574 | 254 | 100780.4286 | 2118.5075 | 2118.5075 | 22250 | 123030.4286 | 123030.4286 | 0 | 0 | 0 | 100780.4286 | 0 | 0 | 0 | 0 | 0 | 0
2022-05-10 15:00 | 0.6759 | 0.52935 | 186065 | 121988.4935 | 2846 | 251891.8327 | 15 | 1041.9351 | 0.10419 | 250849.8976 | 0 | 946566.1881 | 254 | 100780.4286 | 2118.5075 | 2118.5075 | 22250 | 123030.4286 | 123030.4286 | 0 | 0 | 0 | 99738.4935 | 1041.9351 | 0 | 0 | 0 | 0 | 0
2022-05-10 16:00 | 0.46817 | 0.43852 | 186065 | 84496.7495 | 2846 | 208670.2682 | 15 | 38533.6791 | 3.8534 | 170136.5891 | 0 | 1197416.0858 | 254 | 100780.4286 | 2118.5075 | 2118.5075 | 22250 | 123030.4286 | 123030.4286 | 0 | 0 | 0 | 84496.7495 | 16283.6791 | 0 | 0 | 0 | 0 | 0
2022-05-10 17:00 | 0.2493 | 0.30199 | 186065 | 44994.4244 | 2846 | 143702.3039 | 15 | 78036.0042 | 7.8036 | 65666.2997 | 0 | 1367552.6749 | 254 | 100780.4286 | 2118.5075 | 2118.5075 | 22250 | 123030.4286 | 123030.4286 | 0 | 0 | 0 | 44994.4244 | 55786.0042 | 0 | 0 | 0 | 0 | 0
2022-05-10 18:00 | 0.06155 | 0.05606 | 186065 | 11108.7317 | 2846 | 26676.2183 | 15 | 111921.6969 | 11.1922 | 0 | 85245.4786 | 1433218.9746 | 254 | 100780.4286 | 2118.5075 | 2118.5075 | 22250 | 123030.4286 | 123030.4286 | 0 | 0 | 0 | 0 | 100780.4286 | 0 | 0 | 0 | 0 | 0
2022-05-10 19:00 | 0 | 0 | 186065 | 0 | 2846 | 0 | 15 | 123030.4286 | 12.303 | 0 | 123030.4286 | 1347973.496 | 254 | 100780.4286 | 2118.5075 | 2118.5075 | 22250 | 123030.4286 | 123030.4286 | 0 | 0 | 0 | 0 | 100780.4286 | 0 | 0 | 0 | 0 | 0
2022-05-10 20:00 | 0 | 0 | 186065 | 0 | 2846 | 0 | 15 | 123030.4286 | 12.303 | 0 | 123030.4286 | 1224943.0674 | 254 | 100780.4286 | 2118.5075 | 2118.5075 | 22250 | 123030.4286 | 123030.4286 | 0 | 0 | 0 | 0 | 100780.4286 | 0 | 0 | 0 | 0 | 0
2022-05-10 21:00 | 0 | 0 | 186065 | 0 | 2846 | 0 | 15 | 123030.4286 | 12.303 | 0 | 123030.4286 | 1101912.6388 | 254 | 100780.4286 | 2118.5075 | 2118.5075 | 22250 | 123030.4286 | 123030.4286 | 0 | 0 | 0 | 0 | 100780.4286 | 0 | 0 | 0 | 0 | 0
2022-05-10 22:00 | 0 | 0 | 186065 | 0 | 2846 | 0 | 15 | 123030.4286 | 12.303 | 0 | 123030.4286 | 978882.2102 | 254 | 100780.4286 | 2118.5075 | 2118.5075 | 22250 | 123030.4286 | 123030.4286 | 0 | 0 | 0 | 0 | 100780.4286 | 0 | 0 | 0 | 0 | 0
2022-05-10 23:00 | 0 | 0 | 186065 | 0 | 2846 | 0 | 15 | 123030.4286 | 12.303 | 0 | 123030.4286 | 855851.7816 | 254 | 100780.4286 | 2118.5075 | 2118.5075 | 22250 | 123030.4286 | 123030.4286 | 0 | 0 | 0 | 0 | 100780.4286 | 0 | 0 | 0 | 0 | 0
2022-05-11 | 0 | 0 | 186065 | 0 | 2846 | 0 | 15 | 123405.4286 | 12.3405 | 0 | 123405.4286 | 732821.353 | 254 | 100780.4286 | 2118.5075 | 2118.5075 | 22625 | 123405.4286 | 123405.4286 | 0 | 0 | 0 | 0 | 100780.4286 | 0 | 0 | 0 | 0 | 0
2022-05-11 01:00 | 0 | 0 | 186065 | 0 | 2846 | 0 | 15 | 123405.4286 | 12.3405 | 0 | 123405.4286 | 609415.9244 | 254 | 100780.4286 | 2118.5075 | 2118.5075 | 22625 | 123405.4286 | 123405.4286 | 0 | 0 | 0 | 0 | 100780.4286 | 0 | 0 | 0 | 0 | 0
2022-05-11 02:00 | 0 | 0 | 186065 | 0 | 2846 | 0 | 15 | 123405.4286 | 12.3405 | 0 | 123405.4286 | 486010.4958 | 254 | 100780.4286 | 2118.5075 | 2118.5075 | 22625 | 123405.4286 | 123405.4286 | 0 | 0 | 0 | 0 | 100780.4286 | 0 | 0 | 0 | 0 | 0
2022-05-11 03:00 | 0 | 0 | 186065 | 0 | 2846 | 0 | 15 | 123405.4286 | 12.3405 | 0 | 123405.4286 | 362605.0672 | 254 | 100780.4286 | 2118.5075 | 2118.5075 | 22625 | 123405.4286 | 123405.4286 | 0 | 0 | 0 | 0 | 100780.4286 | 0 | 0 | 0 | 0 | 0
2022-05-11 04:00 | 0 | 0 | 186065 | 0 | 2846 | 0 | 15 | 123405.4286 | 12.3405 | 0 | 123405.4286 | 239199.6386 | 254 | 100780.4286 | 2118.5075 | 2118.5075 | 22625 | 123405.4286 | 123405.4286 | 0 | 0 | 0 | 0 | 100780.4286 | 0 | 0 | 0 | 0 | 0
2022-05-11 05:00 | 0.00845 | 0.01279 | 186065 | 1525.0818 | 2846 | 6086.1368 | 15 | 121880.3468 | 12.188 | 0 | 115794.21 | 115794.21 | 254 | 100780.4286 | 2118.5075 | 2118.5075 | 22625 | 123405.4286 | 123405.4286 | 0 | 0 | 0 | 0 | 100780.4286 | 0 | 0 | 0 | 0 | 0
2022-05-11 06:00 | 0.15325 | 0.42471 | 186065 | 27659.0274 | 2846 | 202098.7632 | 15 | 95746.4012 | 9.5746 | 0 | 0 | 0 | 254 | 100780.4286 | 2118.5075 | 2118.5075 | 22625 | 123405.4286 | 123405.4286 | 0 | 0 | 0 | 27659.0274 | 73121.4012 | 0 | 0 | 0 | 0 | 0
2022-05-11 07:00 | 0.38117 | 0.67842 | 186065 | 68794.7242 | 2846 | 322826.9711 | 15 | 54610.7044 | 5.4611 | 0 | 0 | 0 | 254 | 100780.4286 | 2118.5075 | 2118.5075 | 22625 | 123405.4286 | 123405.4286 | 0 | 0 | 0 | 46169.7242 | 54610.7044 | 0 | 0 | 0 | 0 | 0
2022-05-11 08:00 | 0.6087 | 0.80348 | 186065 | 109860.0325 | 2846 | 382336.9222 | 15 | 13545.3961 | 1.3545 | 0 | 0 | 0 | 254 | 100780.4286 | 2118.5075 | 2118.5075 | 22625 | 123405.4286 | 123405.4286 | 0 | 0 | 0 | 100780.4286 | 0 | 0 | 0 | 0 | 0 | 0
2022-05-11 09:00 | 0.78358 | 0.75033 | 186065 | 141422.9083 | 2846 | 357045.4309 | 15 | 0 | 0 | 0 | 0 | 0 | 254 | 100780.4286 | 2118.5075 | 2118.5075 | 22625 | 123405.4286 | 123405.4286 | 0 | 0 | 0 | 100780.4286 | 0 | 0 | 0 | 0 | 0 | 0
2022-05-11 10:00 | 0.91985 | 0.76609 | 186065 | 166017.3335 | 2846 | 364544.8458 | 15 | 0 | 0 | 0 | 0 | 0 | 254 | 100780.4286 | 2118.5075 | 2118.5075 | 22625 | 123405.4286 | 123405.4286 | 0 | 0 | 0 | 100780.4286 | 0 | 0 | 0 | 0 | 0 | 0
2022-05-11 11:00 | 1.0353 | 0.88055 | 186065 | 186854.1017 | 2846 | 419010.7742 | 15 | 0 | 0 | 0 | 0 | 0 | 254 | 100780.4286 | 2118.5075 | 2118.5075 | 22625 | 123405.4286 | 123405.4286 | 0 | 0 | 0 | 100780.4286 | 0 | 0 | 0 | 0 | 0 | 0
2022-05-11 12:00 | 1.0069 | 0.70593 | 186065 | 181724.7734 | 2846 | 335917.6376 | 15 | 0 | 0 | 177031.9185 | 0 | 0 | 254 | 100780.4286 | 2118.5075 | 2118.5075 | 22625 | 123405.4286 | 123405.4286 | 0 | 0 | 0 | 100780.4286 | 0 | 0 | 0 | 0 | 0 | 0
2022-05-11 13:00 | 0.97345 | 0.72289 | 186065 | 175691.225 | 2846 | 343988.074 | 15 | 0 | 0 | 343988.074 | 0 | 177031.9185 | 254 | 100780.4286 | 2118.5075 | 2118.5075 | 22625 | 123405.4286 | 123405.4286 | 0 | 0 | 0 | 100780.4286 | 0 | 0 | 0 | 0 | 0 | 0
2022-05-11 14:00 | 0.85685 | 0.67854 | 186065 | 154646.9014 | 2846 | 322884.0732 | 15 | 0 | 0 | 322884.0732 | 0 | 521019.9925 | 254 | 100780.4286 | 2118.5075 | 2118.5075 | 22625 | 123405.4286 | 123405.4286 | 0 | 0 | 0 | 100780.4286 | 0 | 0 | 0 | 0 | 0 | 0
2022-05-11 15:00 | 0.6904 | 0.62592 | 186065 | 124605.4977 | 2846 | 297844.7831 | 15 | 0 | 0 | 297844.7831 | 0 | 843904.0657 | 254 | 100780.4286 | 2118.5075 | 2118.5075 | 22625 | 123405.4286 | 123405.4286 | 0 | 0 | 0 | 100780.4286 | 0 | 0 | 0 | 0 | 0 | 0
2022-05-11 16:00 | 0.4783 | 0.51209 | 186065 | 86325.0428 | 2846 | 243678.641 | 15 | 37080.3858 | 3.708 | 206598.2552 | 0 | 1141748.8488 | 254 | 100780.4286 | 2118.5075 | 2118.5075 | 22625 | 123405.4286 | 123405.4286 | 0 | 0 | 0 | 86325.0428 | 14455.3858 | 0 | 0 | 0 | 0 | 0
2022-05-11 17:00 | 0.25035 | 0.3204 | 186065 | 45183.9316 | 2846 | 152462.7245 | 15 | 78221.497 | 7.8221 | 74241.2274 | 0 | 1348347.1041 | 254 | 100780.4286 | 2118.5075 | 2118.5075 | 22625 | 123405.4286 | 123405.4286 | 0 | 0 | 0 | 45183.9316 | 55596.497 | 0 | 0 | 0 | 0 | 0
2022-05-11 18:00 | 0.06428 | 0.08049 | 186065 | 11601.4505 | 2846 | 38301.2631 | 15 | 111803.9781 | 11.1804 | 0 | 73502.7151 | 1422588.3315 | 254 | 100780.4286 | 2118.5075 | 2118.5075 | 22625 | 123405.4286 | 123405.4286 | 0 | 0 | 0 | 11601.4505 | 89178.9781 | 0 | 0 | 0 | 0 | 0
2022-05-11 19:00 | 0 | 0 | 186065 | 0 | 2846 | 0 | 15 | 123405.4286 | 12.3405 | 0 | 123405.4286 | 1349085.6165 | 254 | 100780.4286 | 2118.5075 | 2118.5075 | 22625 | 123405.4286 | 123405.4286 | 0 | 0 | 0 | 0 | 100780.4286 | 0 | 0 | 0 | 0 | 0
2022-05-11 20:00 | 0 | 0 | 186065 | 0 | 2846 | 0 | 15 | 123405.4286 | 12.3405 | 0 | 123405.4286 | 1225680.1879 | 254 | 100780.4286 | 2118.5075 | 2118.5075 | 22625 | 123405.4286 | 123405.4286 | 0 | 0 | 0 | 0 | 100780.4286 | 0 | 0 | 0 | 0 | 0
2022-05-11 21:00 | 0 | 0 | 186065 | 0 | 2846 | 0 | 15 | 123405.4286 | 12.3405 | 0 | 123405.4286 | 1102274.7593 | 254 | 100780.4286 | 2118.5075 | 2118.5075 | 22625 | 123405.4286 | 123405.4286 | 0 | 0 | 0 | 0 | 100780.4286 | 0 | 0 | 0 | 0 | 0
2022-05-11 22:00 | 0 | 0 | 186065 | 0 | 2846 | 0 | 15 | 123405.4286 | 12.3405 | 0 | 123405.4286 | 978869.3307 | 254 | 100780.4286 | 2118.5075 | 2118.5075 | 22625 | 123405.4286 | 123405.4286 | 0 | 0 | 0 | 0 | 100780.4286 | 0 | 0 | 0 | 0 | 0
2022-05-11 23:00 | 0 | 0 | 186065 | 0 | 2846 | 0 | 15 | 123405.4286 | 12.3405 | 0 | 123405.4286 | 855463.9021 | 254 | 100780.4286 | 2118.5075 | 2118.5075 | 22625 | 123405.4286 | 123405.4286 | 0 | 0 | 0 | 0 | 100780.4286 | 0 | 0 | 0 | 0 | 0
2022-05-12 | 0 | 0 | 186065 | 0 | 2846 | 0 | 15 | 122426.2619 | 12.2426 | 0 | 122426.2619 | 732058.4735 | 254 | 100780.4286 | 2118.5075 | 2118.5075 | 21645.8333 | 122426.2619 | 122426.2619 | 0 | 0 | 0 | 0 | 100780.4286 | 0 | 0 | 0 | 0 | 0
2022-05-12 01:00 | 0 | 0 | 186065 | 0 | 2846 | 0 | 15 | 122426.2619 | 12.2426 | 0 | 122426.2619 | 609632.2115 | 254 | 100780.4286 | 2118.5075 | 2118.5075 | 21645.8333 | 122426.2619 | 122426.2619 | 0 | 0 | 0 | 0 | 100780.4286 | 0 | 0 | 0 | 0 | 0
2022-05-12 02:00 | 0 | 0 | 186065 | 0 | 2846 | 0 | 15 | 122426.2619 | 12.2426 | 0 | 122426.2619 | 487205.9496 | 254 | 100780.4286 | 2118.5075 | 2118.5075 | 21645.8333 | 122426.2619 | 122426.2619 | 0 | 0 | 0 | 0 | 100780.4286 | 0 | 0 | 0 | 0 | 0
2022-05-12 03:00 | 0 | 0 | 186065 | 0 | 2846 | 0 | 15 | 122426.2619 | 12.2426 | 0 | 122426.2619 | 364779.6877 | 254 | 100780.4286 | 2118.5075 | 2118.5075 | 21645.8333 | 122426.2619 | 122426.2619 | 0 | 0 | 0 | 0 | 100780.4286 | 0 | 0 | 0 | 0 | 0
2022-05-12 04:00 | 0 | 0 | 186065 | 0 | 2846 | 0 | 15 | 122426.2619 | 12.2426 | 0 | 122426.2619 | 242353.4257 | 254 | 100780.4286 | 2118.5075 | 2118.5075 | 21645.8333 | 122426.2619 | 122426.2619 | 0 | 0 | 0 | 0 | 100780.4286 | 0 | 0 | 0 | 0 | 0
2022-05-12 05:00 | 0.0086 | 0.00199 | 186065 | 1552.1542 | 2846 | 946.9439 | 15 | 120874.1077 | 12.0874 | 0 | 119927.1638 | 119927.1638 | 254 | 100780.4286 | 2118.5075 | 2118.5075 | 21645.8333 | 122426.2619 | 122426.2619 | 0 | 0 | 0 | 0 | 100780.4286 | 0 | 0 | 0 | 0 | 0
2022-05-12 06:00 | 0.14327 | 0.30044 | 186065 | 25857.8066 | 2846 | 142964.7345 | 15 | 96568.4554 | 9.6568 | 0 | 0 | 0 | 254 | 100780.4286 | 2118.5075 | 2118.5075 | 21645.8333 | 122426.2619 | 122426.2619 | 0 | 0 | 0 | 25857.8066 | 74922.622 | 0 | 0 | 0 | 0 | 0
2022-05-12 07:00 | 0.36252 | 0.54706 | 186065 | 65428.7153 | 2846 | 260319.1575 | 15 | 56997.5466 | 5.6998 | 0 | 0 | 0 | 254 | 100780.4286 | 2118.5075 | 2118.5075 | 21645.8333 | 122426.2619 | 122426.2619 | 0 | 0 | 0 | 43782.882 | 56997.5466 | 0 | 0 | 0 | 0 | 0
2022-05-12 08:00 | 0.59038 | 0.69344 | 186065 | 106553.5831 | 2846 | 329974.2561 | 15 | 15872.6789 | 1.5873 | 0 | 0 | 0 | 254 | 100780.4286 | 2118.5075 | 2118.5075 | 21645.8333 | 122426.2619 | 122426.2619 | 0 | 0 | 0 | 100780.4286 | 0 | 0 | 0 | 0 | 0 | 0
2022-05-12 09:00 | 0.78888 | 0.78245 | 186065 | 142379.4685 | 2846 | 372329.7714 | 15 | 0 | 0 | 0 | 0 | 0 | 254 | 100780.4286 | 2118.5075 | 2118.5075 | 21645.8333 | 122426.2619 | 122426.2619 | 0 | 0 | 0 | 100780.4286 | 0 | 0 | 0 | 0 | 0 | 0
2022-05-12 10:00 | 0.9385 | 0.82408 | 186065 | 169383.3424 | 2846 | 392139.4569 | 15 | 0 | 0 | 0 | 0 | 0 | 254 | 100780.4286 | 2118.5075 | 2118.5075 | 21645.8333 | 122426.2619 | 122426.2619 | 0 | 0 | 0 | 100780.4286 | 0 | 0 | 0 | 0 | 0 | 0
2022-05-12 11:00 | 1.0274 | 0.8922 | 186065 | 185424.6759 | 2846 | 424554.4406 | 15 | 0 | 0 | 0 | 0 | 0 | 254 | 100780.4286 | 2118.5075 | 2118.5075 | 21645.8333 | 122426.2619 | 122426.2619 | 0 | 0 | 0 | 100780.4286 | 0 | 0 | 0 | 0 | 0 | 0
2022-05-12 12:00 | 1.0347 | 0.80383 | 186065 | 186749.4215 | 2846 | 382503.4701 | 15 | 0 | 0 | 0 | 0 | 0 | 254 | 100780.4286 | 2118.5075 | 2118.5075 | 21645.8333 | 122426.2619 | 122426.2619 | 0 | 0 | 0 | 100780.4286 | 0 | 0 | 0 | 0 | 0 | 0
2022-05-12 13:00 | 0.99108 | 0.78731 | 186065 | 178873.1412 | 2846 | 374642.4083 | 15 | 0 | 0 | 306582.6812 | 0 | 0 | 254 | 100780.4286 | 2118.5075 | 2118.5075 | 21645.8333 | 122426.2619 | 122426.2619 | 0 | 0 | 0 | 100780.4286 | 0 | 0 | 0 | 0 | 0 | 0
2022-05-12 14:00 | 0.8811 | 0.75928 | 186065 | 159023.6154 | 2846 | 361304.2991 | 15 | 0 | 0 | 361304.2991 | 0 | 306582.6812 | 254 | 100780.4286 | 2118.5075 | 2118.5075 | 21645.8333 | 122426.2619 | 122426.2619 | 0 | 0 | 0 | 100780.4286 | 0 | 0 | 0 | 0 | 0 | 0
2022-05-12 15:00 | 0.71362 | 0.71107 | 186065 | 128796.3141 | 2846 | 338363.5128 | 15 | 0 | 0 | 338363.5128 | 0 | 667886.9804 | 254 | 100780.4286 | 2118.5075 | 2118.5075 | 21645.8333 | 122426.2619 | 122426.2619 | 0 | 0 | 0 | 100780.4286 | 0 | 0 | 0 | 0 | 0 | 0
2022-05-12 16:00 | 0.50325 | 0.61654 | 186065 | 90828.0949 | 2846 | 293381.2988 | 15 | 31598.167 | 3.1598 | 261783.1318 | 0 | 1006250.4932 | 254 | 100780.4286 | 2118.5075 | 2118.5075 | 21645.8333 | 122426.2619 | 122426.2619 | 0 | 0 | 0 | 69182.2616 | 31598.167 | 0 | 0 | 0 | 0 | 0
2022-05-12 17:00 | 0.2736 | 0.44618 | 186065 | 49380.1625 | 2846 | 212315.2884 | 15 | 73046.0995 | 7.3046 | 139269.189 | 0 | 1268033.625 | 254 | 100780.4286 | 2118.5075 | 2118.5075 | 21645.8333 | 122426.2619 | 122426.2619 | 0 | 0 | 0 | 49380.1625 | 51400.2661 | 0 | 0 | 0 | 0 | 0
2022-05-12 18:00 | 0.07035 | 0.10563 | 186065 | 12696.9826 | 2846 | 50264.1623 | 15 | 109729.2794 | 10.9729 | 0 | 59465.1171 | 1407302.814 | 254 | 100780.4286 | 2118.5075 | 2118.5075 | 21645.8333 | 122426.2619 | 122426.2619 | 0 | 0 | 0 | 12696.9826 | 88083.446 | 0 | 0 | 0 | 0 | 0
2022-05-12 19:00 | 0 | 0 | 186065 | 0 | 2846 | 0 | 15 | 122426.2619 | 12.2426 | 0 | 122426.2619 | 1347837.6969 | 254 | 100780.4286 | 2118.5075 | 2118.5075 | 21645.8333 | 122426.2619 | 122426.2619 | 0 | 0 | 0 | 0 | 100780.4286 | 0 | 0 | 0 | 0 | 0
2022-05-12 20:00 | 0 | 0 | 186065 | 0 | 2846 | 0 | 15 | 122426.2619 | 12.2426 | 0 | 122426.2619 | 1225411.4349 | 254 | 100780.4286 | 2118.5075 | 2118.5075 | 21645.8333 | 122426.2619 | 122426.2619 | 0 | 0 | 0 | 0 | 100780.4286 | 0 | 0 | 0 | 0 | 0
2022-05-12 21:00 | 0 | 0 | 186065 | 0 | 2846 | 0 | 15 | 122426.2619 | 12.2426 | 0 | 122426.2619 | 1102985.173 | 254 | 100780.4286 | 2118.5075 | 2118.5075 | 21645.8333 | 122426.2619 | 122426.2619 | 0 | 0 | 0 | 0 | 100780.4286 | 0 | 0 | 0 | 0 | 0
2022-05-12 22:00 | 0 | 0 | 186065 | 0 | 2846 | 0 | 15 | 122426.2619 | 12.2426 | 0 | 122426.2619 | 980558.9111 | 254 | 100780.4286 | 2118.5075 | 2118.5075 | 21645.8333 | 122426.2619 | 122426.2619 | 0 | 0 | 0 | 0 | 100780.4286 | 0 | 0 | 0 | 0 | 0
2022-05-12 23:00 | 0 | 0 | 186065 | 0 | 2846 | 0 | 15 | 122426.2619 | 12.2426 | 0 | 122426.2619 | 858132.6491 | 254 | 100780.4286 | 2118.5075 | 2118.5075 | 21645.8333 | 122426.2619 | 122426.2619 | 0 | 0 | 0 | 0 | 100780.4286 | 0 | 0 | 0 | 0 | 0
2022-05-13 | 0 | 0 | 186065 | 0 | 2846 | 0 | 15 | 122967.9286 | 12.2968 | 0 | 122967.9286 | 735706.3872 | 254 | 100780.4286 | 2118.5075 | 2118.5075 | 22187.5 | 122967.9286 | 122967.9286 | 0 | 0 | 0 | 0 | 100780.4286 | 0 | 0 | 0 | 0 | 0
2022-05-13 01:00 | 0 | 0 | 186065 | 0 | 2846 | 0 | 15 | 122967.9286 | 12.2968 | 0 | 122967.9286 | 612738.4586 | 254 | 100780.4286 | 2118.5075 | 2118.5075 | 22187.5 | 122967.9286 | 122967.9286 | 0 | 0 | 0 | 0 | 100780.4286 | 0 | 0 | 0 | 0 | 0
2022-05-13 02:00 | 0 | 0 | 186065 | 0 | 2846 | 0 | 15 | 122967.9286 | 12.2968 | 0 | 122967.9286 | 489770.53 | 254 | 100780.4286 | 2118.5075 | 2118.5075 | 22187.5 | 122967.9286 | 122967.9286 | 0 | 0 | 0 | 0 | 100780.4286 | 0 | 0 | 0 | 0 | 0
2022-05-13 03:00 | 0 | 0 | 186065 | 0 | 2846 | 0 | 15 | 122967.9286 | 12.2968 | 0 | 122967.9286 | 366802.6014 | 254 | 100780.4286 | 2118.5075 | 2118.5075 | 22187.5 | 122967.9286 | 122967.9286 | 0 | 0 | 0 | 0 | 100780.4286 | 0 | 0 | 0 | 0 | 0
2022-05-13 04:00 | 0 | 0 | 186065 | 0 | 2846 | 0 | 15 | 122967.9286 | 12.2968 | 0 | 122967.9286 | 243834.6728 | 254 | 100780.4286 | 2118.5075 | 2118.5075 | 22187.5 | 122967.9286 | 122967.9286 | 0 | 0 | 0 | 0 | 100780.4286 | 0 | 0 | 0 | 0 | 0
2022-05-13 05:00 | 0.0089 | 0.00104 | 186065 | 1606.2991 | 2846 | 494.8852 | 15 | 121361.6295 | 12.1362 | 0 | 120866.7442 | 120866.7442 | 254 | 100780.4286 | 2118.5075 | 2118.5075 | 22187.5 | 122967.9286 | 122967.9286 | 0 | 0 | 0 | 1606.2991 | 99174.1295 | 0 | 0 | 0 | 0 | 0
2022-05-13 06:00 | 0.14075 | 0.25837 | 186065 | 25402.9893 | 2846 | 122945.6745 | 15 | 97564.9393 | 9.7565 | 0 | 0 | 0 | 254 | 100780.4286 | 2118.5075 | 2118.5075 | 22187.5 | 122967.9286 | 122967.9286 | 0 | 0 | 0 | 3215.4893 | 97564.9393 | 0 | 0 | 0 | 0 | 0
2022-05-13 07:00 | 0.35877 | 0.50756 | 186065 | 64751.9038 | 2846 | 241523.0351 | 15 | 58216.0247 | 5.8216 | 0 | 0 | 0 | 254 | 100780.4286 | 2118.5075 | 2118.5075 | 22187.5 | 122967.9286 | 122967.9286 | 0 | 0 | 0 | 64751.9038 | 36028.5247 | 0 | 0 | 0 | 0 | 0
2022-05-13 08:00 | 0.58512 | 0.65596 | 186065 | 105604.2422 | 2846 | 312139.3532 | 15 | 17363.6864 | 1.7364 | 0 | 0 | 0 | 254 | 100780.4286 | 2118.5075 | 2118.5075 | 22187.5 | 122967.9286 | 122967.9286 | 0 | 0 | 0 | 100780.4286 | 0 | 0 | 0 | 0 | 0 | 0
2022-05-13 09:00 | 0.7832 | 0.74245 | 186065 | 141354.3248 | 2846 | 353295.7234 | 15 | 0 | 0 | 0 | 0 | 0 | 254 | 100780.4286 | 2118.5075 | 2118.5075 | 22187.5 | 122967.9286 | 122967.9286 | 0 | 0 | 0 | 100780.4286 | 0 | 0 | 0 | 0 | 0 | 0
2022-05-13 10:00 | 0.93217 | 0.79869 | 186065 | 168240.8847 | 2846 | 380057.5949 | 15 | 0 | 0 | 0 | 0 | 0 | 254 | 100780.4286 | 2118.5075 | 2118.5075 | 22187.5 | 122967.9286 | 122967.9286 | 0 | 0 | 0 | 100780.4286 | 0 | 0 | 0 | 0 | 0 | 0
2022-05-13 11:00 | 1.0203 | 0.86329 | 186065 | 184143.2463 | 2846 | 410797.5824 | 15 | 0 | 0 | 0 | 0 | 0 | 254 | 100780.4286 | 2118.5075 | 2118.5075 | 22187.5 | 122967.9286 | 122967.9286 | 0 | 0 | 0 | 100780.4286 | 0 | 0 | 0 | 0 | 0 | 0
2022-05-13 12:00 | 1.0371 | 0.83969 | 186065 | 187182.5808 | 2846 | 399567.4941 | 15 | 0 | 0 | 179844.4154 | 0 | 0 | 254 | 100780.4286 | 2118.5075 | 2118.5075 | 22187.5 | 122967.9286 | 122967.9286 | 0 | 0 | 0 | 100780.4286 | 0 | 0 | 0 | 0 | 0 | 0
2022-05-13 13:00 | 0.98617 | 0.77681 | 186065 | 177986.9694 | 2846 | 369645.9707 | 15 | 0 | 0 | 369645.9707 | 0 | 179844.4154 | 254 | 100780.4286 | 2118.5075 | 2118.5075 | 22187.5 | 122967.9286 | 122967.9286 | 0 | 0 | 0 | 100780.4286 | 0 | 0 | 0 | 0 | 0 | 0
2022-05-13 14:00 | 0.86862 | 0.72759 | 186065 | 156771.1869 | 2846 | 346224.5746 | 15 | 0 | 0 | 346224.5746 | 0 | 549490.3861 | 254 | 100780.4286 | 2118.5075 | 2118.5075 | 22187.5 | 122967.9286 | 122967.9286 | 0 | 0 | 0 | 100780.4286 | 0 | 0 | 0 | 0 | 0 | 0
2022-05-13 15:00 | 0.69422 | 0.64638 | 186065 | 125294.943 | 2846 | 307580.6987 | 15 | 0 | 0 | 307580.6987 | 0 | 895714.9607 | 254 | 100780.4286 | 2118.5075 | 2118.5075 | 22187.5 | 122967.9286 | 122967.9286 | 0 | 0 | 0 | 100780.4286 | 0 | 0 | 0 | 0 | 0 | 0
2022-05-13 16:00 | 0.48035 | 0.52263 | 186065 | 86695.0331 | 2846 | 248694.1127 | 15 | 36272.8955 | 3.6273 | 212421.2171 | 0 | 1203295.6594 | 254 | 100780.4286 | 2118.5075 | 2118.5075 | 22187.5 | 122967.9286 | 122967.9286 | 0 | 0 | 0 | 86695.0331 | 14085.3955 | 0 | 0 | 0 | 0 | 0
2022-05-13 17:00 | 0.2541 | 0.33772 | 186065 | 45860.743 | 2846 | 160704.4673 | 15 | 77107.1856 | 7.7107 | 83597.2817 | 0 | 1415716.8765 | 254 | 100780.4286 | 2118.5075 | 2118.5075 | 22187.5 | 122967.9286 | 122967.9286 | 0 | 0 | 0 | 23673.243 | 77107.1856 | 0 | 0 | 0 | 0 | 0
2022-05-13 18:00 | 0.06447 | 0.05629 | 186065 | 11635.7422 | 2846 | 26785.664 | 15 | 111332.1864 | 11.1332 | 0 | 84546.5223 | 1499314.1582 | 254 | 100780.4286 | 2118.5075 | 2118.5075 | 22187.5 | 122967.9286 | 122967.9286 | 0 | 0 | 0 | 0 | 100780.4286 | 0 | 0 | 0 | 0 | 0
2022-05-13 19:00 | 0 | 0 | 186065 | 0 | 2846 | 0 | 15 | 122967.9286 | 12.2968 | 0 | 122967.9286 | 1414767.6358 | 254 | 100780.4286 | 2118.5075 | 2118.5075 | 22187.5 | 122967.9286 | 122967.9286 | 0 | 0 | 0 | 0 | 100780.4286 | 0 | 0 | 0 | 0 | 0
2022-05-13 20:00 | 0 | 0 | 186065 | 0 | 2846 | 0 | 15 | 122967.9286 | 12.2968 | 0 | 122967.9286 | 1291799.7072 | 254 | 100780.4286 | 2118.5075 | 2118.5075 | 22187.5 | 122967.9286 | 122967.9286 | 0 | 0 | 0 | 0 | 100780.4286 | 0 | 0 | 0 | 0 | 0
2022-05-13 21:00 | 0 | 0 | 186065 | 0 | 2846 | 0 | 15 | 122967.9286 | 12.2968 | 0 | 122967.9286 | 1168831.7786 | 254 | 100780.4286 | 2118.5075 | 2118.5075 | 22187.5 | 122967.9286 | 122967.9286 | 0 | 0 | 0 | 0 | 100780.4286 | 0 | 0 | 0 | 0 | 0
2022-05-13 22:00 | 0 | 0 | 186065 | 0 | 2846 | 0 | 15 | 122967.9286 | 12.2968 | 0 | 122967.9286 | 1045863.85 | 254 | 100780.4286 | 2118.5075 | 2118.5075 | 22187.5 | 122967.9286 | 122967.9286 | 0 | 0 | 0 | 0 | 100780.4286 | 0 | 0 | 0 | 0 | 0
2022-05-13 23:00 | 0 | 0 | 186065 | 0 | 2846 | 0 | 15 | 122967.9286 | 12.2968 | 0 | 122967.9286 | 922895.9214 | 254 | 100780.4286 | 2118.5075 | 2118.5075 | 22187.5 | 122967.9286 | 122967.9286 | 0 | 0 | 0 | 0 | 100780.4286 | 0 | 0 | 0 | 0 | 0
2022-05-14 | 0 | 0 | 186065 | 0 | 2846 | 0 | 15 | 122155.4286 | 12.2155 | 0 | 122155.4286 | 799927.9928 | 254 | 100780.4286 | 2118.5075 | 2118.5075 | 21375 | 122155.4286 | 122155.4286 | 0 | 0 | 0 | 0 | 100780.4286 | 0 | 0 | 0 | 0 | 0
2022-05-14 01:00 | 0 | 0 | 186065 | 0 | 2846 | 0 | 15 | 122155.4286 | 12.2155 | 0 | 122155.4286 | 677772.5643 | 254 | 100780.4286 | 2118.5075 | 2118.5075 | 21375 | 122155.4286 | 122155.4286 | 0 | 0 | 0 | 0 | 100780.4286 | 0 | 0 | 0 | 0 | 0
2022-05-14 02:00 | 0 | 0 | 186065 | 0 | 2846 | 0 | 15 | 122155.4286 | 12.2155 | 0 | 122155.4286 | 555617.1357 | 254 | 100780.4286 | 2118.5075 | 2118.5075 | 21375 | 122155.4286 | 122155.4286 | 0 | 0 | 0 | 0 | 100780.4286 | 0 | 0 | 0 | 0 | 0
2022-05-14 03:00 | 0 | 0 | 186065 | 0 | 2846 | 0 | 15 | 122155.4286 | 12.2155 | 0 | 122155.4286 | 433461.7071 | 254 | 100780.4286 | 2118.5075 | 2118.5075 | 21375 | 122155.4286 | 122155.4286 | 0 | 0 | 0 | 0 | 100780.4286 | 0 | 0 | 0 | 0 | 0
2022-05-14 04:00 | 0 | 0 | 186065 | 0 | 2846 | 0 | 15 | 122155.4286 | 12.2155 | 0 | 122155.4286 | 311306.2785 | 254 | 100780.4286 | 2118.5075 | 2118.5075 | 21375 | 122155.4286 | 122155.4286 | 0 | 0 | 0 | 0 | 100780.4286 | 0 | 0 | 0 | 0 | 0
2022-05-14 05:00 | 0.00793 | 0 | 186065 | 1431.2306 | 2846 | 0 | 15 | 120724.198 | 12.0724 | 0 | 120724.198 | 189150.8499 | 254 | 100780.4286 | 2118.5075 | 2118.5075 | 21375 | 122155.4286 | 122155.4286 | 0 | 0 | 0 | 0 | 100780.4286 | 0 | 0 | 0 | 0 | 0
2022-05-14 06:00 | 0.1134 | 0.0699 | 186065 | 20466.7779 | 2846 | 33261.9989 | 15 | 101688.6507 | 10.1689 | 0 | 68426.6518 | 68426.6518 | 254 | 100780.4286 | 2118.5075 | 2118.5075 | 21375 | 122155.4286 | 122155.4286 | 0 | 0 | 0 | 0 | 100780.4286 | 0 | 0 | 0 | 0 | 0
2022-05-14 07:00 | 0.30888 | 0.25888 | 186065 | 55747.6045 | 2846 | 123188.3587 | 15 | 66407.8241 | 6.6408 | 0 | 0 | 0 | 254 | 100780.4286 | 2118.5075 | 2118.5075 | 21375 | 122155.4286 | 122155.4286 | 0 | 0 | 0 | 55747.6045 | 45032.8241 | 0 | 0 | 0 | 0 | 0
2022-05-14 08:00 | 0.54065 | 0.44997 | 186065 | 97578.161 | 2846 | 214118.7645 | 15 | 24577.2676 | 2.4577 | 72623.7208 | 0 | 0 | 254 | 100780.4286 | 2118.5075 | 2118.5075 | 21375 | 122155.4286 | 122155.4286 | 0 | 0 | 0 | 97578.161 | 3202.2676 | 0 | 0 | 0 | 0 | 0
2022-05-14 09:00 | 0.75188 | 0.57827 | 186065 | 135701.5956 | 2846 | 275170.4734 | 15 | 0 | 0 | 275170.4734 | 0 | 72623.7208 | 254 | 100780.4286 | 2118.5075 | 2118.5075 | 21375 | 122155.4286 | 122155.4286 | 0 | 0 | 0 | 100780.4286 | 0 | 0 | 0 | 0 | 0 | 0
2022-05-14 10:00 | 0.82115 | 0.4074 | 186065 | 148203.6565 | 2846 | 193861.7789 | 15 | 0 | 0 | 193861.7789 | 0 | 347794.1943 | 254 | 100780.4286 | 2118.5075 | 2118.5075 | 21375 | 122155.4286 | 122155.4286 | 0 | 0 | 0 | 100780.4286 | 0 | 0 | 0 | 0 | 0 | 0
2022-05-14 11:00 | 0.92892 | 0.41754 | 186065 | 167654.3148 | 2846 | 198686.91 | 15 | 0 | 0 | 198686.91 | 0 | 541655.9731 | 254 | 100780.4286 | 2118.5075 | 2118.5075 | 21375 | 122155.4286 | 122155.4286 | 0 | 0 | 0 | 100780.4286 | 0 | 0 | 0 | 0 | 0 | 0
2022-05-14 12:00 | 0.96055 | 0.47252 | 186065 | 173362.9937 | 2846 | 224849.209 | 15 | 0 | 0 | 224849.209 | 0 | 740342.8832 | 254 | 100780.4286 | 2118.5075 | 2118.5075 | 21375 | 122155.4286 | 122155.4286 | 0 | 0 | 0 | 100780.4286 | 0 | 0 | 0 | 0 | 0 | 0
2022-05-14 13:00 | 0.89047 | 0.46143 | 186065 | 160714.7415 | 2846 | 219572.0192 | 15 | 0 | 0 | 219572.0192 | 0 | 965192.0922 | 254 | 100780.4286 | 2118.5075 | 2118.5075 | 21375 | 122155.4286 | 122155.4286 | 0 | 0 | 0 | 100780.4286 | 0 | 0 | 0 | 0 | 0 | 0
2022-05-14 14:00 | 0.80675 | 0.51134 | 186065 | 145604.7006 | 2846 | 243321.7526 | 15 | 0 | 0 | 243321.7526 | 0 | 1184764.1114 | 254 | 100780.4286 | 2118.5075 | 2118.5075 | 21375 | 122155.4286 | 122155.4286 | 0 | 0 | 0 | 100780.4286 | 0 | 0 | 0 | 0 | 0 | 0
2022-05-14 15:00 | 0.61025 | 0.35385 | 186065 | 110139.7813 | 2846 | 168379.9471 | 15 | 12015.6473 | 1.2016 | 156364.2998 | 0 | 1428085.864 | 254 | 100780.4286 | 2118.5075 | 2118.5075 | 21375 | 122155.4286 | 122155.4286 | 0 | 0 | 0 | 100780.4286 | 0 | 0 | 0 | 0 | 0 | 0
2022-05-14 16:00 | 0.34602 | 0.12274 | 186065 | 62450.745 | 2846 | 58405.9763 | 15 | 59704.6836 | 5.9705 | 0 | 1298.7073 | 1584450.1638 | 254 | 100780.4286 | 2118.5075 | 2118.5075 | 21375 | 122155.4286 | 122155.4286 | 0 | 0 | 0 | 62450.745 | 38329.6836 | 0 | 0 | 0 | 0 | 0
2022-05-14 17:00 | 0.1852 | 0.0466 | 186065 | 33425.4609 | 2846 | 22174.6659 | 15 | 88729.9677 | 8.873 | 0 | 66555.3018 | 1583151.4565 | 254 | 100780.4286 | 2118.5075 | 2118.5075 | 21375 | 122155.4286 | 122155.4286 | 0 | 0 | 0 | 33425.4609 | 67354.9677 | 0 | 0 | 0 | 0 | 0
2022-05-14 18:00 | 0.05492 | 0.00255 | 186065 | 9912.1291 | 2846 | 1213.4206 | 15 | 112243.2995 | 11.2243 | 0 | 111029.8789 | 1516596.1547 | 254 | 100780.4286 | 2118.5075 | 2118.5075 | 21375 | 122155.4286 | 122155.4286 | 0 | 0 | 0 | 0 | 100780.4286 | 0 | 0 | 0 | 0 | 0
2022-05-14 19:00 | 0 | 0 | 186065 | 0 | 2846 | 0 | 15 | 122155.4286 | 12.2155 | 0 | 122155.4286 | 1405566.2757 | 254 | 100780.4286 | 2118.5075 | 2118.5075 | 21375 | 122155.4286 | 122155.4286 | 0 | 0 | 0 | 0 | 100780.4286 | 0 | 0 | 0 | 0 | 0
2022-05-14 20:00 | 0 | 0 | 186065 | 0 | 2846 | 0 | 15 | 122155.4286 | 12.2155 | 0 | 122155.4286 | 1283410.8471 | 254 | 100780.4286 | 2118.5075 | 2118.5075 | 21375 | 122155.4286 | 122155.4286 | 0 | 0 | 0 | 0 | 100780.4286 | 0 | 0 | 0 | 0 | 0
2022-05-14 21:00 | 0 | 0 | 186065 | 0 | 2846 | 0 | 15 | 122155.4286 | 12.2155 | 0 | 122155.4286 | 1161255.4185 | 254 | 100780.4286 | 2118.5075 | 2118.5075 | 21375 | 122155.4286 | 122155.4286 | 0 | 0 | 0 | 0 | 100780.4286 | 0 | 0 | 0 | 0 | 0
2022-05-14 22:00 | 0 | 0 | 186065 | 0 | 2846 | 0 | 15 | 122155.4286 | 12.2155 | 0 | 122155.4286 | 1039099.9899 | 254 | 100780.4286 | 2118.5075 | 2118.5075 | 21375 | 122155.4286 | 122155.4286 | 0 | 0 | 0 | 0 | 100780.4286 | 0 | 0 | 0 | 0 | 0
2022-05-14 23:00 | 0 | 0 | 186065 | 0 | 2846 | 0 | 15 | 122155.4286 | 12.2155 | 0 | 122155.4286 | 916944.5613 | 254 | 100780.4286 | 2118.5075 | 2118.5075 | 21375 | 122155.4286 | 122155.4286 | 0 | 0 | 0 | 0 | 100780.4286 | 0 | 0 | 0 | 0 | 0
2022-05-15 | 0 | 0 | 186065 | 0 | 2846 | 0 | 15 | 121472.0953 | 12.1472 | 0 | 121472.0953 | 794789.1327 | 254 | 100780.4286 | 2118.5075 | 2118.5075 | 20691.6667 | 121472.0953 | 121472.0953 | 0 | 0 | 0 | 0 | 100780.4286 | 0 | 0 | 0 | 0 | 0
2022-05-15 01:00 | 0 | 0 | 186065 | 0 | 2846 | 0 | 15 | 121472.0953 | 12.1472 | 0 | 121472.0953 | 673317.0375 | 254 | 100780.4286 | 2118.5075 | 2118.5075 | 20691.6667 | 121472.0953 | 121472.0953 | 0 | 0 | 0 | 0 | 100780.4286 | 0 | 0 | 0 | 0 | 0
2022-05-15 02:00 | 0 | 0 | 186065 | 0 | 2846 | 0 | 15 | 121472.0953 | 12.1472 | 0 | 121472.0953 | 551844.9422 | 254 | 100780.4286 | 2118.5075 | 2118.5075 | 20691.6667 | 121472.0953 | 121472.0953 | 0 | 0 | 0 | 0 | 100780.4286 | 0 | 0 | 0 | 0 | 0
2022-05-15 03:00 | 0 | 0 | 186065 | 0 | 2846 | 0 | 15 | 121472.0953 | 12.1472 | 0 | 121472.0953 | 430372.8469 | 254 | 100780.4286 | 2118.5075 | 2118.5075 | 20691.6667 | 121472.0953 | 121472.0953 | 0 | 0 | 0 | 0 | 100780.4286 | 0 | 0 | 0 | 0 | 0
2022-05-15 04:00 | 0 | 0 | 186065 | 0 | 2846 | 0 | 15 | 121472.0953 | 12.1472 | 0 | 121472.0953 | 308900.7517 | 254 | 100780.4286 | 2118.5075 | 2118.5075 | 20691.6667 | 121472.0953 | 121472.0953 | 0 | 0 | 0 | 0 | 100780.4286 | 0 | 0 | 0 | 0 | 0
2022-05-15 05:00 | 0.00843 | 0 | 186065 | 1521.4721 | 2846 | 0 | 15 | 119950.6232 | 11.9951 | 0 | 119950.6232 | 187428.6564 | 254 | 100780.4286 | 2118.5075 | 2118.5075 | 20691.6667 | 121472.0953 | 121472.0953 | 0 | 0 | 0 | 1521.4721 | 99258.9565 | 0 | 0 | 0 | 0 | 0
2022-05-15 06:00 | 0.1169 | 0.06913 | 186065 | 21098.4685 | 2846 | 32895.5935 | 15 | 100373.6267 | 10.0374 | 0 | 67478.0333 | 67478.0333 | 254 | 100780.4286 | 2118.5075 | 2118.5075 | 20691.6667 | 121472.0953 | 121472.0953 | 0 | 0 | 0 | 21098.4685 | 79681.9601 | 0 | 0 | 0 | 0 | 0
2022-05-15 07:00 | 0.30823 | 0.26026 | 186065 | 55630.2905 | 2846 | 123845.0333 | 15 | 65841.8048 | 6.5842 | 0 | 0 | 0 | 254 | 100780.4286 | 2118.5075 | 2118.5075 | 20691.6667 | 121472.0953 | 121472.0953 | 0 | 0 | 0 | 55630.2905 | 45150.1381 | 0 | 0 | 0 | 0 | 0
2022-05-15 08:00 | 0.5196 | 0.38211 | 186065 | 93778.9928 | 2846 | 181827.502 | 15 | 27693.1025 | 2.7693 | 119479.1665 | 0 | 0 | 254 | 100780.4286 | 2118.5075 | 2118.5075 | 20691.6667 | 121472.0953 | 121472.0953 | 0 | 0 | 0 | 93778.9928 | 7001.4358 | 0 | 0 | 0 | 0 | 0
2022-05-15 09:00 | 0.71488 | 0.45819 | 186065 | 129023.7228 | 2846 | 218030.2613 | 15 | 0 | 0 | 218030.2613 | 0 | 119479.1665 | 254 | 100780.4286 | 2118.5075 | 2118.5075 | 20691.6667 | 121472.0953 | 121472.0953 | 0 | 0 | 0 | 100780.4286 | 0 | 0 | 0 | 0 | 0 | 0
2022-05-15 10:00 | 0.86575 | 0.50265 | 186065 | 156253.2005 | 2846 | 239186.6057 | 15 | 0 | 0 | 239186.6057 | 0 | 337509.4278 | 254 | 100780.4286 | 2118.5075 | 2118.5075 | 20691.6667 | 121472.0953 | 121472.0953 | 0 | 0 | 0 | 100780.4286 | 0 | 0 | 0 | 0 | 0 | 0
2022-05-15 11:00 | 0.95338 | 0.52387 | 186065 | 172068.9302 | 2846 | 249284.1681 | 15 | 0 | 0 | 249284.1681 | 0 | 576696.0335 | 254 | 100780.4286 | 2118.5075 | 2118.5075 | 20691.6667 | 121472.0953 | 121472.0953 | 0 | 0 | 0 | 100780.4286 | 0 | 0 | 0 | 0 | 0 | 0
2022-05-15 12:00 | 0.9693 | 0.49907 | 186065 | 174942.2204 | 2846 | 237483.0584 | 15 | 0 | 0 | 237483.0584 | 0 | 825980.2017 | 254 | 100780.4286 | 2118.5075 | 2118.5075 | 20691.6667 | 121472.0953 | 121472.0953 | 0 | 0 | 0 | 100780.4286 | 0 | 0 | 0 | 0 | 0 | 0
2022-05-15 13:00 | 0.90122 | 0.41625 | 186065 | 162654.9343 | 2846 | 198073.062 | 15 | 0 | 0 | 198073.062 | 0 | 1063463.2601 | 254 | 100780.4286 | 2118.5075 | 2118.5075 | 20691.6667 | 121472.0953 | 121472.0953 | 0 | 0 | 0 | 100780.4286 | 0 | 0 | 0 | 0 | 0 | 0
2022-05-15 14:00 | 0.7646 | 0.31363 | 186065 | 137997.34 | 2846 | 149241.2119 | 15 | 0 | 0 | 149241.2119 | 0 | 1261536.3221 | 254 | 100780.4286 | 2118.5075 | 2118.5075 | 20691.6667 | 121472.0953 | 121472.0953 | 0 | 0 | 0 | 100780.4286 | 0 | 0 | 0 | 0 | 0 | 0
2022-05-15 15:00 | 0.57672 | 0.22498 | 186065 | 104088.1846 | 2846 | 107057.003 | 15 | 17383.9107 | 1.7384 | 89673.0923 | 0 | 1410777.5339 | 254 | 100780.4286 | 2118.5075 | 2118.5075 | 20691.6667 | 121472.0953 | 121472.0953 | 0 | 0 | 0 | 100780.4286 | 0 | 0 | 0 | 0 | 0 | 0
2022-05-15 16:00 | 0.36705 | 0.12978 | 186065 | 66246.3035 | 2846 | 61755.9687 | 15 | 55225.7918 | 5.5226 | 6530.177 | 0 | 1500450.6262 | 254 | 100780.4286 | 2118.5075 | 2118.5075 | 20691.6667 | 121472.0953 | 121472.0953 | 0 | 0 | 0 | 66246.3035 | 34534.1251 | 0 | 0 | 0 | 0 | 0
2022-05-15 17:00 | 0.17877 | 0.0484 | 186065 | 32264.9548 | 2846 | 23031.1981 | 15 | 89207.1404 | 8.9207 | 0 | 66175.9423 | 1506980.8032 | 254 | 100780.4286 | 2118.5075 | 2118.5075 | 20691.6667 | 121472.0953 | 121472.0953 | 0 | 0 | 0 | 32264.9548 | 68515.4737 | 0 | 0 | 0 | 0 | 0
2022-05-15 18:00 | 0.05135 | 0.00197 | 186065 | 9267.8046 | 2846 | 937.4269 | 15 | 112204.2906 | 11.2204 | 0 | 111266.8638 | 1440804.8609 | 254 | 100780.4286 | 2118.5075 | 2118.5075 | 20691.6667 | 121472.0953 | 121472.0953 | 0 | 0 | 0 | 0 | 100780.4286 | 0 | 0 | 0 | 0 | 0
2022-05-15 19:00 | 0 | 0 | 186065 | 0 | 2846 | 0 | 15 | 121472.0953 | 12.1472 | 0 | 121472.0953 | 1329537.9971 | 254 | 100780.4286 | 2118.5075 | 2118.5075 | 20691.6667 | 121472.0953 | 121472.0953 | 0 | 0 | 0 | 0 | 100780.4286 | 0 | 0 | 0 | 0 | 0
2022-05-15 20:00 | 0 | 0 | 186065 | 0 | 2846 | 0 | 15 | 121472.0953 | 12.1472 | 0 | 121472.0953 | 1208065.9018 | 254 | 100780.4286 | 2118.5075 | 2118.5075 | 20691.6667 | 121472.0953 | 121472.0953 | 0 | 0 | 0 | 0 | 100780.4286 | 0 | 0 | 0 | 0 | 0
2022-05-15 21:00 | 0 | 0 | 186065 | 0 | 2846 | 0 | 15 | 121472.0953 | 12.1472 | 0 | 121472.0953 | 1086593.8065 | 254 | 100780.4286 | 2118.5075 | 2118.5075 | 20691.6667 | 121472.0953 | 121472.0953 | 0 | 0 | 0 | 0 | 100780.4286 | 0 | 0 | 0 | 0 | 0
2022-05-15 22:00 | 0 | 0 | 186065 | 0 | 2846 | 0 | 15 | 121472.0953 | 12.1472 | 0 | 121472.0953 | 965121.7113 | 254 | 100780.4286 | 2118.5075 | 2118.5075 | 20691.6667 | 121472.0953 | 121472.0953 | 0 | 0 | 0 | 0 | 100780.4286 | 0 | 0 | 0 | 0 | 0
2022-05-15 23:00 | 0 | 0 | 186065 | 0 | 2846 | 0 | 15 | 121472.0953 | 12.1472 | 0 | 121472.0953 | 843649.616 | 254 | 100780.4286 | 2118.5075 | 2118.5075 | 20691.6667 | 121472.0953 | 121472.0953 | 0 | 0 | 0 | 0 | 100780.4286 | 0 | 0 | 0 | 0 | 0
2022-05-16 | 0 | 0 | 186065 | 0 | 2846 | 0 | 15 | 121530.4286 | 12.153 | 0 | 121530.4286 | 722177.5207 | 254 | 100780.4286 | 2118.5075 | 2118.5075 | 20750 | 121530.4286 | 121530.4286 | 0 | 0 | 0 | 0 | 100780.4286 | 0 | 0 | 0 | 0 | 0
2022-05-16 01:00 | 0 | 0 | 186065 | 0 | 2846 | 0 | 15 | 121530.4286 | 12.153 | 0 | 121530.4286 | 600647.0922 | 254 | 100780.4286 | 2118.5075 | 2118.5075 | 20750 | 121530.4286 | 121530.4286 | 0 | 0 | 0 | 0 | 100780.4286 | 0 | 0 | 0 | 0 | 0
2022-05-16 02:00 | 0 | 0 | 186065 | 0 | 2846 | 0 | 15 | 121530.4286 | 12.153 | 0 | 121530.4286 | 479116.6636 | 254 | 100780.4286 | 2118.5075 | 2118.5075 | 20750 | 121530.4286 | 121530.4286 | 0 | 0 | 0 | 0 | 100780.4286 | 0 | 0 | 0 | 0 | 0
2022-05-16 03:00 | 0 | 0 | 186065 | 0 | 2846 | 0 | 15 | 121530.4286 | 12.153 | 0 | 121530.4286 | 357586.235 | 254 | 100780.4286 | 2118.5075 | 2118.5075 | 20750 | 121530.4286 | 121530.4286 | 0 | 0 | 0 | 0 | 100780.4286 | 0 | 0 | 0 | 0 | 0
2022-05-16 04:00 | 0 | 0 | 186065 | 0 | 2846 | 0 | 15 | 121530.4286 | 12.153 | 0 | 121530.4286 | 236055.8064 | 254 | 100780.4286 | 2118.5075 | 2118.5075 | 20750 | 121530.4286 | 121530.4286 | 0 | 0 | 0 | 0 | 100780.4286 | 0 | 0 | 0 | 0 | 0
2022-05-16 05:00 | 0.01105 | 0.01053 | 186065 | 1994.3377 | 2846 | 5010.7131 | 15 | 119536.0909 | 11.9536 | 0 | 114525.3778 | 114525.3778 | 254 | 100780.4286 | 2118.5075 | 2118.5075 | 20750 | 121530.4286 | 121530.4286 | 0 | 0 | 0 | 0 | 100780.4286 | 0 | 0 | 0 | 0 | 0
2022-05-16 06:00 | 0.16302 | 0.40858 | 186065 | 29422.3468 | 2846 | 194423.2833 | 15 | 92108.0818 | 9.2108 | 0 | 0 | 0 | 254 | 100780.4286 | 2118.5075 | 2118.5075 | 20750 | 121530.4286 | 121530.4286 | 0 | 0 | 0 | 8672.3468 | 92108.0818 | 0 | 0 | 0 | 0 | 0
2022-05-16 07:00 | 0.39288 | 0.66409 | 186065 | 70908.1807 | 2846 | 316008.0234 | 15 | 50622.2479 | 5.0622 | 0 | 0 | 0 | 254 | 100780.4286 | 2118.5075 | 2118.5075 | 20750 | 121530.4286 | 121530.4286 | 0 | 0 | 0 | 50158.1807 | 50622.2479 | 0 | 0 | 0 | 0 | 0
2022-05-16 08:00 | 0.62345 | 0.79386 | 186065 | 112522.1575 | 2846 | 377759.2336 | 15 | 9008.2711 | 0.90083 | 0 | 0 | 0 | 254 | 100780.4286 | 2118.5075 | 2118.5075 | 20750 | 121530.4286 | 121530.4286 | 0 | 0 | 0 | 100780.4286 | 0 | 0 | 0 | 0 | 0 | 0
2022-05-16 09:00 | 0.82167 | 0.86264 | 186065 | 148297.5077 | 2846 | 410488.2792 | 15 | 0 | 0 | 271633.3805 | 0 | 0 | 254 | 100780.4286 | 2118.5075 | 2118.5075 | 20750 | 121530.4286 | 121530.4286 | 0 | 0 | 0 | 100780.4286 | 0 | 0 | 0 | 0 | 0 | 0
2022-05-16 10:00 | 0.96685 | 0.89796 | 186065 | 174500.0369 | 2846 | 427295.3436 | 15 | 0 | 0 | 427295.3436 | 0 | 271633.3805 | 254 | 100780.4286 | 2118.5075 | 2118.5075 | 20750 | 121530.4286 | 121530.4286 | 0 | 0 | 0 | 100780.4286 | 0 | 0 | 0 | 0 | 0 | 0
2022-05-16 11:00 | 1.0518 | 0.94542 | 186065 | 189832.072 | 2846 | 449879.2415 | 15 | 0 | 0 | 449879.2415 | 0 | 698928.7241 | 254 | 100780.4286 | 2118.5075 | 2118.5075 | 20750 | 121530.4286 | 121530.4286 | 0 | 0 | 0 | 100780.4286 | 0 | 0 | 0 | 0 | 0 | 0
2022-05-16 12:00 | 1.0367 | 0.75204 | 186065 | 187103.1683 | 2846 | 357859.1364 | 15 | 0 | 0 | 357859.1364 | 0 | 1148807.9656 | 254 | 100780.4286 | 2118.5075 | 2118.5075 | 20750 | 121530.4286 | 121530.4286 | 0 | 0 | 0 | 100780.4286 | 0 | 0 | 0 | 0 | 0 | 0
2022-05-16 13:00 | 0.98585 | 0.71528 | 186065 | 177929.2148 | 2846 | 340366.8463 | 15 | 0 | 0 | 340366.8463 | 0 | 1506667.102 | 254 | 100780.4286 | 2118.5075 | 2118.5075 | 20750 | 121530.4286 | 121530.4286 | 0 | 0 | 0 | 100780.4286 | 0 | 0 | 0 | 0 | 0 | 0
2022-05-16 14:00 | 0.86695 | 0.64837 | 186065 | 156469.7802 | 2846 | 308527.6425 | 15 | 0 | 0 | 308527.6425 | 0 | 1847033.9484 | 254 | 100780.4286 | 2118.5075 | 2118.5075 | 20750 | 121530.4286 | 121530.4286 | 0 | 0 | 0 | 100780.4286 | 0 | 0 | 0 | 0 | 0 | 0
2022-05-16 15:00 | 0.68878 | 0.565 | 186065 | 124313.1152 | 2846 | 268855.928 | 15 | 0 | 0 | 268855.928 | 0 | 2155561.5909 | 254 | 100780.4286 | 2118.5075 | 2118.5075 | 20750 | 121530.4286 | 121530.4286 | 0 | 0 | 0 | 100780.4286 | 0 | 0 | 0 | 0 | 0 | 0
2022-05-16 16:00 | 0.46802 | 0.40927 | 186065 | 84469.6771 | 2846 | 194751.6206 | 15 | 37060.7515 | 3.7061 | 157690.8691 | 0 | 2424417.5189 | 254 | 100780.4286 | 2118.5075 | 2118.5075 | 20750 | 121530.4286 | 121530.4286 | 0 | 0 | 0 | 63719.6771 | 37060.7515 | 0 | 0 | 0 | 0 | 0
2022-05-16 17:00 | 0.2309 | 0.20478 | 186065 | 41673.5362 | 2846 | 97444.8087 | 15 | 79856.8924 | 7.9857 | 17587.9164 | 0 | 2582108.388 | 254 | 100780.4286 | 2118.5075 | 2118.5075 | 20750 | 121530.4286 | 121530.4286 | 0 | 0 | 0 | 20923.5362 | 79856.8924 | 0 | 0 | 0 | 0 | 0
2022-05-16 18:00 | 0.0637 | 0.01788 | 186065 | 11496.7703 | 2846 | 8508.2195 | 15 | 110033.6583 | 11.0034 | 0 | 101525.4389 | 2599696.3044 | 254 | 100780.4286 | 2118.5075 | 2118.5075 | 20750 | 121530.4286 | 121530.4286 | 0 | 0 | 0 | 11496.7703 | 89283.6583 | 0 | 0 | 0 | 0 | 0
2022-05-16 19:00 | 0 | 0 | 186065 | 0 | 2846 | 0 | 15 | 121530.4286 | 12.153 | 0 | 121530.4286 | 2498170.8655 | 254 | 100780.4286 | 2118.5075 | 2118.5075 | 20750 | 121530.4286 | 121530.4286 | 0 | 0 | 0 | 0 | 100780.4286 | 0 | 0 | 0 | 0 | 0
2022-05-16 20:00 | 0 | 0 | 186065 | 0 | 2846 | 0 | 15 | 121530.4286 | 12.153 | 0 | 121530.4286 | 2376640.4369 | 254 | 100780.4286 | 2118.5075 | 2118.5075 | 20750 | 121530.4286 | 121530.4286 | 0 | 0 | 0 | 0 | 100780.4286 | 0 | 0 | 0 | 0 | 0
2022-05-16 21:00 | 0 | 0 | 186065 | 0 | 2846 | 0 | 15 | 121530.4286 | 12.153 | 0 | 121530.4286 | 2255110.0083 | 254 | 100780.4286 | 2118.5075 | 2118.5075 | 20750 | 121530.4286 | 121530.4286 | 0 | 0 | 0 | 0 | 100780.4286 | 0 | 0 | 0 | 0 | 0
2022-05-16 22:00 | 0 | 0 | 186065 | 0 | 2846 | 0 | 15 | 121530.4286 | 12.153 | 0 | 121530.4286 | 2133579.5797 | 254 | 100780.4286 | 2118.5075 | 2118.5075 | 20750 | 121530.4286 | 121530.4286 | 0 | 0 | 0 | 0 | 100780.4286 | 0 | 0 | 0 | 0 | 0
2022-05-16 23:00 | 0 | 0 | 186065 | 0 | 2846 | 0 | 15 | 121530.4286 | 12.153 | 0 | 121530.4286 | 2012049.1511 | 254 | 100780.4286 | 2118.5075 | 2118.5075 | 20750 | 121530.4286 | 121530.4286 | 0 | 0 | 0 | 0 | 100780.4286 | 0 | 0 | 0 | 0 | 0
2022-05-17 | 0 | 0 | 186065 | 0 | 2846 | 0 | 15 | 121667.9286 | 12.1668 | 0 | 121667.9286 | 1890518.7225 | 254 | 100780.4286 | 2118.5075 | 2118.5075 | 20887.5 | 121667.9286 | 121667.9286 | 0 | 0 | 0 | 0 | 100780.4286 | 0 | 0 | 0 | 0 | 0
2022-05-17 01:00 | 0 | 0 | 186065 | 0 | 2846 | 0 | 15 | 121667.9286 | 12.1668 | 0 | 121667.9286 | 1768850.7939 | 254 | 100780.4286 | 2118.5075 | 2118.5075 | 20887.5 | 121667.9286 | 121667.9286 | 0 | 0 | 0 | 0 | 100780.4286 | 0 | 0 | 0 | 0 | 0
2022-05-17 02:00 | 0 | 0 | 186065 | 0 | 2846 | 0 | 15 | 121667.9286 | 12.1668 | 0 | 121667.9286 | 1647182.8653 | 254 | 100780.4286 | 2118.5075 | 2118.5075 | 20887.5 | 121667.9286 | 121667.9286 | 0 | 0 | 0 | 0 | 100780.4286 | 0 | 0 | 0 | 0 | 0
2022-05-17 03:00 | 0 | 0 | 186065 | 0 | 2846 | 0 | 15 | 121667.9286 | 12.1668 | 0 | 121667.9286 | 1525514.9367 | 254 | 100780.4286 | 2118.5075 | 2118.5075 | 20887.5 | 121667.9286 | 121667.9286 | 0 | 0 | 0 | 0 | 100780.4286 | 0 | 0 | 0 | 0 | 0
2022-05-17 04:00 | 0 | 0 | 186065 | 0 | 2846 | 0 | 15 | 121667.9286 | 12.1668 | 0 | 121667.9286 | 1403847.0081 | 254 | 100780.4286 | 2118.5075 | 2118.5075 | 20887.5 | 121667.9286 | 121667.9286 | 0 | 0 | 0 | 0 | 100780.4286 | 0 | 0 | 0 | 0 | 0
2022-05-17 05:00 | 0.00927 | 0 | 186065 | 1673.0779 | 2846 | 0 | 15 | 119994.8507 | 11.9995 | 0 | 119994.8507 | 1282179.0795 | 254 | 100780.4286 | 2118.5075 | 2118.5075 | 20887.5 | 121667.9286 | 121667.9286 | 0 | 0 | 0 | 1673.0779 | 99107.3507 | 0 | 0 | 0 | 0 | 0
2022-05-17 06:00 | 0.10703 | 0.03162 | 186065 | 19317.1008 | 2846 | 15046.4149 | 15 | 102350.8278 | 10.2351 | 0 | 87304.4128 | 1162184.2288 | 254 | 100780.4286 | 2118.5075 | 2118.5075 | 20887.5 | 121667.9286 | 121667.9286 | 0 | 0 | 0 | 0 | 100780.4286 | 0 | 0 | 0 | 0 | 0
2022-05-17 07:00 | 0.27885 | 0.15378 | 186065 | 50327.6985 | 2846 | 73176.3975 | 15 | 71340.2301 | 7.134 | 1836.1674 | 0 | 1074879.816 | 254 | 100780.4286 | 2118.5075 | 2118.5075 | 20887.5 | 121667.9286 | 121667.9286 | 0 | 0 | 0 | 50327.6985 | 50452.7301 | 0 | 0 | 0 | 0 | 0
2022-05-17 08:00 | 0.48802 | 0.30037 | 186065 | 88079.3381 | 2846 | 142931.4249 | 15 | 33588.5905 | 3.3589 | 109342.8344 | 0 | 1076715.9834 | 254 | 100780.4286 | 2118.5075 | 2118.5075 | 20887.5 | 121667.9286 | 121667.9286 | 0 | 0 | 0 | 67191.8381 | 33588.5905 | 0 | 0 | 0 | 0 | 0
2022-05-17 09:00 | 0.62865 | 0.30372 | 186065 | 113460.6694 | 2846 | 144525.5265 | 15 | 8207.2592 | 0.82073 | 136318.2672 | 0 | 1186058.8179 | 254 | 100780.4286 | 2118.5075 | 2118.5075 | 20887.5 | 121667.9286 | 121667.9286 | 0 | 0 | 0 | 100780.4286 | 0 | 0 | 0 | 0 | 0 | 0
2022-05-17 10:00 | 0.6723 | 0.16786 | 186065 | 121338.7545 | 2846 | 79876.3824 | 15 | 329.1741 | 0.032917 | 79547.2083 | 0 | 1322377.0851 | 254 | 100780.4286 | 2118.5075 | 2118.5075 | 20887.5 | 121667.9286 | 121667.9286 | 0 | 0 | 0 | 100780.4286 | 0 | 0 | 0 | 0 | 0 | 0
2022-05-17 11:00 | 0.73688 | 0.09708 | 186065 | 132994.3499 | 2846 | 46195.6345 | 15 | 0 | 0 | 46195.6345 | 0 | 1401924.2934 | 254 | 100780.4286 | 2118.5075 | 2118.5075 | 20887.5 | 121667.9286 | 121667.9286 | 0 | 0 | 0 | 100780.4286 | 0 | 0 | 0 | 0 | 0 | 0
2022-05-17 12:00 | 0.61742 | 0.04425 | 186065 | 111433.8447 | 2846 | 21056.4156 | 15 | 10234.0839 | 1.0234 | 10822.3317 | 0 | 1448119.9279 | 254 | 100780.4286 | 2118.5075 | 2118.5075 | 20887.5 | 121667.9286 | 121667.9286 | 0 | 0 | 0 | 90546.3447 | 10234.0839 | 0 | 0 | 0 | 0 | 0
2022-05-17 13:00 | 0.57753 | 0.05461 | 186065 | 104234.3759 | 2846 | 25986.234 | 15 | 17433.5527 | 1.7434 | 8552.6813 | 0 | 1458942.2597 | 254 | 100780.4286 | 2118.5075 | 2118.5075 | 20887.5 | 121667.9286 | 121667.9286 | 0 | 0 | 0 | 83346.8759 | 17433.5527 | 0 | 0 | 0 | 0 | 0
2022-05-17 14:00 | 0.5153 | 0.07351 | 186065 | 93002.9157 | 2846 | 34979.8217 | 15 | 28665.0129 | 2.8665 | 6314.8088 | 0 | 1467494.941 | 254 | 100780.4286 | 2118.5075 | 2118.5075 | 20887.5 | 121667.9286 | 121667.9286 | 0 | 0 | 0 | 93002.9157 | 7777.5129 | 0 | 0 | 0 | 0 | 0
2022-05-17 15:00 | 0.42545 | 0.11262 | 186065 | 76786.5136 | 2846 | 53590.3621 | 15 | 44881.415 | 4.4881 | 8708.9472 | 0 | 1473809.7498 | 254 | 100780.4286 | 2118.5075 | 2118.5075 | 20887.5 | 121667.9286 | 121667.9286 | 0 | 0 | 0 | 76786.5136 | 23993.915 | 0 | 0 | 0 | 0 | 0
2022-05-17 16:00 | 0.34167 | 0.12756 | 186065 | 61665.6437 | 2846 | 60699.5791 | 15 | 60002.2849 | 6.0002 | 697.2942 | 0 | 1482518.6969 | 254 | 100780.4286 | 2118.5075 | 2118.5075 | 20887.5 | 121667.9286 | 121667.9286 | 0 | 0 | 0 | 61665.6437 | 39114.7849 | 0 | 0 | 0 | 0 | 0
2022-05-17 17:00 | 0.18765 | 0.08633 | 186065 | 33867.6443 | 2846 | 41080.2341 | 15 | 87800.2843 | 8.78 | 0 | 46720.0502 | 1483215.9911 | 254 | 100780.4286 | 2118.5075 | 2118.5075 | 20887.5 | 121667.9286 | 121667.9286 | 0 | 0 | 0 | 12980.1443 | 87800.2843 | 0 | 0 | 0 | 0 | 0
2022-05-17 18:00 | 0.05742 | 0.00882 | 186065 | 10363.3367 | 2846 | 4197.0076 | 15 | 111304.5919 | 11.1305 | 0 | 107107.5843 | 1436495.9409 | 254 | 100780.4286 | 2118.5075 | 2118.5075 | 20887.5 | 121667.9286 | 121667.9286 | 0 | 0 | 0 | 10363.3367 | 90417.0919 | 0 | 0 | 0 | 0 | 0
2022-05-17 19:00 | 0 | 0 | 186065 | 0 | 2846 | 0 | 15 | 121667.9286 | 12.1668 | 0 | 121667.9286 | 1329388.3566 | 254 | 100780.4286 | 2118.5075 | 2118.5075 | 20887.5 | 121667.9286 | 121667.9286 | 0 | 0 | 0 | 0 | 100780.4286 | 0 | 0 | 0 | 0 | 0
2022-05-17 20:00 | 0 | 0 | 186065 | 0 | 2846 | 0 | 15 | 121667.9286 | 12.1668 | 0 | 121667.9286 | 1207720.428 | 254 | 100780.4286 | 2118.5075 | 2118.5075 | 20887.5 | 121667.9286 | 121667.9286 | 0 | 0 | 0 | 0 | 100780.4286 | 0 | 0 | 0 | 0 | 0
2022-05-17 21:00 | 0 | 0 | 186065 | 0 | 2846 | 0 | 15 | 121667.9286 | 12.1668 | 0 | 121667.9286 | 1086052.4994 | 254 | 100780.4286 | 2118.5075 | 2118.5075 | 20887.5 | 121667.9286 | 121667.9286 | 0 | 0 | 0 | 0 | 100780.4286 | 0 | 0 | 0 | 0 | 0
2022-05-17 22:00 | 0 | 0 | 186065 | 0 | 2846 | 0 | 15 | 121667.9286 | 12.1668 | 0 | 121667.9286 | 964384.5708 | 254 | 100780.4286 | 2118.5075 | 2118.5075 | 20887.5 | 121667.9286 | 121667.9286 | 0 | 0 | 0 | 0 | 100780.4286 | 0 | 0 | 0 | 0 | 0
2022-05-17 23:00 | 0 | 0 | 186065 | 0 | 2846 | 0 | 15 | 121667.9286 | 12.1668 | 0 | 121667.9286 | 842716.6422 | 254 | 100780.4286 | 2118.5075 | 2118.5075 | 20887.5 | 121667.9286 | 121667.9286 | 0 | 0 | 0 | 0 | 100780.4286 | 0 | 0 | 0 | 0 | 0
2022-05-18 | 0 | 0 | 186065 | 0 | 2846 | 0 | 15 | 120597.0953 | 12.0597 | 0 | 120597.0953 | 721048.7137 | 254 | 100780.4286 | 2118.5075 | 2118.5075 | 19816.6667 | 120597.0953 | 120597.0953 | 0 | 0 | 0 | 0 | 100780.4286 | 0 | 0 | 0 | 0 | 0
2022-05-18 01:00 | 0 | 0 | 186065 | 0 | 2846 | 0 | 15 | 120597.0953 | 12.0597 | 0 | 120597.0953 | 600451.6184 | 254 | 100780.4286 | 2118.5075 | 2118.5075 | 19816.6667 | 120597.0953 | 120597.0953 | 0 | 0 | 0 | 0 | 100780.4286 | 0 | 0 | 0 | 0 | 0
2022-05-18 02:00 | 0 | 0 | 186065 | 0 | 2846 | 0 | 15 | 120597.0953 | 12.0597 | 0 | 120597.0953 | 479854.5231 | 254 | 100780.4286 | 2118.5075 | 2118.5075 | 19816.6667 | 120597.0953 | 120597.0953 | 0 | 0 | 0 | 0 | 100780.4286 | 0 | 0 | 0 | 0 | 0
2022-05-18 03:00 | 0 | 0 | 186065 | 0 | 2846 | 0 | 15 | 120597.0953 | 12.0597 | 0 | 120597.0953 | 359257.4279 | 254 | 100780.4286 | 2118.5075 | 2118.5075 | 19816.6667 | 120597.0953 | 120597.0953 | 0 | 0 | 0 | 0 | 100780.4286 | 0 | 0 | 0 | 0 | 0
2022-05-18 04:00 | 0 | 0 | 186065 | 0 | 2846 | 0 | 15 | 120597.0953 | 12.0597 | 0 | 120597.0953 | 238660.3326 | 254 | 100780.4286 | 2118.5075 | 2118.5075 | 19816.6667 | 120597.0953 | 120597.0953 | 0 | 0 | 0 | 0 | 100780.4286 | 0 | 0 | 0 | 0 | 0
2022-05-18 05:00 | 0.01077 | 0.00124 | 186065 | 1943.8024 | 2846 | 590.0555 | 15 | 118653.2928 | 11.8653 | 0 | 118063.2373 | 118063.2373 | 254 | 100780.4286 | 2118.5075 | 2118.5075 | 19816.6667 | 120597.0953 | 120597.0953 | 0 | 0 | 0 | 0 | 100780.4286 | 0 | 0 | 0 | 0 | 0
2022-05-18 06:00 | 0.14027 | 0.21576 | 186065 | 25316.3574 | 2846 | 102669.6549 | 15 | 95280.7378 | 9.5281 | 0 | 0 | 0 | 254 | 100780.4286 | 2118.5075 | 2118.5075 | 19816.6667 | 120597.0953 | 120597.0953 | 0 | 0 | 0 | 25316.3574 | 75464.0712 | 0 | 0 | 0 | 0 | 0
2022-05-18 07:00 | 0.35365 | 0.45671 | 186065 | 63827.8306 | 2846 | 217326.0016 | 15 | 56769.2646 | 5.6769 | 0 | 0 | 0 | 254 | 100780.4286 | 2118.5075 | 2118.5075 | 19816.6667 | 120597.0953 | 120597.0953 | 0 | 0 | 0 | 63827.8306 | 36952.598 | 0 | 0 | 0 | 0 | 0
2022-05-18 08:00 | 0.57622 | 0.61236 | 186065 | 103997.9431 | 2846 | 291392.2408 | 15 | 16599.1522 | 1.6599 | 0 | 0 | 0 | 254 | 100780.4286 | 2118.5075 | 2118.5075 | 19816.6667 | 120597.0953 | 120597.0953 | 0 | 0 | 0 | 84181.2764 | 16599.1522 | 0 | 0 | 0 | 0 | 0
2022-05-18 09:00 | 0.7719 | 0.71968 | 186065 | 139314.8663 | 2846 | 342460.5916 | 15 | 0 | 0 | 0 | 0 | 0 | 254 | 100780.4286 | 2118.5075 | 2118.5075 | 19816.6667 | 120597.0953 | 120597.0953 | 0 | 0 | 0 | 100780.4286 | 0 | 0 | 0 | 0 | 0 | 0
2022-05-18 10:00 | 0.92355 | 0.77119 | 186065 | 166685.1208 | 2846 | 366971.6869 | 15 | 0 | 0 | 0 | 0 | 0 | 254 | 100780.4286 | 2118.5075 | 2118.5075 | 19816.6667 | 120597.0953 | 120597.0953 | 0 | 0 | 0 | 100780.4286 | 0 | 0 | 0 | 0 | 0 | 0
2022-05-18 11:00 | 1.0156 | 0.84936 | 186065 | 183294.9759 | 2846 | 404168.9752 | 15 | 0 | 0 | 0 | 0 | 0 | 254 | 100780.4286 | 2118.5075 | 2118.5075 | 19816.6667 | 120597.0953 | 120597.0953 | 0 | 0 | 0 | 100780.4286 | 0 | 0 | 0 | 0 | 0 | 0
2022-05-18 12:00 | 1.0243 | 0.8028 | 186065 | 184872.3978 | 2846 | 382013.3434 | 15 | 0 | 0 | 0 | 0 | 0 | 254 | 100780.4286 | 2118.5075 | 2118.5075 | 19816.6667 | 120597.0953 | 120597.0953 | 0 | 0 | 0 | 100780.4286 | 0 | 0 | 0 | 0 | 0 | 0
2022-05-18 13:00 | 0.98192 | 0.79393 | 186065 | 177219.9165 | 2846 | 377792.5432 | 15 | 0 | 0 | 126556.0034 | 0 | 0 | 254 | 100780.4286 | 2118.5075 | 2118.5075 | 19816.6667 | 120597.0953 | 120597.0953 | 0 | 0 | 0 | 100780.4286 | 0 | 0 | 0 | 0 | 0 | 0
2022-05-18 14:00 | 0.87583 | 0.77933 | 186065 | 158072.4697 | 2846 | 370845.1157 | 15 | 0 | 0 | 370845.1157 | 0 | 126556.0034 | 254 | 100780.4286 | 2118.5075 | 2118.5075 | 19816.6667 | 120597.0953 | 120597.0953 | 0 | 0 | 0 | 100780.4286 | 0 | 0 | 0 | 0 | 0 | 0
2022-05-18 15:00 | 0.7135 | 0.75107 | 186065 | 128774.6562 | 2846 | 357397.5608 | 15 | 0 | 0 | 357397.5608 | 0 | 497401.1191 | 254 | 100780.4286 | 2118.5075 | 2118.5075 | 19816.6667 | 120597.0953 | 120597.0953 | 0 | 0 | 0 | 100780.4286 | 0 | 0 | 0 | 0 | 0 | 0
2022-05-18 16:00 | 0.5103 | 0.67532 | 186065 | 92100.5004 | 2846 | 321351.8324 | 15 | 28496.5948 | 2.8497 | 292855.2375 | 0 | 854798.6799 | 254 | 100780.4286 | 2118.5075 | 2118.5075 | 19816.6667 | 120597.0953 | 120597.0953 | 0 | 0 | 0 | 72283.8337 | 28496.5948 | 0 | 0 | 0 | 0 | 0
2022-05-18 17:00 | 0.28625 | 0.53504 | 186065 | 51663.2731 | 2846 | 254599.426 | 15 | 68933.8222 | 6.8934 | 185665.6038 | 0 | 1147653.9175 | 254 | 100780.4286 | 2118.5075 | 2118.5075 | 19816.6667 | 120597.0953 | 120597.0953 | 0 | 0 | 0 | 31846.6064 | 68933.8222 | 0 | 0 | 0 | 0 | 0
2022-05-18 18:00 | 0.08293 | 0.19405 | 186065 | 14967.4593 | 2846 | 92338.9254 | 15 | 105629.6359 | 10.563 | 0 | 13290.7106 | 1333319.5213 | 254 | 100780.4286 | 2118.5075 | 2118.5075 | 19816.6667 | 120597.0953 | 120597.0953 | 0 | 0 | 0 | 14967.4593 | 85812.9693 | 0 | 0 | 0 | 0 | 0
2022-05-18 19:00 | 0 | 0 | 186065 | 0 | 2846 | 0 | 15 | 120597.0953 | 12.0597 | 0 | 120597.0953 | 1320028.8107 | 254 | 100780.4286 | 2118.5075 | 2118.5075 | 19816.6667 | 120597.0953 | 120597.0953 | 0 | 0 | 0 | 0 | 100780.4286 | 0 | 0 | 0 | 0 | 0
2022-05-18 20:00 | 0 | 0 | 186065 | 0 | 2846 | 0 | 15 | 120597.0953 | 12.0597 | 0 | 120597.0953 | 1199431.7155 | 254 | 100780.4286 | 2118.5075 | 2118.5075 | 19816.6667 | 120597.0953 | 120597.0953 | 0 | 0 | 0 | 0 | 100780.4286 | 0 | 0 | 0 | 0 | 0
2022-05-18 21:00 | 0 | 0 | 186065 | 0 | 2846 | 0 | 15 | 120597.0953 | 12.0597 | 0 | 120597.0953 | 1078834.6202 | 254 | 100780.4286 | 2118.5075 | 2118.5075 | 19816.6667 | 120597.0953 | 120597.0953 | 0 | 0 | 0 | 0 | 100780.4286 | 0 | 0 | 0 | 0 | 0
2022-05-18 22:00 | 0 | 0 | 186065 | 0 | 2846 | 0 | 15 | 120597.0953 | 12.0597 | 0 | 120597.0953 | 958237.5249 | 254 | 100780.4286 | 2118.5075 | 2118.5075 | 19816.6667 | 120597.0953 | 120597.0953 | 0 | 0 | 0 | 0 | 100780.4286 | 0 | 0 | 0 | 0 | 0
2022-05-18 23:00 | 0 | 0 | 186065 | 0 | 2846 | 0 | 15 | 120597.0953 | 12.0597 | 0 | 120597.0953 | 837640.4297 | 254 | 100780.4286 | 2118.5075 | 2118.5075 | 19816.6667 | 120597.0953 | 120597.0953 | 0 | 0 | 0 | 0 | 100780.4286 | 0 | 0 | 0 | 0 | 0
2022-05-19 | 0 | 0 | 186065 | 0 | 2846 | 0 | 15 | 120455.4286 | 12.0455 | 0 | 120455.4286 | 717043.3344 | 254 | 100780.4286 | 2118.5075 | 2118.5075 | 19675 | 120455.4286 | 120455.4286 | 0 | 0 | 0 | 0 | 100780.4286 | 0 | 0 | 0 | 0 | 0
2022-05-19 01:00 | 0 | 0 | 186065 | 0 | 2846 | 0 | 15 | 120455.4286 | 12.0455 | 0 | 120455.4286 | 596587.9058 | 254 | 100780.4286 | 2118.5075 | 2118.5075 | 19675 | 120455.4286 | 120455.4286 | 0 | 0 | 0 | 0 | 100780.4286 | 0 | 0 | 0 | 0 | 0
2022-05-19 02:00 | 0 | 0 | 186065 | 0 | 2846 | 0 | 15 | 120455.4286 | 12.0455 | 0 | 120455.4286 | 476132.4772 | 254 | 100780.4286 | 2118.5075 | 2118.5075 | 19675 | 120455.4286 | 120455.4286 | 0 | 0 | 0 | 0 | 100780.4286 | 0 | 0 | 0 | 0 | 0
2022-05-19 03:00 | 0 | 0 | 186065 | 0 | 2846 | 0 | 15 | 120455.4286 | 12.0455 | 0 | 120455.4286 | 355677.0486 | 254 | 100780.4286 | 2118.5075 | 2118.5075 | 19675 | 120455.4286 | 120455.4286 | 0 | 0 | 0 | 0 | 100780.4286 | 0 | 0 | 0 | 0 | 0
2022-05-19 04:00 | 0 | 0 | 186065 | 0 | 2846 | 0 | 15 | 120455.4286 | 12.0455 | 0 | 120455.4286 | 235221.62 | 254 | 100780.4286 | 2118.5075 | 2118.5075 | 19675 | 120455.4286 | 120455.4286 | 0 | 0 | 0 | 0 | 100780.4286 | 0 | 0 | 0 | 0 | 0
2022-05-19 05:00 | 0.0113 | 0.00767 | 186065 | 2039.4585 | 2846 | 3649.7787 | 15 | 118415.9701 | 11.8416 | 0 | 114766.1914 | 114766.1914 | 254 | 100780.4286 | 2118.5075 | 2118.5075 | 19675 | 120455.4286 | 120455.4286 | 0 | 0 | 0 | 2039.4585 | 98740.9701 | 0 | 0 | 0 | 0 | 0
2022-05-19 06:00 | 0.14912 | 0.30274 | 186065 | 26913.6324 | 2846 | 144059.1923 | 15 | 93541.7962 | 9.3542 | 0 | 0 | 0 | 254 | 100780.4286 | 2118.5075 | 2118.5075 | 19675 | 120455.4286 | 120455.4286 | 0 | 0 | 0 | 7238.6324 | 93541.7962 | 0 | 0 | 0 | 0 | 0
2022-05-19 07:00 | 0.36423 | 0.543 | 186065 | 65737.3413 | 2846 | 258387.2016 | 15 | 54718.0873 | 5.4718 | 0 | 0 | 0 | 254 | 100780.4286 | 2118.5075 | 2118.5075 | 19675 | 120455.4286 | 120455.4286 | 0 | 0 | 0 | 65737.3413 | 35043.0873 | 0 | 0 | 0 | 0 | 0
2022-05-19 08:00 | 0.58583 | 0.68101 | 186065 | 105732.3852 | 2846 | 324059.4257 | 15 | 14723.0434 | 1.4723 | 0 | 0 | 0 | 254 | 100780.4286 | 2118.5075 | 2118.5075 | 19675 | 120455.4286 | 120455.4286 | 0 | 0 | 0 | 86057.3852 | 14723.0434 | 0 | 0 | 0 | 0 | 0
2022-05-19 09:00 | 0.781 | 0.76196 | 186065 | 140957.2621 | 2846 | 362579.5804 | 15 | 0 | 0 | 0 | 0 | 0 | 254 | 100780.4286 | 2118.5075 | 2118.5075 | 19675 | 120455.4286 | 120455.4286 | 0 | 0 | 0 | 100780.4286 | 0 | 0 | 0 | 0 | 0 | 0
2022-05-19 10:00 | 0.92965 | 0.80558 | 186065 | 167786.0674 | 2846 | 383336.2097 | 15 | 0 | 0 | 16148.9055 | 0 | 0 | 254 | 100780.4286 | 2118.5075 | 2118.5075 | 19675 | 120455.4286 | 120455.4286 | 0 | 0 | 0 | 100780.4286 | 0 | 0 | 0 | 0 | 0 | 0
2022-05-19 11:00 | 1.0184 | 0.87739 | 186065 | 183807.5478 | 2846 | 417507.0844 | 15 | 0 | 0 | 417507.0844 | 0 | 16148.9055 | 254 | 100780.4286 | 2118.5075 | 2118.5075 | 19675 | 120455.4286 | 120455.4286 | 0 | 0 | 0 | 100780.4286 | 0 | 0 | 0 | 0 | 0 | 0
2022-05-19 12:00 | 1.0216 | 0.7879 | 186065 | 184381.4839 | 2846 | 374923.1605 | 15 | 0 | 0 | 374923.1605 | 0 | 433655.9899 | 254 | 100780.4286 | 2118.5075 | 2118.5075 | 19675 | 120455.4286 | 120455.4286 | 0 | 0 | 0 | 100780.4286 | 0 | 0 | 0 | 0 | 0 | 0
2022-05-19 13:00 | 0.97335 | 0.73862 | 186065 | 175673.1767 | 2846 | 351473.2133 | 15 | 0 | 0 | 351473.2133 | 0 | 808579.1504 | 254 | 100780.4286 | 2118.5075 | 2118.5075 | 19675 | 120455.4286 | 120455.4286 | 0 | 0 | 0 | 100780.4286 | 0 | 0 | 0 | 0 | 0 | 0
2022-05-19 14:00 | 0.84008 | 0.56853 | 186065 | 151620.2006 | 2846 | 270535.6827 | 15 | 0 | 0 | 270535.6827 | 0 | 1160052.3637 | 254 | 100780.4286 | 2118.5075 | 2118.5075 | 19675 | 120455.4286 | 120455.4286 | 0 | 0 | 0 | 100780.4286 | 0 | 0 | 0 | 0 | 0 | 0
2022-05-19 15:00 | 0.61092 | 0.43822 | 186065 | 110260.7049 | 2846 | 208527.5129 | 15 | 10194.7237 | 1.0195 | 198332.7892 | 0 | 1430588.0465 | 254 | 100780.4286 | 2118.5075 | 2118.5075 | 19675 | 120455.4286 | 120455.4286 | 0 | 0 | 0 | 100780.4286 | 0 | 0 | 0 | 0 | 0 | 0
2022-05-19 16:00 | 0.43398 | 0.36296 | 186065 | 78326.034 | 2846 | 172714.9516 | 15 | 42129.3946 | 4.2129 | 130585.557 | 0 | 1628920.8356 | 254 | 100780.4286 | 2118.5075 | 2118.5075 | 19675 | 120455.4286 | 120455.4286 | 0 | 0 | 0 | 78326.034 | 22454.3946 | 0 | 0 | 0 | 0 | 0
2022-05-19 17:00 | 0.22265 | 0.20519 | 186065 | 40184.5511 | 2846 | 97639.9077 | 15 | 80270.8775 | 8.0271 | 17369.0302 | 0 | 1759506.3926 | 254 | 100780.4286 | 2118.5075 | 2118.5075 | 19675 | 120455.4286 | 120455.4286 | 0 | 0 | 0 | 20509.5511 | 80270.8775 | 0 | 0 | 0 | 0 | 0
2022-05-19 18:00 | 0.06643 | 0.03675 | 186065 | 11989.489 | 2846 | 17487.5316 | 15 | 108465.9396 | 10.8466 | 0 | 90978.408 | 1776875.4228 | 254 | 100780.4286 | 2118.5075 | 2118.5075 | 19675 | 120455.4286 | 120455.4286 | 0 | 0 | 0 | 0 | 100780.4286 | 0 | 0 | 0 | 0 | 0
2022-05-19 19:00 | 0 | 0 | 186065 | 0 | 2846 | 0 | 15 | 120455.4286 | 12.0455 | 0 | 120455.4286 | 1685897.0149 | 254 | 100780.4286 | 2118.5075 | 2118.5075 | 19675 | 120455.4286 | 120455.4286 | 0 | 0 | 0 | 0 | 100780.4286 | 0 | 0 | 0 | 0 | 0
2022-05-19 20:00 | 0 | 0 | 186065 | 0 | 2846 | 0 | 15 | 120455.4286 | 12.0455 | 0 | 120455.4286 | 1565441.5863 | 254 | 100780.4286 | 2118.5075 | 2118.5075 | 19675 | 120455.4286 | 120455.4286 | 0 | 0 | 0 | 0 | 100780.4286 | 0 | 0 | 0 | 0 | 0
2022-05-19 21:00 | 0 | 0 | 186065 | 0 | 2846 | 0 | 15 | 120455.4286 | 12.0455 | 0 | 120455.4286 | 1444986.1577 | 254 | 100780.4286 | 2118.5075 | 2118.5075 | 19675 | 120455.4286 | 120455.4286 | 0 | 0 | 0 | 0 | 100780.4286 | 0 | 0 | 0 | 0 | 0
2022-05-19 22:00 | 0 | 0 | 186065 | 0 | 2846 | 0 | 15 | 120455.4286 | 12.0455 | 0 | 120455.4286 | 1324530.7291 | 254 | 100780.4286 | 2118.5075 | 2118.5075 | 19675 | 120455.4286 | 120455.4286 | 0 | 0 | 0 | 0 | 100780.4286 | 0 | 0 | 0 | 0 | 0
2022-05-19 23:00 | 0 | 0 | 186065 | 0 | 2846 | 0 | 15 | 120455.4286 | 12.0455 | 0 | 120455.4286 | 1204075.3005 | 254 | 100780.4286 | 2118.5075 | 2118.5075 | 19675 | 120455.4286 | 120455.4286 | 0 | 0 | 0 | 0 | 100780.4286 | 0 | 0 | 0 | 0 | 0
2022-05-20 | 0 | 0 | 186065 | 0 | 2846 | 0 | 15 | 118726.2619 | 11.8726 | 0 | 118726.2619 | 1083619.8719 | 254 | 100780.4286 | 2118.5075 | 2118.5075 | 17945.8333 | 118726.2619 | 118726.2619 | 0 | 0 | 0 | 0 | 100780.4286 | 0 | 0 | 0 | 0 | 0
2022-05-20 01:00 | 0 | 0 | 186065 | 0 | 2846 | 0 | 15 | 118726.2619 | 11.8726 | 0 | 118726.2619 | 964893.6099 | 254 | 100780.4286 | 2118.5075 | 2118.5075 | 17945.8333 | 118726.2619 | 118726.2619 | 0 | 0 | 0 | 0 | 100780.4286 | 0 | 0 | 0 | 0 | 0
2022-05-20 02:00 | 0 | 0 | 186065 | 0 | 2846 | 0 | 15 | 118726.2619 | 11.8726 | 0 | 118726.2619 | 846167.348 | 254 | 100780.4286 | 2118.5075 | 2118.5075 | 17945.8333 | 118726.2619 | 118726.2619 | 0 | 0 | 0 | 0 | 100780.4286 | 0 | 0 | 0 | 0 | 0
2022-05-20 03:00 | 0 | 0 | 186065 | 0 | 2846 | 0 | 15 | 118726.2619 | 11.8726 | 0 | 118726.2619 | 727441.0861 | 254 | 100780.4286 | 2118.5075 | 2118.5075 | 17945.8333 | 118726.2619 | 118726.2619 | 0 | 0 | 0 | 0 | 100780.4286 | 0 | 0 | 0 | 0 | 0
2022-05-20 04:00 | 0 | 0 | 186065 | 0 | 2846 | 0 | 15 | 118726.2619 | 11.8726 | 0 | 118726.2619 | 608714.8241 | 254 | 100780.4286 | 2118.5075 | 2118.5075 | 17945.8333 | 118726.2619 | 118726.2619 | 0 | 0 | 0 | 0 | 100780.4286 | 0 | 0 | 0 | 0 | 0
2022-05-20 05:00 | 0.01048 | 0.00117 | 186065 | 1891.4624 | 2846 | 556.7459 | 15 | 116834.7996 | 11.6835 | 0 | 116278.0537 | 489988.5622 | 254 | 100780.4286 | 2118.5075 | 2118.5075 | 17945.8333 | 118726.2619 | 118726.2619 | 0 | 0 | 0 | 0 | 100780.4286 | 0 | 0 | 0 | 0 | 0
2022-05-20 06:00 | 0.12578 | 0.06494 | 186065 | 22701.158 | 2846 | 30901.7769 | 15 | 96025.1039 | 9.6025 | 0 | 65123.327 | 373710.5086 | 254 | 100780.4286 | 2118.5075 | 2118.5075 | 17945.8333 | 118726.2619 | 118726.2619 | 0 | 0 | 0 | 4755.3247 | 96025.1039 | 0 | 0 | 0 | 0 | 0
2022-05-20 07:00 | 0.30325 | 0.19922 | 186065 | 54731.4849 | 2846 | 94799.0761 | 15 | 63994.777 | 6.3995 | 30804.299 | 0 | 308587.1816 | 254 | 100780.4286 | 2118.5075 | 2118.5075 | 17945.8333 | 118726.2619 | 118726.2619 | 0 | 0 | 0 | 36785.6516 | 63994.777 | 0 | 0 | 0 | 0 | 0
2022-05-20 08:00 | 0.51258 | 0.33696 | 186065 | 92512.0018 | 2846 | 160342.8204 | 15 | 26214.2602 | 2.6214 | 134128.5602 | 0 | 339391.4806 | 254 | 100780.4286 | 2118.5075 | 2118.5075 | 17945.8333 | 118726.2619 | 118726.2619 | 0 | 0 | 0 | 92512.0018 | 8268.4268 | 0 | 0 | 0 | 0 | 0
2022-05-20 09:00 | 0.723 | 0.47092 | 186065 | 130489.2451 | 2846 | 224087.8471 | 15 | 0 | 0 | 224087.8471 | 0 | 473520.0408 | 254 | 100780.4286 | 2118.5075 | 2118.5075 | 17945.8333 | 118726.2619 | 118726.2619 | 0 | 0 | 0 | 100780.4286 | 0 | 0 | 0 | 0 | 0 | 0
2022-05-20 10:00 | 0.85008 | 0.54992 | 186065 | 153425.0311 | 2846 | 261680.0919 | 15 | 0 | 0 | 261680.0919 | 0 | 697607.8879 | 254 | 100780.4286 | 2118.5075 | 2118.5075 | 17945.8333 | 118726.2619 | 118726.2619 | 0 | 0 | 0 | 100780.4286 | 0 | 0 | 0 | 0 | 0 | 0
2022-05-20 11:00 | 0.91938 | 0.6353 | 186065 | 165932.5065 | 2846 | 302308.2674 | 15 | 0 | 0 | 302308.2674 | 0 | 959287.9798 | 254 | 100780.4286 | 2118.5075 | 2118.5075 | 17945.8333 | 118726.2619 | 118726.2619 | 0 | 0 | 0 | 100780.4286 | 0 | 0 | 0 | 0 | 0 | 0
2022-05-20 12:00 | 0.88538 | 0.47765 | 186065 | 159796.0828 | 2846 | 227290.3257 | 15 | 0 | 0 | 227290.3257 | 0 | 1261596.2472 | 254 | 100780.4286 | 2118.5075 | 2118.5075 | 17945.8333 | 118726.2619 | 118726.2619 | 0 | 0 | 0 | 100780.4286 | 0 | 0 | 0 | 0 | 0 | 0
2022-05-20 13:00 | 0.81617 | 0.40823 | 186065 | 147304.8509 | 2846 | 194256.7354 | 15 | 0 | 0 | 194256.7354 | 0 | 1488886.5729 | 254 | 100780.4286 | 2118.5075 | 2118.5075 | 17945.8333 | 118726.2619 | 118726.2619 | 0 | 0 | 0 | 100780.4286 | 0 | 0 | 0 | 0 | 0 | 0
2022-05-20 14:00 | 0.78535 | 0.33866 | 186065 | 141742.3633 | 2846 | 161151.7674 | 15 | 0 | 0 | 161151.7674 | 0 | 1683143.3082 | 254 | 100780.4286 | 2118.5075 | 2118.5075 | 17945.8333 | 118726.2619 | 118726.2619 | 0 | 0 | 0 | 100780.4286 | 0 | 0 | 0 | 0 | 0 | 0
2022-05-20 15:00 | 0.48375 | 0.24691 | 186065 | 87308.6754 | 2846 | 117492.4198 | 15 | 31417.5865 | 3.1418 | 86074.8333 | 0 | 1844295.0756 | 254 | 100780.4286 | 2118.5075 | 2118.5075 | 17945.8333 | 118726.2619 | 118726.2619 | 0 | 0 | 0 | 69362.8421 | 31417.5865 | 0 | 0 | 0 | 0 | 0
2022-05-20 16:00 | 0.328 | 0.16031 | 186065 | 59198.4404 | 2846 | 76283.7059 | 15 | 59527.8215 | 5.9528 | 16755.8843 | 0 | 1930369.9089 | 254 | 100780.4286 | 2118.5075 | 2118.5075 | 17945.8333 | 118726.2619 | 118726.2619 | 0 | 0 | 0 | 59198.4404 | 41581.9882 | 0 | 0 | 0 | 0 | 0
2022-05-20 17:00 | 0.16875 | 0.06615 | 186065 | 30456.5147 | 2846 | 31477.5569 | 15 | 88269.7472 | 8.827 | 0 | 56792.1904 | 1947125.7933 | 254 | 100780.4286 | 2118.5075 | 2118.5075 | 17945.8333 | 118726.2619 | 118726.2619 | 0 | 0 | 0 | 12510.6814 | 88269.7472 | 0 | 0 | 0 | 0 | 0
2022-05-20 18:00 | 0.05328 | 0.00722 | 186065 | 9616.1369 | 2846 | 3435.6457 | 15 | 109110.125 | 10.911 | 0 | 105674.4794 | 1890333.6029 | 254 | 100780.4286 | 2118.5075 | 2118.5075 | 17945.8333 | 118726.2619 | 118726.2619 | 0 | 0 | 0 | 0 | 100780.4286 | 0 | 0 | 0 | 0 | 0
2022-05-20 19:00 | 0 | 0 | 186065 | 0 | 2846 | 0 | 15 | 118726.2619 | 11.8726 | 0 | 118726.2619 | 1784659.1235 | 254 | 100780.4286 | 2118.5075 | 2118.5075 | 17945.8333 | 118726.2619 | 118726.2619 | 0 | 0 | 0 | 0 | 100780.4286 | 0 | 0 | 0 | 0 | 0
2022-05-20 20:00 | 0 | 0 | 186065 | 0 | 2846 | 0 | 15 | 118726.2619 | 11.8726 | 0 | 118726.2619 | 1665932.8616 | 254 | 100780.4286 | 2118.5075 | 2118.5075 | 17945.8333 | 118726.2619 | 118726.2619 | 0 | 0 | 0 | 0 | 100780.4286 | 0 | 0 | 0 | 0 | 0
2022-05-20 21:00 | 0 | 0 | 186065 | 0 | 2846 | 0 | 15 | 118726.2619 | 11.8726 | 0 | 118726.2619 | 1547206.5997 | 254 | 100780.4286 | 2118.5075 | 2118.5075 | 17945.8333 | 118726.2619 | 118726.2619 | 0 | 0 | 0 | 0 | 100780.4286 | 0 | 0 | 0 | 0 | 0
2022-05-20 22:00 | 0 | 0 | 186065 | 0 | 2846 | 0 | 15 | 118726.2619 | 11.8726 | 0 | 118726.2619 | 1428480.3377 | 254 | 100780.4286 | 2118.5075 | 2118.5075 | 17945.8333 | 118726.2619 | 118726.2619 | 0 | 0 | 0 | 0 | 100780.4286 | 0 | 0 | 0 | 0 | 0
2022-05-20 23:00 | 0 | 0 | 186065 | 0 | 2846 | 0 | 15 | 118726.2619 | 11.8726 | 0 | 118726.2619 | 1309754.0758 | 254 | 100780.4286 | 2118.5075 | 2118.5075 | 17945.8333 | 118726.2619 | 118726.2619 | 0 | 0 | 0 | 0 | 100780.4286 | 0 | 0 | 0 | 0 | 0
2022-05-21 | 0 | 0 | 186065 | 0 | 2846 | 0 | 15 | 121263.7619 | 12.1264 | 0 | 121263.7619 | 1191027.8139 | 254 | 100780.4286 | 2118.5075 | 2118.5075 | 20483.3333 | 121263.7619 | 121263.7619 | 0 | 0 | 0 | 0 | 100780.4286 | 0 | 0 | 0 | 0 | 0
2022-05-21 01:00 | 0 | 0 | 186065 | 0 | 2846 | 0 | 15 | 121263.7619 | 12.1264 | 0 | 121263.7619 | 1069764.052 | 254 | 100780.4286 | 2118.5075 | 2118.5075 | 20483.3333 | 121263.7619 | 121263.7619 | 0 | 0 | 0 | 0 | 100780.4286 | 0 | 0 | 0 | 0 | 0
2022-05-21 02:00 | 0 | 0 | 186065 | 0 | 2846 | 0 | 15 | 121263.7619 | 12.1264 | 0 | 121263.7619 | 948500.29 | 254 | 100780.4286 | 2118.5075 | 2118.5075 | 20483.3333 | 121263.7619 | 121263.7619 | 0 | 0 | 0 | 0 | 100780.4286 | 0 | 0 | 0 | 0 | 0
2022-05-21 03:00 | 0 | 0 | 186065 | 0 | 2846 | 0 | 15 | 121263.7619 | 12.1264 | 0 | 121263.7619 | 827236.5281 | 254 | 100780.4286 | 2118.5075 | 2118.5075 | 20483.3333 | 121263.7619 | 121263.7619 | 0 | 0 | 0 | 0 | 100780.4286 | 0 | 0 | 0 | 0 | 0
2022-05-21 04:00 | 0 | 0 | 186065 | 0 | 2846 | 0 | 15 | 121263.7619 | 12.1264 | 0 | 121263.7619 | 705972.7662 | 254 | 100780.4286 | 2118.5075 | 2118.5075 | 20483.3333 | 121263.7619 | 121263.7619 | 0 | 0 | 0 | 0 | 100780.4286 | 0 | 0 | 0 | 0 | 0
2022-05-21 05:00 | 0.01075 | 0 | 186065 | 1940.1928 | 2846 | 0 | 15 | 119323.5691 | 11.9324 | 0 | 119323.5691 | 584709.0042 | 254 | 100780.4286 | 2118.5075 | 2118.5075 | 20483.3333 | 121263.7619 | 121263.7619 | 0 | 0 | 0 | 0 | 100780.4286 | 0 | 0 | 0 | 0 | 0
2022-05-21 06:00 | 0.11595 | 0.0311 | 186065 | 20927.0096 | 2846 | 14798.9723 | 15 | 100336.7523 | 10.0337 | 0 | 85537.78 | 465385.4351 | 254 | 100780.4286 | 2118.5075 | 2118.5075 | 20483.3333 | 121263.7619 | 121263.7619 | 0 | 0 | 0 | 443.6763 | 100336.7523 | 0 | 0 | 0 | 0 | 0
2022-05-21 07:00 | 0.2749 | 0.06088 | 186065 | 49614.7904 | 2846 | 28969.8211 | 15 | 71648.9715 | 7.1649 | 0 | 42679.1504 | 379847.6551 | 254 | 100780.4286 | 2118.5075 | 2118.5075 | 20483.3333 | 121263.7619 | 121263.7619 | 0 | 0 | 0 | 49614.7904 | 51165.6382 | 0 | 0 | 0 | 0 | 0
2022-05-21 08:00 | 0.45925 | 0.16115 | 186065 | 82886.8407 | 2846 | 76683.4209 | 15 | 38376.9212 | 3.8377 | 38306.4997 | 0 | 337168.5047 | 254 | 100780.4286 | 2118.5075 | 2118.5075 | 20483.3333 | 121263.7619 | 121263.7619 | 0 | 0 | 0 | 62403.5074 | 38376.9212 | 0 | 0 | 0 | 0 | 0
2022-05-21 09:00 | 0.71017 | 0.50147 | 186065 | 128173.6476 | 2846 | 238625.1013 | 15 | 0 | 0 | 238625.1013 | 0 | 375475.0044 | 254 | 100780.4286 | 2118.5075 | 2118.5075 | 20483.3333 | 121263.7619 | 121263.7619 | 0 | 0 | 0 | 100780.4286 | 0 | 0 | 0 | 0 | 0 | 0
2022-05-21 10:00 | 0.8881 | 0.62274 | 186065 | 160286.9967 | 2846 | 296331.5763 | 15 | 0 | 0 | 296331.5763 | 0 | 614100.1056 | 254 | 100780.4286 | 2118.5075 | 2118.5075 | 20483.3333 | 121263.7619 | 121263.7619 | 0 | 0 | 0 | 100780.4286 | 0 | 0 | 0 | 0 | 0 | 0
2022-05-21 11:00 | 0.9643 | 0.63731 | 186065 | 174039.8051 | 2846 | 303264.7283 | 15 | 0 | 0 | 303264.7283 | 0 | 910431.6819 | 254 | 100780.4286 | 2118.5075 | 2118.5075 | 20483.3333 | 121263.7619 | 121263.7619 | 0 | 0 | 0 | 100780.4286 | 0 | 0 | 0 | 0 | 0 | 0
2022-05-21 12:00 | 0.95785 | 0.5259 | 186065 | 172875.6894 | 2846 | 250250.1461 | 15 | 0 | 0 | 250250.1461 | 0 | 1213696.4102 | 254 | 100780.4286 | 2118.5075 | 2118.5075 | 20483.3333 | 121263.7619 | 121263.7619 | 0 | 0 | 0 | 100780.4286 | 0 | 0 | 0 | 0 | 0 | 0
2022-05-21 13:00 | 0.83783 | 0.40025 | 186065 | 151214.1138 | 2846 | 190459.4428 | 15 | 0 | 0 | 190459.4428 | 0 | 1463946.5563 | 254 | 100780.4286 | 2118.5075 | 2118.5075 | 20483.3333 | 121263.7619 | 121263.7619 | 0 | 0 | 0 | 100780.4286 | 0 | 0 | 0 | 0 | 0 | 0
2022-05-21 14:00 | 0.7524 | 0.32688 | 186065 | 135795.4468 | 2846 | 155546.2403 | 15 | 0 | 0 | 155546.2403 | 0 | 1654405.9991 | 254 | 100780.4286 | 2118.5075 | 2118.5075 | 20483.3333 | 121263.7619 | 121263.7619 | 0 | 0 | 0 | 100780.4286 | 0 | 0 | 0 | 0 | 0 | 0
2022-05-21 15:00 | 0.55795 | 0.25013 | 186065 | 100700.5177 | 2846 | 119024.6607 | 15 | 20563.2442 | 2.0563 | 98461.4165 | 0 | 1809952.2393 | 254 | 100780.4286 | 2118.5075 | 2118.5075 | 20483.3333 | 121263.7619 | 121263.7619 | 0 | 0 | 0 | 80217.1844 | 20563.2442 | 0 | 0 | 0 | 0 | 0
2022-05-21 16:00 | 0.3637 | 0.16947 | 186065 | 65641.6853 | 2846 | 80642.5029 | 15 | 55622.0766 | 5.5622 | 25020.4262 | 0 | 1908413.6558 | 254 | 100780.4286 | 2118.5075 | 2118.5075 | 20483.3333 | 121263.7619 | 121263.7619 | 0 | 0 | 0 | 45158.352 | 55622.0766 | 0 | 0 | 0 | 0 | 0
2022-05-21 17:00 | 0.19193 | 0.08018 | 186065 | 34640.1118 | 2846 | 38153.7492 | 15 | 86623.6501 | 8.6624 | 0 | 48469.9009 | 1933434.082 | 254 | 100780.4286 | 2118.5075 | 2118.5075 | 20483.3333 | 121263.7619 | 121263.7619 | 0 | 0 | 0 | 14156.7785 | 86623.6501 | 0 | 0 | 0 | 0 | 0
2022-05-21 18:00 | 0.05972 | 0.00653 | 186065 | 10778.4477 | 2846 | 3107.3083 | 15 | 110485.3142 | 11.0485 | 0 | 107378.0058 | 1884964.1811 | 254 | 100780.4286 | 2118.5075 | 2118.5075 | 20483.3333 | 121263.7619 | 121263.7619 | 0 | 0 | 0 | 10778.4477 | 90001.9809 | 0 | 0 | 0 | 0 | 0
2022-05-21 19:00 | 0 | 0 | 186065 | 0 | 2846 | 0 | 15 | 121263.7619 | 12.1264 | 0 | 121263.7619 | 1777586.1752 | 254 | 100780.4286 | 2118.5075 | 2118.5075 | 20483.3333 | 121263.7619 | 121263.7619 | 0 | 0 | 0 | 0 | 100780.4286 | 0 | 0 | 0 | 0 | 0
2022-05-21 20:00 | 0 | 0 | 186065 | 0 | 2846 | 0 | 15 | 121263.7619 | 12.1264 | 0 | 121263.7619 | 1656322.4133 | 254 | 100780.4286 | 2118.5075 | 2118.5075 | 20483.3333 | 121263.7619 | 121263.7619 | 0 | 0 | 0 | 0 | 100780.4286 | 0 | 0 | 0 | 0 | 0
2022-05-21 21:00 | 0 | 0 | 186065 | 0 | 2846 | 0 | 15 | 121263.7619 | 12.1264 | 0 | 121263.7619 | 1535058.6514 | 254 | 100780.4286 | 2118.5075 | 2118.5075 | 20483.3333 | 121263.7619 | 121263.7619 | 0 | 0 | 0 | 0 | 100780.4286 | 0 | 0 | 0 | 0 | 0
2022-05-21 22:00 | 0 | 0 | 186065 | 0 | 2846 | 0 | 15 | 121263.7619 | 12.1264 | 0 | 121263.7619 | 1413794.8894 | 254 | 100780.4286 | 2118.5075 | 2118.5075 | 20483.3333 | 121263.7619 | 121263.7619 | 0 | 0 | 0 | 0 | 100780.4286 | 0 | 0 | 0 | 0 | 0
2022-05-21 23:00 | 0 | 0 | 186065 | 0 | 2846 | 0 | 15 | 121263.7619 | 12.1264 | 0 | 121263.7619 | 1292531.1275 | 254 | 100780.4286 | 2118.5075 | 2118.5075 | 20483.3333 | 121263.7619 | 121263.7619 | 0 | 0 | 0 | 0 | 100780.4286 | 0 | 0 | 0 | 0 | 0
2022-05-22 | 0 | 0 | 186065 | 0 | 2846 | 0 | 15 | 122197.0953 | 12.2197 | 0 | 122197.0953 | 1171267.3656 | 254 | 100780.4286 | 2118.5075 | 2118.5075 | 21416.6667 | 122197.0953 | 122197.0953 | 0 | 0 | 0 | 0 | 100780.4286 | 0 | 0 | 0 | 0 | 0
2022-05-22 01:00 | 0 | 0 | 186065 | 0 | 2846 | 0 | 15 | 122197.0953 | 12.2197 | 0 | 122197.0953 | 1049070.2703 | 254 | 100780.4286 | 2118.5075 | 2118.5075 | 21416.6667 | 122197.0953 | 122197.0953 | 0 | 0 | 0 | 0 | 100780.4286 | 0 | 0 | 0 | 0 | 0
2022-05-22 02:00 | 0 | 0 | 186065 | 0 | 2846 | 0 | 15 | 122197.0953 | 12.2197 | 0 | 122197.0953 | 926873.175 | 254 | 100780.4286 | 2118.5075 | 2118.5075 | 21416.6667 | 122197.0953 | 122197.0953 | 0 | 0 | 0 | 0 | 100780.4286 | 0 | 0 | 0 | 0 | 0
2022-05-22 03:00 | 0 | 0 | 186065 | 0 | 2846 | 0 | 15 | 122197.0953 | 12.2197 | 0 | 122197.0953 | 804676.0798 | 254 | 100780.4286 | 2118.5075 | 2118.5075 | 21416.6667 | 122197.0953 | 122197.0953 | 0 | 0 | 0 | 0 | 100780.4286 | 0 | 0 | 0 | 0 | 0
2022-05-22 04:00 | 0 | 0 | 186065 | 0 | 2846 | 0 | 15 | 122197.0953 | 12.2197 | 0 | 122197.0953 | 682478.9845 | 254 | 100780.4286 | 2118.5075 | 2118.5075 | 21416.6667 | 122197.0953 | 122197.0953 | 0 | 0 | 0 | 0 | 100780.4286 | 0 | 0 | 0 | 0 | 0
2022-05-22 05:00 | 0.00993 | 0 | 186065 | 1792.1967 | 2846 | 0 | 15 | 120404.8986 | 12.0405 | 0 | 120404.8986 | 560281.8892 | 254 | 100780.4286 | 2118.5075 | 2118.5075 | 21416.6667 | 122197.0953 | 122197.0953 | 0 | 0 | 0 | 1792.1967 | 98988.2319 | 0 | 0 | 0 | 0 | 0
2022-05-22 06:00 | 0.10072 | 0.01697 | 186065 | 18178.2528 | 2846 | 8075.1949 | 15 | 104018.8425 | 10.4019 | 0 | 95943.6476 | 439876.9907 | 254 | 100780.4286 | 2118.5075 | 2118.5075 | 21416.6667 | 122197.0953 | 122197.0953 | 0 | 0 | 0 | 18178.2528 | 82602.1758 | 0 | 0 | 0 | 0 | 0
2022-05-22 07:00 | 0.24945 | 0.08331 | 186065 | 45021.4968 | 2846 | 39643.1635 | 15 | 77175.5984 | 7.7176 | 0 | 37532.435 | 343933.3431 | 254 | 100780.4286 | 2118.5075 | 2118.5075 | 21416.6667 | 122197.0953 | 122197.0953 | 0 | 0 | 0 | 23604.8302 | 77175.5984 | 0 | 0 | 0 | 0 | 0
2022-05-22 08:00 | 0.45855 | 0.18118 | 186065 | 82760.5026 | 2846 | 86214.7204 | 15 | 39436.5927 | 3.9437 | 46778.1277 | 0 | 306400.9081 | 254 | 100780.4286 | 2118.5075 | 2118.5075 | 21416.6667 | 122197.0953 | 122197.0953 | 0 | 0 | 0 | 82760.5026 | 18019.926 | 0 | 0 | 0 | 0 | 0
2022-05-22 09:00 | 0.6625 | 0.2748 | 186065 | 119570.0206 | 2846 | 130763.9098 | 15 | 2627.0746 | 0.26271 | 128136.8351 | 0 | 353179.0358 | 254 | 100780.4286 | 2118.5075 | 2118.5075 | 21416.6667 | 122197.0953 | 122197.0953 | 0 | 0 | 0 | 100780.4286 | 0 | 0 | 0 | 0 | 0 | 0
2022-05-22 10:00 | 0.82172 | 0.36432 | 186065 | 148306.5318 | 2846 | 173362.1092 | 15 | 0 | 0 | 173362.1092 | 0 | 481315.8709 | 254 | 100780.4286 | 2118.5075 | 2118.5075 | 21416.6667 | 122197.0953 | 122197.0953 | 0 | 0 | 0 | 100780.4286 | 0 | 0 | 0 | 0 | 0 | 0
2022-05-22 11:00 | 0.9102 | 0.41664 | 186065 | 164275.6721 | 2846 | 198258.644 | 15 | 0 | 0 | 198258.644 | 0 | 654677.9801 | 254 | 100780.4286 | 2118.5075 | 2118.5075 | 21416.6667 | 122197.0953 | 122197.0953 | 0 | 0 | 0 | 100780.4286 | 0 | 0 | 0 | 0 | 0 | 0
2022-05-22 12:00 | 0.91353 | 0.36755 | 186065 | 164876.6807 | 2846 | 174899.1086 | 15 | 0 | 0 | 174899.1086 | 0 | 852936.6241 | 254 | 100780.4286 | 2118.5075 | 2118.5075 | 21416.6667 | 122197.0953 | 122197.0953 | 0 | 0 | 0 | 100780.4286 | 0 | 0 | 0 | 0 | 0 | 0
2022-05-22 13:00 | 0.86315 | 0.35536 | 186065 | 155783.9446 | 2846 | 169098.4824 | 15 | 0 | 0 | 169098.4824 | 0 | 1027835.7327 | 254 | 100780.4286 | 2118.5075 | 2118.5075 | 21416.6667 | 122197.0953 | 122197.0953 | 0 | 0 | 0 | 100780.4286 | 0 | 0 | 0 | 0 | 0 | 0
2022-05-22 14:00 | 0.75322 | 0.32333 | 186065 | 135943.4429 | 2846 | 153856.9685 | 15 | 0 | 0 | 153856.9685 | 0 | 1196934.2151 | 254 | 100780.4286 | 2118.5075 | 2118.5075 | 21416.6667 | 122197.0953 | 122197.0953 | 0 | 0 | 0 | 100780.4286 | 0 | 0 | 0 | 0 | 0 | 0
2022-05-22 15:00 | 0.59708 | 0.30404 | 186065 | 107762.8195 | 2846 | 144677.7988 | 15 | 14434.2758 | 1.4434 | 130243.5231 | 0 | 1350791.1836 | 254 | 100780.4286 | 2118.5075 | 2118.5075 | 21416.6667 | 122197.0953 | 122197.0953 | 0 | 0 | 0 | 86346.1528 | 14434.2758 | 0 | 0 | 0 | 0 | 0
2022-05-22 16:00 | 0.37048 | 0.15546 | 186065 | 66865.3604 | 2846 | 73975.8276 | 15 | 55331.7349 | 5.5332 | 18644.0927 | 0 | 1481034.7067 | 254 | 100780.4286 | 2118.5075 | 2118.5075 | 21416.6667 | 122197.0953 | 122197.0953 | 0 | 0 | 0 | 45448.6937 | 55331.7349 | 0 | 0 | 0 | 0 | 0
2022-05-22 17:00 | 0.18448 | 0.06836 | 186065 | 33295.5131 | 2846 | 32529.188 | 15 | 88901.5822 | 8.8902 | 0 | 56372.3942 | 1499678.7993 | 254 | 100780.4286 | 2118.5075 | 2118.5075 | 21416.6667 | 122197.0953 | 122197.0953 | 0 | 0 | 0 | 11878.8464 | 88901.5822 | 0 | 0 | 0 | 0 | 0
2022-05-22 18:00 | 0.06 | 0.00426 | 186065 | 10828.983 | 2846 | 2027.1261 | 15 | 111368.1123 | 11.1368 | 0 | 109340.9862 | 1443306.4051 | 254 | 100780.4286 | 2118.5075 | 2118.5075 | 21416.6667 | 122197.0953 | 122197.0953 | 0 | 0 | 0 | 10828.983 | 89951.4456 | 0 | 0 | 0 | 0 | 0
2022-05-22 19:00 | 0 | 0 | 186065 | 0 | 2846 | 0 | 15 | 122197.0953 | 12.2197 | 0 | 122197.0953 | 1333965.419 | 254 | 100780.4286 | 2118.5075 | 2118.5075 | 21416.6667 | 122197.0953 | 122197.0953 | 0 | 0 | 0 | 0 | 100780.4286 | 0 | 0 | 0 | 0 | 0
2022-05-22 20:00 | 0 | 0 | 186065 | 0 | 2846 | 0 | 15 | 122197.0953 | 12.2197 | 0 | 122197.0953 | 1211768.3237 | 254 | 100780.4286 | 2118.5075 | 2118.5075 | 21416.6667 | 122197.0953 | 122197.0953 | 0 | 0 | 0 | 0 | 100780.4286 | 0 | 0 | 0 | 0 | 0
2022-05-22 21:00 | 0 | 0 | 186065 | 0 | 2846 | 0 | 15 | 122197.0953 | 12.2197 | 0 | 122197.0953 | 1089571.2285 | 254 | 100780.4286 | 2118.5075 | 2118.5075 | 21416.6667 | 122197.0953 | 122197.0953 | 0 | 0 | 0 | 0 | 100780.4286 | 0 | 0 | 0 | 0 | 0
2022-05-22 22:00 | 0 | 0 | 186065 | 0 | 2846 | 0 | 15 | 122197.0953 | 12.2197 | 0 | 122197.0953 | 967374.1332 | 254 | 100780.4286 | 2118.5075 | 2118.5075 | 21416.6667 | 122197.0953 | 122197.0953 | 0 | 0 | 0 | 0 | 100780.4286 | 0 | 0 | 0 | 0 | 0
2022-05-22 23:00 | 0 | 0 | 186065 | 0 | 2846 | 0 | 15 | 122197.0953 | 12.2197 | 0 | 122197.0953 | 845177.0379 | 254 | 100780.4286 | 2118.5075 | 2118.5075 | 21416.6667 | 122197.0953 | 122197.0953 | 0 | 0 | 0 | 0 | 100780.4286 | 0 | 0 | 0 | 0 | 0
2022-05-23 | 0 | 0 | 186065 | 0 | 2846 | 0 | 15 | 122738.7619 | 12.2739 | 0 | 122738.7619 | 722979.9427 | 254 | 100780.4286 | 2118.5075 | 2118.5075 | 21958.3333 | 122738.7619 | 122738.7619 | 0 | 0 | 0 | 0 | 100780.4286 | 0 | 0 | 0 | 0 | 0
2022-05-23 01:00 | 0 | 0 | 186065 | 0 | 2846 | 0 | 15 | 122738.7619 | 12.2739 | 0 | 122738.7619 | 600241.1807 | 254 | 100780.4286 | 2118.5075 | 2118.5075 | 21958.3333 | 122738.7619 | 122738.7619 | 0 | 0 | 0 | 0 | 100780.4286 | 0 | 0 | 0 | 0 | 0
2022-05-23 02:00 | 0 | 0 | 186065 | 0 | 2846 | 0 | 15 | 122738.7619 | 12.2739 | 0 | 122738.7619 | 477502.4188 | 254 | 100780.4286 | 2118.5075 | 2118.5075 | 21958.3333 | 122738.7619 | 122738.7619 | 0 | 0 | 0 | 0 | 100780.4286 | 0 | 0 | 0 | 0 | 0
2022-05-23 03:00 | 0 | 0 | 186065 | 0 | 2846 | 0 | 15 | 122738.7619 | 12.2739 | 0 | 122738.7619 | 354763.6569 | 254 | 100780.4286 | 2118.5075 | 2118.5075 | 21958.3333 | 122738.7619 | 122738.7619 | 0 | 0 | 0 | 0 | 100780.4286 | 0 | 0 | 0 | 0 | 0
2022-05-23 04:00 | 0 | 0 | 186065 | 0 | 2846 | 0 | 15 | 122738.7619 | 12.2739 | 0 | 122738.7619 | 232024.8949 | 254 | 100780.4286 | 2118.5075 | 2118.5075 | 21958.3333 | 122738.7619 | 122738.7619 | 0 | 0 | 0 | 0 | 100780.4286 | 0 | 0 | 0 | 0 | 0
2022-05-23 05:00 | 0.01445 | 0.02279 | 186065 | 2607.9801 | 2846 | 10844.6488 | 15 | 120130.7819 | 12.0131 | 0 | 109286.133 | 109286.133 | 254 | 100780.4286 | 2118.5075 | 2118.5075 | 21958.3333 | 122738.7619 | 122738.7619 | 0 | 0 | 0 | 0 | 100780.4286 | 0 | 0 | 0 | 0 | 0
2022-05-23 06:00 | 0.17362 | 0.46216 | 186065 | 31335.4671 | 2846 | 219919.3906 | 15 | 91403.2948 | 9.1403 | 0 | 0 | 0 | 254 | 100780.4286 | 2118.5075 | 2118.5075 | 21958.3333 | 122738.7619 | 122738.7619 | 0 | 0 | 0 | 9377.1338 | 91403.2948 | 0 | 0 | 0 | 0 | 0
2022-05-23 07:00 | 0.39417 | 0.63945 | 186065 | 71141.0038 | 2846 | 304283.0498 | 15 | 51597.7581 | 5.1598 | 0 | 0 | 0 | 254 | 100780.4286 | 2118.5075 | 2118.5075 | 21958.3333 | 122738.7619 | 122738.7619 | 0 | 0 | 0 | 71141.0038 | 29639.4248 | 0 | 0 | 0 | 0 | 0
2022-05-23 08:00 | 0.61455 | 0.75073 | 186065 | 110915.8584 | 2846 | 357235.7714 | 15 | 11822.9036 | 1.1823 | 0 | 0 | 0 | 254 | 100780.4286 | 2118.5075 | 2118.5075 | 21958.3333 | 122738.7619 | 122738.7619 | 0 | 0 | 0 | 100780.4286 | 0 | 0 | 0 | 0 | 0 | 0
2022-05-23 09:00 | 0.80762 | 0.79474 | 186065 | 145761.7208 | 2846 | 378177.9827 | 15 | 0 | 0 | 0 | 0 | 0 | 254 | 100780.4286 | 2118.5075 | 2118.5075 | 21958.3333 | 122738.7619 | 122738.7619 | 0 | 0 | 0 | 100780.4286 | 0 | 0 | 0 | 0 | 0 | 0
2022-05-23 10:00 | 0.94788 | 0.79895 | 186065 | 171076.2734 | 2846 | 380181.3162 | 15 | 0 | 0 | 0 | 0 | 0 | 254 | 100780.4286 | 2118.5075 | 2118.5075 | 21958.3333 | 122738.7619 | 122738.7619 | 0 | 0 | 0 | 100780.4286 | 0 | 0 | 0 | 0 | 0 | 0
2022-05-23 11:00 | 1.034 | 0.82846 | 186065 | 186624.8882 | 2846 | 394223.6852 | 15 | 0 | 0 | 313672.5317 | 0 | 0 | 254 | 100780.4286 | 2118.5075 | 2118.5075 | 21958.3333 | 122738.7619 | 122738.7619 | 0 | 0 | 0 | 100780.4286 | 0 | 0 | 0 | 0 | 0 | 0
2022-05-23 12:00 | 1.0065 | 0.57553 | 186065 | 181661.6043 | 2846 | 273866.6411 | 15 | 0 | 0 | 273866.6411 | 0 | 313672.5317 | 254 | 100780.4286 | 2118.5075 | 2118.5075 | 21958.3333 | 122738.7619 | 122738.7619 | 0 | 0 | 0 | 100780.4286 | 0 | 0 | 0 | 0 | 0 | 0
2022-05-23 13:00 | 0.95238 | 0.54168 | 186065 | 171888.4472 | 2846 | 257759.078 | 15 | 0 | 0 | 257759.078 | 0 | 587539.1728 | 254 | 100780.4286 | 2118.5075 | 2118.5075 | 21958.3333 | 122738.7619 | 122738.7619 | 0 | 0 | 0 | 100780.4286 | 0 | 0 | 0 | 0 | 0 | 0
2022-05-23 14:00 | 0.83212 | 0.48166 | 186065 | 150183.5556 | 2846 | 229198.489 | 15 | 0 | 0 | 229198.489 | 0 | 845298.2508 | 254 | 100780.4286 | 2118.5075 | 2118.5075 | 21958.3333 | 122738.7619 | 122738.7619 | 0 | 0 | 0 | 100780.4286 | 0 | 0 | 0 | 0 | 0 | 0
2022-05-23 15:00 | 0.65988 | 0.41185 | 186065 | 119097.155 | 2846 | 195979.3167 | 15 | 3641.6069 | 0.36416 | 192337.7098 | 0 | 1074496.7398 | 254 | 100780.4286 | 2118.5075 | 2118.5075 | 21958.3333 | 122738.7619 | 122738.7619 | 0 | 0 | 0 | 100780.4286 | 0 | 0 | 0 | 0 | 0 | 0
2022-05-23 16:00 | 0.4565 | 0.3275 | 186065 | 82390.5123 | 2846 | 155841.268 | 15 | 40348.2496 | 4.0348 | 115493.0184 | 0 | 1266834.4496 | 254 | 100780.4286 | 2118.5075 | 2118.5075 | 21958.3333 | 122738.7619 | 122738.7619 | 0 | 0 | 0 | 82390.5123 | 18389.9163 | 0 | 0 | 0 | 0 | 0
2022-05-23 17:00 | 0.24812 | 0.21364 | 186065 | 44781.4544 | 2846 | 101660.8504 | 15 | 77957.3076 | 7.7957 | 23703.5428 | 0 | 1382327.468 | 254 | 100780.4286 | 2118.5075 | 2118.5075 | 21958.3333 | 122738.7619 | 122738.7619 | 0 | 0 | 0 | 22823.121 | 77957.3076 | 0 | 0 | 0 | 0 | 0
2022-05-23 18:00 | 0.0773 | 0.05547 | 186065 | 13951.3398 | 2846 | 26395.4661 | 15 | 108787.4222 | 10.8787 | 0 | 82391.9561 | 1406031.0108 | 254 | 100780.4286 | 2118.5075 | 2118.5075 | 21958.3333 | 122738.7619 | 122738.7619 | 0 | 0 | 0 | 13951.3398 | 86829.0888 | 0 | 0 | 0 | 0 | 0
2022-05-23 19:00 | 0 | 0 | 186065 | 0 | 2846 | 0 | 15 | 122738.7619 | 12.2739 | 0 | 122738.7619 | 1323639.0547 | 254 | 100780.4286 | 2118.5075 | 2118.5075 | 21958.3333 | 122738.7619 | 122738.7619 | 0 | 0 | 0 | 0 | 100780.4286 | 0 | 0 | 0 | 0 | 0
2022-05-23 20:00 | 0 | 0 | 186065 | 0 | 2846 | 0 | 15 | 122738.7619 | 12.2739 | 0 | 122738.7619 | 1200900.2928 | 254 | 100780.4286 | 2118.5075 | 2118.5075 | 21958.3333 | 122738.7619 | 122738.7619 | 0 | 0 | 0 | 0 | 100780.4286 | 0 | 0 | 0 | 0 | 0
2022-05-23 21:00 | 0 | 0 | 186065 | 0 | 2846 | 0 | 15 | 122738.7619 | 12.2739 | 0 | 122738.7619 | 1078161.5309 | 254 | 100780.4286 | 2118.5075 | 2118.5075 | 21958.3333 | 122738.7619 | 122738.7619 | 0 | 0 | 0 | 0 | 100780.4286 | 0 | 0 | 0 | 0 | 0
2022-05-23 22:00 | 0 | 0 | 186065 | 0 | 2846 | 0 | 15 | 122738.7619 | 12.2739 | 0 | 122738.7619 | 955422.7689 | 254 | 100780.4286 | 2118.5075 | 2118.5075 | 21958.3333 | 122738.7619 | 122738.7619 | 0 | 0 | 0 | 0 | 100780.4286 | 0 | 0 | 0 | 0 | 0
2022-05-23 23:00 | 0 | 0 | 186065 | 0 | 2846 | 0 | 15 | 122738.7619 | 12.2739 | 0 | 122738.7619 | 832684.007 | 254 | 100780.4286 | 2118.5075 | 2118.5075 | 21958.3333 | 122738.7619 | 122738.7619 | 0 | 0 | 0 | 0 | 100780.4286 | 0 | 0 | 0 | 0 | 0
2022-05-24 | 0 | 0 | 186065 | 0 | 2846 | 0 | 15 | 124238.7619 | 12.4239 | 0 | 124238.7619 | 709945.2451 | 254 | 100780.4286 | 2118.5075 | 2118.5075 | 23458.3333 | 124238.7619 | 124238.7619 | 0 | 0 | 0 | 0 | 100780.4286 | 0 | 0 | 0 | 0 | 0
2022-05-24 01:00 | 0 | 0 | 186065 | 0 | 2846 | 0 | 15 | 124238.7619 | 12.4239 | 0 | 124238.7619 | 585706.4831 | 254 | 100780.4286 | 2118.5075 | 2118.5075 | 23458.3333 | 124238.7619 | 124238.7619 | 0 | 0 | 0 | 0 | 100780.4286 | 0 | 0 | 0 | 0 | 0
2022-05-24 02:00 | 0 | 0 | 186065 | 0 | 2846 | 0 | 15 | 124238.7619 | 12.4239 | 0 | 124238.7619 | 461467.7212 | 254 | 100780.4286 | 2118.5075 | 2118.5075 | 23458.3333 | 124238.7619 | 124238.7619 | 0 | 0 | 0 | 0 | 100780.4286 | 0 | 0 | 0 | 0 | 0
2022-05-24 03:00 | 0 | 0 | 186065 | 0 | 2846 | 0 | 15 | 124238.7619 | 12.4239 | 0 | 124238.7619 | 337228.9593 | 254 | 100780.4286 | 2118.5075 | 2118.5075 | 23458.3333 | 124238.7619 | 124238.7619 | 0 | 0 | 0 | 0 | 100780.4286 | 0 | 0 | 0 | 0 | 0
2022-05-24 04:00 | 0 | 0 | 186065 | 0 | 2846 | 0 | 15 | 124238.7619 | 12.4239 | 0 | 124238.7619 | 212990.1974 | 254 | 100780.4286 | 2118.5075 | 2118.5075 | 23458.3333 | 124238.7619 | 124238.7619 | 0 | 0 | 0 | 0 | 100780.4286 | 0 | 0 | 0 | 0 | 0
2022-05-24 05:00 | 0.01465 | 0.06902 | 186065 | 2644.0767 | 2846 | 32843.2498 | 15 | 121594.6852 | 12.1595 | 0 | 88751.4354 | 88751.4354 | 254 | 100780.4286 | 2118.5075 | 2118.5075 | 23458.3333 | 124238.7619 | 124238.7619 | 0 | 0 | 0 | 0 | 100780.4286 | 0 | 0 | 0 | 0 | 0
2022-05-24 06:00 | 0.16823 | 0.54915 | 186065 | 30362.6635 | 2846 | 261313.6865 | 15 | 93876.0984 | 9.3876 | 0 | 0 | 0 | 254 | 100780.4286 | 2118.5075 | 2118.5075 | 23458.3333 | 124238.7619 | 124238.7619 | 0 | 0 | 0 | 30362.6635 | 70417.7651 | 0 | 0 | 0 | 0 | 0
2022-05-24 07:00 | 0.38467 | 0.73782 | 186065 | 69426.4148 | 2846 | 351092.5324 | 15 | 54812.3471 | 5.4812 | 0 | 0 | 0 | 254 | 100780.4286 | 2118.5075 | 2118.5075 | 23458.3333 | 124238.7619 | 124238.7619 | 0 | 0 | 0 | 69426.4148 | 31354.0138 | 0 | 0 | 0 | 0 | 0
2022-05-24 08:00 | 0.60383 | 0.81381 | 186065 | 108981.0801 | 2846 | 387252.4651 | 15 | 15257.6818 | 1.5258 | 0 | 0 | 0 | 254 | 100780.4286 | 2118.5075 | 2118.5075 | 23458.3333 | 124238.7619 | 124238.7619 | 0 | 0 | 0 | 100780.4286 | 0 | 0 | 0 | 0 | 0 | 0
2022-05-24 09:00 | 0.7975 | 0.87173 | 186065 | 143935.2324 | 2846 | 414813.7666 | 15 | 0 | 0 | 0 | 0 | 0 | 254 | 100780.4286 | 2118.5075 | 2118.5075 | 23458.3333 | 124238.7619 | 124238.7619 | 0 | 0 | 0 | 100780.4286 | 0 | 0 | 0 | 0 | 0 | 0
2022-05-24 10:00 | 0.94665 | 0.93388 | 186065 | 170854.2793 | 2846 | 444387.9187 | 15 | 0 | 0 | 0 | 0 | 0 | 254 | 100780.4286 | 2118.5075 | 2118.5075 | 23458.3333 | 124238.7619 | 124238.7619 | 0 | 0 | 0 | 100780.4286 | 0 | 0 | 0 | 0 | 0 | 0
2022-05-24 11:00 | 1.0382 | 1.0159 | 186065 | 187373.8928 | 2846 | 483421.9926 | 15 | 0 | 0 | 0 | 0 | 0 | 254 | 100780.4286 | 2118.5075 | 2118.5075 | 23458.3333 | 124238.7619 | 124238.7619 | 0 | 0 | 0 | 100780.4286 | 0 | 0 | 0 | 0 | 0 | 0
2022-05-24 12:00 | 1.0528 | 0.97285 | 186065 | 190021.5792 | 2846 | 462931.8399 | 15 | 0 | 0 | 0 | 0 | 0 | 254 | 100780.4286 | 2118.5075 | 2118.5075 | 23458.3333 | 124238.7619 | 124238.7619 | 0 | 0 | 0 | 100780.4286 | 0 | 0 | 0 | 0 | 0 | 0
2022-05-24 13:00 | 1.0072 | 0.92953 | 186065 | 181791.5521 | 2846 | 442317.9659 | 15 | 0 | 0 | 0 | 0 | 0 | 254 | 100780.4286 | 2118.5075 | 2118.5075 | 23458.3333 | 124238.7619 | 124238.7619 | 0 | 0 | 0 | 100780.4286 | 0 | 0 | 0 | 0 | 0 | 0
2022-05-24 14:00 | 0.899 | 0.89638 | 186065 | 162254.2619 | 2846 | 426543.4987 | 15 | 0 | 0 | 375966.6865 | 0 | 0 | 254 | 100780.4286 | 2118.5075 | 2118.5075 | 23458.3333 | 124238.7619 | 124238.7619 | 0 | 0 | 0 | 100780.4286 | 0 | 0 | 0 | 0 | 0 | 0
2022-05-24 15:00 | 0.7358 | 0.84023 | 186065 | 132799.4282 | 2846 | 399824.4538 | 15 | 0 | 0 | 399824.4538 | 0 | 375966.6865 | 254 | 100780.4286 | 2118.5075 | 2118.5075 | 23458.3333 | 124238.7619 | 124238.7619 | 0 | 0 | 0 | 100780.4286 | 0 | 0 | 0 | 0 | 0 | 0
2022-05-24 16:00 | 0.5306 | 0.74844 | 186065 | 95764.3063 | 2846 | 356146.0721 | 15 | 28474.4556 | 2.8474 | 327671.6165 | 0 | 775791.1403 | 254 | 100780.4286 | 2118.5075 | 2118.5075 | 23458.3333 | 124238.7619 | 124238.7619 | 0 | 0 | 0 | 72305.973 | 28474.4556 | 0 | 0 | 0 | 0 | 0
2022-05-24 17:00 | 0.30445 | 0.59647 | 186065 | 54948.0646 | 2846 | 283830.9653 | 15 | 69290.6974 | 6.9291 | 214540.2679 | 0 | 1103462.7568 | 254 | 100780.4286 | 2118.5075 | 2118.5075 | 23458.3333 | 124238.7619 | 124238.7619 | 0 | 0 | 0 | 54948.0646 | 45832.364 | 0 | 0 | 0 | 0 | 0
2022-05-24 18:00 | 0.09775 | 0.28377 | 186065 | 17642.2181 | 2846 | 135032.295 | 15 | 106596.5438 | 10.6597 | 28435.7512 | 0 | 1318003.0247 | 254 | 100780.4286 | 2118.5075 | 2118.5075 | 23458.3333 | 124238.7619 | 124238.7619 | 0 | 0 | 0 | 17642.2181 | 83138.2105 | 0 | 0 | 0 | 0 | 0
2022-05-24 19:00 | 0 | 0 | 186065 | 0 | 2846 | 0 | 15 | 124238.7619 | 12.4239 | 0 | 124238.7619 | 1346438.7759 | 254 | 100780.4286 | 2118.5075 | 2118.5075 | 23458.3333 | 124238.7619 | 124238.7619 | 0 | 0 | 0 | 0 | 100780.4286 | 0 | 0 | 0 | 0 | 0
2022-05-24 20:00 | 0 | 0 | 186065 | 0 | 2846 | 0 | 15 | 124238.7619 | 12.4239 | 0 | 124238.7619 | 1222200.014 | 254 | 100780.4286 | 2118.5075 | 2118.5075 | 23458.3333 | 124238.7619 | 124238.7619 | 0 | 0 | 0 | 0 | 100780.4286 | 0 | 0 | 0 | 0 | 0
2022-05-24 21:00 | 0 | 0 | 186065 | 0 | 2846 | 0 | 15 | 124238.7619 | 12.4239 | 0 | 124238.7619 | 1097961.2521 | 254 | 100780.4286 | 2118.5075 | 2118.5075 | 23458.3333 | 124238.7619 | 124238.7619 | 0 | 0 | 0 | 0 | 100780.4286 | 0 | 0 | 0 | 0 | 0
2022-05-24 22:00 | 0 | 0 | 186065 | 0 | 2846 | 0 | 15 | 124238.7619 | 12.4239 | 0 | 124238.7619 | 973722.4901 | 254 | 100780.4286 | 2118.5075 | 2118.5075 | 23458.3333 | 124238.7619 | 124238.7619 | 0 | 0 | 0 | 0 | 100780.4286 | 0 | 0 | 0 | 0 | 0
2022-05-24 23:00 | 0 | 0 | 186065 | 0 | 2846 | 0 | 15 | 124238.7619 | 12.4239 | 0 | 124238.7619 | 849483.7282 | 254 | 100780.4286 | 2118.5075 | 2118.5075 | 23458.3333 | 124238.7619 | 124238.7619 | 0 | 0 | 0 | 0 | 100780.4286 | 0 | 0 | 0 | 0 | 0
2022-05-25 | 0 | 0 | 186065 | 0 | 2846 | 0 | 15 | 123376.2619 | 12.3376 | 0 | 123376.2619 | 725244.9663 | 254 | 100780.4286 | 2118.5075 | 2118.5075 | 22595.8333 | 123376.2619 | 123376.2619 | 0 | 0 | 0 | 0 | 100780.4286 | 0 | 0 | 0 | 0 | 0
2022-05-25 01:00 | 0 | 0 | 186065 | 0 | 2846 | 0 | 15 | 123376.2619 | 12.3376 | 0 | 123376.2619 | 601868.7043 | 254 | 100780.4286 | 2118.5075 | 2118.5075 | 22595.8333 | 123376.2619 | 123376.2619 | 0 | 0 | 0 | 0 | 100780.4286 | 0 | 0 | 0 | 0 | 0
2022-05-25 02:00 | 0 | 0 | 186065 | 0 | 2846 | 0 | 15 | 123376.2619 | 12.3376 | 0 | 123376.2619 | 478492.4424 | 254 | 100780.4286 | 2118.5075 | 2118.5075 | 22595.8333 | 123376.2619 | 123376.2619 | 0 | 0 | 0 | 0 | 100780.4286 | 0 | 0 | 0 | 0 | 0
2022-05-25 03:00 | 0 | 0 | 186065 | 0 | 2846 | 0 | 15 | 123376.2619 | 12.3376 | 0 | 123376.2619 | 355116.1805 | 254 | 100780.4286 | 2118.5075 | 2118.5075 | 22595.8333 | 123376.2619 | 123376.2619 | 0 | 0 | 0 | 0 | 100780.4286 | 0 | 0 | 0 | 0 | 0
2022-05-25 04:00 | 0 | 0 | 186065 | 0 | 2846 | 0 | 15 | 123376.2619 | 12.3376 | 0 | 123376.2619 | 231739.9185 | 254 | 100780.4286 | 2118.5075 | 2118.5075 | 22595.8333 | 123376.2619 | 123376.2619 | 0 | 0 | 0 | 0 | 100780.4286 | 0 | 0 | 0 | 0 | 0
2022-05-25 05:00 | 0.01405 | 0.02622 | 186065 | 2535.7869 | 2846 | 12476.8185 | 15 | 120840.4751 | 12.084 | 0 | 108363.6566 | 108363.6566 | 254 | 100780.4286 | 2118.5075 | 2118.5075 | 22595.8333 | 123376.2619 | 123376.2619 | 0 | 0 | 0 | 0 | 100780.4286 | 0 | 0 | 0 | 0 | 0
2022-05-25 06:00 | 0.16443 | 0.40365 | 186065 | 29676.8279 | 2846 | 192077.3369 | 15 | 93699.434 | 9.3699 | 0 | 0 | 0 | 254 | 100780.4286 | 2118.5075 | 2118.5075 | 22595.8333 | 123376.2619 | 123376.2619 | 0 | 0 | 0 | 7080.9946 | 93699.434 | 0 | 0 | 0 | 0 | 0
2022-05-25 07:00 | 0.3843 | 0.64141 | 186065 | 69359.6361 | 2846 | 305215.7182 | 15 | 54016.6258 | 5.4017 | 0 | 0 | 0 | 254 | 100780.4286 | 2118.5075 | 2118.5075 | 22595.8333 | 123376.2619 | 123376.2619 | 0 | 0 | 0 | 69359.6361 | 31420.7925 | 0 | 0 | 0 | 0 | 0
2022-05-25 08:00 | 0.60467 | 0.77083 | 186065 | 109132.6858 | 2846 | 366800.3805 | 15 | 14243.5761 | 1.4244 | 0 | 0 | 0 | 254 | 100780.4286 | 2118.5075 | 2118.5075 | 22595.8333 | 123376.2619 | 123376.2619 | 0 | 0 | 0 | 100780.4286 | 0 | 0 | 0 | 0 | 0 | 0
2022-05-25 09:00 | 0.79612 | 0.84081 | 186065 | 143686.1658 | 2846 | 400100.4475 | 15 | 0 | 0 | 0 | 0 | 0 | 254 | 100780.4286 | 2118.5075 | 2118.5075 | 22595.8333 | 123376.2619 | 123376.2619 | 0 | 0 | 0 | 100780.4286 | 0 | 0 | 0 | 0 | 0 | 0
2022-05-25 10:00 | 0.94188 | 0.89 | 186065 | 169993.3751 | 2846 | 423507.568 | 15 | 0 | 0 | 0 | 0 | 0 | 254 | 100780.4286 | 2118.5075 | 2118.5075 | 22595.8333 | 123376.2619 | 123376.2619 | 0 | 0 | 0 | 100780.4286 | 0 | 0 | 0 | 0 | 0 | 0
2022-05-25 11:00 | 1.0291 | 0.95089 | 186065 | 185729.6923 | 2846 | 452482.1476 | 15 | 0 | 0 | 0 | 0 | 0 | 254 | 100780.4286 | 2118.5075 | 2118.5075 | 22595.8333 | 123376.2619 | 123376.2619 | 0 | 0 | 0 | 100780.4286 | 0 | 0 | 0 | 0 | 0 | 0
2022-05-25 12:00 | 1.0275 | 0.84876 | 186065 | 185446.3339 | 2846 | 403883.4645 | 15 | 0 | 0 | 0 | 0 | 0 | 254 | 100780.4286 | 2118.5075 | 2118.5075 | 22595.8333 | 123376.2619 | 123376.2619 | 0 | 0 | 0 | 100780.4286 | 0 | 0 | 0 | 0 | 0 | 0
2022-05-25 13:00 | 0.98335 | 0.81143 | 186065 | 177478.0072 | 2846 | 386119.9392 | 15 | 0 | 0 | 269969.5859 | 0 | 0 | 254 | 100780.4286 | 2118.5075 | 2118.5075 | 22595.8333 | 123376.2619 | 123376.2619 | 0 | 0 | 0 | 100780.4286 | 0 | 0 | 0 | 0 | 0 | 0
2022-05-25 14:00 | 0.87395 | 0.77614 | 186065 | 157733.1615 | 2846 | 369327.1504 | 15 | 0 | 0 | 369327.1504 | 0 | 269969.5859 | 254 | 100780.4286 | 2118.5075 | 2118.5075 | 22595.8333 | 123376.2619 | 123376.2619 | 0 | 0 | 0 | 100780.4286 | 0 | 0 | 0 | 0 | 0 | 0
2022-05-25 15:00 | 0.70917 | 0.71387 | 186065 | 127993.1646 | 2846 | 339695.8961 | 15 | 0 | 0 | 339695.8961 | 0 | 639296.7362 | 254 | 100780.4286 | 2118.5075 | 2118.5075 | 22595.8333 | 123376.2619 | 123376.2619 | 0 | 0 | 0 | 100780.4286 | 0 | 0 | 0 | 0 | 0 | 0
2022-05-25 16:00 | 0.50342 | 0.60517 | 186065 | 90858.777 | 2846 | 287970.8707 | 15 | 32517.4849 | 3.2517 | 255453.3858 | 0 | 978992.6324 | 254 | 100780.4286 | 2118.5075 | 2118.5075 | 22595.8333 | 123376.2619 | 123376.2619 | 0 | 0 | 0 | 90858.777 | 9921.6516 | 0 | 0 | 0 | 0 | 0
2022-05-25 17:00 | 0.28025 | 0.44623 | 186065 | 50580.3748 | 2846 | 212339.081 | 15 | 72795.8872 | 7.2796 | 139543.1938 | 0 | 1234446.0182 | 254 | 100780.4286 | 2118.5075 | 2118.5075 | 22595.8333 | 123376.2619 | 123376.2619 | 0 | 0 | 0 | 50580.3748 | 50200.0538 | 0 | 0 | 0 | 0 | 0
2022-05-25 18:00 | 0.0881 | 0.17487 | 186065 | 15900.5567 | 2846 | 83212.0993 | 15 | 107475.7052 | 10.7476 | 0 | 24263.6059 | 1373989.212 | 254 | 100780.4286 | 2118.5075 | 2118.5075 | 22595.8333 | 123376.2619 | 123376.2619 | 0 | 0 | 0 | 0 | 100780.4286 | 0 | 0 | 0 | 0 | 0
2022-05-25 19:00 | 0 | 0 | 186065 | 0 | 2846 | 0 | 15 | 123376.2619 | 12.3376 | 0 | 123376.2619 | 1349725.6061 | 254 | 100780.4286 | 2118.5075 | 2118.5075 | 22595.8333 | 123376.2619 | 123376.2619 | 0 | 0 | 0 | 0 | 100780.4286 | 0 | 0 | 0 | 0 | 0
2022-05-25 20:00 | 0 | 0 | 186065 | 0 | 2846 | 0 | 15 | 123376.2619 | 12.3376 | 0 | 123376.2619 | 1226349.3442 | 254 | 100780.4286 | 2118.5075 | 2118.5075 | 22595.8333 | 123376.2619 | 123376.2619 | 0 | 0 | 0 | 0 | 100780.4286 | 0 | 0 | 0 | 0 | 0
2022-05-25 21:00 | 0 | 0 | 186065 | 0 | 2846 | 0 | 15 | 123376.2619 | 12.3376 | 0 | 123376.2619 | 1102973.0822 | 254 | 100780.4286 | 2118.5075 | 2118.5075 | 22595.8333 | 123376.2619 | 123376.2619 | 0 | 0 | 0 | 0 | 100780.4286 | 0 | 0 | 0 | 0 | 0
2022-05-25 22:00 | 0 | 0 | 186065 | 0 | 2846 | 0 | 15 | 123376.2619 | 12.3376 | 0 | 123376.2619 | 979596.8203 | 254 | 100780.4286 | 2118.5075 | 2118.5075 | 22595.8333 | 123376.2619 | 123376.2619 | 0 | 0 | 0 | 0 | 100780.4286 | 0 | 0 | 0 | 0 | 0
2022-05-25 23:00 | 0 | 0 | 186065 | 0 | 2846 | 0 | 15 | 123376.2619 | 12.3376 | 0 | 123376.2619 | 856220.5584 | 254 | 100780.4286 | 2118.5075 | 2118.5075 | 22595.8333 | 123376.2619 | 123376.2619 | 0 | 0 | 0 | 0 | 100780.4286 | 0 | 0 | 0 | 0 | 0
2022-05-26 | 0 | 0 | 186065 | 0 | 2846 | 0 | 15 | 122876.2619 | 12.2876 | 0 | 122876.2619 | 732844.2964 | 254 | 100780.4286 | 2118.5075 | 2118.5075 | 22095.8333 | 122876.2619 | 122876.2619 | 0 | 0 | 0 | 0 | 100780.4286 | 0 | 0 | 0 | 0 | 0
2022-05-26 01:00 | 0 | 0 | 186065 | 0 | 2846 | 0 | 15 | 122876.2619 | 12.2876 | 0 | 122876.2619 | 609968.0345 | 254 | 100780.4286 | 2118.5075 | 2118.5075 | 22095.8333 | 122876.2619 | 122876.2619 | 0 | 0 | 0 | 0 | 100780.4286 | 0 | 0 | 0 | 0 | 0
2022-05-26 02:00 | 0 | 0 | 186065 | 0 | 2846 | 0 | 15 | 122876.2619 | 12.2876 | 0 | 122876.2619 | 487091.7726 | 254 | 100780.4286 | 2118.5075 | 2118.5075 | 22095.8333 | 122876.2619 | 122876.2619 | 0 | 0 | 0 | 0 | 100780.4286 | 0 | 0 | 0 | 0 | 0
2022-05-26 03:00 | 0 | 0 | 186065 | 0 | 2846 | 0 | 15 | 122876.2619 | 12.2876 | 0 | 122876.2619 | 364215.5107 | 254 | 100780.4286 | 2118.5075 | 2118.5075 | 22095.8333 | 122876.2619 | 122876.2619 | 0 | 0 | 0 | 0 | 100780.4286 | 0 | 0 | 0 | 0 | 0
2022-05-26 04:00 | 0 | 0 | 186065 | 0 | 2846 | 0 | 15 | 122876.2619 | 12.2876 | 0 | 122876.2619 | 241339.2487 | 254 | 100780.4286 | 2118.5075 | 2118.5075 | 22095.8333 | 122876.2619 | 122876.2619 | 0 | 0 | 0 | 0 | 100780.4286 | 0 | 0 | 0 | 0 | 0
2022-05-26 05:00 | 0.0133 | 0.00423 | 186065 | 2400.4246 | 2846 | 2012.8506 | 15 | 120475.8374 | 12.0476 | 0 | 118462.9868 | 118462.9868 | 254 | 100780.4286 | 2118.5075 | 2118.5075 | 22095.8333 | 122876.2619 | 122876.2619 | 0 | 0 | 0 | 2400.4246 | 98380.004 | 0 | 0 | 0 | 0 | 0
2022-05-26 06:00 | 0.14543 | 0.22459 | 186065 | 26247.65 | 2846 | 106871.421 | 15 | 96628.612 | 9.6629 | 0 | 0 | 0 | 254 | 100780.4286 | 2118.5075 | 2118.5075 | 22095.8333 | 122876.2619 | 122876.2619 | 0 | 0 | 0 | 26247.65 | 74532.7786 | 0 | 0 | 0 | 0 | 0
2022-05-26 07:00 | 0.34783 | 0.42241 | 186065 | 62777.4193 | 2846 | 201004.3054 | 15 | 60098.8426 | 6.0099 | 0 | 0 | 0 | 254 | 100780.4286 | 2118.5075 | 2118.5075 | 22095.8333 | 122876.2619 | 122876.2619 | 0 | 0 | 0 | 62777.4193 | 38003.0093 | 0 | 0 | 0 | 0 | 0
2022-05-26 08:00 | 0.56488 | 0.56208 | 186065 | 101951.2653 | 2846 | 267466.4425 | 15 | 20924.9966 | 2.0925 | 0 | 0 | 0 | 254 | 100780.4286 | 2118.5075 | 2118.5075 | 22095.8333 | 122876.2619 | 122876.2619 | 0 | 0 | 0 | 100780.4286 | 0 | 0 | 0 | 0 | 0 | 0
2022-05-26 09:00 | 0.75733 | 0.64111 | 186065 | 136685.2283 | 2846 | 305072.9628 | 15 | 0 | 0 | 0 | 0 | 0 | 254 | 100780.4286 | 2118.5075 | 2118.5075 | 22095.8333 | 122876.2619 | 122876.2619 | 0 | 0 | 0 | 100780.4286 | 0 | 0 | 0 | 0 | 0 | 0
2022-05-26 10:00 | 0.9041 | 0.69389 | 186065 | 163174.7255 | 2846 | 330188.3892 | 15 | 0 | 0 | 141013.6565 | 0 | 0 | 254 | 100780.4286 | 2118.5075 | 2118.5075 | 22095.8333 | 122876.2619 | 122876.2619 | 0 | 0 | 0 | 100780.4286 | 0 | 0 | 0 | 0 | 0 | 0
2022-05-26 11:00 | 0.99158 | 0.74761 | 186065 | 178963.3827 | 2846 | 355751.1156 | 15 | 0 | 0 | 355751.1156 | 0 | 141013.6565 | 254 | 100780.4286 | 2118.5075 | 2118.5075 | 22095.8333 | 122876.2619 | 122876.2619 | 0 | 0 | 0 | 100780.4286 | 0 | 0 | 0 | 0 | 0 | 0
2022-05-26 12:00 | 1.0032 | 0.74184 | 186065 | 181069.6199 | 2846 | 353005.4542 | 15 | 0 | 0 | 353005.4542 | 0 | 496764.7721 | 254 | 100780.4286 | 2118.5075 | 2118.5075 | 22095.8333 | 122876.2619 | 122876.2619 | 0 | 0 | 0 | 100780.4286 | 0 | 0 | 0 | 0 | 0 | 0
2022-05-26 13:00 | 0.95672 | 0.68486 | 186065 | 172671.7436 | 2846 | 325891.4528 | 15 | 0 | 0 | 325891.4528 | 0 | 849770.2263 | 254 | 100780.4286 | 2118.5075 | 2118.5075 | 22095.8333 | 122876.2619 | 122876.2619 | 0 | 0 | 0 | 100780.4286 | 0 | 0 | 0 | 0 | 0 | 0
2022-05-26 14:00 | 0.84442 | 0.64343 | 186065 | 152403.4971 | 2846 | 306176.9376 | 15 | 0 | 0 | 306176.9376 | 0 | 1175661.6791 | 254 | 100780.4286 | 2118.5075 | 2118.5075 | 22095.8333 | 122876.2619 | 122876.2619 | 0 | 0 | 0 | 100780.4286 | 0 | 0 | 0 | 0 | 0 | 0
2022-05-26 15:00 | 0.6749 | 0.56774 | 186065 | 121808.0104 | 2846 | 270159.7603 | 15 | 1068.2515 | 0.10683 | 269091.5088 | 0 | 1481838.6167 | 254 | 100780.4286 | 2118.5075 | 2118.5075 | 22095.8333 | 122876.2619 | 122876.2619 | 0 | 0 | 0 | 100780.4286 | 0 | 0 | 0 | 0 | 0 | 0
2022-05-26 16:00 | 0.46802 | 0.45064 | 186065 | 84469.6771 | 2846 | 214437.5848 | 15 | 38406.5849 | 3.8407 | 176030.9999 | 0 | 1750930.1255 | 254 | 100780.4286 | 2118.5075 | 2118.5075 | 22095.8333 | 122876.2619 | 122876.2619 | 0 | 0 | 0 | 84469.6771 | 16310.7515 | 0 | 0 | 0 | 0 | 0
2022-05-26 17:00 | 0.2507 | 0.28851 | 186065 | 45247.1006 | 2846 | 137287.8297 | 15 | 77629.1613 | 7.7629 | 59658.6684 | 0 | 1926961.1254 | 254 | 100780.4286 | 2118.5075 | 2118.5075 | 22095.8333 | 122876.2619 | 122876.2619 | 0 | 0 | 0 | 45247.1006 | 55533.328 | 0 | 0 | 0 | 0 | 0
2022-05-26 18:00 | 0.07903 | 0.08444 | 186065 | 14263.5754 | 2846 | 40180.8753 | 15 | 108612.6865 | 10.8613 | 0 | 68431.8112 | 1986619.7939 | 254 | 100780.4286 | 2118.5075 | 2118.5075 | 22095.8333 | 122876.2619 | 122876.2619 | 0 | 0 | 0 | 0 | 100780.4286 | 0 | 0 | 0 | 0 | 0
2022-05-26 19:00 | 0 | 0 | 186065 | 0 | 2846 | 0 | 15 | 122876.2619 | 12.2876 | 0 | 122876.2619 | 1918187.9827 | 254 | 100780.4286 | 2118.5075 | 2118.5075 | 22095.8333 | 122876.2619 | 122876.2619 | 0 | 0 | 0 | 0 | 100780.4286 | 0 | 0 | 0 | 0 | 0
2022-05-26 20:00 | 0 | 0 | 186065 | 0 | 2846 | 0 | 15 | 122876.2619 | 12.2876 | 0 | 122876.2619 | 1795311.7208 | 254 | 100780.4286 | 2118.5075 | 2118.5075 | 22095.8333 | 122876.2619 | 122876.2619 | 0 | 0 | 0 | 0 | 100780.4286 | 0 | 0 | 0 | 0 | 0
2022-05-26 21:00 | 0 | 0 | 186065 | 0 | 2846 | 0 | 15 | 122876.2619 | 12.2876 | 0 | 122876.2619 | 1672435.4588 | 254 | 100780.4286 | 2118.5075 | 2118.5075 | 22095.8333 | 122876.2619 | 122876.2619 | 0 | 0 | 0 | 0 | 100780.4286 | 0 | 0 | 0 | 0 | 0
2022-05-26 22:00 | 0 | 0 | 186065 | 0 | 2846 | 0 | 15 | 122876.2619 | 12.2876 | 0 | 122876.2619 | 1549559.1969 | 254 | 100780.4286 | 2118.5075 | 2118.5075 | 22095.8333 | 122876.2619 | 122876.2619 | 0 | 0 | 0 | 0 | 100780.4286 | 0 | 0 | 0 | 0 | 0
2022-05-26 23:00 | 0 | 0 | 186065 | 0 | 2846 | 0 | 15 | 122876.2619 | 12.2876 | 0 | 122876.2619 | 1426682.935 | 254 | 100780.4286 | 2118.5075 | 2118.5075 | 22095.8333 | 122876.2619 | 122876.2619 | 0 | 0 | 0 | 0 | 100780.4286 | 0 | 0 | 0 | 0 | 0
2022-05-27 | 0 | 0 | 186065 | 0 | 2846 | 0 | 15 | 124963.7619 | 12.4964 | 0 | 124963.7619 | 1303806.673 | 254 | 100780.4286 | 2118.5075 | 2118.5075 | 24183.3333 | 124963.7619 | 124963.7619 | 0 | 0 | 0 | 0 | 100780.4286 | 0 | 0 | 0 | 0 | 0
2022-05-27 01:00 | 0 | 0 | 186065 | 0 | 2846 | 0 | 15 | 124963.7619 | 12.4964 | 0 | 124963.7619 | 1178842.9111 | 254 | 100780.4286 | 2118.5075 | 2118.5075 | 24183.3333 | 124963.7619 | 124963.7619 | 0 | 0 | 0 | 0 | 100780.4286 | 0 | 0 | 0 | 0 | 0
2022-05-27 02:00 | 0 | 0 | 186065 | 0 | 2846 | 0 | 15 | 124963.7619 | 12.4964 | 0 | 124963.7619 | 1053879.1492 | 254 | 100780.4286 | 2118.5075 | 2118.5075 | 24183.3333 | 124963.7619 | 124963.7619 | 0 | 0 | 0 | 0 | 100780.4286 | 0 | 0 | 0 | 0 | 0
2022-05-27 03:00 | 0 | 0 | 186065 | 0 | 2846 | 0 | 15 | 124963.7619 | 12.4964 | 0 | 124963.7619 | 928915.3873 | 254 | 100780.4286 | 2118.5075 | 2118.5075 | 24183.3333 | 124963.7619 | 124963.7619 | 0 | 0 | 0 | 0 | 100780.4286 | 0 | 0 | 0 | 0 | 0
2022-05-27 04:00 | 0 | 0 | 186065 | 0 | 2846 | 0 | 15 | 124963.7619 | 12.4964 | 0 | 124963.7619 | 803951.6253 | 254 | 100780.4286 | 2118.5075 | 2118.5075 | 24183.3333 | 124963.7619 | 124963.7619 | 0 | 0 | 0 | 0 | 100780.4286 | 0 | 0 | 0 | 0 | 0
2022-05-27 05:00 | 0.01173 | 0 | 186065 | 2117.0662 | 2846 | 0 | 15 | 122846.6958 | 12.2847 | 0 | 122846.6958 | 678987.8634 | 254 | 100780.4286 | 2118.5075 | 2118.5075 | 24183.3333 | 124963.7619 | 124963.7619 | 0 | 0 | 0 | 2117.0662 | 98663.3624 | 0 | 0 | 0 | 0 | 0
2022-05-27 06:00 | 0.12447 | 0.08552 | 186065 | 22464.7252 | 2846 | 40694.7946 | 15 | 102499.0367 | 10.2499 | 0 | 61804.2421 | 556141.1676 | 254 | 100780.4286 | 2118.5075 | 2118.5075 | 24183.3333 | 124963.7619 | 124963.7619 | 0 | 0 | 0 | 0 | 100780.4286 | 0 | 0 | 0 | 0 | 0
2022-05-27 07:00 | 0.2822 | 0.16163 | 186065 | 50932.3167 | 2846 | 76911.8295 | 15 | 74031.4452 | 7.4031 | 2880.3842 | 0 | 494336.9256 | 254 | 100780.4286 | 2118.5075 | 2118.5075 | 24183.3333 | 124963.7619 | 124963.7619 | 0 | 0 | 0 | 26748.9834 | 74031.4452 | 0 | 0 | 0 | 0 | 0
2022-05-27 08:00 | 0.48467 | 0.2804 | 186065 | 87474.7198 | 2846 | 133428.6765 | 15 | 37489.0421 | 3.7489 | 95939.6344 | 0 | 497217.3098 | 254 | 100780.4286 | 2118.5075 | 2118.5075 | 24183.3333 | 124963.7619 | 124963.7619 | 0 | 0 | 0 | 63291.3865 | 37489.0421 | 0 | 0 | 0 | 0 | 0
2022-05-27 09:00 | 0.67762 | 0.36513 | 186065 | 122298.9243 | 2846 | 173747.5487 | 15 | 2664.8376 | 0.26648 | 171082.7111 | 0 | 593156.9442 | 254 | 100780.4286 | 2118.5075 | 2118.5075 | 24183.3333 | 124963.7619 | 124963.7619 | 0 | 0 | 0 | 98115.591 | 2664.8376 | 0 | 0 | 0 | 0 | 0
2022-05-27 10:00 | 0.8034 | 0.38152 | 186065 | 145000.0824 | 2846 | 181546.7498 | 15 | 0 | 0 | 181546.7498 | 0 | 764239.6553 | 254 | 100780.4286 | 2118.5075 | 2118.5075 | 24183.3333 | 124963.7619 | 124963.7619 | 0 | 0 | 0 | 100780.4286 | 0 | 0 | 0 | 0 | 0 | 0
2022-05-27 11:00 | 0.86258 | 0.36845 | 186065 | 155681.0693 | 2846 | 175327.3746 | 15 | 0 | 0 | 175327.3746 | 0 | 945786.4051 | 254 | 100780.4286 | 2118.5075 | 2118.5075 | 24183.3333 | 124963.7619 | 124963.7619 | 0 | 0 | 0 | 100780.4286 | 0 | 0 | 0 | 0 | 0 | 0
2022-05-27 12:00 | 0.96055 | 0.52118 | 186065 | 173362.9937 | 2846 | 248004.1284 | 15 | 0 | 0 | 248004.1284 | 0 | 1121113.7797 | 254 | 100780.4286 | 2118.5075 | 2118.5075 | 24183.3333 | 124963.7619 | 124963.7619 | 0 | 0 | 0 | 100780.4286 | 0 | 0 | 0 | 0 | 0 | 0
2022-05-27 13:00 | 0.88853 | 0.44837 | 186065 | 160364.6044 | 2846 | 213357.4025 | 15 | 0 | 0 | 213357.4025 | 0 | 1369117.9081 | 254 | 100780.4286 | 2118.5075 | 2118.5075 | 24183.3333 | 124963.7619 | 124963.7619 | 0 | 0 | 0 | 100780.4286 | 0 | 0 | 0 | 0 | 0 | 0
2022-05-27 14:00 | 0.74778 | 0.30653 | 186065 | 134961.6151 | 2846 | 145862.6683 | 15 | 0 | 0 | 145862.6683 | 0 | 1582475.3107 | 254 | 100780.4286 | 2118.5075 | 2118.5075 | 24183.3333 | 124963.7619 | 124963.7619 | 0 | 0 | 0 | 100780.4286 | 0 | 0 | 0 | 0 | 0 | 0
2022-05-27 15:00 | 0.50227 | 0.15353 | 186065 | 90651.2215 | 2846 | 73057.4347 | 15 | 34312.5404 | 3.4313 | 38744.8943 | 0 | 1728337.979 | 254 | 100780.4286 | 2118.5075 | 2118.5075 | 24183.3333 | 124963.7619 | 124963.7619 | 0 | 0 | 0 | 90651.2215 | 10129.2071 | 0 | 0 | 0 | 0 | 0
2022-05-27 16:00 | 0.31598 | 0.03464 | 186065 | 57029.0341 | 2846 | 16483.4856 | 15 | 67934.7278 | 6.7935 | 0 | 51451.2422 | 1767082.8733 | 254 | 100780.4286 | 2118.5075 | 2118.5075 | 24183.3333 | 124963.7619 | 124963.7619 | 0 | 0 | 0 | 57029.0341 | 43751.3945 | 0 | 0 | 0 | 0 | 0
2022-05-27 17:00 | 0.18202 | 0.03428 | 186065 | 32851.5248 | 2846 | 16312.1791 | 15 | 92112.2372 | 9.2112 | 0 | 75800.058 | 1715631.6311 | 254 | 100780.4286 | 2118.5075 | 2118.5075 | 24183.3333 | 124963.7619 | 124963.7619 | 0 | 0 | 0 | 32851.5248 | 67928.9038 | 0 | 0 | 0 | 0 | 0
2022-05-27 18:00 | 0.06697 | 0.00934 | 186065 | 12086.9499 | 2846 | 4444.4502 | 15 | 112876.8121 | 11.2877 | 0 | 108432.3619 | 1639831.5731 | 254 | 100780.4286 | 2118.5075 | 2118.5075 | 24183.3333 | 124963.7619 | 124963.7619 | 0 | 0 | 0 | 12086.9499 | 88693.4787 | 0 | 0 | 0 | 0 | 0
2022-05-27 19:00 | 0 | 0 | 186065 | 0 | 2846 | 0 | 15 | 124963.7619 | 12.4964 | 0 | 124963.7619 | 1531399.2112 | 254 | 100780.4286 | 2118.5075 | 2118.5075 | 24183.3333 | 124963.7619 | 124963.7619 | 0 | 0 | 0 | 0 | 100780.4286 | 0 | 0 | 0 | 0 | 0
2022-05-27 20:00 | 0 | 0 | 186065 | 0 | 2846 | 0 | 15 | 124963.7619 | 12.4964 | 0 | 124963.7619 | 1406435.4493 | 254 | 100780.4286 | 2118.5075 | 2118.5075 | 24183.3333 | 124963.7619 | 124963.7619 | 0 | 0 | 0 | 0 | 100780.4286 | 0 | 0 | 0 | 0 | 0
2022-05-27 21:00 | 0 | 0 | 186065 | 0 | 2846 | 0 | 15 | 124963.7619 | 12.4964 | 0 | 124963.7619 | 1281471.6874 | 254 | 100780.4286 | 2118.5075 | 2118.5075 | 24183.3333 | 124963.7619 | 124963.7619 | 0 | 0 | 0 | 0 | 100780.4286 | 0 | 0 | 0 | 0 | 0
2022-05-27 22:00 | 0 | 0 | 186065 | 0 | 2846 | 0 | 15 | 124963.7619 | 12.4964 | 0 | 124963.7619 | 1156507.9254 | 254 | 100780.4286 | 2118.5075 | 2118.5075 | 24183.3333 | 124963.7619 | 124963.7619 | 0 | 0 | 0 | 0 | 100780.4286 | 0 | 0 | 0 | 0 | 0
2022-05-27 23:00 | 0 | 0 | 186065 | 0 | 2846 | 0 | 15 | 124963.7619 | 12.4964 | 0 | 124963.7619 | 1031544.1635 | 254 | 100780.4286 | 2118.5075 | 2118.5075 | 24183.3333 | 124963.7619 | 124963.7619 | 0 | 0 | 0 | 0 | 100780.4286 | 0 | 0 | 0 | 0 | 0
2022-05-28 | 0 | 0 | 186065 | 0 | 2846 | 0 | 15 | 124905.4286 | 12.4905 | 0 | 124905.4286 | 906580.4016 | 254 | 100780.4286 | 2118.5075 | 2118.5075 | 24125 | 124905.4286 | 124905.4286 | 0 | 0 | 0 | 0 | 100780.4286 | 0 | 0 | 0 | 0 | 0
2022-05-28 01:00 | 0 | 0 | 186065 | 0 | 2846 | 0 | 15 | 124905.4286 | 12.4905 | 0 | 124905.4286 | 781674.973 | 254 | 100780.4286 | 2118.5075 | 2118.5075 | 24125 | 124905.4286 | 124905.4286 | 0 | 0 | 0 | 0 | 100780.4286 | 0 | 0 | 0 | 0 | 0
2022-05-28 02:00 | 0 | 0 | 186065 | 0 | 2846 | 0 | 15 | 124905.4286 | 12.4905 | 0 | 124905.4286 | 656769.5444 | 254 | 100780.4286 | 2118.5075 | 2118.5075 | 24125 | 124905.4286 | 124905.4286 | 0 | 0 | 0 | 0 | 100780.4286 | 0 | 0 | 0 | 0 | 0
2022-05-28 03:00 | 0 | 0 | 186065 | 0 | 2846 | 0 | 15 | 124905.4286 | 12.4905 | 0 | 124905.4286 | 531864.1158 | 254 | 100780.4286 | 2118.5075 | 2118.5075 | 24125 | 124905.4286 | 124905.4286 | 0 | 0 | 0 | 0 | 100780.4286 | 0 | 0 | 0 | 0 | 0
2022-05-28 04:00 | 0 | 0 | 186065 | 0 | 2846 | 0 | 15 | 124905.4286 | 12.4905 | 0 | 124905.4286 | 406958.6872 | 254 | 100780.4286 | 2118.5075 | 2118.5075 | 24125 | 124905.4286 | 124905.4286 | 0 | 0 | 0 | 0 | 100780.4286 | 0 | 0 | 0 | 0 | 0
2022-05-28 05:00 | 0.01285 | 0.00046 | 186065 | 2319.2072 | 2846 | 218.8916 | 15 | 122586.2214 | 12.2586 | 0 | 122367.3299 | 282053.2586 | 254 | 100780.4286 | 2118.5075 | 2118.5075 | 24125 | 124905.4286 | 124905.4286 | 0 | 0 | 0 | 0 | 100780.4286 | 0 | 0 | 0 | 0 | 0
2022-05-28 06:00 | 0.13327 | 0.12566 | 186065 | 24052.9761 | 2846 | 59795.4618 | 15 | 100852.4525 | 10.0852 | 0 | 41056.9907 | 159685.9287 | 254 | 100780.4286 | 2118.5075 | 2118.5075 | 24125 | 124905.4286 | 124905.4286 | 0 | 0 | 0 | 0 | 100780.4286 | 0 | 0 | 0 | 0 | 0
2022-05-28 07:00 | 0.31508 | 0.25414 | 186065 | 56866.5994 | 2846 | 120932.824 | 15 | 68038.8292 | 6.8039 | 52893.9948 | 0 | 118628.938 | 254 | 100780.4286 | 2118.5075 | 2118.5075 | 24125 | 124905.4286 | 124905.4286 | 0 | 0 | 0 | 56866.5994 | 43913.8292 | 0 | 0 | 0 | 0 | 0
2022-05-28 08:00 | 0.52722 | 0.39296 | 186065 | 95154.2736 | 2846 | 186990.4876 | 15 | 29751.155 | 2.9751 | 157239.3326 | 0 | 171522.9327 | 254 | 100780.4286 | 2118.5075 | 2118.5075 | 24125 | 124905.4286 | 124905.4286 | 0 | 0 | 0 | 95154.2736 | 5626.155 | 0 | 0 | 0 | 0 | 0
2022-05-28 09:00 | 0.70917 | 0.4426 | 186065 | 127993.1646 | 2846 | 210611.7411 | 15 | 0 | 0 | 210611.7411 | 0 | 328762.2653 | 254 | 100780.4286 | 2118.5075 | 2118.5075 | 24125 | 124905.4286 | 124905.4286 | 0 | 0 | 0 | 100780.4286 | 0 | 0 | 0 | 0 | 0 | 0
2022-05-28 10:00 | 0.84322 | 0.47983 | 186065 | 152186.9174 | 2846 | 228327.6813 | 15 | 0 | 0 | 228327.6813 | 0 | 539374.0064 | 254 | 100780.4286 | 2118.5075 | 2118.5075 | 24125 | 124905.4286 | 124905.4286 | 0 | 0 | 0 | 100780.4286 | 0 | 0 | 0 | 0 | 0 | 0
2022-05-28 11:00 | 0.9267 | 0.51763 | 186065 | 167253.6424 | 2846 | 246314.8567 | 15 | 0 | 0 | 246314.8567 | 0 | 767701.6877 | 254 | 100780.4286 | 2118.5075 | 2118.5075 | 24125 | 124905.4286 | 124905.4286 | 0 | 0 | 0 | 100780.4286 | 0 | 0 | 0 | 0 | 0 | 0
2022-05-28 12:00 | 0.9511 | 0.52399 | 186065 | 171657.4289 | 2846 | 249341.2703 | 15 | 0 | 0 | 249341.2703 | 0 | 1014016.5444 | 254 | 100780.4286 | 2118.5075 | 2118.5075 | 24125 | 124905.4286 | 124905.4286 | 0 | 0 | 0 | 100780.4286 | 0 | 0 | 0 | 0 | 0 | 0
2022-05-28 13:00 | 0.85015 | 0.45606 | 186065 | 153437.665 | 2846 | 217016.6983 | 15 | 0 | 0 | 217016.6983 | 0 | 1263357.8147 | 254 | 100780.4286 | 2118.5075 | 2118.5075 | 24125 | 124905.4286 | 124905.4286 | 0 | 0 | 0 | 100780.4286 | 0 | 0 | 0 | 0 | 0 | 0
2022-05-28 14:00 | 0.6812 | 0.17968 | 186065 | 122945.0537 | 2846 | 85500.9436 | 15 | 1960.3749 | 0.19604 | 83540.5687 | 0 | 1480374.513 | 254 | 100780.4286 | 2118.5075 | 2118.5075 | 24125 | 124905.4286 | 124905.4286 | 0 | 0 | 0 | 100780.4286 | 0 | 0 | 0 | 0 | 0 | 0
2022-05-28 15:00 | 0.50815 | 0.14279 | 186065 | 91712.4619 | 2846 | 67946.7928 | 15 | 33192.9667 | 3.3193 | 34753.8261 | 0 | 1563915.0816 | 254 | 100780.4286 | 2118.5075 | 2118.5075 | 24125 | 124905.4286 | 124905.4286 | 0 | 0 | 0 | 91712.4619 | 9067.9667 | 0 | 0 | 0 | 0 | 0
2022-05-28 16:00 | 0.31505 | 0.09961 | 186065 | 56861.1849 | 2846 | 47399.538 | 15 | 68044.2437 | 6.8044 | 0 | 20644.7057 | 1598668.9077 | 254 | 100780.4286 | 2118.5075 | 2118.5075 | 24125 | 124905.4286 | 124905.4286 | 0 | 0 | 0 | 32736.1849 | 68044.2437 | 0 | 0 | 0 | 0 | 0
2022-05-28 17:00 | 0.1867 | 0.0354 | 186065 | 33696.1854 | 2846 | 16845.1325 | 15 | 91209.2432 | 9.1209 | 0 | 74364.1107 | 1578024.2021 | 254 | 100780.4286 | 2118.5075 | 2118.5075 | 24125 | 124905.4286 | 124905.4286 | 0 | 0 | 0 | 33696.1854 | 67084.2432 | 0 | 0 | 0 | 0 | 0
2022-05-28 18:00 | 0.06367 | 0.00837 | 186065 | 11491.3558 | 2846 | 3982.8745 | 15 | 113414.0728 | 11.3414 | 0 | 109431.1983 | 1503660.0914 | 254 | 100780.4286 | 2118.5075 | 2118.5075 | 24125 | 124905.4286 | 124905.4286 | 0 | 0 | 0 | 0 | 100780.4286 | 0 | 0 | 0 | 0 | 0
2022-05-28 19:00 | 0 | 0 | 186065 | 0 | 2846 | 0 | 15 | 124905.4286 | 12.4905 | 0 | 124905.4286 | 1394228.8931 | 254 | 100780.4286 | 2118.5075 | 2118.5075 | 24125 | 124905.4286 | 124905.4286 | 0 | 0 | 0 | 0 | 100780.4286 | 0 | 0 | 0 | 0 | 0
2022-05-28 20:00 | 0 | 0 | 186065 | 0 | 2846 | 0 | 15 | 124905.4286 | 12.4905 | 0 | 124905.4286 | 1269323.4645 | 254 | 100780.4286 | 2118.5075 | 2118.5075 | 24125 | 124905.4286 | 124905.4286 | 0 | 0 | 0 | 0 | 100780.4286 | 0 | 0 | 0 | 0 | 0
2022-05-28 21:00 | 0 | 0 | 186065 | 0 | 2846 | 0 | 15 | 124905.4286 | 12.4905 | 0 | 124905.4286 | 1144418.0359 | 254 | 100780.4286 | 2118.5075 | 2118.5075 | 24125 | 124905.4286 | 124905.4286 | 0 | 0 | 0 | 0 | 100780.4286 | 0 | 0 | 0 | 0 | 0
2022-05-28 22:00 | 0 | 0 | 186065 | 0 | 2846 | 0 | 15 | 124905.4286 | 12.4905 | 0 | 124905.4286 | 1019512.6073 | 254 | 100780.4286 | 2118.5075 | 2118.5075 | 24125 | 124905.4286 | 124905.4286 | 0 | 0 | 0 | 0 | 100780.4286 | 0 | 0 | 0 | 0 | 0
2022-05-28 23:00 | 0 | 0 | 186065 | 0 | 2846 | 0 | 15 | 124905.4286 | 12.4905 | 0 | 124905.4286 | 894607.1787 | 254 | 100780.4286 | 2118.5075 | 2118.5075 | 24125 | 124905.4286 | 124905.4286 | 0 | 0 | 0 | 0 | 100780.4286 | 0 | 0 | 0 | 0 | 0
2022-05-29 | 0 | 0 | 186065 | 0 | 2846 | 0 | 15 | 121901.2619 | 12.1901 | 0 | 121901.2619 | 769701.7501 | 254 | 100780.4286 | 2118.5075 | 2118.5075 | 21120.8333 | 121901.2619 | 121901.2619 | 0 | 0 | 0 | 0 | 100780.4286 | 0 | 0 | 0 | 0 | 0
2022-05-29 01:00 | 0 | 0 | 186065 | 0 | 2846 | 0 | 15 | 121901.2619 | 12.1901 | 0 | 121901.2619 | 647800.4882 | 254 | 100780.4286 | 2118.5075 | 2118.5075 | 21120.8333 | 121901.2619 | 121901.2619 | 0 | 0 | 0 | 0 | 100780.4286 | 0 | 0 | 0 | 0 | 0
2022-05-29 02:00 | 0 | 0 | 186065 | 0 | 2846 | 0 | 15 | 121901.2619 | 12.1901 | 0 | 121901.2619 | 525899.2263 | 254 | 100780.4286 | 2118.5075 | 2118.5075 | 21120.8333 | 121901.2619 | 121901.2619 | 0 | 0 | 0 | 0 | 100780.4286 | 0 | 0 | 0 | 0 | 0
2022-05-29 03:00 | 0 | 0 | 186065 | 0 | 2846 | 0 | 15 | 121901.2619 | 12.1901 | 0 | 121901.2619 | 403997.9644 | 254 | 100780.4286 | 2118.5075 | 2118.5075 | 21120.8333 | 121901.2619 | 121901.2619 | 0 | 0 | 0 | 0 | 100780.4286 | 0 | 0 | 0 | 0 | 0
2022-05-29 04:00 | 0 | 0 | 186065 | 0 | 2846 | 0 | 15 | 121901.2619 | 12.1901 | 0 | 121901.2619 | 282096.7024 | 254 | 100780.4286 | 2118.5075 | 2118.5075 | 21120.8333 | 121901.2619 | 121901.2619 | 0 | 0 | 0 | 0 | 100780.4286 | 0 | 0 | 0 | 0 | 0
2022-05-29 05:00 | 0.01295 | 0.00045 | 186065 | 2337.2555 | 2846 | 214.133 | 15 | 119564.0064 | 11.9564 | 0 | 119349.8734 | 160195.4405 | 254 | 100780.4286 | 2118.5075 | 2118.5075 | 21120.8333 | 121901.2619 | 121901.2619 | 0 | 0 | 0 | 0 | 100780.4286 | 0 | 0 | 0 | 0 | 0
2022-05-29 06:00 | 0.13235 | 0.12014 | 186065 | 23886.9317 | 2846 | 57168.7632 | 15 | 98014.3303 | 9.8014 | 0 | 40845.5671 | 40845.5671 | 254 | 100780.4286 | 2118.5075 | 2118.5075 | 21120.8333 | 121901.2619 | 121901.2619 | 0 | 0 | 0 | 23886.9317 | 76893.4969 | 0 | 0 | 0 | 0 | 0
2022-05-29 07:00 | 0.31465 | 0.26236 | 186065 | 56788.9917 | 2846 | 124844.3208 | 15 | 65112.2702 | 6.5112 | 0 | 0 | 0 | 254 | 100780.4286 | 2118.5075 | 2118.5075 | 21120.8333 | 121901.2619 | 121901.2619 | 0 | 0 | 0 | 56788.9917 | 43991.4369 | 0 | 0 | 0 | 0 | 0
2022-05-29 08:00 | 0.53183 | 0.42557 | 186065 | 95986.3005 | 2846 | 202507.9952 | 15 | 25914.9614 | 2.5915 | 0 | 0 | 0 | 254 | 100780.4286 | 2118.5075 | 2118.5075 | 21120.8333 | 121901.2619 | 121901.2619 | 0 | 0 | 0 | 95986.3005 | 4794.1281 | 0 | 0 | 0 | 0 | 0
2022-05-29 09:00 | 0.72612 | 0.51662 | 186065 | 131052.3523 | 2846 | 245834.2469 | 15 | 0 | 0 | 0 | 0 | 0 | 254 | 100780.4286 | 2118.5075 | 2118.5075 | 21120.8333 | 121901.2619 | 121901.2619 | 0 | 0 | 0 | 100780.4286 | 0 | 0 | 0 | 0 | 0 | 0
2022-05-29 10:00 | 0.8756 | 0.57423 | 186065 | 158030.9586 | 2846 | 273248.0346 | 15 | 0 | 0 | 0 | 0 | 0 | 254 | 100780.4286 | 2118.5075 | 2118.5075 | 21120.8333 | 121901.2619 | 121901.2619 | 0 | 0 | 0 | 100780.4286 | 0 | 0 | 0 | 0 | 0 | 0
2022-05-29 11:00 | 0.96508 | 0.62848 | 186065 | 174180.5819 | 2846 | 299062.9622 | 15 | 0 | 0 | 156046.7947 | 0 | 0 | 254 | 100780.4286 | 2118.5075 | 2118.5075 | 21120.8333 | 121901.2619 | 121901.2619 | 0 | 0 | 0 | 100780.4286 | 0 | 0 | 0 | 0 | 0 | 0
2022-05-29 12:00 | 1.0102 | 0.73897 | 186065 | 182318.5626 | 2846 | 351639.7613 | 15 | 0 | 0 | 351639.7613 | 0 | 156046.7947 | 254 | 100780.4286 | 2118.5075 | 2118.5075 | 21120.8333 | 121901.2619 | 121901.2619 | 0 | 0 | 0 | 100780.4286 | 0 | 0 | 0 | 0 | 0 | 0
2022-05-29 13:00 | 0.9517 | 0.6293 | 186065 | 171765.7187 | 2846 | 299453.1602 | 15 | 0 | 0 | 299453.1602 | 0 | 507686.556 | 254 | 100780.4286 | 2118.5075 | 2118.5075 | 21120.8333 | 121901.2619 | 121901.2619 | 0 | 0 | 0 | 100780.4286 | 0 | 0 | 0 | 0 | 0 | 0
2022-05-29 14:00 | 0.82842 | 0.60949 | 186065 | 149515.7683 | 2846 | 290026.5479 | 15 | 0 | 0 | 290026.5479 | 0 | 807139.7161 | 254 | 100780.4286 | 2118.5075 | 2118.5075 | 21120.8333 | 121901.2619 | 121901.2619 | 0 | 0 | 0 | 100780.4286 | 0 | 0 | 0 | 0 | 0 | 0
2022-05-29 15:00 | 0.65608 | 0.54208 | 186065 | 118411.3194 | 2846 | 257949.4185 | 15 | 3489.9425 | 0.34899 | 254459.476 | 0 | 1097166.264 | 254 | 100780.4286 | 2118.5075 | 2118.5075 | 21120.8333 | 121901.2619 | 121901.2619 | 0 | 0 | 0 | 97290.4861 | 3489.9425 | 0 | 0 | 0 | 0 | 0
2022-05-29 16:00 | 0.44662 | 0.35862 | 186065 | 80607.3398 | 2846 | 170649.7573 | 15 | 41293.9221 | 4.1294 | 129355.8352 | 0 | 1351625.74 | 254 | 100780.4286 | 2118.5075 | 2118.5075 | 21120.8333 | 121901.2619 | 121901.2619 | 0 | 0 | 0 | 59486.5065 | 41293.9221 | 0 | 0 | 0 | 0 | 0
2022-05-29 17:00 | 0.2307 | 0.18524 | 186065 | 41637.4396 | 2846 | 88146.6763 | 15 | 80263.8223 | 8.0264 | 7882.854 | 0 | 1480981.5752 | 254 | 100780.4286 | 2118.5075 | 2118.5075 | 21120.8333 | 121901.2619 | 121901.2619 | 0 | 0 | 0 | 20516.6063 | 80263.8223 | 0 | 0 | 0 | 0 | 0
2022-05-29 18:00 | 0.0756 | 0.03092 | 186065 | 13644.5186 | 2846 | 14713.3191 | 15 | 108256.7434 | 10.8257 | 0 | 93543.4242 | 1488864.4292 | 254 | 100780.4286 | 2118.5075 | 2118.5075 | 21120.8333 | 121901.2619 | 121901.2619 | 0 | 0 | 0 | 13644.5186 | 87135.91 | 0 | 0 | 0 | 0 | 0
2022-05-29 19:00 | 0 | 0 | 186065 | 0 | 2846 | 0 | 15 | 121901.2619 | 12.1901 | 0 | 121901.2619 | 1395321.005 | 254 | 100780.4286 | 2118.5075 | 2118.5075 | 21120.8333 | 121901.2619 | 121901.2619 | 0 | 0 | 0 | 0 | 100780.4286 | 0 | 0 | 0 | 0 | 0
2022-05-29 20:00 | 0 | 0 | 186065 | 0 | 2846 | 0 | 15 | 121901.2619 | 12.1901 | 0 | 121901.2619 | 1273419.743 | 254 | 100780.4286 | 2118.5075 | 2118.5075 | 21120.8333 | 121901.2619 | 121901.2619 | 0 | 0 | 0 | 0 | 100780.4286 | 0 | 0 | 0 | 0 | 0
2022-05-29 21:00 | 0 | 0 | 186065 | 0 | 2846 | 0 | 15 | 121901.2619 | 12.1901 | 0 | 121901.2619 | 1151518.4811 | 254 | 100780.4286 | 2118.5075 | 2118.5075 | 21120.8333 | 121901.2619 | 121901.2619 | 0 | 0 | 0 | 0 | 100780.4286 | 0 | 0 | 0 | 0 | 0
2022-05-29 22:00 | 0 | 0 | 186065 | 0 | 2846 | 0 | 15 | 121901.2619 | 12.1901 | 0 | 121901.2619 | 1029617.2192 | 254 | 100780.4286 | 2118.5075 | 2118.5075 | 21120.8333 | 121901.2619 | 121901.2619 | 0 | 0 | 0 | 0 | 100780.4286 | 0 | 0 | 0 | 0 | 0
2022-05-29 23:00 | 0 | 0 | 186065 | 0 | 2846 | 0 | 15 | 121901.2619 | 12.1901 | 0 | 121901.2619 | 907715.9572 | 254 | 100780.4286 | 2118.5075 | 2118.5075 | 21120.8333 | 121901.2619 | 121901.2619 | 0 | 0 | 0 | 0 | 100780.4286 | 0 | 0 | 0 | 0 | 0
2022-05-30 | 0 | 0 | 186065 | 0 | 2846 | 0 | 15 | 124438.7619 | 12.4439 | 0 | 124438.7619 | 785814.6953 | 254 | 100780.4286 | 2118.5075 | 2118.5075 | 23658.3333 | 124438.7619 | 124438.7619 | 0 | 0 | 0 | 0 | 100780.4286 | 0 | 0 | 0 | 0 | 0
2022-05-30 01:00 | 0 | 0 | 186065 | 0 | 2846 | 0 | 15 | 124438.7619 | 12.4439 | 0 | 124438.7619 | 661375.9334 | 254 | 100780.4286 | 2118.5075 | 2118.5075 | 23658.3333 | 124438.7619 | 124438.7619 | 0 | 0 | 0 | 0 | 100780.4286 | 0 | 0 | 0 | 0 | 0
2022-05-30 02:00 | 0 | 0 | 186065 | 0 | 2846 | 0 | 15 | 124438.7619 | 12.4439 | 0 | 124438.7619 | 536937.1714 | 254 | 100780.4286 | 2118.5075 | 2118.5075 | 23658.3333 | 124438.7619 | 124438.7619 | 0 | 0 | 0 | 0 | 100780.4286 | 0 | 0 | 0 | 0 | 0
2022-05-30 03:00 | 0 | 0 | 186065 | 0 | 2846 | 0 | 15 | 124438.7619 | 12.4439 | 0 | 124438.7619 | 412498.4095 | 254 | 100780.4286 | 2118.5075 | 2118.5075 | 23658.3333 | 124438.7619 | 124438.7619 | 0 | 0 | 0 | 0 | 100780.4286 | 0 | 0 | 0 | 0 | 0
2022-05-30 04:00 | 0 | 0 | 186065 | 0 | 2846 | 0 | 15 | 124438.7619 | 12.4439 | 0 | 124438.7619 | 288059.6476 | 254 | 100780.4286 | 2118.5075 | 2118.5075 | 23658.3333 | 124438.7619 | 124438.7619 | 0 | 0 | 0 | 0 | 100780.4286 | 0 | 0 | 0 | 0 | 0
2022-05-30 05:00 | 0.01325 | 0.00081 | 186065 | 2391.4004 | 2846 | 385.4395 | 15 | 122047.3615 | 12.2047 | 0 | 121661.922 | 163620.8856 | 254 | 100780.4286 | 2118.5075 | 2118.5075 | 23658.3333 | 124438.7619 | 124438.7619 | 0 | 0 | 0 | 2391.4004 | 98389.0282 | 0 | 0 | 0 | 0 | 0
2022-05-30 06:00 | 0.1327 | 0.123 | 186065 | 23950.1007 | 2846 | 58529.6976 | 15 | 100488.6612 | 10.0489 | 0 | 41958.9636 | 41958.9636 | 254 | 100780.4286 | 2118.5075 | 2118.5075 | 23658.3333 | 124438.7619 | 124438.7619 | 0 | 0 | 0 | 291.7674 | 100488.6612 | 0 | 0 | 0 | 0 | 0
2022-05-30 07:00 | 0.32755 | 0.31672 | 186065 | 59117.223 | 2846 | 150711.5921 | 15 | 65321.5389 | 6.5322 | 0 | 0 | 0 | 254 | 100780.4286 | 2118.5075 | 2118.5075 | 23658.3333 | 124438.7619 | 124438.7619 | 0 | 0 | 0 | 35458.8897 | 65321.5389 | 0 | 0 | 0 | 0 | 0
2022-05-30 08:00 | 0.54367 | 0.46863 | 186065 | 98123.2198 | 2846 | 222998.1479 | 15 | 26315.5421 | 2.6316 | 0 | 0 | 0 | 254 | 100780.4286 | 2118.5075 | 2118.5075 | 23658.3333 | 124438.7619 | 124438.7619 | 0 | 0 | 0 | 74464.8865 | 26315.5421 | 0 | 0 | 0 | 0 | 0
2022-05-30 09:00 | 0.73642 | 0.57012 | 186065 | 132911.3277 | 2846 | 271292.2861 | 15 | 0 | 0 | 0 | 0 | 0 | 254 | 100780.4286 | 2118.5075 | 2118.5075 | 23658.3333 | 124438.7619 | 124438.7619 | 0 | 0 | 0 | 100780.4286 | 0 | 0 | 0 | 0 | 0 | 0
2022-05-30 10:00 | 0.88312 | 0.62179 | 186065 | 159388.1911 | 2846 | 295879.5176 | 15 | 0 | 0 | 197198.3119 | 0 | 0 | 254 | 100780.4286 | 2118.5075 | 2118.5075 | 23658.3333 | 124438.7619 | 124438.7619 | 0 | 0 | 0 | 100780.4286 | 0 | 0 | 0 | 0 | 0 | 0
2022-05-30 11:00 | 0.9701 | 0.67355 | 186065 | 175086.6068 | 2846 | 320509.5758 | 15 | 0 | 0 | 320509.5758 | 0 | 197198.3119 | 254 | 100780.4286 | 2118.5075 | 2118.5075 | 23658.3333 | 124438.7619 | 124438.7619 | 0 | 0 | 0 | 100780.4286 | 0 | 0 | 0 | 0 | 0 | 0
2022-05-30 12:00 | 0.99533 | 0.66934 | 186065 | 179640.1942 | 2846 | 318506.2422 | 15 | 0 | 0 | 318506.2422 | 0 | 517707.8877 | 254 | 100780.4286 | 2118.5075 | 2118.5075 | 23658.3333 | 124438.7619 | 124438.7619 | 0 | 0 | 0 | 100780.4286 | 0 | 0 | 0 | 0 | 0 | 0
2022-05-30 13:00 | 0.95667 | 0.63892 | 186065 | 172662.7194 | 2846 | 304030.8487 | 15 | 0 | 0 | 304030.8487 | 0 | 836214.1299 | 254 | 100780.4286 | 2118.5075 | 2118.5075 | 23658.3333 | 124438.7619 | 124438.7619 | 0 | 0 | 0 | 100780.4286 | 0 | 0 | 0 | 0 | 0 | 0
2022-05-30 14:00 | 0.82633 | 0.56158 | 186065 | 149138.5587 | 2846 | 267228.5169 | 15 | 0 | 0 | 267228.5169 | 0 | 1140244.9786 | 254 | 100780.4286 | 2118.5075 | 2118.5075 | 23658.3333 | 124438.7619 | 124438.7619 | 0 | 0 | 0 | 100780.4286 | 0 | 0 | 0 | 0 | 0 | 0
2022-05-30 15:00 | 0.65865 | 0.48135 | 186065 | 118875.1609 | 2846 | 229050.9751 | 15 | 5563.601 | 0.55636 | 223487.3741 | 0 | 1407473.4955 | 254 | 100780.4286 | 2118.5075 | 2118.5075 | 23658.3333 | 124438.7619 | 124438.7619 | 0 | 0 | 0 | 95216.8275 | 5563.601 | 0 | 0 | 0 | 0 | 0
2022-05-30 16:00 | 0.44792 | 0.33281 | 186065 | 80841.9678 | 2846 | 158368.0379 | 15 | 43596.7942 | 4.3597 | 114771.2437 | 0 | 1630960.8695 | 254 | 100780.4286 | 2118.5075 | 2118.5075 | 23658.3333 | 124438.7619 | 124438.7619 | 0 | 0 | 0 | 80841.9678 | 19938.4608 | 0 | 0 | 0 | 0 | 0
2022-05-30 17:00 | 0.2375 | 0.21013 | 186065 | 42864.7244 | 2846 | 99990.6127 | 15 | 81574.0376 | 8.1574 | 18416.5751 | 0 | 1745732.1132 | 254 | 100780.4286 | 2118.5075 | 2118.5075 | 23658.3333 | 124438.7619 | 124438.7619 | 0 | 0 | 0 | 19206.391 | 81574.0376 | 0 | 0 | 0 | 0 | 0
2022-05-30 18:00 | 0.0819 | 0.04233 | 186065 | 14781.5618 | 2846 | 20142.7813 | 15 | 109657.2001 | 10.9657 | 0 | 89514.4188 | 1764148.6883 | 254 | 100780.4286 | 2118.5075 | 2118.5075 | 23658.3333 | 124438.7619 | 124438.7619 | 0 | 0 | 0 | 14781.5618 | 85998.8668 | 0 | 0 | 0 | 0 | 0
2022-05-30 19:00 | 0 | 0 | 186065 | 0 | 2846 | 0 | 15 | 124438.7619 | 12.4439 | 0 | 124438.7619 | 1674634.2695 | 254 | 100780.4286 | 2118.5075 | 2118.5075 | 23658.3333 | 124438.7619 | 124438.7619 | 0 | 0 | 0 | 0 | 100780.4286 | 0 | 0 | 0 | 0 | 0
2022-05-30 20:00 | 0 | 0 | 186065 | 0 | 2846 | 0 | 15 | 124438.7619 | 12.4439 | 0 | 124438.7619 | 1550195.5076 | 254 | 100780.4286 | 2118.5075 | 2118.5075 | 23658.3333 | 124438.7619 | 124438.7619 | 0 | 0 | 0 | 0 | 100780.4286 | 0 | 0 | 0 | 0 | 0
2022-05-30 21:00 | 0 | 0 | 186065 | 0 | 2846 | 0 | 15 | 124438.7619 | 12.4439 | 0 | 124438.7619 | 1425756.7456 | 254 | 100780.4286 | 2118.5075 | 2118.5075 | 23658.3333 | 124438.7619 | 124438.7619 | 0 | 0 | 0 | 0 | 100780.4286 | 0 | 0 | 0 | 0 | 0
2022-05-30 22:00 | 0 | 0 | 186065 | 0 | 2846 | 0 | 15 | 124438.7619 | 12.4439 | 0 | 124438.7619 | 1301317.9837 | 254 | 100780.4286 | 2118.5075 | 2118.5075 | 23658.3333 | 124438.7619 | 124438.7619 | 0 | 0 | 0 | 0 | 100780.4286 | 0 | 0 | 0 | 0 | 0
2022-05-30 23:00 | 0 | 0 | 186065 | 0 | 2846 | 0 | 15 | 124438.7619 | 12.4439 | 0 | 124438.7619 | 1176879.2218 | 254 | 100780.4286 | 2118.5075 | 2118.5075 | 23658.3333 | 124438.7619 | 124438.7619 | 0 | 0 | 0 | 0 | 100780.4286 | 0 | 0 | 0 | 0 | 0
2022-05-31 | 0 | 0 | 186065 | 0 | 2846 | 0 | 15 | 124488.7619 | 12.4489 | 0 | 124488.7619 | 1052440.4598 | 254 | 100780.4286 | 2118.5075 | 2118.5075 | 23708.3333 | 124488.7619 | 124488.7619 | 0 | 0 | 0 | 0 | 100780.4286 | 0 | 0 | 0 | 0 | 0
2022-05-31 01:00 | 0 | 0 | 186065 | 0 | 2846 | 0 | 15 | 124488.7619 | 12.4489 | 0 | 124488.7619 | 927951.6979 | 254 | 100780.4286 | 2118.5075 | 2118.5075 | 23708.3333 | 124488.7619 | 124488.7619 | 0 | 0 | 0 | 0 | 100780.4286 | 0 | 0 | 0 | 0 | 0
2022-05-31 02:00 | 0 | 0 | 186065 | 0 | 2846 | 0 | 15 | 124488.7619 | 12.4489 | 0 | 124488.7619 | 803462.936 | 254 | 100780.4286 | 2118.5075 | 2118.5075 | 23708.3333 | 124488.7619 | 124488.7619 | 0 | 0 | 0 | 0 | 100780.4286 | 0 | 0 | 0 | 0 | 0
2022-05-31 03:00 | 0 | 0 | 186065 | 0 | 2846 | 0 | 15 | 124488.7619 | 12.4489 | 0 | 124488.7619 | 678974.1741 | 254 | 100780.4286 | 2118.5075 | 2118.5075 | 23708.3333 | 124488.7619 | 124488.7619 | 0 | 0 | 0 | 0 | 100780.4286 | 0 | 0 | 0 | 0 | 0
2022-05-31 04:00 | 0 | 0 | 186065 | 0 | 2846 | 0 | 15 | 124488.7619 | 12.4489 | 0 | 124488.7619 | 554485.4121 | 254 | 100780.4286 | 2118.5075 | 2118.5075 | 23708.3333 | 124488.7619 | 124488.7619 | 0 | 0 | 0 | 0 | 100780.4286 | 0 | 0 | 0 | 0 | 0
2022-05-31 05:00 | 0.01407 | 0.00122 | 186065 | 2539.3965 | 2846 | 580.5385 | 15 | 121949.3654 | 12.1949 | 0 | 121368.827 | 429996.6502 | 254 | 100780.4286 | 2118.5075 | 2118.5075 | 23708.3333 | 124488.7619 | 124488.7619 | 0 | 0 | 0 | 2539.3965 | 98241.0321 | 0 | 0 | 0 | 0 | 0
2022-05-31 06:00 | 0.1466 | 0.19867 | 186065 | 26458.8151 | 2846 | 94537.3579 | 15 | 98029.9468 | 9.803 | 0 | 3492.5889 | 308627.8232 | 254 | 100780.4286 | 2118.5075 | 2118.5075 | 23708.3333 | 124488.7619 | 124488.7619 | 0 | 0 | 0 | 26458.8151 | 74321.6135 | 0 | 0 | 0 | 0 | 0
2022-05-31 07:00 | 0.34065 | 0.35082 | 186065 | 61481.551 | 2846 | 166938.118 | 15 | 63007.2109 | 6.3007 | 103930.907 | 0 | 305135.2343 | 254 | 100780.4286 | 2118.5075 | 2118.5075 | 23708.3333 | 124488.7619 | 124488.7619 | 0 | 0 | 0 | 37773.2176 | 63007.2109 | 0 | 0 | 0 | 0 | 0
2022-05-31 08:00 | 0.56208 | 0.52333 | 186065 | 101445.9127 | 2846 | 249027.2085 | 15 | 23042.8492 | 2.3043 | 225984.3593 | 0 | 409066.1414 | 254 | 100780.4286 | 2118.5075 | 2118.5075 | 23708.3333 | 124488.7619 | 124488.7619 | 0 | 0 | 0 | 77737.5794 | 23042.8492 | 0 | 0 | 0 | 0 | 0
2022-05-31 09:00 | 0.75778 | 0.62323 | 186065 | 136766.4456 | 2846 | 296564.7434 | 15 | 0 | 0 | 296564.7434 | 0 | 635050.5007 | 254 | 100780.4286 | 2118.5075 | 2118.5075 | 23708.3333 | 124488.7619 | 124488.7619 | 0 | 0 | 0 | 100780.4286 | 0 | 0 | 0 | 0 | 0 | 0
2022-05-31 10:00 | 0.9072 | 0.68112 | 186065 | 163734.223 | 2846 | 324111.7693 | 15 | 0 | 0 | 324111.7693 | 0 | 931615.2441 | 254 | 100780.4286 | 2118.5075 | 2118.5075 | 23708.3333 | 124488.7619 | 124488.7619 | 0 | 0 | 0 | 100780.4286 | 0 | 0 | 0 | 0 | 0 | 0
2022-05-31 11:00 | 0.99675 | 0.73785 | 186065 | 179896.4801 | 2846 | 351106.8079 | 15 | 0 | 0 | 351106.8079 | 0 | 1255727.0134 | 254 | 100780.4286 | 2118.5075 | 2118.5075 | 23708.3333 | 124488.7619 | 124488.7619 | 0 | 0 | 0 | 100780.4286 | 0 | 0 | 0 | 0 | 0 | 0
2022-05-31 12:00 | 0.99622 | 0.67949 | 186065 | 179800.8241 | 2846 | 323336.1319 | 15 | 0 | 0 | 323336.1319 | 0 | 1606833.8213 | 254 | 100780.4286 | 2118.5075 | 2118.5075 | 23708.3333 | 124488.7619 | 124488.7619 | 0 | 0 | 0 | 100780.4286 | 0 | 0 | 0 | 0 | 0 | 0
2022-05-31 13:00 | 0.95133 | 0.60433 | 186065 | 171698.94 | 2846 | 287571.1557 | 15 | 0 | 0 | 287571.1557 | 0 | 1930169.9532 | 254 | 100780.4286 | 2118.5075 | 2118.5075 | 23708.3333 | 124488.7619 | 124488.7619 | 0 | 0 | 0 | 100780.4286 | 0 | 0 | 0 | 0 | 0 | 0
2022-05-31 14:00 | 0.8395 | 0.56982 | 186065 | 151515.5205 | 2846 | 271149.5308 | 15 | 0 | 0 | 271149.5308 | 0 | 2217741.1089 | 254 | 100780.4286 | 2118.5075 | 2118.5075 | 23708.3333 | 124488.7619 | 124488.7619 | 0 | 0 | 0 | 100780.4286 | 0 | 0 | 0 | 0 | 0 | 0
2022-05-31 15:00 | 0.67097 | 0.4794 | 186065 | 121098.7121 | 2846 | 228123.0653 | 15 | 3390.0499 | 0.339 | 224733.0154 | 0 | 2488890.6397 | 254 | 100780.4286 | 2118.5075 | 2118.5075 | 23708.3333 | 124488.7619 | 124488.7619 | 0 | 0 | 0 | 97390.3787 | 3390.0499 | 0 | 0 | 0 | 0 | 0
2022-05-31 16:00 | 0.45427 | 0.35126 | 186065 | 81988.0351 | 2846 | 167147.4925 | 15 | 42500.7268 | 4.2501 | 124646.7657 | 0 | 2713623.6551 | 254 | 100780.4286 | 2118.5075 | 2118.5075 | 23708.3333 | 124488.7619 | 124488.7619 | 0 | 0 | 0 | 58279.7018 | 42500.7268 | 0 | 0 | 0 | 0 | 0
2022-05-31 17:00 | 0.23993 | 0.2081 | 186065 | 43303.2982 | 2846 | 99024.6347 | 15 | 81185.4637 | 8.1185 | 17839.171 | 0 | 2838270.4208 | 254 | 100780.4286 | 2118.5075 | 2118.5075 | 23708.3333 | 124488.7619 | 124488.7619 | 0 | 0 | 0 | 43303.2982 | 57477.1304 | 0 | 0 | 0 | 0 | 0
2022-05-31 18:00 | 0.08282 | 0.0401 | 186065 | 14947.6062 | 2846 | 19081.6331 | 15 | 109541.1557 | 10.9541 | 0 | 90459.5226 | 2856109.5918 | 254 | 100780.4286 | 2118.5075 | 2118.5075 | 23708.3333 | 124488.7619 | 124488.7619 | 0 | 0 | 0 | 0 | 100780.4286 | 0 | 0 | 0 | 0 | 0
2022-05-31 19:00 | 0 | 0 | 186065 | 0 | 2846 | 0 | 15 | 124488.7619 | 12.4489 | 0 | 124488.7619 | 2765650.0692 | 254 | 100780.4286 | 2118.5075 | 2118.5075 | 23708.3333 | 124488.7619 | 124488.7619 | 0 | 0 | 0 | 0 | 100780.4286 | 0 | 0 | 0 | 0 | 0
2022-05-31 20:00 | 0 | 0 | 186065 | 0 | 2846 | 0 | 15 | 124488.7619 | 12.4489 | 0 | 124488.7619 | 2641161.3072 | 254 | 100780.4286 | 2118.5075 | 2118.5075 | 23708.3333 | 124488.7619 | 124488.7619 | 0 | 0 | 0 | 0 | 100780.4286 | 0 | 0 | 0 | 0 | 0
2022-05-31 21:00 | 0 | 0 | 186065 | 0 | 2846 | 0 | 15 | 124488.7619 | 12.4489 | 0 | 124488.7619 | 2516672.5453 | 254 | 100780.4286 | 2118.5075 | 2118.5075 | 23708.3333 | 124488.7619 | 124488.7619 | 0 | 0 | 0 | 0 | 100780.4286 | 0 | 0 | 0 | 0 | 0
2022-05-31 22:00 | 0 | 0 | 186065 | 0 | 2846 | 0 | 15 | 124488.7619 | 12.4489 | 0 | 124488.7619 | 2392183.7834 | 254 | 100780.4286 | 2118.5075 | 2118.5075 | 23708.3333 | 124488.7619 | 124488.7619 | 0 | 0 | 0 | 0 | 100780.4286 | 0 | 0 | 0 | 0 | 0
2022-05-31 23:00 | 0 | 0 | 186065 | 0 | 2846 | 0 | 15 | 124488.7619 | 12.4489 | 0 | 124488.7619 | 2267695.0214 | 254 | 100780.4286 | 2118.5075 | 2118.5075 | 23708.3333 | 124488.7619 | 124488.7619 | 0 | 0 | 0 | 0 | 100780.4286 | 0 | 0 | 0 | 0 | 0
2022-06-01 | 0 | 0 | 186065 | 0 | 2846 | 0 | 15 | 149929.1667 | 14.9929 | 0 | 149929.1667 | 2143206.2595 | 254 | 127000 | 2689.7363 | 2669.6697 | 22929.1667 | 150883.7637 | 149929.1667 | 0 | 954.5971 | 954.5971 | 0 | 127000 | 0 | 0 | 0 | 0 | 0
2022-06-01 01:00 | 0 | 0 | 186065 | 0 | 2846 | 0 | 15 | 149929.1667 | 14.9929 | 0 | 149929.1667 | 1993277.0928 | 254 | 127000 | 2689.7363 | 2669.6697 | 22929.1667 | 150883.7637 | 149929.1667 | 0 | 954.5971 | 954.5971 | 0 | 127000 | 0 | 0 | 0 | 0 | 0
2022-06-01 02:00 | 0 | 0 | 186065 | 0 | 2846 | 0 | 15 | 149929.1667 | 14.9929 | 0 | 149929.1667 | 1843347.9262 | 254 | 127000 | 2689.7363 | 2669.6697 | 22929.1667 | 150883.7637 | 149929.1667 | 0 | 954.5971 | 954.5971 | 0 | 127000 | 0 | 0 | 0 | 0 | 0
2022-06-01 03:00 | 0 | 0 | 186065 | 0 | 2846 | 0 | 15 | 149929.1667 | 14.9929 | 0 | 149929.1667 | 1693418.7595 | 254 | 127000 | 2689.7363 | 2669.6697 | 22929.1667 | 150883.7637 | 149929.1667 | 0 | 954.5971 | 954.5971 | 0 | 127000 | 0 | 0 | 0 | 0 | 0
2022-06-01 04:00 | 0 | 0 | 186065 | 0 | 2846 | 0 | 15 | 149929.1667 | 14.9929 | 0 | 149929.1667 | 1543489.5928 | 254 | 127000 | 2689.7363 | 2669.6697 | 22929.1667 | 150883.7637 | 149929.1667 | 0 | 954.5971 | 954.5971 | 0 | 127000 | 0 | 0 | 0 | 0 | 0
2022-06-01 05:00 | 0.01395 | 0.00043 | 186065 | 2517.7385 | 2846 | 204.616 | 15 | 147411.4281 | 14.7411 | 0 | 147206.8121 | 1393560.4262 | 254 | 127000 | 2689.7363 | 2669.6697 | 22929.1667 | 150883.7637 | 149929.1667 | 0 | 954.5971 | 954.5971 | 2517.7385 | 124482.2615 | 0 | 0 | 0 | 0 | 0
2022-06-01 06:00 | 0.14423 | 0.17807 | 186065 | 26031.0703 | 2846 | 84734.8232 | 15 | 123898.0964 | 12.3898 | 0 | 39163.2732 | 1246353.6141 | 254 | 127000 | 2689.7363 | 2669.6697 | 22929.1667 | 150883.7637 | 149929.1667 | 0 | 954.5971 | 954.5971 | 26031.0703 | 100968.9297 | 0 | 0 | 0 | 0 | 0
2022-06-01 07:00 | 0.32677 | 0.29006 | 186065 | 58976.4462 | 2846 | 138025.3991 | 15 | 90952.7204 | 9.0953 | 47072.6787 | 0 | 1207190.3409 | 254 | 127000 | 2689.7363 | 2669.6697 | 22929.1667 | 150883.7637 | 149929.1667 | 0 | 954.5971 | 954.5971 | 36047.2796 | 90952.7204 | 0 | 0 | 0 | 0 | 0
2022-06-01 08:00 | 0.54808 | 0.45886 | 186065 | 98919.15 | 2846 | 218349.0816 | 15 | 51010.0166 | 5.101 | 167339.065 | 0 | 1254263.0195 | 254 | 127000 | 2689.7363 | 2669.6697 | 22929.1667 | 150883.7637 | 149929.1667 | 0 | 954.5971 | 954.5971 | 98919.15 | 28080.85 | 0 | 0 | 0 | 0 | 0
2022-06-01 09:00 | 0.7445 | 0.55707 | 186065 | 134369.6307 | 2846 | 265082.428 | 15 | 15559.5359 | 1.556 | 249522.892 | 0 | 1421602.0846 | 254 | 127000 | 2689.7363 | 2669.6697 | 22929.1667 | 150883.7637 | 149929.1667 | 0 | 954.5971 | 954.5971 | 111440.4641 | 15559.5359 | 0 | 0 | 0 | 0 | 0
2022-06-01 10:00 | 0.89422 | 0.62168 | 186065 | 161391.553 | 2846 | 295827.174 | 15 | 0 | 0 | 295827.174 | 0 | 1671124.9766 | 254 | 127000 | 2689.7363 | 2669.6697 | 22929.1667 | 150883.7637 | 149929.1667 | 0 | 954.5971 | 954.5971 | 127000 | 0 | 0 | 0 | 0 | 0 | 0
2022-06-01 11:00 | 0.9841 | 0.68165 | 186065 | 177613.3695 | 2846 | 324363.9705 | 15 | 0 | 0 | 324363.9705 | 0 | 1966952.1506 | 254 | 127000 | 2689.7363 | 2669.6697 | 22929.1667 | 150883.7637 | 149929.1667 | 0 | 954.5971 | 954.5971 | 127000 | 0 | 0 | 0 | 0 | 0 | 0
2022-06-01 12:00 | 0.99925 | 0.68085 | 186065 | 180347.6877 | 2846 | 323983.2895 | 15 | 0 | 0 | 323983.2895 | 0 | 2291316.1211 | 254 | 127000 | 2689.7363 | 2669.6697 | 22929.1667 | 150883.7637 | 149929.1667 | 0 | 954.5971 | 954.5971 | 127000 | 0 | 0 | 0 | 0 | 0 | 0
2022-06-01 13:00 | 0.9523 | 0.62055 | 186065 | 171874.0085 | 2846 | 295289.4622 | 15 | 0 | 0 | 295289.4622 | 0 | 2615299.4106 | 254 | 127000 | 2689.7363 | 2669.6697 | 22929.1667 | 150883.7637 | 149929.1667 | 0 | 954.5971 | 954.5971 | 127000 | 0 | 0 | 0 | 0 | 0 | 0
2022-06-01 14:00 | 0.83008 | 0.55632 | 186065 | 149815.3701 | 2846 | 264725.5396 | 15 | 113.7965 | 0.01138 | 264611.7431 | 0 | 2910588.8728 | 254 | 127000 | 2689.7363 | 2669.6697 | 22929.1667 | 150883.7637 | 149929.1667 | 0 | 954.5971 | 954.5971 | 126886.2035 | 113.7965 | 0 | 0 | 0 | 0 | 0
2022-06-01 15:00 | 0.65572 | 0.48001 | 186065 | 118346.3455 | 2846 | 228413.3345 | 15 | 31582.8211 | 3.1583 | 196830.5134 | 0 | 3175200.6158 | 254 | 127000 | 2689.7363 | 2669.6697 | 22929.1667 | 150883.7637 | 149929.1667 | 0 | 954.5971 | 954.5971 | 118346.3455 | 8653.6545 | 0 | 0 | 0 | 0 | 0
2022-06-01 16:00 | 0.45123 | 0.36321 | 186065 | 81439.3667 | 2846 | 172833.9144 | 15 | 68489.8 | 6.849 | 104344.1143 | 0 | 3372031.1292 | 254 | 127000 | 2689.7363 | 2669.6697 | 22929.1667 | 150883.7637 | 149929.1667 | 0 | 954.5971 | 954.5971 | 81439.3667 | 45560.6333 | 0 | 0 | 0 | 0 | 0
2022-06-01 17:00 | 0.24175 | 0.20932 | 186065 | 43631.7773 | 2846 | 99605.1732 | 15 | 106297.3893 | 10.6297 | 0 | 6692.2161 | 3476375.2436 | 254 | 127000 | 2689.7363 | 2669.6697 | 22929.1667 | 150883.7637 | 149929.1667 | 0 | 954.5971 | 954.5971 | 43631.7773 | 83368.2227 | 0 | 0 | 0 | 0 | 0
2022-06-01 18:00 | 0.08065 | 0.03608 | 186065 | 14555.958 | 2846 | 17168.7113 | 15 | 135373.2087 | 13.5373 | 0 | 118204.4974 | 3469683.0274 | 254 | 127000 | 2689.7363 | 2669.6697 | 22929.1667 | 150883.7637 | 149929.1667 | 0 | 954.5971 | 954.5971 | 0 | 127000 | 0 | 0 | 0 | 0 | 0
2022-06-01 19:00 | 0 | 0 | 186065 | 0 | 2846 | 0 | 15 | 149929.1667 | 14.9929 | 0 | 149929.1667 | 3351478.53 | 254 | 127000 | 2689.7363 | 2669.6697 | 22929.1667 | 150883.7637 | 149929.1667 | 0 | 954.5971 | 954.5971 | 0 | 127000 | 0 | 0 | 0 | 0 | 0
2022-06-01 20:00 | 0 | 0 | 186065 | 0 | 2846 | 0 | 15 | 149929.1667 | 14.9929 | 0 | 149929.1667 | 3201549.3634 | 254 | 127000 | 2689.7363 | 2669.6697 | 22929.1667 | 150883.7637 | 149929.1667 | 0 | 954.5971 | 954.5971 | 0 | 127000 | 0 | 0 | 0 | 0 | 0
2022-06-01 21:00 | 0 | 0 | 186065 | 0 | 2846 | 0 | 15 | 149929.1667 | 14.9929 | 0 | 149929.1667 | 3051620.1967 | 254 | 127000 | 2689.7363 | 2669.6697 | 22929.1667 | 150883.7637 | 149929.1667 | 0 | 954.5971 | 954.5971 | 0 | 127000 | 0 | 0 | 0 | 0 | 0
2022-06-01 22:00 | 0 | 0 | 186065 | 0 | 2846 | 0 | 15 | 149929.1667 | 14.9929 | 0 | 149929.1667 | 2901691.03 | 254 | 127000 | 2689.7363 | 2669.6697 | 22929.1667 | 150883.7637 | 149929.1667 | 0 | 954.5971 | 954.5971 | 0 | 127000 | 0 | 0 | 0 | 0 | 0
2022-06-01 23:00 | 0 | 0 | 186065 | 0 | 2846 | 0 | 15 | 149929.1667 | 14.9929 | 0 | 149929.1667 | 2751761.8634 | 254 | 127000 | 2689.7363 | 2669.6697 | 22929.1667 | 150883.7637 | 149929.1667 | 0 | 954.5971 | 954.5971 | 0 | 127000 | 0 | 0 | 0 | 0 | 0
2022-06-02 | 0 | 0 | 186065 | 0 | 2846 | 0 | 15 | 149895.8333 | 14.9896 | 0 | 149895.8333 | 2601832.6967 | 254 | 127000 | 2689.7363 | 2669.6697 | 22895.8333 | 150850.4304 | 149895.8333 | 0 | 954.5971 | 954.5971 | 0 | 127000 | 0 | 0 | 0 | 0 | 0
2022-06-02 01:00 | 0 | 0 | 186065 | 0 | 2846 | 0 | 15 | 149895.8333 | 14.9896 | 0 | 149895.8333 | 2451936.8634 | 254 | 127000 | 2689.7363 | 2669.6697 | 22895.8333 | 150850.4304 | 149895.8333 | 0 | 954.5971 | 954.5971 | 0 | 127000 | 0 | 0 | 0 | 0 | 0
2022-06-02 02:00 | 0 | 0 | 186065 | 0 | 2846 | 0 | 15 | 149895.8333 | 14.9896 | 0 | 149895.8333 | 2302041.03 | 254 | 127000 | 2689.7363 | 2669.6697 | 22895.8333 | 150850.4304 | 149895.8333 | 0 | 954.5971 | 954.5971 | 0 | 127000 | 0 | 0 | 0 | 0 | 0
2022-06-02 03:00 | 0 | 0 | 186065 | 0 | 2846 | 0 | 15 | 149895.8333 | 14.9896 | 0 | 149895.8333 | 2152145.1967 | 254 | 127000 | 2689.7363 | 2669.6697 | 22895.8333 | 150850.4304 | 149895.8333 | 0 | 954.5971 | 954.5971 | 0 | 127000 | 0 | 0 | 0 | 0 | 0
2022-06-02 04:00 | 0 | 0 | 186065 | 0 | 2846 | 0 | 15 | 149895.8333 | 14.9896 | 0 | 149895.8333 | 2002249.3634 | 254 | 127000 | 2689.7363 | 2669.6697 | 22895.8333 | 150850.4304 | 149895.8333 | 0 | 954.5971 | 954.5971 | 0 | 127000 | 0 | 0 | 0 | 0 | 0
2022-06-02 05:00 | 0.01395 | 0.00054 | 186065 | 2517.7385 | 2846 | 256.9596 | 15 | 147378.0948 | 14.7378 | 0 | 147121.1351 | 1852353.53 | 254 | 127000 | 2689.7363 | 2669.6697 | 22895.8333 | 150850.4304 | 149895.8333 | 0 | 954.5971 | 954.5971 | 0 | 127000 | 0 | 0 | 0 | 0 | 0
2022-06-02 06:00 | 0.1317 | 0.08622 | 186065 | 23769.6177 | 2846 | 41027.8905 | 15 | 126126.2156 | 12.6126 | 0 | 85098.3252 | 1705232.3949 | 254 | 127000 | 2689.7363 | 2669.6697 | 22895.8333 | 150850.4304 | 149895.8333 | 0 | 954.5971 | 954.5971 | 873.7844 | 126126.2156 | 0 | 0 | 0 | 0 | 0
2022-06-02 07:00 | 0.3118 | 0.22213 | 186065 | 56274.615 | 2846 | 105700.8271 | 15 | 93621.2183 | 9.3621 | 12079.6087 | 0 | 1620134.0697 | 254 | 127000 | 2689.7363 | 2669.6697 | 22895.8333 | 150850.4304 | 149895.8333 | 0 | 954.5971 | 954.5971 | 33378.7817 | 93621.2183 | 0 | 0 | 0 | 0 | 0
2022-06-02 08:00 | 0.52762 | 0.34026 | 186065 | 95226.4668 | 2846 | 161913.1293 | 15 | 54669.3665 | 5.4669 | 107243.7628 | 0 | 1632213.6784 | 254 | 127000 | 2689.7363 | 2669.6697 | 22895.8333 | 150850.4304 | 149895.8333 | 0 | 954.5971 | 954.5971 | 95226.4668 | 31773.5332 | 0 | 0 | 0 | 0 | 0
2022-06-02 09:00 | 0.73497 | 0.48029 | 186065 | 132649.6273 | 2846 | 228546.5728 | 15 | 17246.2061 | 1.7246 | 211300.3668 | 0 | 1739457.4412 | 254 | 127000 | 2689.7363 | 2669.6697 | 22895.8333 | 150850.4304 | 149895.8333 | 0 | 954.5971 | 954.5971 | 109753.7939 | 17246.2061 | 0 | 0 | 0 | 0 | 0
2022-06-02 10:00 | 0.78872 | 0.16719 | 186065 | 142350.5912 | 2846 | 79557.5621 | 15 | 7545.2421 | 0.75452 | 72012.32 | 0 | 1950757.808 | 254 | 127000 | 2689.7363 | 2669.6697 | 22895.8333 | 150850.4304 | 149895.8333 | 0 | 954.5971 | 954.5971 | 119454.7579 | 7545.2421 | 0 | 0 | 0 | 0 | 0
2022-06-02 11:00 | 0.83255 | 0.2143 | 186065 | 150261.1633 | 2846 | 101974.9122 | 15 | 0 | 0 | 101974.9122 | 0 | 2022770.128 | 254 | 127000 | 2689.7363 | 2669.6697 | 22895.8333 | 150850.4304 | 149895.8333 | 0 | 954.5971 | 954.5971 | 127000 | 0 | 0 | 0 | 0 | 0 | 0
2022-06-02 12:00 | 0.87028 | 0.2174 | 186065 | 157070.7888 | 2846 | 103450.0509 | 15 | 0 | 0 | 103450.0509 | 0 | 2124745.0402 | 254 | 127000 | 2689.7363 | 2669.6697 | 22895.8333 | 150850.4304 | 149895.8333 | 0 | 954.5971 | 954.5971 | 127000 | 0 | 0 | 0 | 0 | 0 | 0
2022-06-02 13:00 | 0.85478 | 0.3241 | 186065 | 154273.3015 | 2846 | 154223.3739 | 15 | 0 | 0 | 154223.3739 | 0 | 2228195.091 | 254 | 127000 | 2689.7363 | 2669.6697 | 22895.8333 | 150850.4304 | 149895.8333 | 0 | 954.5971 | 954.5971 | 127000 | 0 | 0 | 0 | 0 | 0 | 0
2022-06-02 14:00 | 0.71928 | 0.21268 | 186065 | 129817.8482 | 2846 | 101204.0332 | 15 | 20077.9851 | 2.0078 | 81126.0481 | 0 | 2382418.465 | 254 | 127000 | 2689.7363 | 2669.6697 | 22895.8333 | 150850.4304 | 149895.8333 | 0 | 954.5971 | 954.5971 | 127000 | 0 | 0 | 0 | 0 | 0 | 0
2022-06-02 15:00 | 0.56467 | 0.19189 | 186065 | 101913.3638 | 2846 | 91311.0868 | 15 | 47982.4695 | 4.7982 | 43328.6173 | 0 | 2463544.5131 | 254 | 127000 | 2689.7363 | 2669.6697 | 22895.8333 | 150850.4304 | 149895.8333 | 0 | 954.5971 | 954.5971 | 101913.3638 | 25086.6362 | 0 | 0 | 0 | 0 | 0
2022-06-02 16:00 | 0.40823 | 0.19313 | 186065 | 73678.5955 | 2846 | 91901.1423 | 15 | 76217.2378 | 7.6217 | 15683.9044 | 0 | 2506873.1303 | 254 | 127000 | 2689.7363 | 2669.6697 | 22895.8333 | 150850.4304 | 149895.8333 | 0 | 954.5971 | 954.5971 | 50782.7622 | 76217.2378 | 0 | 0 | 0 | 0 | 0
2022-06-02 17:00 | 0.21768 | 0.09699 | 186065 | 39287.5503 | 2846 | 46152.8079 | 15 | 110608.283 | 11.0608 | 0 | 64455.4751 | 2522557.0348 | 254 | 127000 | 2689.7363 | 2669.6697 | 22895.8333 | 150850.4304 | 149895.8333 | 0 | 954.5971 | 954.5971 | 16391.717 | 110608.283 | 0 | 0 | 0 | 0 | 0
2022-06-02 18:00 | 0.07622 | 0.01647 | 186065 | 13756.4181 | 2846 | 7837.2693 | 15 | 136139.4153 | 13.6139 | 0 | 128302.146 | 2458101.5596 | 254 | 127000 | 2689.7363 | 2669.6697 | 22895.8333 | 150850.4304 | 149895.8333 | 0 | 954.5971 | 954.5971 | 13756.4181 | 113243.5819 | 0 | 0 | 0 | 0 | 0
2022-06-02 19:00 | 0 | 0 | 186065 | 0 | 2846 | 0 | 15 | 149895.8333 | 14.9896 | 0 | 149895.8333 | 2329799.4136 | 254 | 127000 | 2689.7363 | 2669.6697 | 22895.8333 | 150850.4304 | 149895.8333 | 0 | 954.5971 | 954.5971 | 0 | 127000 | 0 | 0 | 0 | 0 | 0
2022-06-02 20:00 | 0 | 0 | 186065 | 0 | 2846 | 0 | 15 | 149895.8333 | 14.9896 | 0 | 149895.8333 | 2179903.5803 | 254 | 127000 | 2689.7363 | 2669.6697 | 22895.8333 | 150850.4304 | 149895.8333 | 0 | 954.5971 | 954.5971 | 0 | 127000 | 0 | 0 | 0 | 0 | 0
2022-06-02 21:00 | 0 | 0 | 186065 | 0 | 2846 | 0 | 15 | 149895.8333 | 14.9896 | 0 | 149895.8333 | 2030007.747 | 254 | 127000 | 2689.7363 | 2669.6697 | 22895.8333 | 150850.4304 | 149895.8333 | 0 | 954.5971 | 954.5971 | 0 | 127000 | 0 | 0 | 0 | 0 | 0
2022-06-02 22:00 | 0 | 0 | 186065 | 0 | 2846 | 0 | 15 | 149895.8333 | 14.9896 | 0 | 149895.8333 | 1880111.9136 | 254 | 127000 | 2689.7363 | 2669.6697 | 22895.8333 | 150850.4304 | 149895.8333 | 0 | 954.5971 | 954.5971 | 0 | 127000 | 0 | 0 | 2.9632e-14 | 0 | 0
2022-06-02 23:00 | 0 | 0 | 186065 | 0 | 2846 | 0 | 15 | 149895.8333 | 14.9896 | 0 | 149895.8333 | 1730216.0803 | 254 | 127000 | 2689.7363 | 2669.6697 | 22895.8333 | 150850.4304 | 149895.8333 | 0 | 954.5971 | 954.5971 | 0 | 127000 | 0 | 0 | 2.9632e-14 | 0 | 0
2022-06-03 | 0 | 0 | 186065 | 0 | 2846 | 0 | 15 | 150000 | 15 | 0 | 150000 | 1580320.247 | 254 | 126875 | 2689.7363 | 2667.042 | 23125 | 151079.5971 | 150000 | 0 | 1079.5971 | 1079.5971 | 0 | 126875 | -5.6843e-14 | 0 | 2.9632e-14 | 0 | 0
2022-06-03 01:00 | 0 | 0 | 186065 | 0 | 2846 | 0 | 15 | 150000 | 15 | 0 | 150000 | 1430320.247 | 254 | 126875 | 2689.7363 | 2667.042 | 23125 | 151079.5971 | 150000 | 0 | 1079.5971 | 1079.5971 | 0 | 126875 | 0 | 0 | 8.8895e-14 | 0 | 0
2022-06-03 02:00 | 0 | 0 | 186065 | 0 | 2846 | 0 | 15 | 150000 | 15 | 0 | 150000 | 1280320.247 | 254 | 126875 | 2689.7363 | 2667.042 | 23125 | 151079.5971 | 150000 | 0 | 1079.5971 | 1079.5971 | 0 | 126875 | 0 | 0 | 8.8895e-14 | 0 | 0
2022-06-03 03:00 | 0 | 0 | 186065 | 0 | 2846 | 0 | 15 | 150000 | 15 | 0 | 150000 | 1130320.247 | 254 | 126875 | 2689.7363 | 2667.042 | 23125 | 151079.5971 | 150000 | 0 | 1079.5971 | 1079.5971 | 0 | 126875 | 0 | 0 | 8.8895e-14 | 0 | 0
2022-06-03 04:00 | 0 | 0 | 186065 | 0 | 2846 | 0 | 15 | 150000 | 15 | 0 | 150000 | 980320.247 | 254 | 126875 | 2689.7363 | 2667.042 | 23125 | 151079.5971 | 150000 | 0 | 1079.5971 | 1079.5971 | 0 | 126875 | 8.5265e-14 | 0 | 0 | 0 | 0
2022-06-03 05:00 | 0.01588 | 0.00346 | 186065 | 2866.0708 | 2846 | 1646.4452 | 15 | 147258.9292 | 14.7259 | 0 | 145612.484 | 830320.247 | 254 | 127000 | 2689.7363 | 2669.6697 | 23125 | 151079.5971 | 150125 | 0 | 954.5971 | 954.5971 | 2866.0708 | 124133.9292 | 0 | 0 | 0 | 0 | 0
2022-06-03 06:00 | 0.15825 | 0.22845 | 186065 | 28561.4427 | 2846 | 108708.2066 | 15 | 121563.5573 | 12.1564 | 0 | 12855.3507 | 684707.763 | 254 | 127000 | 2689.7363 | 2669.6697 | 23125 | 151079.5971 | 150125 | 0 | 954.5971 | 954.5971 | 28561.4427 | 98438.5573 | 0 | 0 | 0 | 0 | 0
2022-06-03 07:00 | 0.37067 | 0.46153 | 186065 | 66899.6521 | 2846 | 219619.6043 | 15 | 83225.3479 | 8.3225 | 136394.2565 | 0 | 671852.4123 | 254 | 127000 | 2689.7363 | 2669.6697 | 23125 | 151079.5971 | 150125 | 0 | 954.5971 | 954.5971 | 66899.6521 | 60100.3479 | 0 | 0 | 0 | 0 | 0
2022-06-03 08:00 | 0.59212 | 0.62407 | 186065 | 106867.6236 | 2846 | 296964.4584 | 15 | 43257.3764 | 4.3257 | 253707.082 | 0 | 808246.6687 | 254 | 127000 | 2689.7363 | 2669.6697 | 23125 | 151079.5971 | 150125 | 0 | 954.5971 | 954.5971 | 83742.6236 | 43257.3764 | 0 | 0 | 0 | 0 | 0
2022-06-03 09:00 | 0.78565 | 0.69972 | 186065 | 141796.5082 | 2846 | 332962.6017 | 15 | 8328.4918 | 0.83285 | 324634.1099 | 0 | 1061953.7507 | 254 | 127000 | 2689.7363 | 2669.6697 | 23125 | 151079.5971 | 150125 | 0 | 954.5971 | 954.5971 | 118671.5082 | 8328.4918 | 0 | 0 | 0 | 0 | 0
2022-06-03 10:00 | 0.93197 | 0.75185 | 186065 | 168204.7881 | 2846 | 357768.7247 | 15 | 0 | 0 | 357768.7247 | 0 | 1386587.8606 | 254 | 127000 | 2689.7363 | 2669.6697 | 23125 | 151079.5971 | 150125 | 0 | 954.5971 | 954.5971 | 127000 | 0 | 0 | 0 | 0 | 0 | 0
2022-06-03 11:00 | 1.0194 | 0.82566 | 186065 | 183993.4453 | 2846 | 392891.3018 | 15 | 0 | 0 | 392891.3018 | 0 | 1744356.5853 | 254 | 127000 | 2689.7363 | 2669.6697 | 23125 | 151079.5971 | 150125 | 0 | 954.5971 | 954.5971 | 127000 | 0 | 0 | 0 | 0 | 0 | 0
2022-06-03 12:00 | 1.0397 | 0.7759 | 186065 | 187639.2029 | 2846 | 369212.9461 | 15 | 0 | 0 | 369212.9461 | 0 | 2137247.8871 | 254 | 127000 | 2689.7363 | 2669.6697 | 23125 | 151079.5971 | 150125 | 0 | 954.5971 | 954.5971 | 127000 | 0 | 0 | 0 | 0 | 0 | 0
2022-06-03 13:00 | 0.99983 | 0.78464 | 186065 | 180452.3679 | 2846 | 373371.8856 | 15 | 0 | 0 | 373371.8856 | 0 | 2506460.8332 | 254 | 127000 | 2689.7363 | 2669.6697 | 23125 | 151079.5971 | 150125 | 0 | 954.5971 | 954.5971 | 127000 | 0 | 0 | 0 | 0 | 0 | 0
2022-06-03 14:00 | 0.8884 | 0.73678 | 186065 | 160341.1416 | 2846 | 350597.6471 | 15 | 0 | 0 | 350597.6471 | 0 | 2879832.7187 | 254 | 127000 | 2689.7363 | 2669.6697 | 23125 | 151079.5971 | 150125 | 0 | 954.5971 | 954.5971 | 127000 | 0 | 0 | 0 | 0 | 0 | 0
2022-06-03 15:00 | 0.6508 | 0.40826 | 186065 | 117458.3689 | 2846 | 194271.0109 | 15 | 32666.6311 | 3.2667 | 161604.3799 | 0 | 3230430.3659 | 254 | 127000 | 2689.7363 | 2669.6697 | 23125 | 151079.5971 | 150125 | 0 | 954.5971 | 954.5971 | 94333.3689 | 32666.6311 | 0 | 0 | 0 | 0 | 0
2022-06-03 16:00 | 0.40633 | 0.08629 | 186065 | 73335.6777 | 2846 | 41061.2 | 15 | 76789.3223 | 7.6789 | 0 | 35728.1222 | 3392034.7457 | 254 | 127000 | 2689.7363 | 2669.6697 | 23125 | 151079.5971 | 150125 | 0 | 954.5971 | 954.5971 | 73335.6777 | 53664.3223 | 0 | 0 | 0 | 0 | 0
2022-06-03 17:00 | 0.2205 | 0.02701 | 186065 | 39796.5125 | 2846 | 12852.7409 | 15 | 110328.4875 | 11.0328 | 0 | 97475.7466 | 3356306.6235 | 254 | 127000 | 2689.7363 | 2669.6697 | 23125 | 151079.5971 | 150125 | 0 | 954.5971 | 954.5971 | 39796.5125 | 87203.4875 | 0 | 0 | 0 | 0 | 0
2022-06-03 18:00 | 0.0789 | 0.01507 | 186065 | 14240.1126 | 2846 | 7171.0776 | 15 | 135884.8874 | 13.5885 | 0 | 128713.8098 | 3258830.8769 | 254 | 127000 | 2689.7363 | 2669.6697 | 23125 | 151079.5971 | 150125 | 0 | 954.5971 | 954.5971 | 0 | 127000 | 0 | 0 | 0 | 0 | 0
2022-06-03 19:00 | 0 | 0 | 186065 | 0 | 2846 | 0 | 15 | 150000 | 15 | 0 | 150000 | 3130117.0671 | 254 | 126875 | 2689.7363 | 2667.042 | 23125 | 151079.5971 | 150000 | 0 | 1079.5971 | 1079.5971 | 0 | 126875 | 0 | 0 | 0 | 0 | 0
2022-06-03 20:00 | 0 | 0 | 186065 | 0 | 2846 | 0 | 15 | 150000 | 15 | 0 | 150000 | 2980117.0671 | 254 | 126875 | 2689.7363 | 2667.042 | 23125 | 151079.5971 | 150000 | 0 | 1079.5971 | 1079.5971 | 0 | 126875 | 0 | 0 | 0 | 0 | 0
2022-06-03 21:00 | 0 | 0 | 186065 | 0 | 2846 | 0 | 15 | 150000 | 15 | 0 | 150000 | 2830117.0671 | 254 | 126875 | 2689.7363 | 2667.042 | 23125 | 151079.5971 | 150000 | 0 | 1079.5971 | 1079.5971 | 0 | 126875 | 0 | 0 | 0 | 0 | 0
2022-06-03 22:00 | 0 | 0 | 186065 | 0 | 2846 | 0 | 15 | 150000 | 15 | 0 | 150000 | 2680117.0671 | 254 | 126875 | 2689.7363 | 2667.042 | 23125 | 151079.5971 | 150000 | 0 | 1079.5971 | 1079.5971 | 0 | 126875 | 0 | 0 | 0 | 0 | 0
2022-06-03 23:00 | 0 | 0 | 186065 | 0 | 2846 | 0 | 15 | 150000 | 15 | 0 | 150000 | 2530117.0671 | 254 | 126875 | 2689.7363 | 2667.042 | 23125 | 151079.5971 | 150000 | 0 | 1079.5971 | 1079.5971 | 0 | 126875 | 0 | 0 | 0 | 0 | 0
2022-06-04 | 0 | 0 | 186065 | 0 | 2846 | 0 | 15 | 150000 | 15 | 0 | 150000 | 2380117.0671 | 254 | 126400 | 2689.7363 | 2657.0571 | 23600 | 151554.5971 | 150000 | 0 | 1554.5971 | 1554.5971 | 0 | 126400 | 0 | 0 | 0 | 0 | 0
2022-06-04 01:00 | 0 | 0 | 186065 | 0 | 2846 | 0 | 15 | 150000 | 15 | 0 | 150000 | 2230117.0671 | 254 | 126400 | 2689.7363 | 2657.0571 | 23600 | 151554.5971 | 150000 | 0 | 1554.5971 | 1554.5971 | 0 | 126400 | 0 | 0 | 0 | 0 | 0
2022-06-04 02:00 | 0 | 0 | 186065 | 0 | 2846 | 0 | 15 | 150000 | 15 | 0 | 150000 | 2080117.0671 | 254 | 126400 | 2689.7363 | 2657.0571 | 23600 | 151554.5971 | 150000 | 0 | 1554.5971 | 1554.5971 | 0 | 126400 | 0 | 0 | 0 | 0 | 0
2022-06-04 03:00 | 0 | 0 | 186065 | 0 | 2846 | 0 | 15 | 150000 | 15 | 0 | 150000 | 1930117.0671 | 254 | 126400 | 2689.7363 | 2657.0571 | 23600 | 151554.5971 | 150000 | 0 | 1554.5971 | 1554.5971 | 0 | 126400 | 0 | 0 | 0 | 0 | 0
2022-06-04 04:00 | 0 | 0 | 186065 | 0 | 2846 | 0 | 15 | 150000 | 15 | 0 | 150000 | 1780117.0671 | 254 | 126400 | 2689.7363 | 2657.0571 | 23600 | 151554.5971 | 150000 | 0 | 1554.5971 | 1554.5971 | 0 | 126400 | 0 | 0 | 0 | 0 | 0
2022-06-04 05:00 | 0.01532 | 0.00131 | 186065 | 2765.0003 | 2846 | 623.3651 | 15 | 147834.9997 | 14.7835 | 0 | 147211.6346 | 1630117.0671 | 254 | 127000 | 2689.7363 | 2669.6697 | 23600 | 151554.5971 | 150600 | 0 | 954.5971 | 954.5971 | 2765.0003 | 124234.9997 | 0 | 0 | 0 | 0 | 0
2022-06-04 06:00 | 0.13662 | 0.09035 | 186065 | 24657.5943 | 2846 | 42993.1559 | 15 | 125942.4057 | 12.5942 | 0 | 82949.2498 | 1482905.4325 | 254 | 127000 | 2689.7363 | 2669.6697 | 23600 | 151554.5971 | 150600 | 0 | 954.5971 | 954.5971 | 1057.5943 | 125942.4057 | 0 | 0 | 0 | 0 | 0
2022-06-04 07:00 | 0.31525 | 0.21288 | 186065 | 56897.2815 | 2846 | 101299.2035 | 15 | 93702.7185 | 9.3703 | 7596.485 | 0 | 1399956.1828 | 254 | 127000 | 2689.7363 | 2669.6697 | 23600 | 151554.5971 | 150600 | 0 | 954.5971 | 954.5971 | 56897.2815 | 70102.7185 | 0 | 0 | 0 | 0 | 0
2022-06-04 08:00 | 0.52392 | 0.34686 | 186065 | 94558.6796 | 2846 | 165053.7472 | 15 | 56041.3204 | 5.6041 | 109012.4268 | 0 | 1407552.6677 | 254 | 127000 | 2689.7363 | 2669.6697 | 23600 | 151554.5971 | 150600 | 0 | 954.5971 | 954.5971 | 94558.6796 | 32441.3204 | 0 | 0 | 0 | 0 | 0
2022-06-04 09:00 | 0.75495 | 0.59271 | 186065 | 136255.6786 | 2846 | 282041.7648 | 15 | 14344.3214 | 1.4344 | 267697.4433 | 0 | 1516565.0945 | 254 | 127000 | 2689.7363 | 2669.6697 | 23600 | 151554.5971 | 150600 | 0 | 954.5971 | 954.5971 | 127000 | 0 | 0 | 0 | 0 | 0 | 0
2022-06-04 10:00 | 0.8619 | 0.54216 | 186065 | 155558.3408 | 2846 | 257987.4866 | 15 | 0 | 0 | 257987.4866 | 0 | 1784262.5379 | 254 | 127000 | 2689.7363 | 2669.6697 | 23600 | 151554.5971 | 150600 | 0 | 954.5971 | 954.5971 | 127000 | 0 | 0 | 0 | 0 | 0 | 0
2022-06-04 11:00 | 0.93103 | 0.49212 | 186065 | 168035.134 | 2846 | 234175.8925 | 15 | 0 | 0 | 234175.8925 | 0 | 2042250.0245 | 254 | 127000 | 2689.7363 | 2669.6697 | 23600 | 151554.5971 | 150600 | 0 | 954.5971 | 954.5971 | 127000 | 0 | 0 | 0 | 0 | 0 | 0
2022-06-04 12:00 | 0.95322 | 0.50601 | 186065 | 172040.0529 | 2846 | 240785.4657 | 15 | 0 | 0 | 240785.4657 | 0 | 2276425.917 | 254 | 127000 | 2689.7363 | 2669.6697 | 23600 | 151554.5971 | 150600 | 0 | 954.5971 | 954.5971 | 127000 | 0 | 0 | 0 | 0 | 0 | 0
2022-06-04 13:00 | 0.833 | 0.36387 | 186065 | 150342.3806 | 2846 | 173147.9761 | 15 | 257.6194 | 0.025762 | 172890.3568 | 0 | 2517211.3827 | 254 | 127000 | 2689.7363 | 2669.6697 | 23600 | 151554.5971 | 150600 | 0 | 954.5971 | 954.5971 | 127000 | 0 | 0 | 0 | 0 | 0 | 0
2022-06-04 14:00 | 0.7595 | 0.28853 | 186065 | 137076.8765 | 2846 | 137297.3467 | 15 | 13523.1235 | 1.3523 | 123774.2232 | 0 | 2690101.7395 | 254 | 127000 | 2689.7363 | 2669.6697 | 23600 | 151554.5971 | 150600 | 0 | 954.5971 | 954.5971 | 127000 | 0 | 0 | 0 | 0 | 0 | 0
2022-06-04 15:00 | 0.48192 | 0.06556 | 186065 | 86978.3915 | 2846 | 31196.8047 | 15 | 63621.6085 | 6.3622 | 0 | 32424.8039 | 2813875.9627 | 254 | 127000 | 2689.7363 | 2669.6697 | 23600 | 151554.5971 | 150600 | 0 | 954.5971 | 954.5971 | 86978.3915 | 40021.6085 | 0 | 0 | 0 | 0 | 0
2022-06-04 16:00 | 0.2609 | 0.01028 | 186065 | 47088.0277 | 2846 | 4891.7503 | 15 | 103511.9723 | 10.3512 | 0 | 98620.2219 | 2781451.1588 | 254 | 127000 | 2689.7363 | 2669.6697 | 23600 | 151554.5971 | 150600 | 0 | 954.5971 | 954.5971 | 47088.0277 | 79911.9723 | 0 | 0 | 0 | 0 | 0
2022-06-04 17:00 | 0.14388 | 0.00668 | 186065 | 25967.9012 | 2846 | 3178.686 | 15 | 124632.0988 | 12.4632 | 0 | 121453.4127 | 2682830.9369 | 254 | 127000 | 2689.7363 | 2669.6697 | 23600 | 151554.5971 | 150600 | 0 | 954.5971 | 954.5971 | 25967.9012 | 101032.0988 | 0 | 0 | 0 | 0 | 0
2022-06-04 18:00 | 0.05322 | 0.00421 | 186065 | 9605.3079 | 2846 | 2003.3336 | 15 | 140994.6921 | 14.0995 | 0 | 138991.3585 | 2561377.5242 | 254 | 127000 | 2689.7363 | 2669.6697 | 23600 | 151554.5971 | 150600 | 0 | 954.5971 | 954.5971 | 9605.3079 | 117394.6921 | 0 | 0 | 0 | 0 | 0
2022-06-04 19:00 | 0.0019 | 0 | 186065 | 342.9178 | 2846 | 0 | 15 | 150000 | 15 | 0 | 150000 | 2422386.1656 | 254 | 126742.9178 | 2689.7363 | 2664.2655 | 23600 | 151554.5971 | 150342.9178 | 0 | 1211.6793 | 1211.6793 | 342.9178 | 126400 | 0 | 0 | 0 | 0 | 0
2022-06-04 20:00 | 0 | 0 | 186065 | 0 | 2846 | 0 | 15 | 150000 | 15 | 0 | 150000 | 2272386.1656 | 254 | 126400 | 2689.7363 | 2657.0571 | 23600 | 151554.5971 | 150000 | 0 | 1554.5971 | 1554.5971 | 0 | 126400 | 0 | 0 | 0 | 0 | 0
2022-06-04 21:00 | 0 | 0 | 186065 | 0 | 2846 | 0 | 15 | 150000 | 15 | 0 | 150000 | 2122386.1656 | 254 | 126400 | 2689.7363 | 2657.0571 | 23600 | 151554.5971 | 150000 | 0 | 1554.5971 | 1554.5971 | 0 | 126400 | 0 | 0 | 0 | 0 | 0
2022-06-04 22:00 | 0 | 0 | 186065 | 0 | 2846 | 0 | 15 | 150000 | 15 | 0 | 150000 | 1972386.1656 | 254 | 126400 | 2689.7363 | 2657.0571 | 23600 | 151554.5971 | 150000 | 0 | 1554.5971 | 1554.5971 | 0 | 126400 | 0 | 0 | 0 | 0 | 0
2022-06-04 23:00 | 0 | 0 | 186065 | 0 | 2846 | 0 | 15 | 150000 | 15 | 0 | 150000 | 1822386.1656 | 254 | 126400 | 2689.7363 | 2657.0571 | 23600 | 151554.5971 | 150000 | 0 | 1554.5971 | 1554.5971 | 0 | 126400 | 0 | 0 | 0 | 0 | 0
2022-06-05 | 0 | 0 | 186065 | 0 | 2846 | 0 | 15 | 150000 | 15 | 0 | 150000 | 1672386.1656 | 254 | 125425 | 2689.7363 | 2636.5616 | 24575 | 152529.5971 | 150000 | 0 | 2529.5971 | 2529.5971 | 0 | 125425 | 0 | 0 | 0 | 0 | 0
2022-06-05 01:00 | 0 | 0 | 186065 | 0 | 2846 | 0 | 15 | 150000 | 15 | 0 | 150000 | 1522386.1656 | 254 | 125425 | 2689.7363 | 2636.5616 | 24575 | 152529.5971 | 150000 | 0 | 2529.5971 | 2529.5971 | 0 | 125425 | 0 | 0 | 0 | 0 | 0
2022-06-05 02:00 | 0 | 0 | 186065 | 0 | 2846 | 0 | 15 | 150000 | 15 | 0 | 150000 | 1372386.1656 | 254 | 125425 | 2689.7363 | 2636.5616 | 24575 | 152529.5971 | 150000 | 0 | 2529.5971 | 2529.5971 | 0 | 125425 | 0 | 0 | 0 | 0 | 0
2022-06-05 03:00 | 0 | 0 | 186065 | 0 | 2846 | 0 | 15 | 150000 | 15 | 0 | 150000 | 1222386.1656 | 254 | 125425 | 2689.7363 | 2636.5616 | 24575 | 152529.5971 | 150000 | 0 | 2529.5971 | 2529.5971 | 0 | 125425 | 0 | 0 | 0 | 0 | 0
2022-06-05 04:00 | 0 | 0 | 186065 | 0 | 2846 | 0 | 15 | 150000 | 15 | 0 | 150000 | 1072386.1656 | 254 | 125425 | 2689.7363 | 2636.5616 | 24575 | 152529.5971 | 150000 | 0 | 2529.5971 | 2529.5971 | 0 | 125425 | 0 | 0 | 0 | 0 | 0
2022-06-05 05:00 | 0.0131 | 0.00061 | 186065 | 2364.328 | 2846 | 290.2692 | 15 | 149210.672 | 14.9211 | 0 | 148920.4028 | 922386.1656 | 254 | 127000 | 2689.7363 | 2669.6697 | 24575 | 152529.5971 | 151575 | 0 | 954.5971 | 954.5971 | 0 | 127000 | 0 | 0 | 0 | 0 | 0
2022-06-05 06:00 | 0.12845 | 0.06892 | 186065 | 23183.0478 | 2846 | 32795.6647 | 15 | 128391.9522 | 12.8392 | 0 | 95596.2875 | 773465.7628 | 254 | 127000 | 2689.7363 | 2669.6697 | 24575 | 152529.5971 | 151575 | 0 | 954.5971 | 954.5971 | 0 | 127000 | 0 | 0 | 0 | 0 | 0
2022-06-05 07:00 | 0.30615 | 0.21201 | 186065 | 55254.8858 | 2846 | 100885.2129 | 15 | 96320.1142 | 9.632 | 4565.0987 | 0 | 677869.4753 | 254 | 127000 | 2689.7363 | 2669.6697 | 24575 | 152529.5971 | 151575 | 0 | 954.5971 | 954.5971 | 55254.8858 | 71745.1142 | 0 | 0 | 0 | 0 | 0
2022-06-05 08:00 | 0.52488 | 0.35596 | 186065 | 94731.9433 | 2846 | 169383.9932 | 15 | 56843.0567 | 5.6843 | 112540.9364 | 0 | 682434.574 | 254 | 127000 | 2689.7363 | 2669.6697 | 24575 | 152529.5971 | 151575 | 0 | 954.5971 | 954.5971 | 94731.9433 | 32268.0567 | 0 | 0 | 0 | 0 | 0
2022-06-05 09:00 | 0.698 | 0.40306 | 186065 | 125977.1689 | 2846 | 191796.5847 | 15 | 25597.8311 | 2.5598 | 166198.7536 | 0 | 794975.5104 | 254 | 127000 | 2689.7363 | 2669.6697 | 24575 | 152529.5971 | 151575 | 0 | 954.5971 | 954.5971 | 125977.1689 | 1022.8311 | 0 | 0 | 0 | 0 | 0
2022-06-05 10:00 | 0.8596 | 0.50947 | 186065 | 155143.2298 | 2846 | 242431.9109 | 15 | 0 | 0 | 242431.9109 | 0 | 961174.264 | 254 | 127000 | 2689.7363 | 2669.6697 | 24575 | 152529.5971 | 151575 | 0 | 954.5971 | 954.5971 | 127000 | 0 | 0 | 0 | 0 | 0 | 0
2022-06-05 11:00 | 0.9649 | 0.55012 | 186065 | 174148.0949 | 2846 | 261775.2621 | 15 | 0 | 0 | 261775.2621 | 0 | 1203606.1749 | 254 | 127000 | 2689.7363 | 2669.6697 | 24575 | 152529.5971 | 151575 | 0 | 954.5971 | 954.5971 | 127000 | 0 | 0 | 0 | 0 | 0 | 0
2022-06-05 12:00 | 0.96425 | 0.48155 | 186065 | 174030.781 | 2846 | 229146.1454 | 15 | 0 | 0 | 229146.1454 | 0 | 1465381.437 | 254 | 127000 | 2689.7363 | 2669.6697 | 24575 | 152529.5971 | 151575 | 0 | 954.5971 | 954.5971 | 127000 | 0 | 0 | 0 | 0 | 0 | 0
2022-06-05 13:00 | 0.87078 | 0.4008 | 186065 | 157161.0303 | 2846 | 190721.161 | 15 | 0 | 0 | 190721.161 | 0 | 1694527.5824 | 254 | 127000 | 2689.7363 | 2669.6697 | 24575 | 152529.5971 | 151575 | 0 | 954.5971 | 954.5971 | 127000 | 0 | 0 | 0 | 0 | 0 | 0
2022-06-05 14:00 | 0.76885 | 0.43059 | 186065 | 138764.393 | 2846 | 204896.7682 | 15 | 12810.607 | 1.2811 | 192086.1612 | 0 | 1885248.7433 | 254 | 127000 | 2689.7363 | 2669.6697 | 24575 | 152529.5971 | 151575 | 0 | 954.5971 | 954.5971 | 114189.393 | 12810.607 | 0 | 0 | 0 | 0 | 0
2022-06-05 15:00 | 0.6482 | 0.45497 | 186065 | 116989.113 | 2846 | 216498.0205 | 15 | 34585.887 | 3.4586 | 181912.1335 | 0 | 2077334.9045 | 254 | 127000 | 2689.7363 | 2669.6697 | 24575 | 152529.5971 | 151575 | 0 | 954.5971 | 954.5971 | 116989.113 | 10010.887 | 0 | 0 | 0 | 0 | 0
2022-06-05 16:00 | 0.4344 | 0.30583 | 186065 | 78401.8369 | 2846 | 145529.5725 | 15 | 73173.1631 | 7.3173 | 72356.4094 | 0 | 2259247.038 | 254 | 127000 | 2689.7363 | 2669.6697 | 24575 | 152529.5971 | 151575 | 0 | 954.5971 | 954.5971 | 78401.8369 | 48598.1631 | 0 | 0 | 0 | 0 | 0
2022-06-05 17:00 | 0.2376 | 0.18581 | 186065 | 42882.7727 | 2846 | 88417.9115 | 15 | 108692.2273 | 10.8692 | 0 | 20274.3158 | 2331603.4474 | 254 | 127000 | 2689.7363 | 2669.6697 | 24575 | 152529.5971 | 151575 | 0 | 954.5971 | 954.5971 | 18307.7727 | 108692.2273 | 0 | 0 | 0 | 0 | 0
2022-06-05 18:00 | 0.07953 | 0.03854 | 186065 | 14353.817 | 2846 | 18339.3052 | 15 | 137221.183 | 13.7221 | 0 | 118881.8778 | 2311329.1316 | 254 | 127000 | 2689.7363 | 2669.6697 | 24575 | 152529.5971 | 151575 | 0 | 954.5971 | 954.5971 | 0 | 127000 | 0 | 0 | 0 | 0 | 0
2022-06-05 19:00 | 0.00322 | 0 | 186065 | 581.1554 | 2846 | 0 | 15 | 150000 | 15 | 0 | 150000 | 2192447.2538 | 254 | 126006.1554 | 2689.7363 | 2648.778 | 24575 | 152529.5971 | 150581.1554 | 0 | 1948.4417 | 1948.4417 | 0 | 126006.1554 | 0 | 0 | 0 | 0 | 0
2022-06-05 20:00 | 0 | 0 | 186065 | 0 | 2846 | 0 | 15 | 150000 | 15 | 0 | 150000 | 2042447.2538 | 254 | 125425 | 2689.7363 | 2636.5616 | 24575 | 152529.5971 | 150000 | 0 | 2529.5971 | 2529.5971 | 0 | 125425 | 0 | 0 | 0 | 0 | 0
2022-06-05 21:00 | 0 | 0 | 186065 | 0 | 2846 | 0 | 15 | 150000 | 15 | 0 | 150000 | 1892447.2538 | 254 | 125425 | 2689.7363 | 2636.5616 | 24575 | 152529.5971 | 150000 | 0 | 2529.5971 | 2529.5971 | 0 | 125425 | 0 | 0 | 0 | 0 | 0
2022-06-05 22:00 | 0 | 0 | 186065 | 0 | 2846 | 0 | 15 | 150000 | 15 | 0 | 150000 | 1742447.2538 | 254 | 125425 | 2689.7363 | 2636.5616 | 24575 | 152529.5971 | 150000 | 0 | 2529.5971 | 2529.5971 | 0 | 125425 | 0 | 0 | 0 | 0 | 0
2022-06-05 23:00 | 0 | 0 | 186065 | 0 | 2846 | 0 | 15 | 150000 | 15 | 0 | 150000 | 1592447.2538 | 254 | 125425 | 2689.7363 | 2636.5616 | 24575 | 152529.5971 | 150000 | 0 | 2529.5971 | 2529.5971 | 0 | 125425 | 0 | 0 | 0 | 0 | 0
2022-06-06 | 0 | 0 | 186065 | 0 | 2846 | 0 | 15 | 150000 | 15 | 0 | 150000 | 1442447.2538 | 254 | 126491.6667 | 2689.7363 | 2658.984 | 23508.3333 | 151462.9304 | 150000 | 0 | 1462.9304 | 1462.9304 | 0 | 126491.6667 | 0 | 0 | 0 | 0 | 0
2022-06-06 01:00 | 0 | 0 | 186065 | 0 | 2846 | 0 | 15 | 150000 | 15 | 0 | 150000 | 1292447.2538 | 254 | 126491.6667 | 2689.7363 | 2658.984 | 23508.3333 | 151462.9304 | 150000 | 0 | 1462.9304 | 1462.9304 | 0 | 126491.6667 | 0 | 0 | 0 | 0 | 0
2022-06-06 02:00 | 0 | 0 | 186065 | 0 | 2846 | 0 | 15 | 150000 | 15 | 0 | 150000 | 1142447.2538 | 254 | 126491.6667 | 2689.7363 | 2658.984 | 23508.3333 | 151462.9304 | 150000 | 0 | 1462.9304 | 1462.9304 | 0 | 126491.6667 | 0 | 0 | 0 | 0 | 0
2022-06-06 03:00 | 0 | 0 | 186065 | 0 | 2846 | 0 | 15 | 150000 | 15 | 0 | 150000 | 992447.2538 | 254 | 126491.6667 | 2689.7363 | 2658.984 | 23508.3333 | 151462.9304 | 150000 | 0 | 1462.9304 | 1462.9304 | 0 | 126491.6667 | 0 | 0 | 0 | 0 | 0
2022-06-06 04:00 | 0 | 0 | 186065 | 0 | 2846 | 0 | 15 | 150000 | 15 | 0 | 150000 | 842447.2538 | 254 | 126491.6667 | 2689.7363 | 2658.984 | 23508.3333 | 151462.9304 | 150000 | 0 | 1462.9304 | 1462.9304 | 0 | 126491.6667 | 0 | 0 | 0 | 0 | 0
2022-06-06 05:00 | 0.01262 | 0 | 186065 | 2277.6961 | 2846 | 0 | 15 | 148230.6372 | 14.8231 | 0 | 148230.6372 | 692447.2538 | 254 | 127000 | 2689.7363 | 2669.6697 | 23508.3333 | 151462.9304 | 150508.3333 | 0 | 954.5971 | 954.5971 | 0 | 127000 | 0 | 0 | 0 | 0 | 0
2022-06-06 06:00 | 0.12285 | 0.04557 | 186065 | 22172.3427 | 2846 | 21684.5392 | 15 | 128335.9906 | 12.8336 | 0 | 106651.4515 | 544216.6165 | 254 | 127000 | 2689.7363 | 2669.6697 | 23508.3333 | 151462.9304 | 150508.3333 | 0 | 954.5971 | 954.5971 | 22172.3427 | 104827.6573 | 0 | 0 | 0 | 0 | 0
2022-06-06 07:00 | 0.29505 | 0.17695 | 186065 | 53251.5239 | 2846 | 84201.8698 | 15 | 97256.8094 | 9.7257 | 0 | 13054.9396 | 437565.1651 | 254 | 127000 | 2689.7363 | 2669.6697 | 23508.3333 | 151462.9304 | 150508.3333 | 0 | 954.5971 | 954.5971 | 53251.5239 | 73748.4761 | 0 | 0 | 0 | 0 | 0
2022-06-06 08:00 | 0.5166 | 0.33269 | 186065 | 93237.5436 | 2846 | 158310.9357 | 15 | 57270.7897 | 5.7271 | 101040.146 | 0 | 424510.2255 | 254 | 127000 | 2689.7363 | 2669.6697 | 23508.3333 | 151462.9304 | 150508.3333 | 0 | 954.5971 | 954.5971 | 93237.5436 | 33762.4564 | 0 | 0 | 0 | 0 | 0
2022-06-06 09:00 | 0.71442 | 0.40294 | 186065 | 128940.7006 | 2846 | 191739.4825 | 15 | 21567.6328 | 2.1568 | 170171.8498 | 0 | 525550.3715 | 254 | 127000 | 2689.7363 | 2669.6697 | 23508.3333 | 151462.9304 | 150508.3333 | 0 | 954.5971 | 954.5971 | 127000 | 0 | 0 | 0 | 0 | 0 | 0
2022-06-06 10:00 | 0.89258 | 0.62332 | 186065 | 161095.5608 | 2846 | 296607.57 | 15 | 0 | 0 | 296607.57 | 0 | 695722.2213 | 254 | 127000 | 2689.7363 | 2669.6697 | 23508.3333 | 151462.9304 | 150508.3333 | 0 | 954.5971 | 954.5971 | 127000 | 0 | 0 | 0 | 0 | 0 | 0
2022-06-06 11:00 | 0.95655 | 0.56239 | 186065 | 172641.0615 | 2846 | 267613.9564 | 15 | 0 | 0 | 267613.9564 | 0 | 992329.7913 | 254 | 127000 | 2689.7363 | 2669.6697 | 23508.3333 | 151462.9304 | 150508.3333 | 0 | 954.5971 | 954.5971 | 127000 | 0 | 0 | 0 | 0 | 0 | 0
2022-06-06 12:00 | 0.8932 | 0.42633 | 186065 | 161207.4603 | 2846 | 202869.6421 | 15 | 0 | 0 | 202869.6421 | 0 | 1259943.7476 | 254 | 127000 | 2689.7363 | 2669.6697 | 23508.3333 | 151462.9304 | 150508.3333 | 0 | 954.5971 | 954.5971 | 127000 | 0 | 0 | 0 | 0 | 0 | 0
2022-06-06 13:00 | 0.87505 | 0.39218 | 186065 | 157931.6929 | 2846 | 186619.3236 | 15 | 0 | 0 | 186619.3236 | 0 | 1462813.3897 | 254 | 127000 | 2689.7363 | 2669.6697 | 23508.3333 | 151462.9304 | 150508.3333 | 0 | 954.5971 | 954.5971 | 127000 | 0 | 0 | 0 | 0 | 0 | 0
2022-06-06 14:00 | 0.79262 | 0.38564 | 186065 | 143054.4751 | 2846 | 183507.2568 | 15 | 7453.8582 | 0.74539 | 176053.3985 | 0 | 1649432.7133 | 254 | 127000 | 2689.7363 | 2669.6697 | 23508.3333 | 151462.9304 | 150508.3333 | 0 | 954.5971 | 954.5971 | 127000 | 0 | 0 | 0 | 0 | 0 | 0
2022-06-06 15:00 | 0.60395 | 0.25568 | 186065 | 109002.738 | 2846 | 121665.6348 | 15 | 41505.5953 | 4.1506 | 80160.0395 | 0 | 1825486.1119 | 254 | 127000 | 2689.7363 | 2669.6697 | 23508.3333 | 151462.9304 | 150508.3333 | 0 | 954.5971 | 954.5971 | 109002.738 | 17997.262 | 0 | 0 | 0 | 0 | 0
2022-06-06 16:00 | 0.39335 | 0.09519 | 186065 | 70993.0077 | 2846 | 45296.2757 | 15 | 79515.3256 | 7.9515 | 0 | 34219.0499 | 1905646.1514 | 254 | 127000 | 2689.7363 | 2669.6697 | 23508.3333 | 151462.9304 | 150508.3333 | 0 | 954.5971 | 954.5971 | 47484.6744 | 79515.3256 | 0 | 0 | 0 | 0 | 0
2022-06-06 17:00 | 0.21532 | 0.03682 | 186065 | 38861.6103 | 2846 | 17520.8412 | 15 | 111646.723 | 11.1647 | 0 | 94125.8818 | 1871427.1015 | 254 | 127000 | 2689.7363 | 2669.6697 | 23508.3333 | 151462.9304 | 150508.3333 | 0 | 954.5971 | 954.5971 | 38861.6103 | 88138.3897 | 0 | 0 | 0 | 0 | 0
2022-06-06 18:00 | 0.07288 | 0.00766 | 186065 | 13153.6047 | 2846 | 3645.0202 | 15 | 137354.7286 | 13.7355 | 0 | 133709.7085 | 1777301.2197 | 254 | 127000 | 2689.7363 | 2669.6697 | 23508.3333 | 151462.9304 | 150508.3333 | 0 | 954.5971 | 954.5971 | 0 | 127000 | 0 | 0 | 0 | 0 | 0
2022-06-06 19:00 | 0.00297 | 0 | 186065 | 536.0347 | 2846 | 0 | 15 | 149972.2987 | 14.9972 | 0 | 149972.2987 | 1643591.5112 | 254 | 127000 | 2689.7363 | 2669.6697 | 23508.3333 | 151462.9304 | 150508.3333 | 0 | 954.5971 | 954.5971 | 536.0347 | 126463.9653 | 0 | 0 | 0 | 0 | 0
2022-06-06 20:00 | 0 | 0 | 186065 | 0 | 2846 | 0 | 15 | 150000 | 15 | 0 | 150000 | 1493619.2126 | 254 | 126491.6667 | 2689.7363 | 2658.984 | 23508.3333 | 151462.9304 | 150000 | 0 | 1462.9304 | 1462.9304 | 0 | 126491.6667 | 0 | 0 | 0 | 0 | 0
2022-06-06 21:00 | 0 | 0 | 186065 | 0 | 2846 | 0 | 15 | 150000 | 15 | 0 | 150000 | 1343619.2126 | 254 | 126491.6667 | 2689.7363 | 2658.984 | 23508.3333 | 151462.9304 | 150000 | 0 | 1462.9304 | 1462.9304 | 0 | 126491.6667 | 0 | 0 | 0 | 0 | 0
2022-06-06 22:00 | 0 | 0 | 186065 | 0 | 2846 | 0 | 15 | 150000 | 15 | 0 | 150000 | 1193619.2126 | 254 | 126491.6667 | 2689.7363 | 2658.984 | 23508.3333 | 151462.9304 | 150000 | 0 | 1462.9304 | 1462.9304 | 0 | 126491.6667 | 0 | 0 | 0 | 0 | 0
2022-06-06 23:00 | 0 | 0 | 186065 | 0 | 2846 | 0 | 15 | 150000 | 15 | 0 | 150000 | 1043619.2126 | 254 | 126491.6667 | 2689.7363 | 2658.984 | 23508.3333 | 151462.9304 | 150000 | 0 | 1462.9304 | 1462.9304 | 0 | 126491.6667 | 0 | 0 | 0 | 0 | 0
2022-06-07 | 0 | 0 | 186065 | 0 | 2846 | 0 | 15 | 150000 | 15 | 0 | 150000 | 893619.2126 | 254 | 126458.3333 | 2689.7363 | 2658.2833 | 23541.6667 | 151496.2637 | 150000 | 0 | 1496.2637 | 1496.2637 | 0 | 126458.3333 | 0 | 0 | 0 | 0 | 0
2022-06-07 01:00 | 0 | 0 | 186065 | 0 | 2846 | 0 | 15 | 150000 | 15 | 0 | 150000 | 743619.2126 | 254 | 126458.3333 | 2689.7363 | 2658.2833 | 23541.6667 | 151496.2637 | 150000 | 0 | 1496.2637 | 1496.2637 | 0 | 126458.3333 | 0 | 0 | 0 | 0 | 0
2022-06-07 02:00 | 0 | 0 | 186065 | 0 | 2846 | 0 | 15 | 150000 | 15 | 0 | 150000 | 593619.2126 | 254 | 126458.3333 | 2689.7363 | 2658.2833 | 23541.6667 | 151496.2637 | 150000 | 0 | 1496.2637 | 1496.2637 | 0 | 126458.3333 | 0 | 0 | 0 | 0 | 0
2022-06-07 03:00 | 0 | 0 | 186065 | 0 | 2846 | 0 | 15 | 150000 | 15 | 0 | 150000 | 443619.2126 | 254 | 126458.3333 | 2689.7363 | 2658.2833 | 23541.6667 | 151496.2637 | 150000 | 0 | 1496.2637 | 1496.2637 | 0 | 126458.3333 | 0 | 0 | 0 | 0 | 0
2022-06-07 04:00 | 0 | 0 | 186065 | 0 | 2846 | 0 | 15 | 150000 | 15 | 0 | 150000 | 293619.2126 | 254 | 126458.3333 | 2689.7363 | 2658.2833 | 23541.6667 | 151496.2637 | 150000 | 0 | 1496.2637 | 1496.2637 | 0 | 126458.3333 | 0 | 0 | 0 | 0 | 0
2022-06-07 05:00 | 0.01605 | 0.00846 | 186065 | 2896.753 | 2846 | 4025.7012 | 15 | 147644.9137 | 14.7645 | 0 | 143619.2126 | 143619.2126 | 254 | 127000 | 2689.7363 | 2669.6697 | 23541.6667 | 151496.2637 | 150541.6667 | 0 | 954.5971 | 954.5971 | 2896.753 | 124103.247 | 0 | 0 | 0 | 0 | 0
2022-06-07 06:00 | 0.1611 | 0.29145 | 186065 | 29075.8194 | 2846 | 138686.8322 | 15 | 121465.8473 | 12.1466 | 0 | 0 | 0 | 254 | 127000 | 2689.7363 | 2669.6697 | 23541.6667 | 151496.2637 | 150541.6667 | 0 | 954.5971 | 954.5971 | 5534.1527 | 121465.8473 | 0 | 0 | 0 | 0 | 0
2022-06-07 07:00 | 0.3759 | 0.54849 | 186065 | 67843.5785 | 2846 | 260999.6247 | 15 | 82698.0882 | 8.2698 | 0 | 0 | 0 | 254 | 127000 | 2689.7363 | 2669.6697 | 23541.6667 | 151496.2637 | 150541.6667 | 0 | 954.5971 | 954.5971 | 67843.5785 | 59156.4215 | 0 | 0 | 0 | 0 | 0
2022-06-07 08:00 | 0.59538 | 0.68527 | 186065 | 107455.9983 | 2846 | 326086.5518 | 15 | 43085.6684 | 4.3086 | 0 | 0 | 0 | 254 | 127000 | 2689.7363 | 2669.6697 | 23541.6667 | 151496.2637 | 150541.6667 | 0 | 954.5971 | 954.5971 | 107455.9983 | 19544.0017 | 0 | 0 | 0 | 0 | 0
2022-06-07 09:00 | 0.78738 | 0.78863 | 186065 | 142108.7439 | 2846 | 375270.5319 | 15 | 8432.9228 | 0.84329 | 0 | 0 | 0 | 254 | 127000 | 2689.7363 | 2669.6697 | 23541.6667 | 151496.2637 | 150541.6667 | 0 | 954.5971 | 954.5971 | 118567.0772 | 8432.9228 | 0 | 0 | 0 | 0 | 0
2022-06-07 10:00 | 0.93267 | 0.85063 | 186065 | 168331.1262 | 2846 | 404773.3063 | 15 | 0 | 0 | 0 | 0 | 0 | 254 | 127000 | 2689.7363 | 2669.6697 | 23541.6667 | 151496.2637 | 150541.6667 | 0 | 954.5971 | 954.5971 | 127000 | 0 | 0 | 0 | 0 | 0 | 0
2022-06-07 11:00 | 1.021 | 0.91383 | 186065 | 184278.6085 | 2846 | 434847.1021 | 15 | 0 | 0 | 0 | 0 | 0 | 254 | 127000 | 2689.7363 | 2669.6697 | 23541.6667 | 151496.2637 | 150541.6667 | 0 | 954.5971 | 954.5971 | 127000 | 0 | 0 | 0 | 0 | 0 | 0
2022-06-07 12:00 | 1.0166 | 0.7833 | 186065 | 183482.6783 | 2846 | 372734.245 | 15 | 0 | 0 | 218535.0712 | 0 | 0 | 254 | 127000 | 2689.7363 | 2669.6697 | 23541.6667 | 151496.2637 | 150541.6667 | 0 | 954.5971 | 954.5971 | 127000 | 0 | 0 | 0 | 0 | 0 | 0
2022-06-07 13:00 | 0.98117 | 0.80824 | 186065 | 177084.5542 | 2846 | 384601.9739 | 15 | 0 | 0 | 384601.9739 | 0 | 218535.0712 | 254 | 127000 | 2689.7363 | 2669.6697 | 23541.6667 | 151496.2637 | 150541.6667 | 0 | 954.5971 | 954.5971 | 127000 | 0 | 0 | 0 | 0 | 0 | 0
2022-06-07 14:00 | 0.8804 | 0.77056 | 186065 | 158897.2772 | 2846 | 366671.9007 | 15 | 0 | 0 | 366671.9007 | 0 | 603137.0451 | 254 | 127000 | 2689.7363 | 2669.6697 | 23541.6667 | 151496.2637 | 150541.6667 | 0 | 954.5971 | 954.5971 | 127000 | 0 | 0 | 0 | 0 | 0 | 0
2022-06-07 15:00 | 0.72367 | 0.72506 | 186065 | 130610.1688 | 2846 | 345020.6711 | 15 | 19931.4979 | 1.9931 | 325089.1732 | 0 | 969808.9458 | 254 | 127000 | 2689.7363 | 2669.6697 | 23541.6667 | 151496.2637 | 150541.6667 | 0 | 954.5971 | 954.5971 | 127000 | 0 | 0 | 0 | 0 | 0 | 0
2022-06-07 16:00 | 0.52488 | 0.63624 | 186065 | 94731.9433 | 2846 | 302755.5675 | 15 | 55809.7234 | 5.581 | 246945.8441 | 0 | 1294898.119 | 254 | 127000 | 2689.7363 | 2669.6697 | 23541.6667 | 151496.2637 | 150541.6667 | 0 | 954.5971 | 954.5971 | 71190.2766 | 55809.7234 | 0 | 0 | 0 | 0 | 0
2022-06-07 17:00 | 0.30527 | 0.47549 | 186065 | 55096.0607 | 2846 | 226262.4871 | 15 | 95445.606 | 9.5446 | 130816.8811 | 0 | 1541843.9631 | 254 | 127000 | 2689.7363 | 2669.6697 | 23541.6667 | 151496.2637 | 150541.6667 | 0 | 954.5971 | 954.5971 | 55096.0607 | 71903.9393 | 0 | 0 | 0 | 0 | 0
2022-06-07 18:00 | 0.1047 | 0.2055 | 186065 | 18896.5753 | 2846 | 97787.4216 | 15 | 131645.0913 | 13.1645 | 0 | 33857.6697 | 1672660.8442 | 254 | 127000 | 2689.7363 | 2669.6697 | 23541.6667 | 151496.2637 | 150541.6667 | 0 | 954.5971 | 954.5971 | 0 | 127000 | 0 | 0 | 0 | 0 | 0
2022-06-07 19:00 | 0.004 | 0.00082 | 186065 | 721.9322 | 2846 | 390.198 | 15 | 149819.7345 | 14.982 | 0 | 149429.5365 | 1638803.1744 | 254 | 127000 | 2689.7363 | 2669.6697 | 23541.6667 | 151496.2637 | 150541.6667 | 0 | 954.5971 | 954.5971 | 721.9322 | 126278.0678 | 0 | 0 | 0 | 0 | 0
2022-06-07 20:00 | 0 | 0 | 186065 | 0 | 2846 | 0 | 15 | 150000 | 15 | 0 | 150000 | 1489373.638 | 254 | 126458.3333 | 2689.7363 | 2658.2833 | 23541.6667 | 151496.2637 | 150000 | 0 | 1496.2637 | 1496.2637 | 0 | 126458.3333 | 0 | 0 | 0 | 0 | 0
2022-06-07 21:00 | 0 | 0 | 186065 | 0 | 2846 | 0 | 15 | 150000 | 15 | 0 | 150000 | 1339373.638 | 254 | 126458.3333 | 2689.7363 | 2658.2833 | 23541.6667 | 151496.2637 | 150000 | 0 | 1496.2637 | 1496.2637 | 0 | 126458.3333 | 0 | 0 | 0 | 0 | 0
2022-06-07 22:00 | 0 | 0 | 186065 | 0 | 2846 | 0 | 15 | 150000 | 15 | 0 | 150000 | 1189373.638 | 254 | 126458.3333 | 2689.7363 | 2658.2833 | 23541.6667 | 151496.2637 | 150000 | 0 | 1496.2637 | 1496.2637 | 0 | 126458.3333 | 0 | 0 | 0 | 0 | 0
2022-06-07 23:00 | 0 | 0 | 186065 | 0 | 2846 | 0 | 15 | 150000 | 15 | 0 | 150000 | 1039373.638 | 254 | 126458.3333 | 2689.7363 | 2658.2833 | 23541.6667 | 151496.2637 | 150000 | 0 | 1496.2637 | 1496.2637 | 0 | 126458.3333 | 0 | 0 | 0 | 0 | 0
2022-06-08 | 0 | 0 | 186065 | 0 | 2846 | 0 | 15 | 150000 | 15 | 0 | 150000 | 889373.638 | 254 | 125833.3333 | 2689.7363 | 2645.1451 | 24166.6667 | 152121.2637 | 150000 | 0 | 2121.2637 | 2121.2637 | 0 | 125833.3333 | 0 | 0 | 0 | 0 | 0
2022-06-08 01:00 | 0 | 0 | 186065 | 0 | 2846 | 0 | 15 | 150000 | 15 | 0 | 150000 | 739373.638 | 254 | 125833.3333 | 2689.7363 | 2645.1451 | 24166.6667 | 152121.2637 | 150000 | 0 | 2121.2637 | 2121.2637 | 0 | 125833.3333 | 0 | 0 | 0 | 0 | 0
2022-06-08 02:00 | 0 | 0 | 186065 | 0 | 2846 | 0 | 15 | 150000 | 15 | 0 | 150000 | 589373.638 | 254 | 125833.3333 | 2689.7363 | 2645.1451 | 24166.6667 | 152121.2637 | 150000 | 0 | 2121.2637 | 2121.2637 | 0 | 125833.3333 | 0 | 0 | 0 | 0 | 0
2022-06-08 03:00 | 0 | 0 | 186065 | 0 | 2846 | 0 | 15 | 150000 | 15 | 0 | 150000 | 439373.638 | 254 | 125833.3333 | 2689.7363 | 2645.1451 | 24166.6667 | 152121.2637 | 150000 | 0 | 2121.2637 | 2121.2637 | 0 | 125833.3333 | 0 | 0 | 0 | 0 | 0
2022-06-08 04:00 | 0 | 0 | 186065 | 0 | 2846 | 0 | 15 | 150000 | 15 | 0 | 150000 | 289373.638 | 254 | 125833.3333 | 2689.7363 | 2645.1451 | 24166.6667 | 152121.2637 | 150000 | 0 | 2121.2637 | 2121.2637 | 0 | 125833.3333 | 0 | 0 | 0 | 0 | 0
2022-06-08 05:00 | 0.01675 | 0.01843 | 186065 | 3023.0911 | 2846 | 8769.9376 | 15 | 148143.5756 | 14.8144 | 0 | 139373.638 | 139373.638 | 254 | 127000 | 2689.7363 | 2669.6697 | 24166.6667 | 152121.2637 | 151166.6667 | 0 | 954.5971 | 954.5971 | 0 | 127000 | 0 | 0 | 0 | 0 | 0
2022-06-08 06:00 | 0.16657 | 0.36816 | 186065 | 30063.0616 | 2846 | 175189.3778 | 15 | 121103.605 | 12.1104 | 0 | 0 | 0 | 254 | 127000 | 2689.7363 | 2669.6697 | 24166.6667 | 152121.2637 | 151166.6667 | 0 | 954.5971 | 954.5971 | 30063.0616 | 96936.9384 | 0 | 0 | 0 | 0 | 0
2022-06-08 07:00 | 0.37912 | 0.5729 | 186065 | 68424.7339 | 2846 | 272615.1525 | 15 | 82741.9328 | 8.2742 | 0 | 0 | 0 | 254 | 127000 | 2689.7363 | 2669.6697 | 24166.6667 | 152121.2637 | 151166.6667 | 0 | 954.5971 | 954.5971 | 68424.7339 | 58575.2661 | 0 | 0 | 0 | 0 | 0
2022-06-08 08:00 | 0.59588 | 0.71003 | 186065 | 107546.2398 | 2846 | 337868.6275 | 15 | 43620.4268 | 4.362 | 0 | 0 | 0 | 254 | 127000 | 2689.7363 | 2669.6697 | 24166.6667 | 152121.2637 | 151166.6667 | 0 | 954.5971 | 954.5971 | 83379.5732 | 43620.4268 | 0 | 0 | 0 | 0 | 0
2022-06-08 09:00 | 0.78572 | 0.78651 | 186065 | 141809.142 | 2846 | 374261.7273 | 15 | 9357.5246 | 0.93575 | 0 | 0 | 0 | 254 | 127000 | 2689.7363 | 2669.6697 | 24166.6667 | 152121.2637 | 151166.6667 | 0 | 954.5971 | 954.5971 | 117642.4754 | 9357.5246 | 0 | 0 | 0 | 0 | 0
2022-06-08 10:00 | 0.93022 | 0.83759 | 186065 | 167888.9428 | 2846 | 398568.2066 | 15 | 0 | 0 | 0 | 0 | 0 | 254 | 127000 | 2689.7363 | 2669.6697 | 24166.6667 | 152121.2637 | 151166.6667 | 0 | 954.5971 | 954.5971 | 127000 | 0 | 0 | 0 | 0 | 0 | 0
2022-06-08 11:00 | 1.0179 | 0.89844 | 186065 | 183717.3063 | 2846 | 427523.7521 | 15 | 0 | 0 | 0 | 0 | 0 | 254 | 127000 | 2689.7363 | 2669.6697 | 24166.6667 | 152121.2637 | 151166.6667 | 0 | 954.5971 | 954.5971 | 127000 | 0 | 0 | 0 | 0 | 0 | 0
2022-06-08 12:00 | 1.031 | 0.87141 | 186065 | 186078.0245 | 2846 | 414661.4942 | 15 | 0 | 0 | 92045.9908 | 0 | 0 | 254 | 127000 | 2689.7363 | 2669.6697 | 24166.6667 | 152121.2637 | 151166.6667 | 0 | 954.5971 | 954.5971 | 127000 | 0 | 0 | 0 | 0 | 0 | 0
2022-06-08 13:00 | 0.9931 | 0.85744 | 186065 | 179237.717 | 2846 | 408013.8529 | 15 | 0 | 0 | 408013.8529 | 0 | 92045.9908 | 254 | 127000 | 2689.7363 | 2669.6697 | 24166.6667 | 152121.2637 | 151166.6667 | 0 | 954.5971 | 954.5971 | 127000 | 0 | 0 | 0 | 0 | 0 | 0
2022-06-08 14:00 | 0.89222 | 0.80934 | 186065 | 161030.5869 | 2846 | 385125.4102 | 15 | 0 | 0 | 385125.4102 | 0 | 500059.8438 | 254 | 127000 | 2689.7363 | 2669.6697 | 24166.6667 | 152121.2637 | 151166.6667 | 0 | 954.5971 | 954.5971 | 127000 | 0 | 0 | 0 | 0 | 0 | 0
2022-06-08 15:00 | 0.7362 | 0.76237 | 186065 | 132871.6214 | 2846 | 362774.6793 | 15 | 18295.0453 | 1.8295 | 344479.6341 | 0 | 885185.254 | 254 | 127000 | 2689.7363 | 2669.6697 | 24166.6667 | 152121.2637 | 151166.6667 | 0 | 954.5971 | 954.5971 | 108704.9547 | 18295.0453 | 0 | 0 | 0 | 0 | 0
2022-06-08 16:00 | 0.5373 | 0.67678 | 186065 | 96973.5428 | 2846 | 322046.5751 | 15 | 54193.1239 | 5.4193 | 267853.4512 | 0 | 1229664.8881 | 254 | 127000 | 2689.7363 | 2669.6697 | 24166.6667 | 152121.2637 | 151166.6667 | 0 | 954.5971 | 954.5971 | 96973.5428 | 30026.4572 | 0 | 0 | 0 | 0 | 0
2022-06-08 17:00 | 0.31715 | 0.52361 | 186065 | 57240.1993 | 2846 | 249160.4468 | 15 | 93926.4674 | 9.3926 | 155233.9795 | 0 | 1497518.3393 | 254 | 127000 | 2689.7363 | 2669.6697 | 24166.6667 | 152121.2637 | 151166.6667 | 0 | 954.5971 | 954.5971 | 57240.1993 | 69759.8007 | 0 | 0 | 0 | 0 | 0
2022-06-08 18:00 | 0.111 | 0.24674 | 186065 | 20033.6185 | 2846 | 117411.5251 | 15 | 131133.0481 | 13.1133 | 0 | 13721.523 | 1652752.3188 | 254 | 127000 | 2689.7363 | 2669.6697 | 24166.6667 | 152121.2637 | 151166.6667 | 0 | 954.5971 | 954.5971 | 0 | 127000 | 0 | 0 | 0 | 0 | 0
2022-06-08 19:00 | 0.0044 | 0.00176 | 186065 | 794.1254 | 2846 | 837.4981 | 15 | 150000 | 15 | 0 | 149162.5019 | 1639030.7957 | 254 | 126627.4588 | 2689.7363 | 2661.8385 | 24166.6667 | 152121.2637 | 150794.1254 | 0 | 1327.1383 | 1327.1383 | 0 | 126627.4588 | 0 | 0 | 0 | 0 | 0
2022-06-08 20:00 | 0 | 0 | 186065 | 0 | 2846 | 0 | 15 | 150000 | 15 | 0 | 150000 | 1489868.2939 | 254 | 125833.3333 | 2689.7363 | 2645.1451 | 24166.6667 | 152121.2637 | 150000 | 0 | 2121.2637 | 2121.2637 | 0 | 125833.3333 | 0 | 0 | 0 | 0 | 0
2022-06-08 21:00 | 0 | 0 | 186065 | 0 | 2846 | 0 | 15 | 150000 | 15 | 0 | 150000 | 1339868.2939 | 254 | 125833.3333 | 2689.7363 | 2645.1451 | 24166.6667 | 152121.2637 | 150000 | 0 | 2121.2637 | 2121.2637 | 0 | 125833.3333 | 0 | 0 | 0 | 0 | 0
2022-06-08 22:00 | 0 | 0 | 186065 | 0 | 2846 | 0 | 15 | 150000 | 15 | 0 | 150000 | 1189868.2939 | 254 | 125833.3333 | 2689.7363 | 2645.1451 | 24166.6667 | 152121.2637 | 150000 | 0 | 2121.2637 | 2121.2637 | 0 | 125833.3333 | 0 | 0 | 0 | 0 | 0
2022-06-08 23:00 | 0 | 0 | 186065 | 0 | 2846 | 0 | 15 | 150000 | 15 | 0 | 150000 | 1039868.2939 | 254 | 125833.3333 | 2689.7363 | 2645.1451 | 24166.6667 | 152121.2637 | 150000 | 0 | 2121.2637 | 2121.2637 | 0 | 125833.3333 | 0 | 0 | 0 | 0 | 0
2022-06-09 | 0 | 0 | 186065 | 0 | 2846 | 0 | 15 | 149775 | 14.9775 | 0 | 149775 | 889868.2939 | 254 | 127000 | 2689.7363 | 2669.6697 | 22775 | 150729.5971 | 149775 | 0 | 954.5971 | 954.5971 | 0 | 127000 | 0 | 0 | 0 | 0 | 0
2022-06-09 01:00 | 0 | 0 | 186065 | 0 | 2846 | 0 | 15 | 149775 | 14.9775 | 0 | 149775 | 740093.2939 | 254 | 127000 | 2689.7363 | 2669.6697 | 22775 | 150729.5971 | 149775 | 0 | 954.5971 | 954.5971 | 0 | 127000 | 0 | 0 | 0 | 0 | 0
2022-06-09 02:00 | 0 | 0 | 186065 | 0 | 2846 | 0 | 15 | 149775 | 14.9775 | 0 | 149775 | 590318.2939 | 254 | 127000 | 2689.7363 | 2669.6697 | 22775 | 150729.5971 | 149775 | 0 | 954.5971 | 954.5971 | 0 | 127000 | 0 | 0 | 0 | 0 | 0
2022-06-09 03:00 | 0 | 0 | 186065 | 0 | 2846 | 0 | 15 | 149775 | 14.9775 | 0 | 149775 | 440543.2939 | 254 | 127000 | 2689.7363 | 2669.6697 | 22775 | 150729.5971 | 149775 | 0 | 954.5971 | 954.5971 | 0 | 127000 | 0 | 0 | 0 | 0 | 0
2022-06-09 04:00 | 0 | 0 | 186065 | 0 | 2846 | 0 | 15 | 149775 | 14.9775 | 0 | 149775 | 290768.2939 | 254 | 127000 | 2689.7363 | 2669.6697 | 22775 | 150729.5971 | 149775 | 0 | 954.5971 | 954.5971 | 0 | 127000 | 0 | 0 | 0 | 0 | 0
2022-06-09 05:00 | 0.01715 | 0.01195 | 186065 | 3095.2843 | 2846 | 5686.4218 | 15 | 146679.7157 | 14.668 | 0 | 140993.2939 | 140993.2939 | 254 | 127000 | 2689.7363 | 2669.6697 | 22775 | 150729.5971 | 149775 | 0 | 954.5971 | 954.5971 | 3095.2843 | 123904.7157 | 0 | 0 | 0 | 0 | 0
2022-06-09 06:00 | 0.16843 | 0.35273 | 186065 | 30398.7601 | 2846 | 167846.9938 | 15 | 119376.2399 | 11.9376 | 0 | 0 | 0 | 254 | 127000 | 2689.7363 | 2669.6697 | 22775 | 150729.5971 | 149775 | 0 | 954.5971 | 954.5971 | 30398.7601 | 96601.2399 | 0 | 0 | 0 | 0 | 0
2022-06-09 07:00 | 0.38248 | 0.55678 | 186065 | 69031.157 | 2846 | 264944.4311 | 15 | 80743.843 | 8.0744 | 0 | 0 | 0 | 254 | 127000 | 2689.7363 | 2669.6697 | 22775 | 150729.5971 | 149775 | 0 | 954.5971 | 954.5971 | 69031.157 | 57968.843 | 0 | 0 | 0 | 0 | 0
2022-06-09 08:00 | 0.60172 | 0.70299 | 186065 | 108600.2608 | 2846 | 334518.6351 | 15 | 41174.7392 | 4.1175 | 0 | 0 | 0 | 254 | 127000 | 2689.7363 | 2669.6697 | 22775 | 150729.5971 | 149775 | 0 | 954.5971 | 954.5971 | 85825.2608 | 41174.7392 | 0 | 0 | 0 | 0 | 0
2022-06-09 09:00 | 0.79315 | 0.78305 | 186065 | 143150.1311 | 2846 | 372615.2822 | 15 | 6624.8689 | 0.66249 | 0 | 0 | 0 | 254 | 127000 | 2689.7363 | 2669.6697 | 22775 | 150729.5971 | 149775 | 0 | 954.5971 | 954.5971 | 127000 | 0 | 0 | 0 | 0 | 0 | 0
2022-06-09 10:00 | 0.93967 | 0.83643 | 186065 | 169594.5076 | 2846 | 398016.2192 | 15 | 0 | 0 | 0 | 0 | 0 | 254 | 127000 | 2689.7363 | 2669.6697 | 22775 | 150729.5971 | 149775 | 0 | 954.5971 | 954.5971 | 127000 | 0 | 0 | 0 | 0 | 0 | 0
2022-06-09 11:00 | 1.0281 | 0.89838 | 186065 | 185558.2334 | 2846 | 427495.2011 | 15 | 0 | 0 | 0 | 0 | 0 | 254 | 127000 | 2689.7363 | 2669.6697 | 22775 | 150729.5971 | 149775 | 0 | 954.5971 | 954.5971 | 127000 | 0 | 0 | 0 | 0 | 0 | 0
2022-06-09 12:00 | 1.0488 | 0.90697 | 186065 | 189299.647 | 2846 | 431582.7629 | 15 | 0 | 0 | 0 | 0 | 0 | 254 | 127000 | 2689.7363 | 2669.6697 | 22775 | 150729.5971 | 149775 | 0 | 954.5971 | 954.5971 | 127000 | 0 | 0 | 0 | 0 | 0 | 0
2022-06-09 13:00 | 1.01 | 0.89012 | 186065 | 182282.466 | 2846 | 423564.6701 | 15 | 0 | 0 | 400715.1959 | 0 | 0 | 254 | 127000 | 2689.7363 | 2669.6697 | 22775 | 150729.5971 | 149775 | 0 | 954.5971 | 954.5971 | 127000 | 0 | 0 | 0 | 0 | 0 | 0
2022-06-09 14:00 | 0.90785 | 0.83584 | 186065 | 163851.5369 | 2846 | 397735.467 | 15 | 0 | 0 | 397735.467 | 0 | 400715.1959 | 254 | 127000 | 2689.7363 | 2669.6697 | 22775 | 150729.5971 | 149775 | 0 | 954.5971 | 954.5971 | 127000 | 0 | 0 | 0 | 0 | 0 | 0
2022-06-09 15:00 | 0.74997 | 0.78424 | 186065 | 135356.873 | 2846 | 373181.5451 | 15 | 14418.127 | 1.4418 | 358763.4181 | 0 | 798450.6629 | 254 | 127000 | 2689.7363 | 2669.6697 | 22775 | 150729.5971 | 149775 | 0 | 954.5971 | 954.5971 | 112581.873 | 14418.127 | 0 | 0 | 0 | 0 | 0
2022-06-09 16:00 | 0.55092 | 0.70347 | 186065 | 99431.7219 | 2846 | 334747.0437 | 15 | 50343.2781 | 5.0343 | 284403.7656 | 0 | 1157214.081 | 254 | 127000 | 2689.7363 | 2669.6697 | 22775 | 150729.5971 | 149775 | 0 | 954.5971 | 954.5971 | 99431.7219 | 27568.2781 | 0 | 0 | 0 | 0 | 0
2022-06-09 17:00 | 0.3296 | 0.56147 | 186065 | 59487.2133 | 2846 | 267176.1733 | 15 | 90287.7867 | 9.0288 | 176888.3865 | 0 | 1441617.8466 | 254 | 127000 | 2689.7363 | 2669.6697 | 22775 | 150729.5971 | 149775 | 0 | 954.5971 | 954.5971 | 36712.2133 | 90287.7867 | 0 | 0 | 0 | 0 | 0
2022-06-09 18:00 | 0.11893 | 0.28766 | 186065 | 21464.8491 | 2846 | 136883.3562 | 15 | 128310.1509 | 12.831 | 8573.2053 | 0 | 1618506.2331 | 254 | 127000 | 2689.7363 | 2669.6697 | 22775 | 150729.5971 | 149775 | 0 | 954.5971 | 954.5971 | 0 | 127000 | 0 | 0 | 0 | 0 | 0
2022-06-09 19:00 | 0.00485 | 0.00253 | 186065 | 875.3428 | 2846 | 1203.9035 | 15 | 148899.6572 | 14.89 | 0 | 147695.7537 | 1627079.4384 | 254 | 127000 | 2689.7363 | 2669.6697 | 22775 | 150729.5971 | 149775 | 0 | 954.5971 | 954.5971 | 875.3428 | 126124.6572 | 0 | 0 | 0 | 0 | 0
2022-06-09 20:00 | 0 | 0 | 186065 | 0 | 2846 | 0 | 15 | 149775 | 14.9775 | 0 | 149775 | 1479383.6848 | 254 | 127000 | 2689.7363 | 2669.6697 | 22775 | 150729.5971 | 149775 | 0 | 954.5971 | 954.5971 | 0 | 127000 | 0 | 0 | 0 | 0 | 0
2022-06-09 21:00 | 0 | 0 | 186065 | 0 | 2846 | 0 | 15 | 149775 | 14.9775 | 0 | 149775 | 1329608.6848 | 254 | 127000 | 2689.7363 | 2669.6697 | 22775 | 150729.5971 | 149775 | 0 | 954.5971 | 954.5971 | 0 | 127000 | 0 | 0 | 0 | 0 | 0
2022-06-09 22:00 | 0 | 0 | 186065 | 0 | 2846 | 0 | 15 | 149775 | 14.9775 | 0 | 149775 | 1179833.6848 | 254 | 127000 | 2689.7363 | 2669.6697 | 22775 | 150729.5971 | 149775 | 0 | 954.5971 | 954.5971 | 0 | 127000 | 0 | 0 | 0 | 0 | 0
2022-06-09 23:00 | 0 | 0 | 186065 | 0 | 2846 | 0 | 15 | 149775 | 14.9775 | 0 | 149775 | 1030058.6848 | 254 | 127000 | 2689.7363 | 2669.6697 | 22775 | 150729.5971 | 149775 | 0 | 954.5971 | 954.5971 | 0 | 127000 | 0 | 0 | 0 | 0 | 0
2022-06-10 | 0 | 0 | 186065 | 0 | 2846 | 0 | 15 | 149612.5 | 14.9612 | 0 | 149612.5 | 880283.6848 | 254 | 127000 | 2689.7363 | 2669.6697 | 22612.5 | 150567.0971 | 149612.5 | 0 | 954.5971 | 954.5971 | 0 | 127000 | 0 | 0 | 0 | 0 | 0
2022-06-10 01:00 | 0 | 0 | 186065 | 0 | 2846 | 0 | 15 | 149612.5 | 14.9612 | 0 | 149612.5 | 730671.1848 | 254 | 127000 | 2689.7363 | 2669.6697 | 22612.5 | 150567.0971 | 149612.5 | 0 | 954.5971 | 954.5971 | 0 | 127000 | 0 | 0 | 0 | 0 | 0
2022-06-10 02:00 | 0 | 0 | 186065 | 0 | 2846 | 0 | 15 | 149612.5 | 14.9612 | 0 | 149612.5 | 581058.6848 | 254 | 127000 | 2689.7363 | 2669.6697 | 22612.5 | 150567.0971 | 149612.5 | 0 | 954.5971 | 954.5971 | 0 | 127000 | 0 | 0 | 0 | 0 | 0
2022-06-10 03:00 | 0 | 0 | 186065 | 0 | 2846 | 0 | 15 | 149612.5 | 14.9612 | 0 | 149612.5 | 431446.1848 | 254 | 127000 | 2689.7363 | 2669.6697 | 22612.5 | 150567.0971 | 149612.5 | 0 | 954.5971 | 954.5971 | 0 | 127000 | 0 | 0 | 0 | 0 | 0
2022-06-10 04:00 | 0 | 0 | 186065 | 0 | 2846 | 0 | 15 | 149612.5 | 14.9612 | 0 | 149612.5 | 281833.6848 | 254 | 127000 | 2689.7363 | 2669.6697 | 22612.5 | 150567.0971 | 149612.5 | 0 | 954.5971 | 954.5971 | 0 | 127000 | 0 | 0 | 0 | 0 | 0
2022-06-10 05:00 | 0.01845 | 0.02955 | 186065 | 3329.9123 | 2846 | 14061.403 | 15 | 146282.5877 | 14.6283 | 0 | 132221.1848 | 132221.1848 | 254 | 127000 | 2689.7363 | 2669.6697 | 22612.5 | 150567.0971 | 149612.5 | 0 | 954.5971 | 954.5971 | 0 | 127000 | 0 | 0 | 0 | 0 | 0
2022-06-10 06:00 | 0.17827 | 0.4297 | 186065 | 32174.7133 | 2846 | 204473.2606 | 15 | 117437.7867 | 11.7438 | 0 | 0 | 0 | 254 | 127000 | 2689.7363 | 2669.6697 | 22612.5 | 150567.0971 | 149612.5 | 0 | 954.5971 | 954.5971 | 32174.7133 | 94825.2867 | 0 | 0 | 0 | 0 | 0
2022-06-10 07:00 | 0.39698 | 0.62745 | 186065 | 71648.1612 | 2846 | 298572.8354 | 15 | 77964.3388 | 7.7964 | 0 | 0 | 0 | 254 | 127000 | 2689.7363 | 2669.6697 | 22612.5 | 150567.0971 | 149612.5 | 0 | 954.5971 | 954.5971 | 49035.6612 | 77964.3388 | 0 | 0 | 0 | 0 | 0
2022-06-10 08:00 | 0.61495 | 0.74898 | 186065 | 110988.0516 | 2846 | 356403.0318 | 15 | 38624.4484 | 3.8624 | 0 | 0 | 0 | 254 | 127000 | 2689.7363 | 2669.6697 | 22612.5 | 150567.0971 | 149612.5 | 0 | 954.5971 | 954.5971 | 88375.5516 | 38624.4484 | 0 | 0 | 0 | 0 | 0
2022-06-10 09:00 | 0.805 | 0.81312 | 186065 | 145288.8552 | 2846 | 386924.1277 | 15 | 4323.6447 | 0.43236 | 0 | 0 | 0 | 254 | 127000 | 2689.7363 | 2669.6697 | 22612.5 | 150567.0971 | 149612.5 | 0 | 954.5971 | 954.5971 | 127000 | 0 | 0 | 0 | 0 | 0 | 0
2022-06-10 10:00 | 0.94903 | 0.85441 | 186065 | 171283.8289 | 2846 | 406572.0238 | 15 | 0 | 0 | 0 | 0 | 0 | 254 | 127000 | 2689.7363 | 2669.6697 | 22612.5 | 150567.0971 | 149612.5 | 0 | 954.5971 | 954.5971 | 127000 | 0 | 0 | 0 | 0 | 0 | 0
2022-06-10 11:00 | 1.0349 | 0.90749 | 186065 | 186781.9084 | 2846 | 431830.2055 | 15 | 0 | 0 | 0 | 0 | 0 | 254 | 127000 | 2689.7363 | 2669.6697 | 22612.5 | 150567.0971 | 149612.5 | 0 | 954.5971 | 954.5971 | 127000 | 0 | 0 | 0 | 0 | 0 | 0
2022-06-10 12:00 | 1.0491 | 0.87936 | 186065 | 189339.3533 | 2846 | 418444.5112 | 15 | 0 | 0 | 173890.6198 | 0 | 0 | 254 | 127000 | 2689.7363 | 2669.6697 | 22612.5 | 150567.0971 | 149612.5 | 0 | 954.5971 | 954.5971 | 127000 | 0 | 0 | 0 | 0 | 0 | 0
2022-06-10 13:00 | 1.0057 | 0.84775 | 186065 | 181520.8275 | 2846 | 403402.8548 | 15 | 0 | 0 | 403402.8548 | 0 | 173890.6198 | 254 | 127000 | 2689.7363 | 2669.6697 | 22612.5 | 150567.0971 | 149612.5 | 0 | 954.5971 | 954.5971 | 127000 | 0 | 0 | 0 | 0 | 0 | 0
2022-06-10 14:00 | 0.89942 | 0.78545 | 186065 | 162330.0648 | 2846 | 373757.325 | 15 | 0 | 0 | 373757.325 | 0 | 577293.4746 | 254 | 127000 | 2689.7363 | 2669.6697 | 22612.5 | 150567.0971 | 149612.5 | 0 | 954.5971 | 954.5971 | 127000 | 0 | 0 | 0 | 0 | 0 | 0
2022-06-10 15:00 | 0.7391 | 0.72608 | 186065 | 133395.0223 | 2846 | 345506.0393 | 15 | 16217.4777 | 1.6217 | 329288.5616 | 0 | 951050.7996 | 254 | 127000 | 2689.7363 | 2669.6697 | 22612.5 | 150567.0971 | 149612.5 | 0 | 954.5971 | 954.5971 | 110782.5223 | 16217.4777 | 0 | 0 | 0 | 0 | 0
2022-06-10 16:00 | 0.53788 | 0.62474 | 186065 | 97078.2229 | 2846 | 297283.2787 | 15 | 52534.2771 | 5.2534 | 244749.0016 | 0 | 1280339.3612 | 254 | 127000 | 2689.7363 | 2669.6697 | 22612.5 | 150567.0971 | 149612.5 | 0 | 954.5971 | 954.5971 | 74465.7229 | 52534.2771 | 0 | 0 | 0 | 0 | 0
2022-06-10 17:00 | 0.31642 | 0.4742 | 186065 | 57108.4467 | 2846 | 225648.639 | 15 | 92504.0533 | 9.2504 | 133144.5857 | 0 | 1525088.3628 | 254 | 127000 | 2689.7363 | 2669.6697 | 22612.5 | 150567.0971 | 149612.5 | 0 | 954.5971 | 954.5971 | 34495.9467 | 92504.0533 | 0 | 0 | 0 | 0 | 0
2022-06-10 18:00 | 0.11193 | 0.20976 | 186065 | 20201.4678 | 2846 | 99814.5477 | 15 | 129411.0322 | 12.9411 | 0 | 29596.4845 | 1658232.9485 | 254 | 127000 | 2689.7363 | 2669.6697 | 22612.5 | 150567.0971 | 149612.5 | 0 | 954.5971 | 954.5971 | 20201.4678 | 106798.5322 | 0 | 0 | 0 | 0 | 0
2022-06-10 19:00 | 0.00478 | 0.00081 | 186065 | 862.709 | 2846 | 385.4395 | 15 | 148749.791 | 14.875 | 0 | 148364.3515 | 1628636.464 | 254 | 127000 | 2689.7363 | 2669.6697 | 22612.5 | 150567.0971 | 149612.5 | 0 | 954.5971 | 954.5971 | 862.709 | 126137.291 | 0 | 0 | 0 | 0 | 0
2022-06-10 20:00 | 0 | 0 | 186065 | 0 | 2846 | 0 | 15 | 149612.5 | 14.9612 | 0 | 149612.5 | 1480272.1125 | 254 | 127000 | 2689.7363 | 2669.6697 | 22612.5 | 150567.0971 | 149612.5 | 0 | 954.5971 | 954.5971 | 0 | 127000 | 0 | 0 | 0 | 0 | 0
2022-06-10 21:00 | 0 | 0 | 186065 | 0 | 2846 | 0 | 15 | 149612.5 | 14.9612 | 0 | 149612.5 | 1330659.6125 | 254 | 127000 | 2689.7363 | 2669.6697 | 22612.5 | 150567.0971 | 149612.5 | 0 | 954.5971 | 954.5971 | 0 | 127000 | 0 | 0 | 0 | 0 | 0
2022-06-10 22:00 | 0 | 0 | 186065 | 0 | 2846 | 0 | 15 | 149612.5 | 14.9612 | 0 | 149612.5 | 1181047.1125 | 254 | 127000 | 2689.7363 | 2669.6697 | 22612.5 | 150567.0971 | 149612.5 | 0 | 954.5971 | 954.5971 | 0 | 127000 | 0 | 0 | 0 | 0 | 0
2022-06-10 23:00 | 0 | 0 | 186065 | 0 | 2846 | 0 | 15 | 149612.5 | 14.9612 | 0 | 149612.5 | 1031434.6125 | 254 | 127000 | 2689.7363 | 2669.6697 | 22612.5 | 150567.0971 | 149612.5 | 0 | 954.5971 | 954.5971 | 0 | 127000 | 0 | 0 | 0 | 0 | 0
2022-06-11 | 0 | 0 | 186065 | 0 | 2846 | 0 | 15 | 149133.3333 | 14.9133 | 0 | 149133.3333 | 881822.1125 | 254 | 127000 | 2689.7363 | 2669.6697 | 22133.3333 | 150087.9304 | 149133.3333 | 0 | 954.5971 | 954.5971 | 0 | 127000 | 0 | 0 | 0 | 0 | 0
2022-06-11 01:00 | 0 | 0 | 186065 | 0 | 2846 | 0 | 15 | 149133.3333 | 14.9133 | 0 | 149133.3333 | 732688.7791 | 254 | 127000 | 2689.7363 | 2669.6697 | 22133.3333 | 150087.9304 | 149133.3333 | 0 | 954.5971 | 954.5971 | 0 | 127000 | 0 | 0 | 0 | 0 | 0
2022-06-11 02:00 | 0 | 0 | 186065 | 0 | 2846 | 0 | 15 | 149133.3333 | 14.9133 | 0 | 149133.3333 | 583555.4458 | 254 | 127000 | 2689.7363 | 2669.6697 | 22133.3333 | 150087.9304 | 149133.3333 | 0 | 954.5971 | 954.5971 | 0 | 127000 | 0 | 0 | 0 | 0 | 0
2022-06-11 03:00 | 0 | 0 | 186065 | 0 | 2846 | 0 | 15 | 149133.3333 | 14.9133 | 0 | 149133.3333 | 434422.1125 | 254 | 127000 | 2689.7363 | 2669.6697 | 22133.3333 | 150087.9304 | 149133.3333 | 0 | 954.5971 | 954.5971 | 0 | 127000 | 0 | 0 | 0 | 0 | 0
2022-06-11 04:00 | 0 | 0 | 186065 | 0 | 2846 | 0 | 15 | 149133.3333 | 14.9133 | 0 | 149133.3333 | 285288.7791 | 254 | 127000 | 2689.7363 | 2669.6697 | 22133.3333 | 150087.9304 | 149133.3333 | 0 | 954.5971 | 954.5971 | 0 | 127000 | 0 | 0 | 0 | 0 | 0
2022-06-11 05:00 | 0.01762 | 0.02059 | 186065 | 3180.1113 | 2846 | 9797.7762 | 15 | 145953.222 | 14.5953 | 0 | 136155.4458 | 136155.4458 | 254 | 127000 | 2689.7363 | 2669.6697 | 22133.3333 | 150087.9304 | 149133.3333 | 0 | 954.5971 | 954.5971 | 3180.1113 | 123819.8887 | 0 | 0 | 0 | 0 | 0
2022-06-11 06:00 | 0.17482 | 0.40556 | 186065 | 31552.0468 | 2846 | 192986.2127 | 15 | 117581.2865 | 11.7581 | 0 | 0 | 0 | 254 | 127000 | 2689.7363 | 2669.6697 | 22133.3333 | 150087.9304 | 149133.3333 | 0 | 954.5971 | 954.5971 | 31552.0468 | 95447.9532 | 0 | 0 | 0 | 0 | 0
2022-06-11 07:00 | 0.3929 | 0.61434 | 186065 | 70911.7903 | 2846 | 292334.4262 | 15 | 78221.543 | 7.8222 | 0 | 0 | 0 | 254 | 127000 | 2689.7363 | 2669.6697 | 22133.3333 | 150087.9304 | 149133.3333 | 0 | 954.5971 | 954.5971 | 70911.7903 | 56088.2097 | 0 | 0 | 0 | 0 | 0
2022-06-11 08:00 | 0.61262 | 0.75169 | 186065 | 110567.5261 | 2846 | 357692.5885 | 15 | 38565.8072 | 3.8566 | 0 | 0 | 0 | 254 | 127000 | 2689.7363 | 2669.6697 | 22133.3333 | 150087.9304 | 149133.3333 | 0 | 954.5971 | 954.5971 | 110567.5261 | 16432.4739 | 0 | 0 | 0 | 0 | 0
2022-06-11 09:00 | 0.80375 | 0.82635 | 186065 | 145063.2514 | 2846 | 393219.6391 | 15 | 4070.0819 | 0.40701 | 0 | 0 | 0 | 254 | 127000 | 2689.7363 | 2669.6697 | 22133.3333 | 150087.9304 | 149133.3333 | 0 | 954.5971 | 954.5971 | 127000 | 0 | 0 | 0 | 0 | 0 | 0
2022-06-11 10:00 | 0.94878 | 0.87587 | 186065 | 171238.7082 | 2846 | 416783.7905 | 15 | 0 | 0 | 0 | 0 | 0 | 254 | 127000 | 2689.7363 | 2669.6697 | 22133.3333 | 150087.9304 | 149133.3333 | 0 | 954.5971 | 954.5971 | 127000 | 0 | 0 | 0 | 0 | 0 | 0
2022-06-11 11:00 | 1.0363 | 0.93709 | 186065 | 187038.1944 | 2846 | 445915.401 | 15 | 0 | 0 | 0 | 0 | 0 | 254 | 127000 | 2689.7363 | 2669.6697 | 22133.3333 | 150087.9304 | 149133.3333 | 0 | 954.5971 | 954.5971 | 127000 | 0 | 0 | 0 | 0 | 0 | 0
2022-06-11 12:00 | 1.037 | 0.84341 | 186065 | 187151.8987 | 2846 | 401337.6606 | 15 | 0 | 0 | 141491.9497 | 0 | 0 | 254 | 127000 | 2689.7363 | 2669.6697 | 22133.3333 | 150087.9304 | 149133.3333 | 0 | 954.5971 | 954.5971 | 127000 | 0 | 0 | 0 | 0 | 0 | 0
2022-06-11 13:00 | 0.99653 | 0.81966 | 186065 | 179856.7738 | 2846 | 390036.1946 | 15 | 0 | 0 | 390036.1946 | 0 | 141491.9497 | 254 | 127000 | 2689.7363 | 2669.6697 | 22133.3333 | 150087.9304 | 149133.3333 | 0 | 954.5971 | 954.5971 | 127000 | 0 | 0 | 0 | 0 | 0 | 0
2022-06-11 14:00 | 0.89292 | 0.76696 | 186065 | 161156.925 | 2846 | 364958.8364 | 15 | 0 | 0 | 364958.8364 | 0 | 531528.1443 | 254 | 127000 | 2689.7363 | 2669.6697 | 22133.3333 | 150087.9304 | 149133.3333 | 0 | 954.5971 | 954.5971 | 127000 | 0 | 0 | 0 | 0 | 0 | 0
2022-06-11 15:00 | 0.73447 | 0.7162 | 186065 | 132559.3857 | 2846 | 340804.6294 | 15 | 16573.9476 | 1.6574 | 324230.6818 | 0 | 896486.9806 | 254 | 127000 | 2689.7363 | 2669.6697 | 22133.3333 | 150087.9304 | 149133.3333 | 0 | 954.5971 | 954.5971 | 110426.0524 | 16573.9476 | 0 | 0 | 0 | 0 | 0
2022-06-11 16:00 | 0.5345 | 0.62158 | 186065 | 96468.1902 | 2846 | 295779.5889 | 15 | 52665.1431 | 5.2665 | 243114.4458 | 0 | 1220717.6625 | 254 | 127000 | 2689.7363 | 2669.6697 | 22133.3333 | 150087.9304 | 149133.3333 | 0 | 954.5971 | 954.5971 | 96468.1902 | 30531.8098 | 0 | 0 | 0 | 0 | 0
2022-06-11 17:00 | 0.31435 | 0.47675 | 186065 | 56734.8468 | 2846 | 226862.0596 | 15 | 92398.4866 | 9.2398 | 134463.573 | 0 | 1463832.1083 | 254 | 127000 | 2689.7363 | 2669.6697 | 22133.3333 | 150087.9304 | 149133.3333 | 0 | 954.5971 | 954.5971 | 56734.8468 | 70265.1532 | 0 | 0 | 0 | 0 | 0
2022-06-11 18:00 | 0.11157 | 0.21842 | 186065 | 20136.4939 | 2846 | 103935.4191 | 15 | 128996.8394 | 12.8997 | 0 | 25061.4203 | 1598295.6813 | 254 | 127000 | 2689.7363 | 2669.6697 | 22133.3333 | 150087.9304 | 149133.3333 | 0 | 954.5971 | 954.5971 | 20136.4939 | 106863.5061 | 0 | 0 | 0 | 0 | 0
2022-06-11 19:00 | 0.00493 | 0.00078 | 186065 | 889.7814 | 2846 | 371.1639 | 15 | 148243.5519 | 14.8244 | 0 | 147872.388 | 1573234.261 | 254 | 127000 | 2689.7363 | 2669.6697 | 22133.3333 | 150087.9304 | 149133.3333 | 0 | 954.5971 | 954.5971 | 889.7814 | 126110.2186 | 0 | 0 | 0 | 0 | 0
2022-06-11 20:00 | 0 | 0 | 186065 | 0 | 2846 | 0 | 15 | 149133.3333 | 14.9133 | 0 | 149133.3333 | 1425361.873 | 254 | 127000 | 2689.7363 | 2669.6697 | 22133.3333 | 150087.9304 | 149133.3333 | 0 | 954.5971 | 954.5971 | 0 | 127000 | 0 | 0 | 0 | 0 | 0
2022-06-11 21:00 | 0 | 0 | 186065 | 0 | 2846 | 0 | 15 | 149133.3333 | 14.9133 | 0 | 149133.3333 | 1276228.5397 | 254 | 127000 | 2689.7363 | 2669.6697 | 22133.3333 | 150087.9304 | 149133.3333 | 0 | 954.5971 | 954.5971 | 0 | 127000 | 0 | 0 | 0 | 0 | 0
2022-06-11 22:00 | 0 | 0 | 186065 | 0 | 2846 | 0 | 15 | 149133.3333 | 14.9133 | 0 | 149133.3333 | 1127095.2063 | 254 | 127000 | 2689.7363 | 2669.6697 | 22133.3333 | 150087.9304 | 149133.3333 | 0 | 954.5971 | 954.5971 | 0 | 127000 | 0 | 0 | 0 | 0 | 0
2022-06-11 23:00 | 0 | 0 | 186065 | 0 | 2846 | 0 | 15 | 149133.3333 | 14.9133 | 0 | 149133.3333 | 977961.873 | 254 | 127000 | 2689.7363 | 2669.6697 | 22133.3333 | 150087.9304 | 149133.3333 | 0 | 954.5971 | 954.5971 | 0 | 127000 | 0 | 0 | 0 | 0 | 0
2022-06-12 | 0 | 0 | 186065 | 0 | 2846 | 0 | 15 | 139070.8333 | 13.9071 | 0 | 139070.8333 | 828828.5397 | 254 | 127000 | 2689.7363 | 2669.6697 | 12070.8333 | 140025.4304 | 139070.8333 | 0 | 954.5971 | 954.5971 | 0 | 127000 | 0 | 0 | 0 | 0 | 0
2022-06-12 01:00 | 0 | 0 | 186065 | 0 | 2846 | 0 | 15 | 139070.8333 | 13.9071 | 0 | 139070.8333 | 689757.7063 | 254 | 127000 | 2689.7363 | 2669.6697 | 12070.8333 | 140025.4304 | 139070.8333 | 0 | 954.5971 | 954.5971 | 0 | 127000 | 0 | 0 | 0 | 0 | 0
2022-06-12 02:00 | 0 | 0 | 186065 | 0 | 2846 | 0 | 15 | 139070.8333 | 13.9071 | 0 | 139070.8333 | 550686.873 | 254 | 127000 | 2689.7363 | 2669.6697 | 12070.8333 | 140025.4304 | 139070.8333 | 0 | 954.5971 | 954.5971 | 0 | 127000 | 0 | 0 | 0 | 0 | 0
2022-06-12 03:00 | 0 | 0 | 186065 | 0 | 2846 | 0 | 15 | 139070.8333 | 13.9071 | 0 | 139070.8333 | 411616.0397 | 254 | 127000 | 2689.7363 | 2669.6697 | 12070.8333 | 140025.4304 | 139070.8333 | 0 | 954.5971 | 954.5971 | 0 | 127000 | 0 | 0 | 0 | 0 | 0
2022-06-12 04:00 | 0 | 0 | 186065 | 0 | 2846 | 0 | 15 | 139070.8333 | 13.9071 | 0 | 139070.8333 | 272545.2063 | 254 | 127000 | 2689.7363 | 2669.6697 | 12070.8333 | 140025.4304 | 139070.8333 | 0 | 954.5971 | 954.5971 | 0 | 127000 | 0 | 0 | 0 | 0 | 0
2022-06-12 05:00 | 0.01685 | 0.00537 | 186065 | 3041.1394 | 2846 | 2555.3209 | 15 | 136029.6939 | 13.603 | 0 | 133474.373 | 133474.373 | 254 | 127000 | 2689.7363 | 2669.6697 | 12070.8333 | 140025.4304 | 139070.8333 | 0 | 954.5971 | 954.5971 | 0 | 127000 | 0 | 0 | 0 | 0 | 0
2022-06-12 06:00 | 0.16285 | 0.28611 | 186065 | 29391.6647 | 2846 | 136145.7868 | 15 | 109679.1686 | 10.9679 | 0 | 0 | 0 | 254 | 127000 | 2689.7363 | 2669.6697 | 12070.8333 | 140025.4304 | 139070.8333 | 0 | 954.5971 | 954.5971 | 17320.8314 | 109679.1686 | 0 | 0 | 0 | 0 | 0
2022-06-12 07:00 | 0.37095 | 0.47159 | 186065 | 66950.1874 | 2846 | 224406.6674 | 15 | 72120.6459 | 7.2121 | 0 | 0 | 0 | 254 | 127000 | 2689.7363 | 2669.6697 | 12070.8333 | 140025.4304 | 139070.8333 | 0 | 954.5971 | 954.5971 | 66950.1874 | 60049.8126 | 0 | 0 | 0 | 0 | 0
2022-06-12 08:00 | 0.58883 | 0.61327 | 186065 | 106273.8343 | 2846 | 291825.2654 | 15 | 32796.999 | 3.2797 | 0 | 0 | 0 | 254 | 127000 | 2689.7363 | 2669.6697 | 12070.8333 | 140025.4304 | 139070.8333 | 0 | 954.5971 | 954.5971 | 94203.001 | 32796.999 | 0 | 0 | 0 | 0 | 0
2022-06-12 09:00 | 0.7806 | 0.69627 | 186065 | 140885.0688 | 2846 | 331320.915 | 15 | 0 | 0 | 0 | 0 | 0 | 254 | 127000 | 2689.7363 | 2669.6697 | 12070.8333 | 140025.4304 | 139070.8333 | 0 | 954.5971 | 954.5971 | 127000 | 0 | 0 | 0 | 0 | 0 | 0
2022-06-12 10:00 | 0.92705 | 0.75058 | 186065 | 167316.8115 | 2846 | 357164.3937 | 15 | 0 | 0 | 0 | 0 | 0 | 254 | 127000 | 2689.7363 | 2669.6697 | 12070.8333 | 140025.4304 | 139070.8333 | 0 | 954.5971 | 954.5971 | 127000 | 0 | 0 | 0 | 0 | 0 | 0
2022-06-12 11:00 | 1.0154 | 0.80889 | 186065 | 183262.489 | 2846 | 384911.2772 | 15 | 0 | 0 | 100645.5123 | 0 | 0 | 254 | 127000 | 2689.7363 | 2669.6697 | 12070.8333 | 140025.4304 | 139070.8333 | 0 | 954.5971 | 954.5971 | 127000 | 0 | 0 | 0 | 0 | 0 | 0
2022-06-12 12:00 | 1.0181 | 0.72251 | 186065 | 183753.4029 | 2846 | 343807.2505 | 15 | 0 | 0 | 343807.2505 | 0 | 100645.5123 | 254 | 127000 | 2689.7363 | 2669.6697 | 12070.8333 | 140025.4304 | 139070.8333 | 0 | 954.5971 | 954.5971 | 127000 | 0 | 0 | 0 | 0 | 0 | 0
2022-06-12 13:00 | 0.97867 | 0.70488 | 186065 | 176633.3465 | 2846 | 335417.9939 | 15 | 0 | 0 | 335417.9939 | 0 | 444452.7629 | 254 | 127000 | 2689.7363 | 2669.6697 | 12070.8333 | 140025.4304 | 139070.8333 | 0 | 954.5971 | 954.5971 | 127000 | 0 | 0 | 0 | 0 | 0 | 0
2022-06-12 14:00 | 0.87572 | 0.65151 | 186065 | 158052.6165 | 2846 | 310021.8153 | 15 | 0 | 0 | 310021.8153 | 0 | 779870.7567 | 254 | 127000 | 2689.7363 | 2669.6697 | 12070.8333 | 140025.4304 | 139070.8333 | 0 | 954.5971 | 954.5971 | 127000 | 0 | 0 | 0 | 0 | 0 | 0
2022-06-12 15:00 | 0.7177 | 0.59191 | 186065 | 129532.685 | 2846 | 281661.0838 | 15 | 9538.1483 | 0.95381 | 272122.9354 | 0 | 1089892.572 | 254 | 127000 | 2689.7363 | 2669.6697 | 12070.8333 | 140025.4304 | 139070.8333 | 0 | 954.5971 | 954.5971 | 117461.8517 | 9538.1483 | 0 | 0 | 0 | 0 | 0
2022-06-12 16:00 | 0.51503 | 0.50128 | 186065 | 92954.1852 | 2846 | 238534.6895 | 15 | 46116.6481 | 4.6117 | 192418.0414 | 0 | 1362015.5075 | 254 | 127000 | 2689.7363 | 2669.6697 | 12070.8333 | 140025.4304 | 139070.8333 | 0 | 954.5971 | 954.5971 | 80883.3519 | 46116.6481 | 0 | 0 | 0 | 0 | 0
2022-06-12 17:00 | 0.29798 | 0.34753 | 186065 | 53780.3392 | 2846 | 165372.5675 | 15 | 85290.4941 | 8.529 | 80082.0734 | 0 | 1554433.5489 | 254 | 127000 | 2689.7363 | 2669.6697 | 12070.8333 | 140025.4304 | 139070.8333 | 0 | 954.5971 | 954.5971 | 53780.3392 | 73219.6608 | 0 | 0 | 0 | 0 | 0
2022-06-12 18:00 | 0.10362 | 0.12009 | 186065 | 18701.6536 | 2846 | 57144.9706 | 15 | 120369.1797 | 12.0369 | 0 | 63224.2091 | 1634515.6223 | 254 | 127000 | 2689.7363 | 2669.6697 | 12070.8333 | 140025.4304 | 139070.8333 | 0 | 954.5971 | 954.5971 | 6630.8203 | 120369.1797 | 0 | 0 | 0 | 0 | 0
2022-06-12 19:00 | 0.00493 | 0 | 186065 | 889.7814 | 2846 | 0 | 15 | 138181.0519 | 13.8181 | 0 | 138181.0519 | 1571291.4133 | 254 | 127000 | 2689.7363 | 2669.6697 | 12070.8333 | 140025.4304 | 139070.8333 | 0 | 954.5971 | 954.5971 | 889.7814 | 126110.2186 | 0 | 0 | 0 | 0 | 0
2022-06-12 20:00 | 0 | 0 | 186065 | 0 | 2846 | 0 | 15 | 139070.8333 | 13.9071 | 0 | 139070.8333 | 1433110.3614 | 254 | 127000 | 2689.7363 | 2669.6697 | 12070.8333 | 140025.4304 | 139070.8333 | 0 | 954.5971 | 954.5971 | 0 | 127000 | 0 | 0 | 0 | 0 | 0
2022-06-12 21:00 | 0 | 0 | 186065 | 0 | 2846 | 0 | 15 | 139070.8333 | 13.9071 | 0 | 139070.8333 | 1294039.528 | 254 | 127000 | 2689.7363 | 2669.6697 | 12070.8333 | 140025.4304 | 139070.8333 | 0 | 954.5971 | 954.5971 | 0 | 127000 | 0 | 0 | 0 | 0 | 0
2022-06-12 22:00 | 0 | 0 | 186065 | 0 | 2846 | 0 | 15 | 139070.8333 | 13.9071 | 0 | 139070.8333 | 1154968.6947 | 254 | 127000 | 2689.7363 | 2669.6697 | 12070.8333 | 140025.4304 | 139070.8333 | 0 | 954.5971 | 954.5971 | 0 | 127000 | 0 | 0 | 0 | 0 | 0
2022-06-12 23:00 | 0 | 0 | 186065 | 0 | 2846 | 0 | 15 | 139070.8333 | 13.9071 | 0 | 139070.8333 | 1015897.8614 | 254 | 127000 | 2689.7363 | 2669.6697 | 12070.8333 | 140025.4304 | 139070.8333 | 0 | 954.5971 | 954.5971 | 0 | 127000 | 0 | 0 | 0 | 0 | 0
2022-06-13 | 0 | 0 | 186065 | 0 | 2846 | 0 | 15 | 149066.6667 | 14.9067 | 0 | 149066.6667 | 876827.028 | 254 | 127000 | 2689.7363 | 2669.6697 | 22066.6667 | 150021.2637 | 149066.6667 | 0 | 954.5971 | 954.5971 | 0 | 127000 | 0 | 0 | 0 | 0 | 0
2022-06-13 01:00 | 0 | 0 | 186065 | 0 | 2846 | 0 | 15 | 149066.6667 | 14.9067 | 0 | 149066.6667 | 727760.3614 | 254 | 127000 | 2689.7363 | 2669.6697 | 22066.6667 | 150021.2637 | 149066.6667 | 0 | 954.5971 | 954.5971 | 0 | 127000 | 0 | 0 | 0 | 0 | 0
2022-06-13 02:00 | 0 | 0 | 186065 | 0 | 2846 | 0 | 15 | 149066.6667 | 14.9067 | 0 | 149066.6667 | 578693.6947 | 254 | 127000 | 2689.7363 | 2669.6697 | 22066.6667 | 150021.2637 | 149066.6667 | 0 | 954.5971 | 954.5971 | 0 | 127000 | 0 | 0 | 0 | 0 | 0
2022-06-13 03:00 | 0 | 0 | 186065 | 0 | 2846 | 0 | 15 | 149066.6667 | 14.9067 | 0 | 149066.6667 | 429627.028 | 254 | 127000 | 2689.7363 | 2669.6697 | 22066.6667 | 150021.2637 | 149066.6667 | 0 | 954.5971 | 954.5971 | 0 | 127000 | 0 | 0 | 0 | 0 | 0
2022-06-13 04:00 | 0 | 0 | 186065 | 0 | 2846 | 0 | 15 | 149066.6667 | 14.9067 | 0 | 149066.6667 | 280560.3614 | 254 | 127000 | 2689.7363 | 2669.6697 | 22066.6667 | 150021.2637 | 149066.6667 | 0 | 954.5971 | 954.5971 | 0 | 127000 | 0 | 0 | 0 | 0 | 0
2022-06-13 05:00 | 0.0174 | 0.03033 | 186065 | 3140.4051 | 2846 | 14432.5669 | 15 | 145926.2616 | 14.5926 | 0 | 131493.6947 | 131493.6947 | 254 | 127000 | 2689.7363 | 2669.6697 | 22066.6667 | 150021.2637 | 149066.6667 | 0 | 954.5971 | 954.5971 | 3140.4051 | 123859.5949 | 0 | 0 | 0 | 0 | 0
2022-06-13 06:00 | 0.1765 | 0.47038 | 186065 | 31855.2583 | 2846 | 223830.8875 | 15 | 117211.4083 | 11.7211 | 0 | 0 | 0 | 254 | 127000 | 2689.7363 | 2669.6697 | 22066.6667 | 150021.2637 | 149066.6667 | 0 | 954.5971 | 954.5971 | 9788.5917 | 117211.4083 | 0 | 0 | 0 | 0 | 0
2022-06-13 07:00 | 0.39238 | 0.67918 | 186065 | 70817.9392 | 2846 | 323188.618 | 15 | 78248.7275 | 7.8249 | 0 | 0 | 0 | 254 | 127000 | 2689.7363 | 2669.6697 | 22066.6667 | 150021.2637 | 149066.6667 | 0 | 954.5971 | 954.5971 | 70817.9392 | 56182.0608 | 0 | 0 | 0 | 0 | 0
2022-06-13 08:00 | 0.61012 | 0.80901 | 186065 | 110116.3185 | 2846 | 384968.3793 | 15 | 38950.3482 | 3.895 | 0 | 0 | 0 | 254 | 127000 | 2689.7363 | 2669.6697 | 22066.6667 | 150021.2637 | 149066.6667 | 0 | 954.5971 | 954.5971 | 88049.6518 | 38950.3482 | 0 | 0 | 0 | 0 | 0
2022-06-13 09:00 | 0.8006 | 0.88632 | 186065 | 144494.7298 | 2846 | 421756.4356 | 15 | 4571.9368 | 0.45719 | 0 | 0 | 0 | 254 | 127000 | 2689.7363 | 2669.6697 | 22066.6667 | 150021.2637 | 149066.6667 | 0 | 954.5971 | 954.5971 | 122428.0632 | 4571.9368 | 0 | 0 | 0 | 0 | 0
2022-06-13 10:00 | 0.94508 | 0.93591 | 186065 | 170570.9209 | 2846 | 445353.8966 | 15 | 0 | 0 | 0 | 0 | 0 | 254 | 127000 | 2689.7363 | 2669.6697 | 22066.6667 | 150021.2637 | 149066.6667 | 0 | 954.5971 | 954.5971 | 127000 | 0 | 0 | 0 | 0 | 0 | 0
2022-06-13 11:00 | 1.032 | 1.0082 | 186065 | 186263.9221 | 2846 | 479743.6628 | 15 | 0 | 0 | 0 | 0 | 0 | 254 | 127000 | 2689.7363 | 2669.6697 | 22066.6667 | 150021.2637 | 149066.6667 | 0 | 954.5971 | 954.5971 | 127000 | 0 | 0 | 0 | 0 | 0 | 0
2022-06-13 12:00 | 1.0451 | 0.95333 | 186065 | 188626.4452 | 2846 | 453643.2245 | 15 | 0 | 0 | 0 | 0 | 0 | 254 | 127000 | 2689.7363 | 2669.6697 | 22066.6667 | 150021.2637 | 149066.6667 | 0 | 954.5971 | 954.5971 | 127000 | 0 | 0 | 0 | 0 | 0 | 0
2022-06-13 13:00 | 1.0055 | 0.91361 | 186065 | 181470.2923 | 2846 | 434742.4148 | 15 | 0 | 0 | 427431.9136 | 0 | 0 | 254 | 127000 | 2689.7363 | 2669.6697 | 22066.6667 | 150021.2637 | 149066.6667 | 0 | 954.5971 | 954.5971 | 127000 | 0 | 0 | 0 | 0 | 0 | 0
2022-06-13 14:00 | 0.89955 | 0.82711 | 186065 | 162353.5276 | 2846 | 393581.286 | 15 | 0 | 0 | 393581.286 | 0 | 427431.9136 | 254 | 127000 | 2689.7363 | 2669.6697 | 22066.6667 | 150021.2637 | 149066.6667 | 0 | 954.5971 | 954.5971 | 127000 | 0 | 0 | 0 | 0 | 0 | 0
2022-06-13 15:00 | 0.73975 | 0.75297 | 186065 | 133512.3362 | 2846 | 358301.6781 | 15 | 15554.3304 | 1.5554 | 342747.3476 | 0 | 821013.1996 | 254 | 127000 | 2689.7363 | 2669.6697 | 22066.6667 | 150021.2637 | 149066.6667 | 0 | 954.5971 | 954.5971 | 127000 | 0 | 0 | 0 | 0 | 0 | 0
2022-06-13 16:00 | 0.54215 | 0.66192 | 186065 | 97848.8856 | 2846 | 314975.4263 | 15 | 51217.7811 | 5.1218 | 263757.6452 | 0 | 1163760.5472 | 254 | 127000 | 2689.7363 | 2669.6697 | 22066.6667 | 150021.2637 | 149066.6667 | 0 | 954.5971 | 954.5971 | 97848.8856 | 29151.1144 | 0 | 0 | 0 | 0 | 0
2022-06-13 17:00 | 0.32615 | 0.5353 | 186065 | 58864.5468 | 2846 | 254723.1474 | 15 | 90202.1199 | 9.0202 | 164521.0275 | 0 | 1427518.1924 | 254 | 127000 | 2689.7363 | 2669.6697 | 22066.6667 | 150021.2637 | 149066.6667 | 0 | 954.5971 | 954.5971 | 58864.5468 | 68135.4532 | 0 | 0 | 0 | 0 | 0
2022-06-13 18:00 | 0.121 | 0.3063 | 186065 | 21838.449 | 2846 | 145753.2226 | 15 | 127228.2176 | 12.7228 | 18525.0049 | 0 | 1592039.2199 | 254 | 127000 | 2689.7363 | 2669.6697 | 22066.6667 | 150021.2637 | 149066.6667 | 0 | 954.5971 | 954.5971 | 21838.449 | 105161.551 | 0 | 0 | 0 | 0 | 0
2022-06-13 19:00 | 0.0053 | 0.00439 | 186065 | 956.5602 | 2846 | 2088.9868 | 15 | 148110.1065 | 14.811 | 0 | 146021.1197 | 1610564.2248 | 254 | 127000 | 2689.7363 | 2669.6697 | 22066.6667 | 150021.2637 | 149066.6667 | 0 | 954.5971 | 954.5971 | 0 | 127000 | 0 | 0 | 0 | 0 | 0
2022-06-13 20:00 | 0 | 0 | 186065 | 0 | 2846 | 0 | 15 | 149066.6667 | 14.9067 | 0 | 149066.6667 | 1464543.1051 | 254 | 127000 | 2689.7363 | 2669.6697 | 22066.6667 | 150021.2637 | 149066.6667 | 0 | 954.5971 | 954.5971 | 0 | 127000 | 0 | 0 | 0 | 0 | 0
2022-06-13 21:00 | 0 | 0 | 186065 | 0 | 2846 | 0 | 15 | 149066.6667 | 14.9067 | 0 | 149066.6667 | 1315476.4384 | 254 | 127000 | 2689.7363 | 2669.6697 | 22066.6667 | 150021.2637 | 149066.6667 | 0 | 954.5971 | 954.5971 | 0 | 127000 | 0 | 0 | 0 | 0 | 0
2022-06-13 22:00 | 0 | 0 | 186065 | 0 | 2846 | 0 | 15 | 149066.6667 | 14.9067 | 0 | 149066.6667 | 1166409.7718 | 254 | 127000 | 2689.7363 | 2669.6697 | 22066.6667 | 150021.2637 | 149066.6667 | 0 | 954.5971 | 954.5971 | 0 | 127000 | 0 | 0 | 0 | 0 | 0
2022-06-13 23:00 | 0 | 0 | 186065 | 0 | 2846 | 0 | 15 | 149066.6667 | 14.9067 | 0 | 149066.6667 | 1017343.1051 | 254 | 127000 | 2689.7363 | 2669.6697 | 22066.6667 | 150021.2637 | 149066.6667 | 0 | 954.5971 | 954.5971 | 0 | 127000 | 0 | 0 | 0 | 0 | 0
2022-06-14 | 0 | 0 | 186065 | 0 | 2846 | 0 | 15 | 150000 | 15 | 0 | 150000 | 868276.4384 | 254 | 126020.8333 | 2689.7363 | 2649.0866 | 23979.1667 | 151933.7637 | 150000 | 0 | 1933.7637 | 1933.7637 | 0 | 126020.8333 | 0 | 0 | 0 | 0 | 0
2022-06-14 01:00 | 0 | 0 | 186065 | 0 | 2846 | 0 | 15 | 150000 | 15 | 0 | 150000 | 718276.4384 | 254 | 126020.8333 | 2689.7363 | 2649.0866 | 23979.1667 | 151933.7637 | 150000 | 0 | 1933.7637 | 1933.7637 | 0 | 126020.8333 | 0 | 0 | 0 | 0 | 0
2022-06-14 02:00 | 0 | 0 | 186065 | 0 | 2846 | 0 | 15 | 150000 | 15 | 0 | 150000 | 568276.4384 | 254 | 126020.8333 | 2689.7363 | 2649.0866 | 23979.1667 | 151933.7637 | 150000 | 0 | 1933.7637 | 1933.7637 | 0 | 126020.8333 | 0 | 0 | 0 | 0 | 0
2022-06-14 03:00 | 0 | 0 | 186065 | 0 | 2846 | 0 | 15 | 150000 | 15 | 0 | 150000 | 418276.4384 | 254 | 126020.8333 | 2689.7363 | 2649.0866 | 23979.1667 | 151933.7637 | 150000 | 0 | 1933.7637 | 1933.7637 | 0 | 126020.8333 | 0 | 0 | 0 | 0 | 0
2022-06-14 04:00 | 0 | 0 | 186065 | 0 | 2846 | 0 | 15 | 150000 | 15 | 0 | 150000 | 268276.4384 | 254 | 126020.8333 | 2689.7363 | 2649.0866 | 23979.1667 | 151933.7637 | 150000 | 0 | 1933.7637 | 1933.7637 | 0 | 126020.8333 | 0 | 0 | 0 | 0 | 0
2022-06-14 05:00 | 0.0186 | 0.06167 | 186065 | 3356.9847 | 2846 | 29345.7435 | 15 | 147622.1819 | 14.7622 | 0 | 118276.4384 | 118276.4384 | 254 | 127000 | 2689.7363 | 2669.6697 | 23979.1667 | 151933.7637 | 150979.1667 | 0 | 954.5971 | 954.5971 | 3356.9847 | 123643.0153 | 0 | 0 | 0 | 0 | 0
2022-06-14 06:00 | 0.1814 | 0.51515 | 186065 | 32739.6253 | 2846 | 245134.7457 | 15 | 118239.5414 | 11.824 | 0 | 0 | 0 | 254 | 127000 | 2689.7363 | 2669.6697 | 23979.1667 | 151933.7637 | 150979.1667 | 0 | 954.5971 | 954.5971 | 8760.4586 | 118239.5414 | 0 | 0 | 0 | 0 | 0
2022-06-14 07:00 | 0.3998 | 0.71123 | 186065 | 72157.1234 | 2846 | 338439.649 | 15 | 78822.0433 | 7.8822 | 0 | 0 | 0 | 254 | 127000 | 2689.7363 | 2669.6697 | 23979.1667 | 151933.7637 | 150979.1667 | 0 | 954.5971 | 954.5971 | 72157.1234 | 54842.8766 | 0 | 0 | 0 | 0 | 0
2022-06-14 08:00 | 0.6156 | 0.83049 | 186065 | 111105.3656 | 2846 | 395189.6631 | 15 | 39873.8011 | 3.9874 | 0 | 0 | 0 | 254 | 127000 | 2689.7363 | 2669.6697 | 23979.1667 | 151933.7637 | 150979.1667 | 0 | 954.5971 | 954.5971 | 111105.3656 | 15894.6344 | 0 | 0 | 0 | 0 | 0
2022-06-14 09:00 | 0.803 | 0.88767 | 186065 | 144927.8892 | 2846 | 422398.8347 | 15 | 6051.2775 | 0.60513 | 0 | 0 | 0 | 254 | 127000 | 2689.7363 | 2669.6697 | 23979.1667 | 151933.7637 | 150979.1667 | 0 | 954.5971 | 954.5971 | 120948.7225 | 6051.2775 | 0 | 0 | 0 | 0 | 0
2022-06-14 10:00 | 0.94695 | 0.93042 | 186065 | 170908.4242 | 2846 | 442741.4735 | 15 | 0 | 0 | 0 | 0 | 0 | 254 | 127000 | 2689.7363 | 2669.6697 | 23979.1667 | 151933.7637 | 150979.1667 | 0 | 954.5971 | 954.5971 | 127000 | 0 | 0 | 0 | 0 | 0 | 0
2022-06-14 11:00 | 1.0342 | 0.98889 | 186065 | 186651.9606 | 2846 | 470564.4932 | 15 | 0 | 0 | 0 | 0 | 0 | 254 | 127000 | 2689.7363 | 2669.6697 | 23979.1667 | 151933.7637 | 150979.1667 | 0 | 954.5971 | 954.5971 | 127000 | 0 | 0 | 0 | 0 | 0 | 0
2022-06-14 12:00 | 1.0481 | 0.94298 | 186065 | 189164.2847 | 2846 | 448718.1646 | 15 | 0 | 0 | 0 | 0 | 0 | 254 | 127000 | 2689.7363 | 2669.6697 | 23979.1667 | 151933.7637 | 150979.1667 | 0 | 954.5971 | 954.5971 | 127000 | 0 | 0 | 0 | 0 | 0 | 0
2022-06-14 13:00 | 1.0099 | 0.91782 | 186065 | 182269.8322 | 2846 | 436745.7484 | 15 | 0 | 0 | 338487.1843 | 0 | 0 | 254 | 127000 | 2689.7363 | 2669.6697 | 23979.1667 | 151933.7637 | 150979.1667 | 0 | 954.5971 | 954.5971 | 127000 | 0 | 0 | 0 | 0 | 0 | 0
2022-06-14 14:00 | 0.90947 | 0.86305 | 186065 | 164143.9195 | 2846 | 410683.3782 | 15 | 0 | 0 | 410683.3782 | 0 | 338487.1843 | 254 | 127000 | 2689.7363 | 2669.6697 | 23979.1667 | 151933.7637 | 150979.1667 | 0 | 954.5971 | 954.5971 | 127000 | 0 | 0 | 0 | 0 | 0 | 0
2022-06-14 15:00 | 0.75385 | 0.81555 | 186065 | 136057.1472 | 2846 | 388080.4462 | 15 | 14922.0194 | 1.4922 | 373158.4267 | 0 | 749170.5624 | 254 | 127000 | 2689.7363 | 2669.6697 | 23979.1667 | 151933.7637 | 150979.1667 | 0 | 954.5971 | 954.5971 | 112077.9806 | 14922.0194 | 0 | 0 | 0 | 0 | 0
2022-06-14 16:00 | 0.55538 | 0.72626 | 186065 | 100236.6763 | 2846 | 345591.6925 | 15 | 50742.4904 | 5.0742 | 294849.2022 | 0 | 1122328.9892 | 254 | 127000 | 2689.7363 | 2669.6697 | 23979.1667 | 151933.7637 | 150979.1667 | 0 | 954.5971 | 954.5971 | 76257.5096 | 50742.4904 | 0 | 0 | 0 | 0 | 0
2022-06-14 17:00 | 0.33452 | 0.58231 | 186065 | 60375.1899 | 2846 | 277092.9123 | 15 | 90603.9768 | 9.0604 | 186488.9355 | 0 | 1417178.1913 | 254 | 127000 | 2689.7363 | 2669.6697 | 23979.1667 | 151933.7637 | 150979.1667 | 0 | 954.5971 | 954.5971 | 36396.0232 | 90603.9768 | 0 | 0 | 0 | 0 | 0
2022-06-14 18:00 | 0.12347 | 0.32429 | 186065 | 22284.2422 | 2846 | 154313.7856 | 15 | 128694.9245 | 12.8695 | 25618.8612 | 0 | 1603667.1268 | 254 | 127000 | 2689.7363 | 2669.6697 | 23979.1667 | 151933.7637 | 150979.1667 | 0 | 954.5971 | 954.5971 | 22284.2422 | 104715.7578 | 0 | 0 | 0 | 0 | 0
2022-06-14 19:00 | 0.00562 | 0.00497 | 186065 | 1014.3147 | 2846 | 2364.9805 | 15 | 149964.8519 | 14.9965 | 0 | 147599.8715 | 1629285.988 | 254 | 127000 | 2689.7363 | 2669.6697 | 23979.1667 | 151933.7637 | 150979.1667 | 0 | 954.5971 | 954.5971 | 1014.3147 | 125985.6853 | 0 | 0 | 0 | 0 | 0
2022-06-14 20:00 | 0 | 0 | 186065 | 0 | 2846 | 0 | 15 | 150000 | 15 | 0 | 150000 | 1481686.1165 | 254 | 126020.8333 | 2689.7363 | 2649.0866 | 23979.1667 | 151933.7637 | 150000 | 0 | 1933.7637 | 1933.7637 | 0 | 126020.8333 | 0 | 0 | 0 | 0 | 0
2022-06-14 21:00 | 0 | 0 | 186065 | 0 | 2846 | 0 | 15 | 150000 | 15 | 0 | 150000 | 1331686.1165 | 254 | 126020.8333 | 2689.7363 | 2649.0866 | 23979.1667 | 151933.7637 | 150000 | 0 | 1933.7637 | 1933.7637 | 0 | 126020.8333 | 0 | 0 | 0 | 0 | 0
2022-06-14 22:00 | 0 | 0 | 186065 | 0 | 2846 | 0 | 15 | 150000 | 15 | 0 | 150000 | 1181686.1165 | 254 | 126020.8333 | 2689.7363 | 2649.0866 | 23979.1667 | 151933.7637 | 150000 | 0 | 1933.7637 | 1933.7637 | 0 | 126020.8333 | 0 | 0 | 0 | 0 | 0
2022-06-14 23:00 | 0 | 0 | 186065 | 0 | 2846 | 0 | 15 | 150000 | 15 | 0 | 150000 | 1031686.1165 | 254 | 126020.8333 | 2689.7363 | 2649.0866 | 23979.1667 | 151933.7637 | 150000 | 0 | 1933.7637 | 1933.7637 | 0 | 126020.8333 | 0 | 0 | 0 | 0 | 0
2022-06-15 | 0 | 0 | 186065 | 0 | 2846 | 0 | 15 | 150000 | 15 | 0 | 150000 | 881686.1165 | 254 | 126166.6667 | 2689.7363 | 2652.1522 | 23833.3333 | 151787.9304 | 150000 | 0 | 1787.9304 | 1787.9304 | 0 | 126166.6667 | 0 | 0 | 0 | 0 | 0
2022-06-15 01:00 | 0 | 0 | 186065 | 0 | 2846 | 0 | 15 | 150000 | 15 | 0 | 150000 | 731686.1165 | 254 | 126166.6667 | 2689.7363 | 2652.1522 | 23833.3333 | 151787.9304 | 150000 | 0 | 1787.9304 | 1787.9304 | 0 | 126166.6667 | 0 | 0 | 0 | 0 | 0
2022-06-15 02:00 | 0 | 0 | 186065 | 0 | 2846 | 0 | 15 | 150000 | 15 | 0 | 150000 | 581686.1165 | 254 | 126166.6667 | 2689.7363 | 2652.1522 | 23833.3333 | 151787.9304 | 150000 | 0 | 1787.9304 | 1787.9304 | 0 | 126166.6667 | 0 | 0 | 0 | 0 | 0
2022-06-15 03:00 | 0 | 0 | 186065 | 0 | 2846 | 0 | 15 | 150000 | 15 | 0 | 150000 | 431686.1165 | 254 | 126166.6667 | 2689.7363 | 2652.1522 | 23833.3333 | 151787.9304 | 150000 | 0 | 1787.9304 | 1787.9304 | 0 | 126166.6667 | 0 | 0 | 0 | 0 | 0
2022-06-15 04:00 | 0 | 0 | 186065 | 0 | 2846 | 0 | 15 | 150000 | 15 | 0 | 150000 | 281686.1165 | 254 | 126166.6667 | 2689.7363 | 2652.1522 | 23833.3333 | 151787.9304 | 150000 | 0 | 1787.9304 | 1787.9304 | 0 | 126166.6667 | 0 | 0 | 0 | 0 | 0
2022-06-15 05:00 | 0.01758 | 0.03357 | 186065 | 3172.892 | 2846 | 15974.3248 | 15 | 147660.4413 | 14.766 | 0 | 131686.1165 | 131686.1165 | 254 | 127000 | 2689.7363 | 2669.6697 | 23833.3333 | 151787.9304 | 150833.3333 | 0 | 954.5971 | 954.5971 | 0 | 127000 | 0 | 0 | 0 | 0 | 0
2022-06-15 06:00 | 0.17232 | 0.43054 | 186065 | 31100.8392 | 2846 | 204872.9756 | 15 | 119732.4942 | 11.9732 | 0 | 0 | 0 | 254 | 127000 | 2689.7363 | 2669.6697 | 23833.3333 | 151787.9304 | 150833.3333 | 0 | 954.5971 | 954.5971 | 7267.5058 | 119732.4942 | 0 | 0 | 0 | 0 | 0
2022-06-15 07:00 | 0.38545 | 0.63286 | 186065 | 69567.1916 | 2846 | 301147.1904 | 15 | 81266.1417 | 8.1266 | 0 | 0 | 0 | 254 | 127000 | 2689.7363 | 2669.6697 | 23833.3333 | 151787.9304 | 150833.3333 | 0 | 954.5971 | 954.5971 | 45733.8583 | 81266.1417 | 0 | 0 | 0 | 0 | 0
2022-06-15 08:00 | 0.59917 | 0.75942 | 186065 | 108140.0291 | 2846 | 361370.9183 | 15 | 42693.3043 | 4.2693 | 0 | 0 | 0 | 254 | 127000 | 2689.7363 | 2669.6697 | 23833.3333 | 151787.9304 | 150833.3333 | 0 | 954.5971 | 954.5971 | 84306.6957 | 42693.3043 | 0 | 0 | 0 | 0 | 0
2022-06-15 09:00 | 0.7854 | 0.82219 | 186065 | 141751.3875 | 2846 | 391240.0981 | 15 | 9081.9459 | 0.90819 | 0 | 0 | 0 | 254 | 127000 | 2689.7363 | 2669.6697 | 23833.3333 | 151787.9304 | 150833.3333 | 0 | 954.5971 | 954.5971 | 127000 | 0 | 0 | 0 | 0 | 0 | 0
2022-06-15 10:00 | 0.92688 | 0.86513 | 186065 | 167286.1294 | 2846 | 411673.1487 | 15 | 0 | 0 | 0 | 0 | 0 | 254 | 127000 | 2689.7363 | 2669.6697 | 23833.3333 | 151787.9304 | 150833.3333 | 0 | 954.5971 | 954.5971 | 127000 | 0 | 0 | 0 | 0 | 0 | 0
2022-06-15 11:00 | 1.013 | 0.92143 | 186065 | 182829.3296 | 2846 | 438463.5712 | 15 | 0 | 0 | 0 | 0 | 0 | 254 | 127000 | 2689.7363 | 2669.6697 | 23833.3333 | 151787.9304 | 150833.3333 | 0 | 954.5971 | 954.5971 | 127000 | 0 | 0 | 0 | 0 | 0 | 0
2022-06-15 12:00 | 1.0258 | 0.88335 | 186065 | 185143.1224 | 2846 | 420343.1575 | 15 | 0 | 0 | 166060.4245 | 0 | 0 | 254 | 127000 | 2689.7363 | 2669.6697 | 23833.3333 | 151787.9304 | 150833.3333 | 0 | 954.5971 | 954.5971 | 127000 | 0 | 0 | 0 | 0 | 0 | 0
2022-06-15 13:00 | 0.98703 | 0.85272 | 186065 | 178142.1848 | 2846 | 405767.8353 | 15 | 0 | 0 | 405767.8353 | 0 | 166060.4245 | 254 | 127000 | 2689.7363 | 2669.6697 | 23833.3333 | 151787.9304 | 150833.3333 | 0 | 954.5971 | 954.5971 | 127000 | 0 | 0 | 0 | 0 | 0 | 0
2022-06-15 14:00 | 0.88642 | 0.79287 | 186065 | 159983.7852 | 2846 | 377288.1409 | 15 | 0 | 0 | 377288.1409 | 0 | 571828.2597 | 254 | 127000 | 2689.7363 | 2669.6697 | 23833.3333 | 151787.9304 | 150833.3333 | 0 | 954.5971 | 954.5971 | 127000 | 0 | 0 | 0 | 0 | 0 | 0
2022-06-15 15:00 | 0.73072 | 0.73271 | 186065 | 131882.5743 | 2846 | 348660.9328 | 15 | 18950.759 | 1.8951 | 329710.1737 | 0 | 949116.4007 | 254 | 127000 | 2689.7363 | 2669.6697 | 23833.3333 | 151787.9304 | 150833.3333 | 0 | 954.5971 | 954.5971 | 108049.241 | 18950.759 | 0 | 0 | 0 | 0 | 0
2022-06-15 16:00 | 0.53333 | 0.63599 | 186065 | 96257.0251 | 2846 | 302636.6047 | 15 | 54576.3083 | 5.4576 | 248060.2964 | 0 | 1278826.5744 | 254 | 127000 | 2689.7363 | 2669.6697 | 23833.3333 | 151787.9304 | 150833.3333 | 0 | 954.5971 | 954.5971 | 96257.0251 | 30742.9749 | 0 | 0 | 0 | 0 | 0
2022-06-15 17:00 | 0.3159 | 0.48104 | 186065 | 57014.5955 | 2846 | 228903.4612 | 15 | 93818.7378 | 9.3819 | 135084.7234 | 0 | 1526886.8708 | 254 | 127000 | 2689.7363 | 2669.6697 | 23833.3333 | 151787.9304 | 150833.3333 | 0 | 954.5971 | 954.5971 | 33181.2622 | 93818.7378 | 0 | 0 | 0 | 0 | 0
2022-06-15 18:00 | 0.11368 | 0.23247 | 186065 | 20517.3131 | 2846 | 110621.1285 | 15 | 130316.0202 | 13.0316 | 0 | 19694.8917 | 1661971.5942 | 254 | 127000 | 2689.7363 | 2669.6697 | 23833.3333 | 151787.9304 | 150833.3333 | 0 | 954.5971 | 954.5971 | 0 | 127000 | 0 | 0 | 0 | 0 | 0
2022-06-15 19:00 | 0.00543 | 0.00138 | 186065 | 980.023 | 2846 | 656.6747 | 15 | 149853.3104 | 14.9853 | 0 | 149196.6357 | 1642276.7025 | 254 | 127000 | 2689.7363 | 2669.6697 | 23833.3333 | 151787.9304 | 150833.3333 | 0 | 954.5971 | 954.5971 | 980.023 | 126019.977 | 0 | 0 | 0 | 0 | 0
2022-06-15 20:00 | 0 | 0 | 186065 | 0 | 2846 | 0 | 15 | 150000 | 15 | 0 | 150000 | 1493080.0668 | 254 | 126166.6667 | 2689.7363 | 2652.1522 | 23833.3333 | 151787.9304 | 150000 | 0 | 1787.9304 | 1787.9304 | 0 | 126166.6667 | 0 | 0 | 0 | 0 | 0
2022-06-15 21:00 | 0 | 0 | 186065 | 0 | 2846 | 0 | 15 | 150000 | 15 | 0 | 150000 | 1343080.0668 | 254 | 126166.6667 | 2689.7363 | 2652.1522 | 23833.3333 | 151787.9304 | 150000 | 0 | 1787.9304 | 1787.9304 | 0 | 126166.6667 | 0 | 0 | 0 | 0 | 0
2022-06-15 22:00 | 0 | 0 | 186065 | 0 | 2846 | 0 | 15 | 150000 | 15 | 0 | 150000 | 1193080.0668 | 254 | 126166.6667 | 2689.7363 | 2652.1522 | 23833.3333 | 151787.9304 | 150000 | 0 | 1787.9304 | 1787.9304 | 0 | 126166.6667 | 0 | 0 | 0 | 0 | 0
2022-06-15 23:00 | 0 | 0 | 186065 | 0 | 2846 | 0 | 15 | 150000 | 15 | 0 | 150000 | 1043080.0668 | 254 | 126166.6667 | 2689.7363 | 2652.1522 | 23833.3333 | 151787.9304 | 150000 | 0 | 1787.9304 | 1787.9304 | 0 | 126166.6667 | 0 | 0 | 0 | 0 | 0
2022-06-16 | 0 | 0 | 186065 | 0 | 2846 | 0 | 15 | 150000 | 15 | 0 | 150000 | 893080.0668 | 254 | 126000 | 2689.7363 | 2648.6486 | 24000 | 151954.5971 | 150000 | 0 | 1954.5971 | 1954.5971 | 0 | 126000 | 0 | 0 | 0 | 0 | 0
2022-06-16 01:00 | 0 | 0 | 186065 | 0 | 2846 | 0 | 15 | 150000 | 15 | 0 | 150000 | 743080.0668 | 254 | 126000 | 2689.7363 | 2648.6486 | 24000 | 151954.5971 | 150000 | 0 | 1954.5971 | 1954.5971 | 0 | 126000 | 0 | 0 | 0 | 0 | 0
2022-06-16 02:00 | 0 | 0 | 186065 | 0 | 2846 | 0 | 15 | 150000 | 15 | 0 | 150000 | 593080.0668 | 254 | 126000 | 2689.7363 | 2648.6486 | 24000 | 151954.5971 | 150000 | 0 | 1954.5971 | 1954.5971 | 0 | 126000 | 0 | 0 | 0 | 0 | 0
2022-06-16 03:00 | 0 | 0 | 186065 | 0 | 2846 | 0 | 15 | 150000 | 15 | 0 | 150000 | 443080.0668 | 254 | 126000 | 2689.7363 | 2648.6486 | 24000 | 151954.5971 | 150000 | 0 | 1954.5971 | 1954.5971 | 0 | 126000 | 0 | 0 | 0 | 0 | 0
2022-06-16 04:00 | 0 | 0 | 186065 | 0 | 2846 | 0 | 15 | 150000 | 15 | 0 | 150000 | 293080.0668 | 254 | 126000 | 2689.7363 | 2648.6486 | 24000 | 151954.5971 | 150000 | 0 | 1954.5971 | 1954.5971 | 0 | 126000 | 0 | 0 | 0 | 0 | 0
2022-06-16 05:00 | 0.01633 | 0.01045 | 186065 | 2947.2882 | 2846 | 4972.645 | 15 | 148052.7118 | 14.8053 | 0 | 143080.0668 | 143080.0668 | 254 | 127000 | 2689.7363 | 2669.6697 | 24000 | 151954.5971 | 151000 | 0 | 954.5971 | 954.5971 | 0 | 127000 | 0 | 0 | 0 | 0 | 0
2022-06-16 06:00 | 0.16043 | 0.31151 | 186065 | 28954.8957 | 2846 | 148232.4073 | 15 | 122045.1043 | 12.2045 | 0 | 0 | 0 | 254 | 127000 | 2689.7363 | 2669.6697 | 24000 | 151954.5971 | 151000 | 0 | 954.5971 | 954.5971 | 28954.8957 | 98045.1043 | 0 | 0 | 0 | 0 | 0
2022-06-16 07:00 | 0.36675 | 0.49914 | 186065 | 66192.1586 | 2846 | 237516.368 | 15 | 84807.8414 | 8.4808 | 0 | 0 | 0 | 254 | 127000 | 2689.7363 | 2669.6697 | 24000 | 151954.5971 | 151000 | 0 | 954.5971 | 954.5971 | 42192.1586 | 84807.8414 | 0 | 0 | 0 | 0 | 0
2022-06-16 08:00 | 0.58017 | 0.63141 | 186065 | 104710.8511 | 2846 | 300457.2062 | 15 | 46289.1489 | 4.6289 | 0 | 0 | 0 | 254 | 127000 | 2689.7363 | 2669.6697 | 24000 | 151954.5971 | 151000 | 0 | 954.5971 | 954.5971 | 80710.8511 | 46289.1489 | 0 | 0 | 0 | 0 | 0
2022-06-16 09:00 | 0.76797 | 0.6987 | 186065 | 138605.5679 | 2846 | 332477.2334 | 15 | 12394.4321 | 1.2394 | 0 | 0 | 0 | 254 | 127000 | 2689.7363 | 2669.6697 | 24000 | 151954.5971 | 151000 | 0 | 954.5971 | 954.5971 | 127000 | 0 | 0 | 0 | 0 | 0 | 0
2022-06-16 10:00 | 0.91117 | 0.74073 | 186065 | 164450.7407 | 2846 | 352477.2594 | 15 | 0 | 0 | 77362.8811 | 0 | 0 | 254 | 127000 | 2689.7363 | 2669.6697 | 24000 | 151954.5971 | 151000 | 0 | 954.5971 | 954.5971 | 127000 | 0 | 0 | 0 | 0 | 0 | 0
2022-06-16 11:00 | 0.99783 | 0.78653 | 186065 | 180091.4018 | 2846 | 374271.2443 | 15 | 0 | 0 | 374271.2443 | 0 | 77362.8811 | 254 | 127000 | 2689.7363 | 2669.6697 | 24000 | 151954.5971 | 151000 | 0 | 954.5971 | 954.5971 | 127000 | 0 | 0 | 0 | 0 | 0 | 0
2022-06-16 12:00 | 1.0031 | 0.72513 | 186065 | 181051.5716 | 2846 | 345053.9807 | 15 | 0 | 0 | 345053.9807 | 0 | 451634.1255 | 254 | 127000 | 2689.7363 | 2669.6697 | 24000 | 151954.5971 | 151000 | 0 | 954.5971 | 954.5971 | 127000 | 0 | 0 | 0 | 0 | 0 | 0
2022-06-16 13:00 | 0.96153 | 0.68866 | 186065 | 173539.8671 | 2846 | 327699.6874 | 15 | 0 | 0 | 327699.6874 | 0 | 796688.1061 | 254 | 127000 | 2689.7363 | 2669.6697 | 24000 | 151954.5971 | 151000 | 0 | 954.5971 | 954.5971 | 127000 | 0 | 0 | 0 | 0 | 0 | 0
2022-06-16 14:00 | 0.85438 | 0.61097 | 186065 | 154201.1083 | 2846 | 290730.8077 | 15 | 0 | 0 | 290730.8077 | 0 | 1124387.7935 | 254 | 127000 | 2689.7363 | 2669.6697 | 24000 | 151954.5971 | 151000 | 0 | 954.5971 | 954.5971 | 127000 | 0 | 0 | 0 | 0 | 0 | 0
2022-06-16 15:00 | 0.6904 | 0.52894 | 186065 | 124605.4977 | 2846 | 251696.7337 | 15 | 26394.5023 | 2.6395 | 225302.2314 | 0 | 1415118.6012 | 254 | 127000 | 2689.7363 | 2669.6697 | 24000 | 151954.5971 | 151000 | 0 | 954.5971 | 954.5971 | 100605.4977 | 26394.5023 | 0 | 0 | 0 | 0 | 0
2022-06-16 16:00 | 0.48733 | 0.40717 | 186065 | 87954.8048 | 2846 | 193752.3331 | 15 | 63045.1952 | 6.3045 | 130707.1379 | 0 | 1640420.8326 | 254 | 127000 | 2689.7363 | 2669.6697 | 24000 | 151954.5971 | 151000 | 0 | 954.5971 | 954.5971 | 63954.8048 | 63045.1952 | 0 | 0 | 0 | 0 | 0
2022-06-16 17:00 | 0.27325 | 0.24551 | 186065 | 49316.9934 | 2846 | 116826.2281 | 15 | 101683.0066 | 10.1683 | 15143.2215 | 0 | 1771127.9705 | 254 | 127000 | 2689.7363 | 2669.6697 | 24000 | 151954.5971 | 151000 | 0 | 954.5971 | 954.5971 | 49316.9934 | 77683.0066 | 0 | 0 | 0 | 0 | 0
2022-06-16 18:00 | 0.0954 | 0.07104 | 186065 | 17218.083 | 2846 | 33804.4692 | 15 | 133781.917 | 13.3782 | 0 | 99977.4478 | 1786271.192 | 254 | 127000 | 2689.7363 | 2669.6697 | 24000 | 151954.5971 | 151000 | 0 | 954.5971 | 954.5971 | 0 | 127000 | 0 | 0 | 0 | 0 | 0
2022-06-16 19:00 | 0.00503 | 0 | 186065 | 907.8297 | 2846 | 0 | 15 | 150000 | 15 | 0 | 150000 | 1686293.7442 | 254 | 126907.8297 | 2689.7363 | 2667.7322 | 24000 | 151954.5971 | 150907.8297 | 0 | 1046.7673 | 1046.7673 | 0 | 126907.8297 | 0 | 0 | 0 | 0 | 0
2022-06-16 20:00 | 0 | 0 | 186065 | 0 | 2846 | 0 | 15 | 150000 | 15 | 0 | 150000 | 1536293.7442 | 254 | 126000 | 2689.7363 | 2648.6486 | 24000 | 151954.5971 | 150000 | 0 | 1954.5971 | 1954.5971 | 0 | 126000 | 0 | 0 | 0 | 0 | 0
2022-06-16 21:00 | 0 | 0 | 186065 | 0 | 2846 | 0 | 15 | 150000 | 15 | 0 | 150000 | 1386293.7442 | 254 | 126000 | 2689.7363 | 2648.6486 | 24000 | 151954.5971 | 150000 | 0 | 1954.5971 | 1954.5971 | 0 | 126000 | 0 | 0 | 0 | 0 | 0
2022-06-16 22:00 | 0 | 0 | 186065 | 0 | 2846 | 0 | 15 | 150000 | 15 | 0 | 150000 | 1236293.7442 | 254 | 126000 | 2689.7363 | 2648.6486 | 24000 | 151954.5971 | 150000 | 0 | 1954.5971 | 1954.5971 | 0 | 126000 | 0 | 0 | 0 | 0 | 0
2022-06-16 23:00 | 0 | 0 | 186065 | 0 | 2846 | 0 | 15 | 150000 | 15 | 0 | 150000 | 1086293.7442 | 254 | 126000 | 2689.7363 | 2648.6486 | 24000 | 151954.5971 | 150000 | 0 | 1954.5971 | 1954.5971 | 0 | 126000 | 0 | 0 | 0 | 0 | 0
2022-06-17 | 0 | 0 | 186065 | 0 | 2846 | 0 | 15 | 149708.3333 | 14.9708 | 0 | 149708.3333 | 936293.7442 | 254 | 127000 | 2689.7363 | 2669.6697 | 22708.3333 | 150662.9304 | 149708.3333 | 0 | 954.5971 | 954.5971 | 0 | 127000 | 0 | 0 | 0 | 0 | 0
2022-06-17 01:00 | 0 | 0 | 186065 | 0 | 2846 | 0 | 15 | 149708.3333 | 14.9708 | 0 | 149708.3333 | 786585.4109 | 254 | 127000 | 2689.7363 | 2669.6697 | 22708.3333 | 150662.9304 | 149708.3333 | 0 | 954.5971 | 954.5971 | 0 | 127000 | 0 | 0 | 0 | 0 | 0
2022-06-17 02:00 | 0 | 0 | 186065 | 0 | 2846 | 0 | 15 | 149708.3333 | 14.9708 | 0 | 149708.3333 | 636877.0776 | 254 | 127000 | 2689.7363 | 2669.6697 | 22708.3333 | 150662.9304 | 149708.3333 | 0 | 954.5971 | 954.5971 | 0 | 127000 | 0 | 0 | 0 | 0 | 0
2022-06-17 03:00 | 0 | 0 | 186065 | 0 | 2846 | 0 | 15 | 149708.3333 | 14.9708 | 0 | 149708.3333 | 487168.7442 | 254 | 127000 | 2689.7363 | 2669.6697 | 22708.3333 | 150662.9304 | 149708.3333 | 0 | 954.5971 | 954.5971 | 0 | 127000 | 0 | 0 | 0 | 0 | 0
2022-06-17 04:00 | 0 | 0 | 186065 | 0 | 2846 | 0 | 15 | 149708.3333 | 14.9708 | 0 | 149708.3333 | 337460.4109 | 254 | 127000 | 2689.7363 | 2669.6697 | 22708.3333 | 150662.9304 | 149708.3333 | 0 | 954.5971 | 954.5971 | 0 | 127000 | 0 | 0 | 0 | 0 | 0
2022-06-17 05:00 | 0.01455 | 0.00091 | 186065 | 2626.0284 | 2846 | 433.0246 | 15 | 147082.305 | 14.7082 | 0 | 146649.2804 | 187752.0776 | 254 | 127000 | 2689.7363 | 2669.6697 | 22708.3333 | 150662.9304 | 149708.3333 | 0 | 954.5971 | 954.5971 | 2626.0284 | 124373.9716 | 0 | 0 | 0 | 0 | 0
2022-06-17 06:00 | 0.14365 | 0.17375 | 186065 | 25926.3901 | 2846 | 82679.146 | 15 | 123781.9432 | 12.3782 | 0 | 41102.7972 | 41102.7972 | 254 | 127000 | 2689.7363 | 2669.6697 | 22708.3333 | 150662.9304 | 149708.3333 | 0 | 954.5971 | 954.5971 | 25926.3901 | 101073.6099 | 0 | 0 | 0 | 0 | 0
2022-06-17 07:00 | 0.33098 | 0.31828 | 186065 | 59736.2799 | 2846 | 151453.9199 | 15 | 89972.0534 | 8.9972 | 0 | 0 | 0 | 254 | 127000 | 2689.7363 | 2669.6697 | 22708.3333 | 150662.9304 | 149708.3333 | 0 | 954.5971 | 954.5971 | 37027.9466 | 89972.0534 | 0 | 0 | 0 | 0 | 0
2022-06-17 08:00 | 0.5465 | 0.47553 | 186065 | 98633.9868 | 2846 | 226281.5211 | 15 | 51074.3465 | 5.1074 | 0 | 0 | 0 | 254 | 127000 | 2689.7363 | 2669.6697 | 22708.3333 | 150662.9304 | 149708.3333 | 0 | 954.5971 | 954.5971 | 75925.6535 | 51074.3465 | 0 | 0 | 0 | 0 | 0
2022-06-17 09:00 | 0.73828 | 0.56293 | 186065 | 133247.0262 | 2846 | 267870.916 | 15 | 16461.3072 | 1.6461 | 136332.7762 | 0 | 0 | 254 | 127000 | 2689.7363 | 2669.6697 | 22708.3333 | 150662.9304 | 149708.3333 | 0 | 954.5971 | 954.5971 | 110538.6928 | 16461.3072 | 0 | 0 | 0 | 0 | 0
2022-06-17 10:00 | 0.88525 | 0.61648 | 186065 | 159772.62 | 2846 | 293352.7478 | 15 | 0 | 0 | 293352.7478 | 0 | 136332.7762 | 254 | 127000 | 2689.7363 | 2669.6697 | 22708.3333 | 150662.9304 | 149708.3333 | 0 | 954.5971 | 954.5971 | 127000 | 0 | 0 | 0 | 0 | 0 | 0
2022-06-17 11:00 | 0.97303 | 0.6577 | 186065 | 175615.4221 | 2846 | 312967.3342 | 15 | 0 | 0 | 312967.3342 | 0 | 429685.524 | 254 | 127000 | 2689.7363 | 2669.6697 | 22708.3333 | 150662.9304 | 149708.3333 | 0 | 954.5971 | 954.5971 | 127000 | 0 | 0 | 0 | 0 | 0 | 0
2022-06-17 12:00 | 0.98667 | 0.63211 | 186065 | 178077.2109 | 2846 | 300790.302 | 15 | 0 | 0 | 300790.302 | 0 | 742652.8583 | 254 | 127000 | 2689.7363 | 2669.6697 | 22708.3333 | 150662.9304 | 149708.3333 | 0 | 954.5971 | 954.5971 | 127000 | 0 | 0 | 0 | 0 | 0 | 0
2022-06-17 13:00 | 0.94185 | 0.584 | 186065 | 169987.9606 | 2846 | 277897.1008 | 15 | 0 | 0 | 277897.1008 | 0 | 1043443.1603 | 254 | 127000 | 2689.7363 | 2669.6697 | 22708.3333 | 150662.9304 | 149708.3333 | 0 | 954.5971 | 954.5971 | 127000 | 0 | 0 | 0 | 0 | 0 | 0
2022-06-17 14:00 | 0.83153 | 0.50048 | 186065 | 150077.0706 | 2846 | 238154.0086 | 15 | 0 | 0 | 238154.0086 | 0 | 1321340.2611 | 254 | 127000 | 2689.7363 | 2669.6697 | 22708.3333 | 150662.9304 | 149708.3333 | 0 | 954.5971 | 954.5971 | 127000 | 0 | 0 | 0 | 0 | 0 | 0
2022-06-17 15:00 | 0.66697 | 0.42044 | 186065 | 120376.7799 | 2846 | 200066.8785 | 15 | 29331.5535 | 2.9332 | 170735.3251 | 0 | 1559494.2697 | 254 | 127000 | 2689.7363 | 2669.6697 | 22708.3333 | 150662.9304 | 149708.3333 | 0 | 954.5971 | 954.5971 | 97668.4465 | 29331.5535 | 0 | 0 | 0 | 0 | 0
2022-06-17 16:00 | 0.46827 | 0.31686 | 186065 | 84514.7978 | 2846 | 150778.2112 | 15 | 65193.5355 | 6.5194 | 85584.6757 | 0 | 1730229.5947 | 254 | 127000 | 2689.7363 | 2669.6697 | 22708.3333 | 150662.9304 | 149708.3333 | 0 | 954.5971 | 954.5971 | 84514.7978 | 42485.2022 | 0 | 0 | 0 | 0 | 0
2022-06-17 17:00 | 0.26283 | 0.18545 | 186065 | 47436.36 | 2846 | 88246.605 | 15 | 102271.9733 | 10.2272 | 0 | 14025.3683 | 1815814.2704 | 254 | 127000 | 2689.7363 | 2669.6697 | 22708.3333 | 150662.9304 | 149708.3333 | 0 | 954.5971 | 954.5971 | 24728.0267 | 102271.9733 | 0 | 0 | 0 | 0 | 0
2022-06-17 18:00 | 0.09455 | 0.04893 | 186065 | 17064.6724 | 2846 | 23283.3992 | 15 | 132643.661 | 13.2644 | 0 | 109360.2617 | 1801788.9022 | 254 | 127000 | 2689.7363 | 2669.6697 | 22708.3333 | 150662.9304 | 149708.3333 | 0 | 954.5971 | 954.5971 | 17064.6724 | 109935.3276 | 0 | 0 | 0 | 0 | 0
2022-06-17 19:00 | 0.00522 | 0 | 186065 | 942.1215 | 2846 | 0 | 15 | 148766.2118 | 14.8766 | 0 | 148766.2118 | 1692428.6404 | 254 | 127000 | 2689.7363 | 2669.6697 | 22708.3333 | 150662.9304 | 149708.3333 | 0 | 954.5971 | 954.5971 | 942.1215 | 126057.8785 | 0 | 0 | 0 | 0 | 0
2022-06-17 20:00 | 0 | 0 | 186065 | 0 | 2846 | 0 | 15 | 149708.3333 | 14.9708 | 0 | 149708.3333 | 1543662.4286 | 254 | 127000 | 2689.7363 | 2669.6697 | 22708.3333 | 150662.9304 | 149708.3333 | 0 | 954.5971 | 954.5971 | 0 | 127000 | 0 | 0 | 0 | 0 | 0
2022-06-17 21:00 | 0 | 0 | 186065 | 0 | 2846 | 0 | 15 | 149708.3333 | 14.9708 | 0 | 149708.3333 | 1393954.0953 | 254 | 127000 | 2689.7363 | 2669.6697 | 22708.3333 | 150662.9304 | 149708.3333 | 0 | 954.5971 | 954.5971 | 0 | 127000 | 0 | 0 | 0 | 0 | 0
2022-06-17 22:00 | 0 | 0 | 186065 | 0 | 2846 | 0 | 15 | 149708.3333 | 14.9708 | 0 | 149708.3333 | 1244245.762 | 254 | 127000 | 2689.7363 | 2669.6697 | 22708.3333 | 150662.9304 | 149708.3333 | 0 | 954.5971 | 954.5971 | 0 | 127000 | 0 | 0 | 0 | 0 | 0
2022-06-17 23:00 | 0 | 0 | 186065 | 0 | 2846 | 0 | 15 | 149708.3333 | 14.9708 | 0 | 149708.3333 | 1094537.4286 | 254 | 127000 | 2689.7363 | 2669.6697 | 22708.3333 | 150662.9304 | 149708.3333 | 0 | 954.5971 | 954.5971 | 0 | 127000 | 0 | 0 | 0 | 0 | 0
2022-06-18 | 0 | 0 | 186065 | 0 | 2846 | 0 | 15 | 149112.5 | 14.9113 | 0 | 149112.5 | 944829.0953 | 254 | 127000 | 2689.7363 | 2669.6697 | 22112.5 | 150067.0971 | 149112.5 | 0 | 954.5971 | 954.5971 | 0 | 127000 | 0 | 0 | 0 | 0 | 0
2022-06-18 01:00 | 0 | 0 | 186065 | 0 | 2846 | 0 | 15 | 149112.5 | 14.9113 | 0 | 149112.5 | 795716.5953 | 254 | 127000 | 2689.7363 | 2669.6697 | 22112.5 | 150067.0971 | 149112.5 | 0 | 954.5971 | 954.5971 | 0 | 127000 | 0 | 0 | 0 | 0 | 0
2022-06-18 02:00 | 0 | 0 | 186065 | 0 | 2846 | 0 | 15 | 149112.5 | 14.9113 | 0 | 149112.5 | 646604.0953 | 254 | 127000 | 2689.7363 | 2669.6697 | 22112.5 | 150067.0971 | 149112.5 | 0 | 954.5971 | 954.5971 | 0 | 127000 | 0 | 0 | 0 | 0 | 0
2022-06-18 03:00 | 0 | 0 | 186065 | 0 | 2846 | 0 | 15 | 149112.5 | 14.9113 | 0 | 149112.5 | 497491.5953 | 254 | 127000 | 2689.7363 | 2669.6697 | 22112.5 | 150067.0971 | 149112.5 | 0 | 954.5971 | 954.5971 | 0 | 127000 | 0 | 0 | 0 | 0 | 0
2022-06-18 04:00 | 0 | 0 | 186065 | 0 | 2846 | 0 | 15 | 149112.5 | 14.9113 | 0 | 149112.5 | 348379.0953 | 254 | 127000 | 2689.7363 | 2669.6697 | 22112.5 | 150067.0971 | 149112.5 | 0 | 954.5971 | 954.5971 | 0 | 127000 | 0 | 0 | 0 | 0 | 0
2022-06-18 05:00 | 0.01443 | 0.00044 | 186065 | 2604.3704 | 2846 | 209.3745 | 15 | 146508.1296 | 14.6508 | 0 | 146298.7551 | 199266.5953 | 254 | 127000 | 2689.7363 | 2669.6697 | 22112.5 | 150067.0971 | 149112.5 | 0 | 954.5971 | 954.5971 | 0 | 127000 | 0 | 0 | 0 | 0 | 0
2022-06-18 06:00 | 0.14155 | 0.14836 | 186065 | 25547.3757 | 2846 | 70597.284 | 15 | 123565.1243 | 12.3565 | 0 | 52967.8402 | 52967.8402 | 254 | 127000 | 2689.7363 | 2669.6697 | 22112.5 | 150067.0971 | 149112.5 | 0 | 954.5971 | 954.5971 | 25547.3757 | 101452.6243 | 0 | 0 | 0 | 0 | 0
2022-06-18 07:00 | 0.3292 | 0.29121 | 186065 | 59415.0201 | 2846 | 138572.628 | 15 | 89697.4799 | 8.9697 | 0 | 0 | 0 | 254 | 127000 | 2689.7363 | 2669.6697 | 22112.5 | 150067.0971 | 149112.5 | 0 | 954.5971 | 954.5971 | 37302.5201 | 89697.4799 | 0 | 0 | 0 | 0 | 0
2022-06-18 08:00 | 0.54458 | 0.44504 | 186065 | 98287.4594 | 2846 | 211772.818 | 15 | 50825.0406 | 5.0825 | 0 | 0 | 0 | 254 | 127000 | 2689.7363 | 2669.6697 | 22112.5 | 150067.0971 | 149112.5 | 0 | 954.5971 | 954.5971 | 76174.9594 | 50825.0406 | 0 | 0 | 0 | 0 | 0
2022-06-18 09:00 | 0.73935 | 0.54238 | 186065 | 133440.143 | 2846 | 258092.1739 | 15 | 15672.357 | 1.5672 | 0 | 0 | 0 | 254 | 127000 | 2689.7363 | 2669.6697 | 22112.5 | 150067.0971 | 149112.5 | 0 | 954.5971 | 954.5971 | 127000 | 0 | 0 | 0 | 0 | 0 | 0
2022-06-18 10:00 | 0.88947 | 0.60735 | 186065 | 160534.2585 | 2846 | 289008.2263 | 15 | 0 | 0 | 62453.4842 | 0 | 0 | 254 | 127000 | 2689.7363 | 2669.6697 | 22112.5 | 150067.0971 | 149112.5 | 0 | 954.5971 | 954.5971 | 127000 | 0 | 0 | 0 | 0 | 0 | 0
2022-06-18 11:00 | 0.98147 | 0.66675 | 186065 | 177138.6991 | 2846 | 317273.7876 | 15 | 0 | 0 | 317273.7876 | 0 | 62453.4842 | 254 | 127000 | 2689.7363 | 2669.6697 | 22112.5 | 150067.0971 | 149112.5 | 0 | 954.5971 | 954.5971 | 127000 | 0 | 0 | 0 | 0 | 0 | 0
2022-06-18 12:00 | 1.0045 | 0.67878 | 186065 | 181286.1996 | 2846 | 322998.2775 | 15 | 0 | 0 | 322998.2775 | 0 | 379727.2718 | 254 | 127000 | 2689.7363 | 2669.6697 | 22112.5 | 150067.0971 | 149112.5 | 0 | 954.5971 | 954.5971 | 127000 | 0 | 0 | 0 | 0 | 0 | 0
2022-06-18 13:00 | 0.96675 | 0.66259 | 186065 | 174481.9886 | 2846 | 315294.2466 | 15 | 0 | 0 | 315294.2466 | 0 | 702725.5493 | 254 | 127000 | 2689.7363 | 2669.6697 | 22112.5 | 150067.0971 | 149112.5 | 0 | 954.5971 | 954.5971 | 127000 | 0 | 0 | 0 | 0 | 0 | 0
2022-06-18 14:00 | 0.8656 | 0.60853 | 186065 | 156226.1281 | 2846 | 289569.7307 | 15 | 0 | 0 | 289569.7307 | 0 | 1018019.796 | 254 | 127000 | 2689.7363 | 2669.6697 | 22112.5 | 150067.0971 | 149112.5 | 0 | 954.5971 | 954.5971 | 127000 | 0 | 0 | 0 | 0 | 0 | 0
2022-06-18 15:00 | 0.70728 | 0.55137 | 186065 | 127652.0516 | 2846 | 262370.0761 | 15 | 21460.4484 | 2.146 | 240909.6277 | 0 | 1307589.5267 | 254 | 127000 | 2689.7363 | 2669.6697 | 22112.5 | 150067.0971 | 149112.5 | 0 | 954.5971 | 954.5971 | 127000 | 0 | 0 | 0 | 0 | 0 | 0
2022-06-18 16:00 | 0.50635 | 0.43386 | 186065 | 91387.5924 | 2846 | 206452.8016 | 15 | 57724.9076 | 5.7725 | 148727.894 | 0 | 1548499.1544 | 254 | 127000 | 2689.7363 | 2669.6697 | 22112.5 | 150067.0971 | 149112.5 | 0 | 954.5971 | 954.5971 | 91387.5924 | 35612.4076 | 0 | 0 | 0 | 0 | 0
2022-06-18 17:00 | 0.29167 | 0.29441 | 186065 | 52641.4912 | 2846 | 140095.3518 | 15 | 96471.0088 | 9.6471 | 43624.343 | 0 | 1697227.0484 | 254 | 127000 | 2689.7363 | 2669.6697 | 22112.5 | 150067.0971 | 149112.5 | 0 | 954.5971 | 954.5971 | 30528.9912 | 96471.0088 | 0 | 0 | 0 | 0 | 0
2022-06-18 18:00 | 0.10503 | 0.10754 | 186065 | 18956.1347 | 2846 | 51173.038 | 15 | 130156.3653 | 13.0156 | 0 | 78983.3272 | 1740851.3914 | 254 | 127000 | 2689.7363 | 2669.6697 | 22112.5 | 150067.0971 | 149112.5 | 0 | 954.5971 | 954.5971 | 0 | 127000 | 0 | 0 | 0 | 0 | 0
2022-06-18 19:00 | 0.00565 | 0 | 186065 | 1019.7292 | 2846 | 0 | 15 | 148092.7708 | 14.8093 | 0 | 148092.7708 | 1661868.0642 | 254 | 127000 | 2689.7363 | 2669.6697 | 22112.5 | 150067.0971 | 149112.5 | 0 | 954.5971 | 954.5971 | 1019.7292 | 125980.2708 | 0 | 0 | 0 | 0 | 0
2022-06-18 20:00 | 0 | 0 | 186065 | 0 | 2846 | 0 | 15 | 149112.5 | 14.9113 | 0 | 149112.5 | 1513775.2934 | 254 | 127000 | 2689.7363 | 2669.6697 | 22112.5 | 150067.0971 | 149112.5 | 0 | 954.5971 | 954.5971 | 0 | 127000 | 0 | 0 | 0 | 0 | 0
2022-06-18 21:00 | 0 | 0 | 186065 | 0 | 2846 | 0 | 15 | 149112.5 | 14.9113 | 0 | 149112.5 | 1364662.7934 | 254 | 127000 | 2689.7363 | 2669.6697 | 22112.5 | 150067.0971 | 149112.5 | 0 | 954.5971 | 954.5971 | 0 | 127000 | 0 | 0 | 0 | 0 | 0
2022-06-18 22:00 | 0 | 0 | 186065 | 0 | 2846 | 0 | 15 | 149112.5 | 14.9113 | 0 | 149112.5 | 1215550.2934 | 254 | 127000 | 2689.7363 | 2669.6697 | 22112.5 | 150067.0971 | 149112.5 | 0 | 954.5971 | 954.5971 | 0 | 127000 | 0 | 0 | 0 | 0 | 0
2022-06-18 23:00 | 0 | 0 | 186065 | 0 | 2846 | 0 | 15 | 149112.5 | 14.9113 | 0 | 149112.5 | 1066437.7934 | 254 | 127000 | 2689.7363 | 2669.6697 | 22112.5 | 150067.0971 | 149112.5 | 0 | 954.5971 | 954.5971 | 0 | 127000 | 0 | 0 | 0 | 0 | 0
2022-06-19 | 0 | 0 | 186065 | 0 | 2846 | 0 | 15 | 149229.1667 | 14.9229 | 0 | 149229.1667 | 917325.2934 | 254 | 127000 | 2689.7363 | 2669.6697 | 22229.1667 | 150183.7637 | 149229.1667 | 0 | 954.5971 | 954.5971 | 0 | 127000 | 0 | 0 | 0 | 0 | 0
2022-06-19 01:00 | 0 | 0 | 186065 | 0 | 2846 | 0 | 15 | 149229.1667 | 14.9229 | 0 | 149229.1667 | 768096.1268 | 254 | 127000 | 2689.7363 | 2669.6697 | 22229.1667 | 150183.7637 | 149229.1667 | 0 | 954.5971 | 954.5971 | 0 | 127000 | 0 | 0 | 0 | 0 | 0
2022-06-19 02:00 | 0 | 0 | 186065 | 0 | 2846 | 0 | 15 | 149229.1667 | 14.9229 | 0 | 149229.1667 | 618866.9601 | 254 | 127000 | 2689.7363 | 2669.6697 | 22229.1667 | 150183.7637 | 149229.1667 | 0 | 954.5971 | 954.5971 | 0 | 127000 | 0 | 0 | 0 | 0 | 0
2022-06-19 03:00 | 0 | 0 | 186065 | 0 | 2846 | 0 | 15 | 149229.1667 | 14.9229 | 0 | 149229.1667 | 469637.7934 | 254 | 127000 | 2689.7363 | 2669.6697 | 22229.1667 | 150183.7637 | 149229.1667 | 0 | 954.5971 | 954.5971 | 0 | 127000 | 0 | 0 | 0 | 0 | 0
2022-06-19 04:00 | 0 | 0 | 186065 | 0 | 2846 | 0 | 15 | 149229.1667 | 14.9229 | 0 | 149229.1667 | 320408.6268 | 254 | 127000 | 2689.7363 | 2669.6697 | 22229.1667 | 150183.7637 | 149229.1667 | 0 | 954.5971 | 954.5971 | 0 | 127000 | 0 | 0 | 0 | 0 | 0
2022-06-19 05:00 | 0.0148 | 0.00186 | 186065 | 2671.1491 | 2846 | 885.0832 | 15 | 146558.0175 | 14.6558 | 0 | 145672.9343 | 171179.4601 | 254 | 127000 | 2689.7363 | 2669.6697 | 22229.1667 | 150183.7637 | 149229.1667 | 0 | 954.5971 | 954.5971 | 0 | 127000 | 0 | 0 | 0 | 0 | 0
2022-06-19 06:00 | 0.14623 | 0.20454 | 186065 | 26392.0364 | 2846 | 97330.6044 | 15 | 122837.1303 | 12.2837 | 0 | 25506.5258 | 25506.5258 | 254 | 127000 | 2689.7363 | 2669.6697 | 22229.1667 | 150183.7637 | 149229.1667 | 0 | 954.5971 | 954.5971 | 26392.0364 | 100607.9636 | 0 | 0 | 0 | 0 | 0
2022-06-19 07:00 | 0.34427 | 0.39135 | 186065 | 62134.8996 | 2846 | 186224.3671 | 15 | 87094.267 | 8.7094 | 0 | 0 | 0 | 254 | 127000 | 2689.7363 | 2669.6697 | 22229.1667 | 150183.7637 | 149229.1667 | 0 | 954.5971 | 954.5971 | 62134.8996 | 64865.1004 | 0 | 0 | 0 | 0 | 0
2022-06-19 08:00 | 0.5582 | 0.54214 | 186065 | 100745.6385 | 2846 | 257977.9696 | 15 | 48483.5282 | 4.8484 | 0 | 0 | 0 | 254 | 127000 | 2689.7363 | 2669.6697 | 22229.1667 | 150183.7637 | 149229.1667 | 0 | 954.5971 | 954.5971 | 100745.6385 | 26254.3615 | 0 | 0 | 0 | 0 | 0
2022-06-19 09:00 | 0.7499 | 0.63152 | 186065 | 135344.2392 | 2846 | 300509.5498 | 15 | 13884.9275 | 1.3885 | 0 | 0 | 0 | 254 | 127000 | 2689.7363 | 2669.6697 | 22229.1667 | 150183.7637 | 149229.1667 | 0 | 954.5971 | 954.5971 | 113115.0725 | 13884.9275 | 0 | 0 | 0 | 0 | 0
2022-06-19 10:00 | 0.89703 | 0.69094 | 186065 | 161898.7103 | 2846 | 328784.6281 | 15 | 0 | 0 | 0 | 0 | 0 | 254 | 127000 | 2689.7363 | 2669.6697 | 22229.1667 | 150183.7637 | 149229.1667 | 0 | 954.5971 | 954.5971 | 127000 | 0 | 0 | 0 | 0 | 0 | 0
2022-06-19 11:00 | 0.98708 | 0.75055 | 186065 | 178151.209 | 2846 | 357150.1182 | 15 | 0 | 0 | 167694.8772 | 0 | 0 | 254 | 127000 | 2689.7363 | 2669.6697 | 22229.1667 | 150183.7637 | 149229.1667 | 0 | 954.5971 | 954.5971 | 127000 | 0 | 0 | 0 | 0 | 0 | 0
2022-06-19 12:00 | 1.006 | 0.74882 | 186065 | 181571.3628 | 2846 | 356326.8956 | 15 | 0 | 0 | 356326.8956 | 0 | 167694.8772 | 254 | 127000 | 2689.7363 | 2669.6697 | 22229.1667 | 150183.7637 | 149229.1667 | 0 | 954.5971 | 954.5971 | 127000 | 0 | 0 | 0 | 0 | 0 | 0
2022-06-19 13:00 | 0.96705 | 0.72108 | 186065 | 174536.1335 | 2846 | 343126.7833 | 15 | 0 | 0 | 343126.7833 | 0 | 524021.7728 | 254 | 127000 | 2689.7363 | 2669.6697 | 22229.1667 | 150183.7637 | 149229.1667 | 0 | 954.5971 | 954.5971 | 127000 | 0 | 0 | 0 | 0 | 0 | 0
2022-06-19 14:00 | 0.86585 | 0.65477 | 186065 | 156271.2488 | 2846 | 311573.0902 | 15 | 0 | 0 | 311573.0902 | 0 | 867148.5561 | 254 | 127000 | 2689.7363 | 2669.6697 | 22229.1667 | 150183.7637 | 149229.1667 | 0 | 954.5971 | 954.5971 | 127000 | 0 | 0 | 0 | 0 | 0 | 0
2022-06-19 15:00 | 0.70983 | 0.60125 | 186065 | 128112.2834 | 2846 | 286105.534 | 15 | 21116.8833 | 2.1117 | 264988.6507 | 0 | 1178721.6463 | 254 | 127000 | 2689.7363 | 2669.6697 | 22229.1667 | 150183.7637 | 149229.1667 | 0 | 954.5971 | 954.5971 | 105883.1167 | 21116.8833 | 0 | 0 | 0 | 0 | 0
2022-06-19 16:00 | 0.5136 | 0.5059 | 186065 | 92696.0945 | 2846 | 240733.1221 | 15 | 56533.0722 | 5.6533 | 184200.0499 | 0 | 1443710.2971 | 254 | 127000 | 2689.7363 | 2669.6697 | 22229.1667 | 150183.7637 | 149229.1667 | 0 | 954.5971 | 954.5971 | 92696.0945 | 34303.9055 | 0 | 0 | 0 | 0 | 0
2022-06-19 17:00 | 0.29758 | 0.34697 | 186065 | 53708.146 | 2846 | 165106.0909 | 15 | 95521.0206 | 9.5521 | 69585.0702 | 0 | 1627910.3469 | 254 | 127000 | 2689.7363 | 2669.6697 | 22229.1667 | 150183.7637 | 149229.1667 | 0 | 954.5971 | 954.5971 | 31478.9794 | 95521.0206 | 0 | 0 | 0 | 0 | 0
2022-06-19 18:00 | 0.10815 | 0.1476 | 186065 | 19519.2419 | 2846 | 70235.6371 | 15 | 129709.9248 | 12.971 | 0 | 59474.2877 | 1697495.4172 | 254 | 127000 | 2689.7363 | 2669.6697 | 22229.1667 | 150183.7637 | 149229.1667 | 0 | 954.5971 | 954.5971 | 19519.2419 | 107480.7581 | 0 | 0 | 0 | 0 | 0
2022-06-19 19:00 | 0.00593 | 0.00054 | 186065 | 1070.2645 | 2846 | 256.9596 | 15 | 148158.9022 | 14.8159 | 0 | 147901.9425 | 1638021.1295 | 254 | 127000 | 2689.7363 | 2669.6697 | 22229.1667 | 150183.7637 | 149229.1667 | 0 | 954.5971 | 954.5971 | 1070.2645 | 125929.7355 | 0 | 0 | 0 | 0 | 0
2022-06-19 20:00 | 0 | 0 | 186065 | 0 | 2846 | 0 | 15 | 149229.1667 | 14.9229 | 0 | 149229.1667 | 1490119.1869 | 254 | 127000 | 2689.7363 | 2669.6697 | 22229.1667 | 150183.7637 | 149229.1667 | 0 | 954.5971 | 954.5971 | 0 | 127000 | 0 | 0 | 0 | 0 | 0
2022-06-19 21:00 | 0 | 0 | 186065 | 0 | 2846 | 0 | 15 | 149229.1667 | 14.9229 | 0 | 149229.1667 | 1340890.0203 | 254 | 127000 | 2689.7363 | 2669.6697 | 22229.1667 | 150183.7637 | 149229.1667 | 0 | 954.5971 | 954.5971 | 0 | 127000 | 0 | 0 | 0 | 0 | 0
2022-06-19 22:00 | 0 | 0 | 186065 | 0 | 2846 | 0 | 15 | 149229.1667 | 14.9229 | 0 | 149229.1667 | 1191660.8536 | 254 | 127000 | 2689.7363 | 2669.6697 | 22229.1667 | 150183.7637 | 149229.1667 | 0 | 954.5971 | 954.5971 | 0 | 127000 | 0 | 0 | 0 | 0 | 0
2022-06-19 23:00 | 0 | 0 | 186065 | 0 | 2846 | 0 | 15 | 149229.1667 | 14.9229 | 0 | 149229.1667 | 1042431.6869 | 254 | 127000 | 2689.7363 | 2669.6697 | 22229.1667 | 150183.7637 | 149229.1667 | 0 | 954.5971 | 954.5971 | 0 | 127000 | 0 | 0 | 0 | 0 | 0
2022-06-20 | 0 | 0 | 186065 | 0 | 2846 | 0 | 15 | 149891.6667 | 14.9892 | 0 | 149891.6667 | 893202.5203 | 254 | 127000 | 2689.7363 | 2669.6697 | 22891.6667 | 150846.2637 | 149891.6667 | 0 | 954.5971 | 954.5971 | 0 | 127000 | 0 | 0 | 0 | 0 | 0
2022-06-20 01:00 | 0 | 0 | 186065 | 0 | 2846 | 0 | 15 | 149891.6667 | 14.9892 | 0 | 149891.6667 | 743310.8536 | 254 | 127000 | 2689.7363 | 2669.6697 | 22891.6667 | 150846.2637 | 149891.6667 | 0 | 954.5971 | 954.5971 | 0 | 127000 | 0 | 0 | 0 | 0 | 0
2022-06-20 02:00 | 0 | 0 | 186065 | 0 | 2846 | 0 | 15 | 149891.6667 | 14.9892 | 0 | 149891.6667 | 593419.1869 | 254 | 127000 | 2689.7363 | 2669.6697 | 22891.6667 | 150846.2637 | 149891.6667 | 0 | 954.5971 | 954.5971 | 0 | 127000 | 0 | 0 | 0 | 0 | 0
2022-06-20 03:00 | 0 | 0 | 186065 | 0 | 2846 | 0 | 15 | 149891.6667 | 14.9892 | 0 | 149891.6667 | 443527.5203 | 254 | 127000 | 2689.7363 | 2669.6697 | 22891.6667 | 150846.2637 | 149891.6667 | 0 | 954.5971 | 954.5971 | 0 | 127000 | 0 | 0 | 0 | 0 | 0
2022-06-20 04:00 | 0 | 0 | 186065 | 0 | 2846 | 0 | 15 | 149891.6667 | 14.9892 | 0 | 149891.6667 | 293635.8536 | 254 | 127000 | 2689.7363 | 2669.6697 | 22891.6667 | 150846.2637 | 149891.6667 | 0 | 954.5971 | 954.5971 | 0 | 127000 | 0 | 0 | 0 | 0 | 0
2022-06-20 05:00 | 0.0155 | 0.00704 | 186065 | 2797.4873 | 2846 | 3349.9924 | 15 | 147094.1794 | 14.7094 | 0 | 143744.1869 | 143744.1869 | 254 | 127000 | 2689.7363 | 2669.6697 | 22891.6667 | 150846.2637 | 149891.6667 | 0 | 954.5971 | 954.5971 | 2797.4873 | 124202.5127 | 0 | 0 | 0 | 0 | 0
2022-06-20 06:00 | 0.1553 | 0.28531 | 186065 | 28029.0177 | 2846 | 135765.1059 | 15 | 121862.649 | 12.1863 | 0 | 0 | 0 | 254 | 127000 | 2689.7363 | 2669.6697 | 22891.6667 | 150846.2637 | 149891.6667 | 0 | 954.5971 | 954.5971 | 28029.0177 | 98970.9823 | 0 | 0 | 0 | 0 | 0
2022-06-20 07:00 | 0.36012 | 0.48654 | 186065 | 64995.556 | 2846 | 231520.6428 | 15 | 84896.1107 | 8.4896 | 0 | 0 | 0 | 254 | 127000 | 2689.7363 | 2669.6697 | 22891.6667 | 150846.2637 | 149891.6667 | 0 | 954.5971 | 954.5971 | 42103.8893 | 84896.1107 | 0 | 0 | 0 | 0 | 0
2022-06-20 08:00 | 0.57478 | 0.62987 | 186065 | 103738.0475 | 2846 | 299724.3953 | 15 | 46153.6192 | 4.6154 | 0 | 0 | 0 | 254 | 127000 | 2689.7363 | 2669.6697 | 22891.6667 | 150846.2637 | 149891.6667 | 0 | 954.5971 | 954.5971 | 103738.0475 | 23261.9525 | 0 | 0 | 0 | 0 | 0
2022-06-20 09:00 | 0.76522 | 0.70815 | 186065 | 138109.2395 | 2846 | 336974.0273 | 15 | 11782.4271 | 1.1782 | 0 | 0 | 0 | 254 | 127000 | 2689.7363 | 2669.6697 | 22891.6667 | 150846.2637 | 149891.6667 | 0 | 954.5971 | 954.5971 | 115217.5729 | 11782.4271 | 0 | 0 | 0 | 0 | 0
2022-06-20 10:00 | 0.91325 | 0.76104 | 186065 | 164826.1454 | 2846 | 362141.7972 | 15 | 0 | 0 | 0 | 0 | 0 | 254 | 127000 | 2689.7363 | 2669.6697 | 22891.6667 | 150846.2637 | 149891.6667 | 0 | 954.5971 | 954.5971 | 127000 | 0 | 0 | 0 | 0 | 0 | 0
2022-06-20 11:00 | 1.002 | 0.81806 | 186065 | 180844.0161 | 2846 | 389274.8327 | 15 | 0 | 0 | 122461.6705 | 0 | 0 | 254 | 127000 | 2689.7363 | 2669.6697 | 22891.6667 | 150846.2637 | 149891.6667 | 0 | 954.5971 | 954.5971 | 127000 | 0 | 0 | 0 | 0 | 0 | 0
2022-06-20 12:00 | 1.0054 | 0.73885 | 186065 | 181466.6826 | 2846 | 351582.6591 | 15 | 0 | 0 | 351582.6591 | 0 | 122461.6705 | 254 | 127000 | 2689.7363 | 2669.6697 | 22891.6667 | 150846.2637 | 149891.6667 | 0 | 954.5971 | 954.5971 | 127000 | 0 | 0 | 0 | 0 | 0 | 0
2022-06-20 13:00 | 0.97115 | 0.71529 | 186065 | 175276.114 | 2846 | 340371.6048 | 15 | 0 | 0 | 340371.6048 | 0 | 474044.3296 | 254 | 127000 | 2689.7363 | 2669.6697 | 22891.6667 | 150846.2637 | 149891.6667 | 0 | 954.5971 | 954.5971 | 127000 | 0 | 0 | 0 | 0 | 0 | 0
2022-06-20 14:00 | 0.8704 | 0.66616 | 186065 | 157092.4467 | 2846 | 316993.0354 | 15 | 0 | 0 | 316993.0354 | 0 | 814415.9345 | 254 | 127000 | 2689.7363 | 2669.6697 | 22891.6667 | 150846.2637 | 149891.6667 | 0 | 954.5971 | 954.5971 | 127000 | 0 | 0 | 0 | 0 | 0 | 0
2022-06-20 15:00 | 0.71635 | 0.61743 | 186065 | 129289.0329 | 2846 | 293804.8064 | 15 | 20602.6338 | 2.0603 | 273202.1726 | 0 | 1131408.9699 | 254 | 127000 | 2689.7363 | 2669.6697 | 22891.6667 | 150846.2637 | 149891.6667 | 0 | 954.5971 | 954.5971 | 106397.3662 | 20602.6338 | 0 | 0 | 0 | 0 | 0
2022-06-20 16:00 | 0.52153 | 0.52855 | 186065 | 94127.3251 | 2846 | 251511.1518 | 15 | 55764.3416 | 5.5764 | 195746.8102 | 0 | 1404611.1425 | 254 | 127000 | 2689.7363 | 2669.6697 | 22891.6667 | 150846.2637 | 149891.6667 | 0 | 954.5971 | 954.5971 | 71235.6584 | 55764.3416 | 0 | 0 | 0 | 0 | 0
2022-06-20 17:00 | 0.30788 | 0.38385 | 186065 | 55567.1214 | 2846 | 182655.4831 | 15 | 94324.5452 | 9.4325 | 88330.9379 | 0 | 1600357.9526 | 254 | 127000 | 2689.7363 | 2669.6697 | 22891.6667 | 150846.2637 | 149891.6667 | 0 | 954.5971 | 954.5971 | 55567.1214 | 71432.8786 | 0 | 0 | 0 | 0 | 0
2022-06-20 18:00 | 0.11322 | 0.1696 | 186065 | 20434.2909 | 2846 | 80704.3635 | 15 | 129457.3757 | 12.9457 | 0 | 48753.0122 | 1688688.8905 | 254 | 127000 | 2689.7363 | 2669.6697 | 22891.6667 | 150846.2637 | 149891.6667 | 0 | 954.5971 | 954.5971 | 20434.2909 | 106565.7091 | 0 | 0 | 0 | 0 | 0
2022-06-20 19:00 | 0.00622 | 0.00061 | 186065 | 1122.6046 | 2846 | 290.2692 | 15 | 148769.0621 | 14.8769 | 0 | 148478.7929 | 1639935.8783 | 254 | 127000 | 2689.7363 | 2669.6697 | 22891.6667 | 150846.2637 | 149891.6667 | 0 | 954.5971 | 954.5971 | 1122.6046 | 125877.3954 | 0 | 0 | 0 | 0 | 0
2022-06-20 20:00 | 0 | 0 | 186065 | 0 | 2846 | 0 | 15 | 149891.6667 | 14.9892 | 0 | 149891.6667 | 1491457.0854 | 254 | 127000 | 2689.7363 | 2669.6697 | 22891.6667 | 150846.2637 | 149891.6667 | 0 | 954.5971 | 954.5971 | 0 | 127000 | 0 | 0 | 0 | 0 | 0
2022-06-20 21:00 | 0 | 0 | 186065 | 0 | 2846 | 0 | 15 | 149891.6667 | 14.9892 | 0 | 149891.6667 | 1341565.4188 | 254 | 127000 | 2689.7363 | 2669.6697 | 22891.6667 | 150846.2637 | 149891.6667 | 0 | 954.5971 | 954.5971 | 0 | 127000 | 0 | 0 | 0 | 0 | 0
2022-06-20 22:00 | 0 | 0 | 186065 | 0 | 2846 | 0 | 15 | 149891.6667 | 14.9892 | 0 | 149891.6667 | 1191673.7521 | 254 | 127000 | 2689.7363 | 2669.6697 | 22891.6667 | 150846.2637 | 149891.6667 | 0 | 954.5971 | 954.5971 | 0 | 127000 | 0 | 0 | 0 | 0 | 0
2022-06-20 23:00 | 0 | 0 | 186065 | 0 | 2846 | 0 | 15 | 149891.6667 | 14.9892 | 0 | 149891.6667 | 1041782.0854 | 254 | 127000 | 2689.7363 | 2669.6697 | 22891.6667 | 150846.2637 | 149891.6667 | 0 | 954.5971 | 954.5971 | 0 | 127000 | 0 | 0 | 0 | 0 | 0
2022-06-21 | 0 | 0 | 186065 | 0 | 2846 | 0 | 15 | 149875 | 14.9875 | 0 | 149875 | 891890.4188 | 254 | 127000 | 2689.7363 | 2669.6697 | 22875 | 150829.5971 | 149875 | 0 | 954.5971 | 954.5971 | 0 | 127000 | 0 | 0 | 0 | 0 | 0
2022-06-21 01:00 | 0 | 0 | 186065 | 0 | 2846 | 0 | 15 | 149875 | 14.9875 | 0 | 149875 | 742015.4188 | 254 | 127000 | 2689.7363 | 2669.6697 | 22875 | 150829.5971 | 149875 | 0 | 954.5971 | 954.5971 | 0 | 127000 | 0 | 0 | 0 | 0 | 0
2022-06-21 02:00 | 0 | 0 | 186065 | 0 | 2846 | 0 | 15 | 149875 | 14.9875 | 0 | 149875 | 592140.4188 | 254 | 127000 | 2689.7363 | 2669.6697 | 22875 | 150829.5971 | 149875 | 0 | 954.5971 | 954.5971 | 0 | 127000 | 0 | 0 | 0 | 0 | 0
2022-06-21 03:00 | 0 | 0 | 186065 | 0 | 2846 | 0 | 15 | 149875 | 14.9875 | 0 | 149875 | 442265.4188 | 254 | 127000 | 2689.7363 | 2669.6697 | 22875 | 150829.5971 | 149875 | 0 | 954.5971 | 954.5971 | 0 | 127000 | 0 | 0 | 0 | 0 | 0
2022-06-21 04:00 | 0 | 0 | 186065 | 0 | 2846 | 0 | 15 | 149875 | 14.9875 | 0 | 149875 | 292390.4188 | 254 | 127000 | 2689.7363 | 2669.6697 | 22875 | 150829.5971 | 149875 | 0 | 954.5971 | 954.5971 | 0 | 127000 | 0 | 0 | 0 | 0 | 0
2022-06-21 05:00 | 0.01602 | 0.00939 | 186065 | 2891.3385 | 2846 | 4468.2428 | 15 | 146983.6615 | 14.6984 | 0 | 142515.4188 | 142515.4188 | 254 | 127000 | 2689.7363 | 2669.6697 | 22875 | 150829.5971 | 149875 | 0 | 954.5971 | 954.5971 | 2891.3385 | 124108.6615 | 0 | 0 | 0 | 0 | 0
2022-06-21 06:00 | 0.16162 | 0.32028 | 186065 | 29169.6705 | 2846 | 152405.6223 | 15 | 120705.3295 | 12.0705 | 0 | 0 | 0 | 254 | 127000 | 2689.7363 | 2669.6697 | 22875 | 150829.5971 | 149875 | 0 | 954.5971 | 954.5971 | 29169.6705 | 97830.3295 | 0 | 0 | 0 | 0 | 0
2022-06-21 07:00 | 0.37442 | 0.5474 | 186065 | 67576.4636 | 2846 | 260480.9469 | 15 | 82298.5364 | 8.2299 | 0 | 0 | 0 | 254 | 127000 | 2689.7363 | 2669.6697 | 22875 | 150829.5971 | 149875 | 0 | 954.5971 | 954.5971 | 44701.4636 | 82298.5364 | 0 | 0 | 0 | 0 | 0
2022-06-21 08:00 | 0.5924 | 0.69137 | 186065 | 106918.1588 | 2846 | 328989.2441 | 15 | 42956.8412 | 4.2957 | 0 | 0 | 0 | 254 | 127000 | 2689.7363 | 2669.6697 | 22875 | 150829.5971 | 149875 | 0 | 954.5971 | 954.5971 | 84043.1588 | 42956.8412 | 0 | 0 | 0 | 0 | 0
2022-06-21 09:00 | 0.78442 | 0.76795 | 186065 | 141574.5141 | 2846 | 365429.929 | 15 | 8300.4859 | 0.83005 | 0 | 0 | 0 | 254 | 127000 | 2689.7363 | 2669.6697 | 22875 | 150829.5971 | 149875 | 0 | 954.5971 | 954.5971 | 118699.5141 | 8300.4859 | 0 | 0 | 0 | 0 | 0
2022-06-21 10:00 | 0.9329 | 0.82113 | 186065 | 168372.6373 | 2846 | 390735.6959 | 15 | 0 | 0 | 0 | 0 | 0 | 254 | 127000 | 2689.7363 | 2669.6697 | 22875 | 150829.5971 | 149875 | 0 | 954.5971 | 954.5971 | 127000 | 0 | 0 | 0 | 0 | 0 | 0
2022-06-21 11:00 | 1.0239 | 0.88239 | 186065 | 184792.9852 | 2846 | 419886.3404 | 15 | 0 | 0 | 0 | 0 | 0 | 254 | 127000 | 2689.7363 | 2669.6697 | 22875 | 150829.5971 | 149875 | 0 | 954.5971 | 954.5971 | 127000 | 0 | 0 | 0 | 0 | 0 | 0
2022-06-21 12:00 | 1.04 | 0.84592 | 186065 | 187696.9575 | 2846 | 402532.0471 | 15 | 0 | 0 | 216778.9165 | 0 | 0 | 254 | 127000 | 2689.7363 | 2669.6697 | 22875 | 150829.5971 | 149875 | 0 | 954.5971 | 954.5971 | 127000 | 0 | 0 | 0 | 0 | 0 | 0
2022-06-21 13:00 | 1.0004 | 0.80831 | 186065 | 180546.2191 | 2846 | 384635.2835 | 15 | 0 | 0 | 384635.2835 | 0 | 216778.9165 | 254 | 127000 | 2689.7363 | 2669.6697 | 22875 | 150829.5971 | 149875 | 0 | 954.5971 | 954.5971 | 127000 | 0 | 0 | 0 | 0 | 0 | 0
2022-06-21 14:00 | 0.89755 | 0.73968 | 186065 | 161992.5615 | 2846 | 351977.6156 | 15 | 0 | 0 | 351977.6156 | 0 | 601414.2 | 254 | 127000 | 2689.7363 | 2669.6697 | 22875 | 150829.5971 | 149875 | 0 | 954.5971 | 954.5971 | 127000 | 0 | 0 | 0 | 0 | 0 | 0
2022-06-21 15:00 | 0.74025 | 0.68487 | 186065 | 133602.5778 | 2846 | 325896.2113 | 15 | 16272.4222 | 1.6272 | 309623.7891 | 0 | 953391.8156 | 254 | 127000 | 2689.7363 | 2669.6697 | 22875 | 150829.5971 | 149875 | 0 | 954.5971 | 954.5971 | 127000 | 0 | 0 | 0 | 0 | 0 | 0
2022-06-21 16:00 | 0.54195 | 0.59441 | 186065 | 97812.7889 | 2846 | 282850.7118 | 15 | 52062.2111 | 5.2062 | 230788.5007 | 0 | 1263015.6047 | 254 | 127000 | 2689.7363 | 2669.6697 | 22875 | 150829.5971 | 149875 | 0 | 954.5971 | 954.5971 | 74937.7889 | 52062.2111 | 0 | 0 | 0 | 0 | 0
2022-06-21 17:00 | 0.32425 | 0.45396 | 186065 | 58521.629 | 2846 | 216017.4108 | 15 | 91353.371 | 9.1353 | 124664.0397 | 0 | 1493804.1055 | 254 | 127000 | 2689.7363 | 2669.6697 | 22875 | 150829.5971 | 149875 | 0 | 954.5971 | 954.5971 | 35646.629 | 91353.371 | 0 | 0 | 0 | 0 | 0
2022-06-21 18:00 | 0.12157 | 0.22771 | 186065 | 21941.3244 | 2846 | 108356.0768 | 15 | 127933.6756 | 12.7934 | 0 | 19577.5989 | 1618468.1452 | 254 | 127000 | 2689.7363 | 2669.6697 | 22875 | 150829.5971 | 149875 | 0 | 954.5971 | 954.5971 | 21941.3244 | 105058.6756 | 0 | 0 | 0 | 0 | 0
2022-06-21 19:00 | 0.00662 | 0.00162 | 186065 | 1194.7978 | 2846 | 770.8789 | 15 | 148680.2022 | 14.868 | 0 | 147909.3233 | 1598890.5463 | 254 | 127000 | 2689.7363 | 2669.6697 | 22875 | 150829.5971 | 149875 | 0 | 954.5971 | 954.5971 | 0 | 127000 | 0 | 0 | 0 | 0 | 0
2022-06-21 20:00 | 0 | 0 | 186065 | 0 | 2846 | 0 | 15 | 149875 | 14.9875 | 0 | 149875 | 1450981.2231 | 254 | 127000 | 2689.7363 | 2669.6697 | 22875 | 150829.5971 | 149875 | 0 | 954.5971 | 954.5971 | 0 | 127000 | 0 | 0 | 0 | 0 | 0
2022-06-21 21:00 | 0 | 0 | 186065 | 0 | 2846 | 0 | 15 | 149875 | 14.9875 | 0 | 149875 | 1301106.2231 | 254 | 127000 | 2689.7363 | 2669.6697 | 22875 | 150829.5971 | 149875 | 0 | 954.5971 | 954.5971 | 0 | 127000 | 0 | 0 | 0 | 0 | 0
2022-06-21 22:00 | 0 | 0 | 186065 | 0 | 2846 | 0 | 15 | 149875 | 14.9875 | 0 | 149875 | 1151231.2231 | 254 | 127000 | 2689.7363 | 2669.6697 | 22875 | 150829.5971 | 149875 | 0 | 954.5971 | 954.5971 | 0 | 127000 | 0 | 0 | 0 | 0 | 0
2022-06-21 23:00 | 0 | 0 | 186065 | 0 | 2846 | 0 | 15 | 149875 | 14.9875 | 0 | 149875 | 1001356.2231 | 254 | 127000 | 2689.7363 | 2669.6697 | 22875 | 150829.5971 | 149875 | 0 | 954.5971 | 954.5971 | 0 | 127000 | 0 | 0 | 0 | 0 | 0
2022-06-22 | 0 | 0 | 186065 | 0 | 2846 | 0 | 15 | 149762.5 | 14.9763 | 0 | 149762.5 | 851481.2231 | 254 | 127000 | 2689.7363 | 2669.6697 | 22762.5 | 150717.0971 | 149762.5 | 0 | 954.5971 | 954.5971 | 0 | 127000 | 0 | 0 | 0 | 0 | 0
2022-06-22 01:00 | 0 | 0 | 186065 | 0 | 2846 | 0 | 15 | 149762.5 | 14.9763 | 0 | 149762.5 | 701718.7231 | 254 | 127000 | 2689.7363 | 2669.6697 | 22762.5 | 150717.0971 | 149762.5 | 0 | 954.5971 | 954.5971 | 0 | 127000 | 0 | 0 | 0 | 0 | 0
2022-06-22 02:00 | 0 | 0 | 186065 | 0 | 2846 | 0 | 15 | 149762.5 | 14.9763 | 0 | 149762.5 | 551956.2231 | 254 | 127000 | 2689.7363 | 2669.6697 | 22762.5 | 150717.0971 | 149762.5 | 0 | 954.5971 | 954.5971 | 0 | 127000 | 0 | 0 | 0 | 0 | 0
2022-06-22 03:00 | 0 | 0 | 186065 | 0 | 2846 | 0 | 15 | 149762.5 | 14.9763 | 0 | 149762.5 | 402193.7231 | 254 | 127000 | 2689.7363 | 2669.6697 | 22762.5 | 150717.0971 | 149762.5 | 0 | 954.5971 | 954.5971 | 0 | 127000 | 0 | 0 | 0 | 0 | 0
2022-06-22 04:00 | 0 | 0 | 186065 | 0 | 2846 | 0 | 15 | 149762.5 | 14.9763 | 0 | 149762.5 | 252431.2231 | 254 | 127000 | 2689.7363 | 2669.6697 | 22762.5 | 150717.0971 | 149762.5 | 0 | 954.5971 | 954.5971 | 0 | 127000 | 0 | 0 | 0 | 0 | 0
2022-06-22 05:00 | 0.01895 | 0.09178 | 186065 | 3420.1538 | 2846 | 43673.6231 | 15 | 146342.3462 | 14.6342 | 0 | 102668.7231 | 102668.7231 | 254 | 127000 | 2689.7363 | 2669.6697 | 22762.5 | 150717.0971 | 149762.5 | 0 | 954.5971 | 954.5971 | 3420.1538 | 123579.8462 | 0 | 0 | 0 | 0 | 0
2022-06-22 06:00 | 0.18573 | 0.581 | 186065 | 33521.1169 | 2846 | 276469.5472 | 15 | 116241.3831 | 11.6241 | 0 | 0 | 0 | 254 | 127000 | 2689.7363 | 2669.6697 | 22762.5 | 150717.0971 | 149762.5 | 0 | 954.5971 | 954.5971 | 10758.6169 | 116241.3831 | 0 | 0 | 0 | 0 | 0
2022-06-22 07:00 | 0.40285 | 0.74584 | 186065 | 72707.5967 | 2846 | 354908.859 | 15 | 77054.9033 | 7.7055 | 0 | 0 | 0 | 254 | 127000 | 2689.7363 | 2669.6697 | 22762.5 | 150717.0971 | 149762.5 | 0 | 954.5971 | 954.5971 | 49945.0967 | 77054.9033 | 0 | 0 | 0 | 0 | 0
2022-06-22 08:00 | 0.6176 | 0.82899 | 186065 | 111466.3317 | 2846 | 394475.8863 | 15 | 38296.1683 | 3.8296 | 0 | 0 | 0 | 254 | 127000 | 2689.7363 | 2669.6697 | 22762.5 | 150717.0971 | 149762.5 | 0 | 954.5971 | 954.5971 | 111466.3317 | 15533.6683 | 0 | 0 | 0 | 0 | 0
2022-06-22 09:00 | 0.80625 | 0.87808 | 186065 | 145514.4591 | 2846 | 417835.4217 | 15 | 4248.0409 | 0.4248 | 0 | 0 | 0 | 254 | 127000 | 2689.7363 | 2669.6697 | 22762.5 | 150717.0971 | 149762.5 | 0 | 954.5971 | 954.5971 | 122751.9591 | 4248.0409 | 0 | 0 | 0 | 0 | 0
2022-06-22 10:00 | 0.94997 | 0.90398 | 186065 | 171453.483 | 2846 | 430159.9678 | 15 | 0 | 0 | 0 | 0 | 0 | 254 | 127000 | 2689.7363 | 2669.6697 | 22762.5 | 150717.0971 | 149762.5 | 0 | 954.5971 | 954.5971 | 127000 | 0 | 0 | 0 | 0 | 0 | 0
2022-06-22 11:00 | 1.0376 | 0.95499 | 186065 | 187269.2127 | 2846 | 454433.1375 | 15 | 0 | 0 | 0 | 0 | 0 | 254 | 127000 | 2689.7363 | 2669.6697 | 22762.5 | 150717.0971 | 149762.5 | 0 | 954.5971 | 954.5971 | 127000 | 0 | 0 | 0 | 0 | 0 | 0
2022-06-22 12:00 | 1.0331 | 0.83203 | 186065 | 186451.6245 | 2846 | 395922.4739 | 15 | 0 | 0 | 109428.9584 | 0 | 0 | 254 | 127000 | 2689.7363 | 2669.6697 | 22762.5 | 150717.0971 | 149762.5 | 0 | 954.5971 | 954.5971 | 127000 | 0 | 0 | 0 | 0 | 0 | 0
2022-06-22 13:00 | 0.9946 | 0.82257 | 186065 | 179508.4415 | 2846 | 391420.9216 | 15 | 0 | 0 | 391420.9216 | 0 | 109428.9584 | 254 | 127000 | 2689.7363 | 2669.6697 | 22762.5 | 150717.0971 | 149762.5 | 0 | 954.5971 | 954.5971 | 127000 | 0 | 0 | 0 | 0 | 0 | 0
2022-06-22 14:00 | 0.8936 | 0.78059 | 186065 | 161279.6535 | 2846 | 371444.6882 | 15 | 0 | 0 | 371444.6882 | 0 | 500849.8799 | 254 | 127000 | 2689.7363 | 2669.6697 | 22762.5 | 150717.0971 | 149762.5 | 0 | 954.5971 | 954.5971 | 127000 | 0 | 0 | 0 | 0 | 0 | 0
2022-06-22 15:00 | 0.73758 | 0.74465 | 186065 | 133120.688 | 2846 | 354342.5961 | 15 | 16641.812 | 1.6642 | 337700.7841 | 0 | 872294.5681 | 254 | 127000 | 2689.7363 | 2669.6697 | 22762.5 | 150717.0971 | 149762.5 | 0 | 954.5971 | 954.5971 | 110358.188 | 16641.812 | 0 | 0 | 0 | 0 | 0
2022-06-22 16:00 | 0.5383 | 0.66763 | 186065 | 97154.0258 | 2846 | 317692.5367 | 15 | 52608.4742 | 5.2608 | 265084.0625 | 0 | 1209995.3522 | 254 | 127000 | 2689.7363 | 2669.6697 | 22762.5 | 150717.0971 | 149762.5 | 0 | 954.5971 | 954.5971 | 74391.5258 | 52608.4742 | 0 | 0 | 0 | 0 | 0
2022-06-22 17:00 | 0.31892 | 0.51983 | 186065 | 57559.6543 | 2846 | 247361.7293 | 15 | 92202.8457 | 9.2203 | 155158.8836 | 0 | 1475079.4147 | 254 | 127000 | 2689.7363 | 2669.6697 | 22762.5 | 150717.0971 | 149762.5 | 0 | 954.5971 | 954.5971 | 57559.6543 | 69440.3457 | 0 | 0 | 0 | 0 | 0
2022-06-22 18:00 | 0.1164 | 0.26773 | 186065 | 21008.227 | 2846 | 127399.6418 | 15 | 128754.273 | 12.8754 | 0 | 1354.6312 | 1630238.2983 | 254 | 127000 | 2689.7363 | 2669.6697 | 22762.5 | 150717.0971 | 149762.5 | 0 | 954.5971 | 954.5971 | 0 | 127000 | 0 | 0 | 0 | 0 | 0
2022-06-22 19:00 | 0.006 | 0.00416 | 186065 | 1082.8983 | 2846 | 1979.541 | 15 | 148679.6017 | 14.868 | 0 | 146700.0607 | 1628883.6671 | 254 | 127000 | 2689.7363 | 2669.6697 | 22762.5 | 150717.0971 | 149762.5 | 0 | 954.5971 | 954.5971 | 0 | 127000 | 0 | 0 | 0 | 0 | 0
2022-06-22 20:00 | 0 | 0 | 186065 | 0 | 2846 | 0 | 15 | 149762.5 | 14.9763 | 0 | 149762.5 | 1482183.6064 | 254 | 127000 | 2689.7363 | 2669.6697 | 22762.5 | 150717.0971 | 149762.5 | 0 | 954.5971 | 954.5971 | 0 | 127000 | 0 | 0 | 0 | 0 | 0
2022-06-22 21:00 | 0 | 0 | 186065 | 0 | 2846 | 0 | 15 | 149762.5 | 14.9763 | 0 | 149762.5 | 1332421.1064 | 254 | 127000 | 2689.7363 | 2669.6697 | 22762.5 | 150717.0971 | 149762.5 | 0 | 954.5971 | 954.5971 | 0 | 127000 | 0 | 0 | 0 | 0 | 0
2022-06-22 22:00 | 0 | 0 | 186065 | 0 | 2846 | 0 | 15 | 149762.5 | 14.9763 | 0 | 149762.5 | 1182658.6064 | 254 | 127000 | 2689.7363 | 2669.6697 | 22762.5 | 150717.0971 | 149762.5 | 0 | 954.5971 | 954.5971 | 0 | 127000 | 0 | 0 | 0 | 0 | 0
2022-06-22 23:00 | 0 | 0 | 186065 | 0 | 2846 | 0 | 15 | 149762.5 | 14.9763 | 0 | 149762.5 | 1032896.1064 | 254 | 127000 | 2689.7363 | 2669.6697 | 22762.5 | 150717.0971 | 149762.5 | 0 | 954.5971 | 954.5971 | 0 | 127000 | 0 | 0 | 0 | 0 | 0
2022-06-23 | 0 | 0 | 186065 | 0 | 2846 | 0 | 15 | 149179.1667 | 14.9179 | 0 | 149179.1667 | 883133.6064 | 254 | 127000 | 2689.7363 | 2669.6697 | 22179.1667 | 150133.7637 | 149179.1667 | 0 | 954.5971 | 954.5971 | 0 | 127000 | 0 | 0 | 0 | 0 | 0
2022-06-23 01:00 | 0 | 0 | 186065 | 0 | 2846 | 0 | 15 | 149179.1667 | 14.9179 | 0 | 149179.1667 | 733954.4397 | 254 | 127000 | 2689.7363 | 2669.6697 | 22179.1667 | 150133.7637 | 149179.1667 | 0 | 954.5971 | 954.5971 | 0 | 127000 | 0 | 0 | 0 | 0 | 0
2022-06-23 02:00 | 0 | 0 | 186065 | 0 | 2846 | 0 | 15 | 149179.1667 | 14.9179 | 0 | 149179.1667 | 584775.2731 | 254 | 127000 | 2689.7363 | 2669.6697 | 22179.1667 | 150133.7637 | 149179.1667 | 0 | 954.5971 | 954.5971 | 0 | 127000 | 0 | 0 | 0 | 0 | 0
2022-06-23 03:00 | 0 | 0 | 186065 | 0 | 2846 | 0 | 15 | 149179.1667 | 14.9179 | 0 | 149179.1667 | 435596.1064 | 254 | 127000 | 2689.7363 | 2669.6697 | 22179.1667 | 150133.7637 | 149179.1667 | 0 | 954.5971 | 954.5971 | 0 | 127000 | 0 | 0 | 0 | 0 | 0
2022-06-23 04:00 | 0 | 0 | 186065 | 0 | 2846 | 0 | 15 | 149179.1667 | 14.9179 | 0 | 149179.1667 | 286416.9397 | 254 | 127000 | 2689.7363 | 2669.6697 | 22179.1667 | 150133.7637 | 149179.1667 | 0 | 954.5971 | 954.5971 | 0 | 127000 | 0 | 0 | 0 | 0 | 0
2022-06-23 05:00 | 0.01425 | 0.01969 | 186065 | 2571.8835 | 2846 | 9369.5101 | 15 | 146607.2832 | 14.6607 | 0 | 137237.7731 | 137237.7731 | 254 | 127000 | 2689.7363 | 2669.6697 | 22179.1667 | 150133.7637 | 149179.1667 | 0 | 954.5971 | 954.5971 | 0 | 127000 | 0 | 0 | 0 | 0 | 0
2022-06-23 06:00 | 0.153 | 0.33698 | 186065 | 27613.9066 | 2846 | 160352.3374 | 15 | 121565.26 | 12.1565 | 0 | 0 | 0 | 254 | 127000 | 2689.7363 | 2669.6697 | 22179.1667 | 150133.7637 | 149179.1667 | 0 | 954.5971 | 954.5971 | 27613.9066 | 99386.0934 | 0 | 0 | 0 | 0 | 0
2022-06-23 07:00 | 0.35848 | 0.5543 | 186065 | 64699.5638 | 2846 | 263764.3202 | 15 | 84479.6029 | 8.448 | 0 | 0 | 0 | 254 | 127000 | 2689.7363 | 2669.6697 | 22179.1667 | 150133.7637 | 149179.1667 | 0 | 954.5971 | 954.5971 | 42520.3971 | 84479.6029 | 0 | 0 | 0 | 0 | 0
2022-06-23 08:00 | 0.57025 | 0.68996 | 186065 | 102920.4593 | 2846 | 328318.294 | 15 | 46258.7074 | 4.6259 | 0 | 0 | 0 | 254 | 127000 | 2689.7363 | 2669.6697 | 22179.1667 | 150133.7637 | 149179.1667 | 0 | 954.5971 | 954.5971 | 80741.2926 | 46258.7074 | 0 | 0 | 0 | 0 | 0
2022-06-23 09:00 | 0.75722 | 0.76384 | 186065 | 136665.3751 | 2846 | 363474.1806 | 15 | 12513.7915 | 1.2514 | 0 | 0 | 0 | 254 | 127000 | 2689.7363 | 2669.6697 | 22179.1667 | 150133.7637 | 149179.1667 | 0 | 954.5971 | 954.5971 | 114486.2085 | 12513.7915 | 0 | 0 | 0 | 0 | 0
2022-06-23 10:00 | 0.90072 | 0.81331 | 186065 | 162564.6928 | 2846 | 387014.5395 | 15 | 0 | 0 | 0 | 0 | 0 | 254 | 127000 | 2689.7363 | 2669.6697 | 22179.1667 | 150133.7637 | 149179.1667 | 0 | 954.5971 | 954.5971 | 127000 | 0 | 0 | 0 | 0 | 0 | 0
2022-06-23 11:00 | 0.98897 | 0.87087 | 186065 | 178492.322 | 2846 | 414404.5345 | 15 | 0 | 0 | 63185.3941 | 0 | 0 | 254 | 127000 | 2689.7363 | 2669.6697 | 22179.1667 | 150133.7637 | 149179.1667 | 0 | 954.5971 | 954.5971 | 127000 | 0 | 0 | 0 | 0 | 0 | 0
2022-06-23 12:00 | 0.9788 | 0.76154 | 186065 | 176656.8093 | 2846 | 362379.7228 | 15 | 0 | 0 | 362379.7228 | 0 | 63185.3941 | 254 | 127000 | 2689.7363 | 2669.6697 | 22179.1667 | 150133.7637 | 149179.1667 | 0 | 954.5971 | 954.5971 | 127000 | 0 | 0 | 0 | 0 | 0 | 0
2022-06-23 13:00 | 0.94303 | 0.74124 | 186065 | 170200.9306 | 2846 | 352719.9435 | 15 | 0 | 0 | 352719.9435 | 0 | 425565.1169 | 254 | 127000 | 2689.7363 | 2669.6697 | 22179.1667 | 150133.7637 | 149179.1667 | 0 | 954.5971 | 954.5971 | 127000 | 0 | 0 | 0 | 0 | 0 | 0
2022-06-23 14:00 | 0.84583 | 0.68615 | 186065 | 152657.9782 | 2846 | 326505.3009 | 15 | 0 | 0 | 326505.3009 | 0 | 778285.0604 | 254 | 127000 | 2689.7363 | 2669.6697 | 22179.1667 | 150133.7637 | 149179.1667 | 0 | 954.5971 | 954.5971 | 127000 | 0 | 0 | 0 | 0 | 0 | 0
2022-06-23 15:00 | 0.69375 | 0.63074 | 186065 | 125210.1159 | 2846 | 300138.3859 | 15 | 23969.0507 | 2.3969 | 276169.3352 | 0 | 1104790.3613 | 254 | 127000 | 2689.7363 | 2669.6697 | 22179.1667 | 150133.7637 | 149179.1667 | 0 | 954.5971 | 954.5971 | 125210.1159 | 1789.8841 | 0 | 0 | 0 | 0 | 0
2022-06-23 16:00 | 0.5015 | 0.54907 | 186065 | 90512.2496 | 2846 | 261275.6184 | 15 | 58666.9171 | 5.8667 | 202608.7013 | 0 | 1380959.6964 | 254 | 127000 | 2689.7363 | 2669.6697 | 22179.1667 | 150133.7637 | 149179.1667 | 0 | 954.5971 | 954.5971 | 68333.0829 | 58666.9171 | 0 | 0 | 0 | 0 | 0
2022-06-23 17:00 | 0.2925 | 0.39599 | 186065 | 52791.2921 | 2846 | 188432.3167 | 15 | 96387.8745 | 9.6388 | 92044.4421 | 0 | 1583568.3977 | 254 | 127000 | 2689.7363 | 2669.6697 | 22179.1667 | 150133.7637 | 149179.1667 | 0 | 954.5971 | 954.5971 | 52791.2921 | 74208.7079 | 0 | 0 | 0 | 0 | 0
2022-06-23 18:00 | 0.10647 | 0.18811 | 186065 | 19216.0303 | 2846 | 89512.3692 | 15 | 129963.1363 | 12.9963 | 0 | 40450.7671 | 1675612.8399 | 254 | 127000 | 2689.7363 | 2669.6697 | 22179.1667 | 150133.7637 | 149179.1667 | 0 | 954.5971 | 954.5971 | 0 | 127000 | 0 | 0 | 0 | 0 | 0
2022-06-23 19:00 | 0.00578 | 0.00143 | 186065 | 1043.192 | 2846 | 680.4672 | 15 | 148135.9746 | 14.8136 | 0 | 147455.5074 | 1635162.0728 | 254 | 127000 | 2689.7363 | 2669.6697 | 22179.1667 | 150133.7637 | 149179.1667 | 0 | 954.5971 | 954.5971 | 0 | 127000 | 0 | 0 | 0 | 0 | 0
2022-06-23 20:00 | 0 | 0 | 186065 | 0 | 2846 | 0 | 15 | 149179.1667 | 14.9179 | 0 | 149179.1667 | 1487706.5653 | 254 | 127000 | 2689.7363 | 2669.6697 | 22179.1667 | 150133.7637 | 149179.1667 | 0 | 954.5971 | 954.5971 | 0 | 127000 | 0 | 0 | 0 | 0 | 0
2022-06-23 21:00 | 0 | 0 | 186065 | 0 | 2846 | 0 | 15 | 149179.1667 | 14.9179 | 0 | 149179.1667 | 1338527.3987 | 254 | 127000 | 2689.7363 | 2669.6697 | 22179.1667 | 150133.7637 | 149179.1667 | 0 | 954.5971 | 954.5971 | 0 | 127000 | 0 | 0 | 0 | 0 | 0
2022-06-23 22:00 | 0 | 0 | 186065 | 0 | 2846 | 0 | 15 | 149179.1667 | 14.9179 | 0 | 149179.1667 | 1189348.232 | 254 | 127000 | 2689.7363 | 2669.6697 | 22179.1667 | 150133.7637 | 149179.1667 | 0 | 954.5971 | 954.5971 | 0 | 127000 | 0 | 0 | 0 | 0 | 0
2022-06-23 23:00 | 0 | 0 | 186065 | 0 | 2846 | 0 | 15 | 149179.1667 | 14.9179 | 0 | 149179.1667 | 1040169.0653 | 254 | 127000 | 2689.7363 | 2669.6697 | 22179.1667 | 150133.7637 | 149179.1667 | 0 | 954.5971 | 954.5971 | 0 | 127000 | 0 | 0 | 0 | 0 | 0
2022-06-24 | 0 | 0 | 186065 | 0 | 2846 | 0 | 15 | 149783.3333 | 14.9783 | 0 | 149783.3333 | 890989.8987 | 254 | 127000 | 2689.7363 | 2669.6697 | 22783.3333 | 150737.9304 | 149783.3333 | 0 | 954.5971 | 954.5971 | 0 | 127000 | 0 | 0 | 0 | 0 | 0
2022-06-24 01:00 | 0 | 0 | 186065 | 0 | 2846 | 0 | 15 | 149783.3333 | 14.9783 | 0 | 149783.3333 | 741206.5653 | 254 | 127000 | 2689.7363 | 2669.6697 | 22783.3333 | 150737.9304 | 149783.3333 | 0 | 954.5971 | 954.5971 | 0 | 127000 | 0 | 0 | 0 | 0 | 0
2022-06-24 02:00 | 0 | 0 | 186065 | 0 | 2846 | 0 | 15 | 149783.3333 | 14.9783 | 0 | 149783.3333 | 591423.232 | 254 | 127000 | 2689.7363 | 2669.6697 | 22783.3333 | 150737.9304 | 149783.3333 | 0 | 954.5971 | 954.5971 | 0 | 127000 | 0 | 0 | 0 | 0 | 0
2022-06-24 03:00 | 0 | 0 | 186065 | 0 | 2846 | 0 | 15 | 149783.3333 | 14.9783 | 0 | 149783.3333 | 441639.8987 | 254 | 127000 | 2689.7363 | 2669.6697 | 22783.3333 | 150737.9304 | 149783.3333 | 0 | 954.5971 | 954.5971 | 0 | 127000 | 0 | 0 | 0 | 0 | 0
2022-06-24 04:00 | 0 | 0 | 186065 | 0 | 2846 | 0 | 15 | 149783.3333 | 14.9783 | 0 | 149783.3333 | 291856.5653 | 254 | 127000 | 2689.7363 | 2669.6697 | 22783.3333 | 150737.9304 | 149783.3333 | 0 | 954.5971 | 954.5971 | 0 | 127000 | 0 | 0 | 0 | 0 | 0
2022-06-24 05:00 | 0.01348 | 0.01109 | 186065 | 2432.9115 | 2846 | 5277.1898 | 15 | 147350.4218 | 14.735 | 0 | 142073.232 | 142073.232 | 254 | 127000 | 2689.7363 | 2669.6697 | 22783.3333 | 150737.9304 | 149783.3333 | 0 | 954.5971 | 954.5971 | 2432.9115 | 124567.0885 | 0 | 0 | 0 | 0 | 0
2022-06-24 06:00 | 0.14562 | 0.27991 | 186065 | 26281.9417 | 2846 | 133195.5094 | 15 | 123501.3916 | 12.3501 | 0 | 0 | 0 | 254 | 127000 | 2689.7363 | 2669.6697 | 22783.3333 | 150737.9304 | 149783.3333 | 0 | 954.5971 | 954.5971 | 3498.6084 | 123501.3916 | 0 | 0 | 0 | 0 | 0
2022-06-24 07:00 | 0.34873 | 0.49474 | 186065 | 62939.854 | 2846 | 235422.6227 | 15 | 86843.4793 | 8.6843 | 0 | 0 | 0 | 254 | 127000 | 2689.7363 | 2669.6697 | 22783.3333 | 150737.9304 | 149783.3333 | 0 | 954.5971 | 954.5971 | 40156.5207 | 86843.4793 | 0 | 0 | 0 | 0 | 0
2022-06-24 08:00 | 0.56308 | 0.63858 | 186065 | 101626.3958 | 2846 | 303869.0593 | 15 | 48156.9375 | 4.8157 | 0 | 0 | 0 | 254 | 127000 | 2689.7363 | 2669.6697 | 22783.3333 | 150737.9304 | 149783.3333 | 0 | 954.5971 | 954.5971 | 78843.0625 | 48156.9375 | 0 | 0 | 0 | 0 | 0
2022-06-24 09:00 | 0.75428 | 0.72168 | 186065 | 136134.755 | 2846 | 343412.294 | 15 | 13648.5784 | 1.3649 | 0 | 0 | 0 | 254 | 127000 | 2689.7363 | 2669.6697 | 22783.3333 | 150737.9304 | 149783.3333 | 0 | 954.5971 | 954.5971 | 127000 | 0 | 0 | 0 | 0 | 0 | 0
2022-06-24 10:00 | 0.9009 | 0.77667 | 186065 | 162597.1797 | 2846 | 369579.3515 | 15 | 0 | 0 | 0 | 0 | 0 | 254 | 127000 | 2689.7363 | 2669.6697 | 22783.3333 | 150737.9304 | 149783.3333 | 0 | 954.5971 | 954.5971 | 127000 | 0 | 0 | 0 | 0 | 0 | 0
2022-06-24 11:00 | 0.99135 | 0.83584 | 186065 | 178921.8716 | 2846 | 397735.467 | 15 | 0 | 0 | 0 | 0 | 0 | 254 | 127000 | 2689.7363 | 2669.6697 | 22783.3333 | 150737.9304 | 149783.3333 | 0 | 954.5971 | 954.5971 | 127000 | 0 | 0 | 0 | 0 | 0 | 0
2022-06-24 12:00 | 1.0156 | 0.8555 | 186065 | 183294.9759 | 2846 | 407090.7016 | 15 | 0 | 0 | 110804.4038 | 0 | 0 | 254 | 127000 | 2689.7363 | 2669.6697 | 22783.3333 | 150737.9304 | 149783.3333 | 0 | 954.5971 | 954.5971 | 127000 | 0 | 0 | 0 | 0 | 0 | 0
2022-06-24 13:00 | 0.97992 | 0.83253 | 186065 | 176858.9504 | 2846 | 396160.3995 | 15 | 0 | 0 | 396160.3995 | 0 | 110804.4038 | 254 | 127000 | 2689.7363 | 2669.6697 | 22783.3333 | 150737.9304 | 149783.3333 | 0 | 954.5971 | 954.5971 | 127000 | 0 | 0 | 0 | 0 | 0 | 0
2022-06-24 14:00 | 0.88315 | 0.77896 | 186065 | 159393.6056 | 2846 | 370669.0508 | 15 | 0 | 0 | 370669.0508 | 0 | 506964.8033 | 254 | 127000 | 2689.7363 | 2669.6697 | 22783.3333 | 150737.9304 | 149783.3333 | 0 | 954.5971 | 954.5971 | 127000 | 0 | 0 | 0 | 0 | 0 | 0
2022-06-24 15:00 | 0.7315 | 0.737 | 186065 | 132023.3511 | 2846 | 350702.3344 | 15 | 17759.9823 | 1.776 | 332942.3521 | 0 | 877633.854 | 254 | 127000 | 2689.7363 | 2669.6697 | 22783.3333 | 150737.9304 | 149783.3333 | 0 | 954.5971 | 954.5971 | 127000 | 0 | 0 | 0 | 0 | 0 | 0
2022-06-24 16:00 | 0.53812 | 0.66355 | 186065 | 97121.5389 | 2846 | 315751.0638 | 15 | 52661.7945 | 5.2662 | 263089.2693 | 0 | 1210576.2062 | 254 | 127000 | 2689.7363 | 2669.6697 | 22783.3333 | 150737.9304 | 149783.3333 | 0 | 954.5971 | 954.5971 | 97121.5389 | 29878.4611 | 0 | 0 | 0 | 0 | 0
2022-06-24 17:00 | 0.32312 | 0.52509 | 186065 | 58317.6831 | 2846 | 249864.7066 | 15 | 91465.6502 | 9.1466 | 158399.0564 | 0 | 1473665.4755 | 254 | 127000 | 2689.7363 | 2669.6697 | 22783.3333 | 150737.9304 | 149783.3333 | 0 | 954.5971 | 954.5971 | 35534.3498 | 91465.6502 | 0 | 0 | 0 | 0 | 0
2022-06-24 18:00 | 0.1205 | 0.27653 | 186065 | 21748.2075 | 2846 | 131587.1323 | 15 | 128035.1258 | 12.8035 | 3552.0065 | 0 | 1632064.5319 | 254 | 127000 | 2689.7363 | 2669.6697 | 22783.3333 | 150737.9304 | 149783.3333 | 0 | 954.5971 | 954.5971 | 21748.2075 | 105251.7925 | 0 | 0 | 0 | 0 | 0
2022-06-24 19:00 | 0.0065 | 0.00406 | 186065 | 1173.1398 | 2846 | 1931.9559 | 15 | 148610.1935 | 14.861 | 0 | 146678.2376 | 1635616.5384 | 254 | 127000 | 2689.7363 | 2669.6697 | 22783.3333 | 150737.9304 | 149783.3333 | 0 | 954.5971 | 954.5971 | 1173.1398 | 125826.8602 | 0 | 0 | 0 | 0 | 0
2022-06-24 20:00 | 0 | 0 | 186065 | 0 | 2846 | 0 | 15 | 149783.3333 | 14.9783 | 0 | 149783.3333 | 1488938.3008 | 254 | 127000 | 2689.7363 | 2669.6697 | 22783.3333 | 150737.9304 | 149783.3333 | 0 | 954.5971 | 954.5971 | 0 | 127000 | 0 | 0 | 0 | 0 | 0
2022-06-24 21:00 | 0 | 0 | 186065 | 0 | 2846 | 0 | 15 | 149783.3333 | 14.9783 | 0 | 149783.3333 | 1339154.9674 | 254 | 127000 | 2689.7363 | 2669.6697 | 22783.3333 | 150737.9304 | 149783.3333 | 0 | 954.5971 | 954.5971 | 0 | 127000 | 0 | 0 | 0 | 0 | 0
2022-06-24 22:00 | 0 | 0 | 186065 | 0 | 2846 | 0 | 15 | 149783.3333 | 14.9783 | 0 | 149783.3333 | 1189371.6341 | 254 | 127000 | 2689.7363 | 2669.6697 | 22783.3333 | 150737.9304 | 149783.3333 | 0 | 954.5971 | 954.5971 | 0 | 127000 | 0 | 0 | 0 | 0 | 0
2022-06-24 23:00 | 0 | 0 | 186065 | 0 | 2846 | 0 | 15 | 149783.3333 | 14.9783 | 0 | 149783.3333 | 1039588.3008 | 254 | 127000 | 2689.7363 | 2669.6697 | 22783.3333 | 150737.9304 | 149783.3333 | 0 | 954.5971 | 954.5971 | 0 | 127000 | 0 | 0 | 0 | 0 | 0
2022-06-25 | 0 | 0 | 186065 | 0 | 2846 | 0 | 15 | 149708.3333 | 14.9708 | 0 | 149708.3333 | 889804.9674 | 254 | 127000 | 2689.7363 | 2669.6697 | 22708.3333 | 150662.9304 | 149708.3333 | 0 | 954.5971 | 954.5971 | 0 | 127000 | 0 | 0 | 0 | 0 | 0
2022-06-25 01:00 | 0 | 0 | 186065 | 0 | 2846 | 0 | 15 | 149708.3333 | 14.9708 | 0 | 149708.3333 | 740096.6341 | 254 | 127000 | 2689.7363 | 2669.6697 | 22708.3333 | 150662.9304 | 149708.3333 | 0 | 954.5971 | 954.5971 | 0 | 127000 | 0 | 0 | 0 | 0 | 0
2022-06-25 02:00 | 0 | 0 | 186065 | 0 | 2846 | 0 | 15 | 149708.3333 | 14.9708 | 0 | 149708.3333 | 590388.3008 | 254 | 127000 | 2689.7363 | 2669.6697 | 22708.3333 | 150662.9304 | 149708.3333 | 0 | 954.5971 | 954.5971 | 0 | 127000 | 0 | 0 | 0 | 0 | 0
2022-06-25 03:00 | 0 | 0 | 186065 | 0 | 2846 | 0 | 15 | 149708.3333 | 14.9708 | 0 | 149708.3333 | 440679.9674 | 254 | 127000 | 2689.7363 | 2669.6697 | 22708.3333 | 150662.9304 | 149708.3333 | 0 | 954.5971 | 954.5971 | 0 | 127000 | 0 | 0 | 0 | 0 | 0
2022-06-25 04:00 | 0 | 0 | 186065 | 0 | 2846 | 0 | 15 | 149708.3333 | 14.9708 | 0 | 149708.3333 | 290971.6341 | 254 | 127000 | 2689.7363 | 2669.6697 | 22708.3333 | 150662.9304 | 149708.3333 | 0 | 954.5971 | 954.5971 | 0 | 127000 | 0 | 0 | 0 | 0 | 0
2022-06-25 05:00 | 0.01452 | 0.01224 | 186065 | 2620.6139 | 2846 | 5824.4187 | 15 | 147087.7194 | 14.7088 | 0 | 141263.3008 | 141263.3008 | 254 | 127000 | 2689.7363 | 2669.6697 | 22708.3333 | 150662.9304 | 149708.3333 | 0 | 954.5971 | 954.5971 | 0 | 127000 | 0 | 0 | 0 | 0 | 0
2022-06-25 06:00 | 0.15555 | 0.31976 | 186065 | 28074.1384 | 2846 | 152158.1797 | 15 | 121634.1949 | 12.1634 | 0 | 0 | 0 | 254 | 127000 | 2689.7363 | 2669.6697 | 22708.3333 | 150662.9304 | 149708.3333 | 0 | 954.5971 | 954.5971 | 5365.8051 | 121634.1949 | 0 | 0 | 0 | 0 | 0
2022-06-25 07:00 | 0.36405 | 0.55733 | 186065 | 65704.8544 | 2846 | 265206.1493 | 15 | 84003.479 | 8.4003 | 0 | 0 | 0 | 254 | 127000 | 2689.7363 | 2669.6697 | 22708.3333 | 150662.9304 | 149708.3333 | 0 | 954.5971 | 954.5971 | 65704.8544 | 61295.1456 | 0 | 0 | 0 | 0 | 0
2022-06-25 08:00 | 0.57833 | 0.67387 | 186065 | 104378.7623 | 2846 | 320661.8481 | 15 | 45329.571 | 4.533 | 0 | 0 | 0 | 254 | 127000 | 2689.7363 | 2669.6697 | 22708.3333 | 150662.9304 | 149708.3333 | 0 | 954.5971 | 954.5971 | 81670.429 | 45329.571 | 0 | 0 | 0 | 0 | 0
2022-06-25 09:00 | 0.7677 | 0.74684 | 186065 | 138556.8375 | 2846 | 355384.7102 | 15 | 11151.4958 | 1.1151 | 0 | 0 | 0 | 254 | 127000 | 2689.7363 | 2669.6697 | 22708.3333 | 150662.9304 | 149708.3333 | 0 | 954.5971 | 954.5971 | 115848.5042 | 11151.4958 | 0 | 0 | 0 | 0 | 0
2022-06-25 10:00 | 0.9142 | 0.77853 | 186065 | 164997.6043 | 2846 | 370464.4347 | 15 | 0 | 0 | 0 | 0 | 0 | 254 | 127000 | 2689.7363 | 2669.6697 | 22708.3333 | 150662.9304 | 149708.3333 | 0 | 954.5971 | 954.5971 | 127000 | 0 | 0 | 0 | 0 | 0 | 0
2022-06-25 11:00 | 1.0041 | 0.8222 | 186065 | 181232.0547 | 2846 | 391244.8566 | 15 | 0 | 0 | 332840.9766 | 0 | 0 | 254 | 127000 | 2689.7363 | 2669.6697 | 22708.3333 | 150662.9304 | 149708.3333 | 0 | 954.5971 | 954.5971 | 127000 | 0 | 0 | 0 | 0 | 0 | 0
2022-06-25 12:00 | 1.0275 | 0.81576 | 186065 | 185451.7484 | 2846 | 388180.3749 | 15 | 0 | 0 | 388180.3749 | 0 | 332840.9766 | 254 | 127000 | 2689.7363 | 2669.6697 | 22708.3333 | 150662.9304 | 149708.3333 | 0 | 954.5971 | 954.5971 | 127000 | 0 | 0 | 0 | 0 | 0 | 0
2022-06-25 13:00 | 0.9818 | 0.71385 | 186065 | 177198.2585 | 2846 | 339686.3791 | 15 | 0 | 0 | 339686.3791 | 0 | 721021.3515 | 254 | 127000 | 2689.7363 | 2669.6697 | 22708.3333 | 150662.9304 | 149708.3333 | 0 | 954.5971 | 954.5971 | 127000 | 0 | 0 | 0 | 0 | 0 | 0
2022-06-25 14:00 | 0.87128 | 0.6112 | 186065 | 157251.2718 | 2846 | 290840.2534 | 15 | 0 | 0 | 290840.2534 | 0 | 1060707.7306 | 254 | 127000 | 2689.7363 | 2669.6697 | 22708.3333 | 150662.9304 | 149708.3333 | 0 | 954.5971 | 954.5971 | 127000 | 0 | 0 | 0 | 0 | 0 | 0
2022-06-25 15:00 | 0.70583 | 0.51968 | 186065 | 127390.3512 | 2846 | 247290.3516 | 15 | 22317.9822 | 2.2318 | 224972.3695 | 0 | 1351547.9841 | 254 | 127000 | 2689.7363 | 2669.6697 | 22708.3333 | 150662.9304 | 149708.3333 | 0 | 954.5971 | 954.5971 | 104682.0178 | 22317.9822 | 0 | 0 | 0 | 0 | 0
2022-06-25 16:00 | 0.4987 | 0.38062 | 186065 | 90006.897 | 2846 | 181118.4837 | 15 | 59701.4363 | 5.9701 | 121417.0474 | 0 | 1576520.3535 | 254 | 127000 | 2689.7363 | 2669.6697 | 22708.3333 | 150662.9304 | 149708.3333 | 0 | 954.5971 | 954.5971 | 90006.897 | 36993.103 | 0 | 0 | 0 | 0 | 0
2022-06-25 17:00 | 0.28373 | 0.24277 | 186065 | 51208.4558 | 2846 | 115522.3958 | 15 | 98499.8776 | 9.85 | 17022.5183 | 0 | 1697937.401 | 254 | 127000 | 2689.7363 | 2669.6697 | 22708.3333 | 150662.9304 | 149708.3333 | 0 | 954.5971 | 954.5971 | 51208.4558 | 75791.5442 | 0 | 0 | 0 | 0 | 0
2022-06-25 18:00 | 0.10447 | 0.09233 | 186065 | 18855.0642 | 2846 | 43935.3413 | 15 | 130853.2691 | 13.0853 | 0 | 86917.9278 | 1714959.9193 | 254 | 127000 | 2689.7363 | 2669.6697 | 22708.3333 | 150662.9304 | 149708.3333 | 0 | 954.5971 | 954.5971 | 18855.0642 | 108144.9358 | 0 | 0 | 0 | 0 | 0
2022-06-25 19:00 | 0.00607 | 0 | 186065 | 1095.5321 | 2846 | 0 | 15 | 148612.8012 | 14.8613 | 0 | 148612.8012 | 1628041.9914 | 254 | 127000 | 2689.7363 | 2669.6697 | 22708.3333 | 150662.9304 | 149708.3333 | 0 | 954.5971 | 954.5971 | 1095.5321 | 125904.4679 | 0 | 0 | 0 | 0 | 0
2022-06-25 20:00 | 0 | 0 | 186065 | 0 | 2846 | 0 | 15 | 149708.3333 | 14.9708 | 0 | 149708.3333 | 1479429.1902 | 254 | 127000 | 2689.7363 | 2669.6697 | 22708.3333 | 150662.9304 | 149708.3333 | 0 | 954.5971 | 954.5971 | 0 | 127000 | 0 | 0 | 0 | 0 | 0
2022-06-25 21:00 | 0 | 0 | 186065 | 0 | 2846 | 0 | 15 | 149708.3333 | 14.9708 | 0 | 149708.3333 | 1329720.8569 | 254 | 127000 | 2689.7363 | 2669.6697 | 22708.3333 | 150662.9304 | 149708.3333 | 0 | 954.5971 | 954.5971 | 0 | 127000 | 0 | 0 | 0 | 0 | 0
2022-06-25 22:00 | 0 | 0 | 186065 | 0 | 2846 | 0 | 15 | 149708.3333 | 14.9708 | 0 | 149708.3333 | 1180012.5236 | 254 | 127000 | 2689.7363 | 2669.6697 | 22708.3333 | 150662.9304 | 149708.3333 | 0 | 954.5971 | 954.5971 | 0 | 127000 | 0 | 0 | 0 | 0 | 0
2022-06-25 23:00 | 0 | 0 | 186065 | 0 | 2846 | 0 | 15 | 149708.3333 | 14.9708 | 0 | 149708.3333 | 1030304.1902 | 254 | 127000 | 2689.7363 | 2669.6697 | 22708.3333 | 150662.9304 | 149708.3333 | 0 | 954.5971 | 954.5971 | 0 | 127000 | 0 | 0 | 0 | 0 | 0
2022-06-26 | 0 | 0 | 186065 | 0 | 2846 | 0 | 15 | 150000 | 15 | 0 | 150000 | 880595.8569 | 254 | 126741.6667 | 2689.7363 | 2664.2392 | 23258.3333 | 151212.9304 | 150000 | 0 | 1212.9304 | 1212.9304 | 0 | 126741.6667 | 0 | 0 | 0 | 0 | 0
2022-06-26 01:00 | 0 | 0 | 186065 | 0 | 2846 | 0 | 15 | 150000 | 15 | 0 | 150000 | 730595.8569 | 254 | 126741.6667 | 2689.7363 | 2664.2392 | 23258.3333 | 151212.9304 | 150000 | 0 | 1212.9304 | 1212.9304 | 0 | 126741.6667 | 0 | 0 | 0 | 0 | 0
2022-06-26 02:00 | 0 | 0 | 186065 | 0 | 2846 | 0 | 15 | 150000 | 15 | 0 | 150000 | 580595.8569 | 254 | 126741.6667 | 2689.7363 | 2664.2392 | 23258.3333 | 151212.9304 | 150000 | 0 | 1212.9304 | 1212.9304 | 0 | 126741.6667 | 0 | 0 | 0 | 0 | 0
2022-06-26 03:00 | 0 | 0 | 186065 | 0 | 2846 | 0 | 15 | 150000 | 15 | 0 | 150000 | 430595.8569 | 254 | 126741.6667 | 2689.7363 | 2664.2392 | 23258.3333 | 151212.9304 | 150000 | 0 | 1212.9304 | 1212.9304 | 0 | 126741.6667 | 0 | 0 | 0 | 0 | 0
2022-06-26 04:00 | 0 | 0 | 186065 | 0 | 2846 | 0 | 15 | 150000 | 15 | 0 | 150000 | 280595.8569 | 254 | 126741.6667 | 2689.7363 | 2664.2392 | 23258.3333 | 151212.9304 | 150000 | 0 | 1212.9304 | 1212.9304 | 0 | 126741.6667 | 0 | 0 | 0 | 0 | 0
2022-06-26 05:00 | 0.01532 | 0.03551 | 186065 | 2765.0003 | 2846 | 16897.4761 | 15 | 147493.333 | 14.7493 | 0 | 130595.8569 | 130595.8569 | 254 | 127000 | 2689.7363 | 2669.6697 | 23258.3333 | 151212.9304 | 150258.3333 | 0 | 954.5971 | 954.5971 | 2765.0003 | 124234.9997 | 0 | 0 | 0 | 0 | 0
2022-06-26 06:00 | 0.1671 | 0.43465 | 186065 | 30158.7177 | 2846 | 206828.7241 | 15 | 120099.6157 | 12.01 | 0 | 0 | 0 | 254 | 127000 | 2689.7363 | 2669.6697 | 23258.3333 | 151212.9304 | 150258.3333 | 0 | 954.5971 | 954.5971 | 6900.3843 | 120099.6157 | 0 | 0 | 0 | 0 | 0
2022-06-26 07:00 | 0.3819 | 0.68968 | 186065 | 68926.4768 | 2846 | 328185.0556 | 15 | 81331.8565 | 8.1332 | 0 | 0 | 0 | 254 | 127000 | 2689.7363 | 2669.6697 | 23258.3333 | 151212.9304 | 150258.3333 | 0 | 954.5971 | 954.5971 | 68926.4768 | 58073.5232 | 0 | 0 | 0 | 0 | 0
2022-06-26 08:00 | 0.5966 | 0.79004 | 186065 | 107676.1876 | 2846 | 375941.482 | 15 | 42582.1457 | 4.2582 | 0 | 0 | 0 | 254 | 127000 | 2689.7363 | 2669.6697 | 23258.3333 | 151212.9304 | 150258.3333 | 0 | 954.5971 | 954.5971 | 107676.1876 | 19323.8124 | 0 | 0 | 0 | 0 | 0
2022-06-26 09:00 | 0.78628 | 0.86276 | 186065 | 141910.2126 | 2846 | 410545.3813 | 15 | 8348.1208 | 0.83481 | 0 | 0 | 0 | 254 | 127000 | 2689.7363 | 2669.6697 | 23258.3333 | 151212.9304 | 150258.3333 | 0 | 954.5971 | 954.5971 | 118651.8792 | 8348.1208 | 0 | 0 | 0 | 0 | 0
2022-06-26 10:00 | 0.93322 | 0.91161 | 186065 | 168430.3919 | 2846 | 433790.7124 | 15 | 0 | 0 | 0 | 0 | 0 | 254 | 127000 | 2689.7363 | 2669.6697 | 23258.3333 | 151212.9304 | 150258.3333 | 0 | 954.5971 | 954.5971 | 127000 | 0 | 0 | 0 | 0 | 0 | 0
2022-06-26 11:00 | 1.0253 | 0.97714 | 186065 | 185052.8808 | 2846 | 464973.2416 | 15 | 0 | 0 | 0 | 0 | 0 | 254 | 127000 | 2689.7363 | 2669.6697 | 23258.3333 | 151212.9304 | 150258.3333 | 0 | 954.5971 | 954.5971 | 127000 | 0 | 0 | 0 | 0 | 0 | 0
2022-06-26 12:00 | 1.0402 | 0.93415 | 186065 | 187729.4445 | 2846 | 444516.3985 | 15 | 0 | 0 | 0 | 0 | 0 | 254 | 127000 | 2689.7363 | 2669.6697 | 23258.3333 | 151212.9304 | 150258.3333 | 0 | 954.5971 | 954.5971 | 127000 | 0 | 0 | 0 | 0 | 0 | 0
2022-06-26 13:00 | 1.0046 | 0.90518 | 186065 | 181316.8817 | 2846 | 430730.9892 | 15 | 0 | 0 | 389467.2808 | 0 | 0 | 254 | 127000 | 2689.7363 | 2669.6697 | 23258.3333 | 151212.9304 | 150258.3333 | 0 | 954.5971 | 954.5971 | 127000 | 0 | 0 | 0 | 0 | 0 | 0
2022-06-26 14:00 | 0.90697 | 0.84134 | 186065 | 163692.7119 | 2846 | 400352.6486 | 15 | 0 | 0 | 400352.6486 | 0 | 389467.2808 | 254 | 127000 | 2689.7363 | 2669.6697 | 23258.3333 | 151212.9304 | 150258.3333 | 0 | 954.5971 | 954.5971 | 127000 | 0 | 0 | 0 | 0 | 0 | 0
2022-06-26 15:00 | 0.75428 | 0.79278 | 186065 | 136134.755 | 2846 | 377245.3143 | 15 | 14123.5784 | 1.4124 | 363121.736 | 0 | 789819.9294 | 254 | 127000 | 2689.7363 | 2669.6697 | 23258.3333 | 151212.9304 | 150258.3333 | 0 | 954.5971 | 954.5971 | 127000 | 0 | 0 | 0 | 0 | 0 | 0
2022-06-26 16:00 | 0.55758 | 0.71063 | 186065 | 100633.739 | 2846 | 338154.1383 | 15 | 49624.5943 | 4.9625 | 288529.5439 | 0 | 1152941.6653 | 254 | 127000 | 2689.7363 | 2669.6697 | 23258.3333 | 151212.9304 | 150258.3333 | 0 | 954.5971 | 954.5971 | 100633.739 | 26366.261 | 0 | 0 | 0 | 0 | 0
2022-06-26 17:00 | 0.33725 | 0.55856 | 186065 | 60867.9086 | 2846 | 265791.4463 | 15 | 89390.4247 | 8.939 | 176401.0216 | 0 | 1441471.2093 | 254 | 127000 | 2689.7363 | 2669.6697 | 23258.3333 | 151212.9304 | 150258.3333 | 0 | 954.5971 | 954.5971 | 60867.9086 | 66132.0914 | 0 | 0 | 0 | 0 | 0
2022-06-26 18:00 | 0.12707 | 0.2898 | 186065 | 22933.9812 | 2846 | 137901.6778 | 15 | 127324.3522 | 12.7324 | 10577.3256 | 0 | 1617872.2308 | 254 | 127000 | 2689.7363 | 2669.6697 | 23258.3333 | 151212.9304 | 150258.3333 | 0 | 954.5971 | 954.5971 | 22933.9812 | 104066.0188 | 0 | 0 | 0 | 0 | 0
2022-06-26 19:00 | 0.00703 | 0.00284 | 186065 | 1268.7958 | 2846 | 1351.4174 | 15 | 148989.5375 | 14.899 | 0 | 147638.1201 | 1628449.5564 | 254 | 127000 | 2689.7363 | 2669.6697 | 23258.3333 | 151212.9304 | 150258.3333 | 0 | 954.5971 | 954.5971 | 1268.7958 | 125731.2042 | 0 | 0 | 0 | 0 | 0
2022-06-26 20:00 | 0 | 0 | 186065 | 0 | 2846 | 0 | 15 | 150000 | 15 | 0 | 150000 | 1480811.4363 | 254 | 126741.6667 | 2689.7363 | 2664.2392 | 23258.3333 | 151212.9304 | 150000 | 0 | 1212.9304 | 1212.9304 | 0 | 126741.6667 | 0 | 0 | 0 | 0 | 0
2022-06-26 21:00 | 0 | 0 | 186065 | 0 | 2846 | 0 | 15 | 150000 | 15 | 0 | 150000 | 1330811.4363 | 254 | 126741.6667 | 2689.7363 | 2664.2392 | 23258.3333 | 151212.9304 | 150000 | 0 | 1212.9304 | 1212.9304 | 0 | 126741.6667 | 0 | 0 | 0 | 0 | 0
2022-06-26 22:00 | 0 | 0 | 186065 | 0 | 2846 | 0 | 15 | 150000 | 15 | 0 | 150000 | 1180811.4363 | 254 | 126741.6667 | 2689.7363 | 2664.2392 | 23258.3333 | 151212.9304 | 150000 | 0 | 1212.9304 | 1212.9304 | 0 | 126741.6667 | 0 | 0 | 0 | 0 | 0
2022-06-26 23:00 | 0 | 0 | 186065 | 0 | 2846 | 0 | 15 | 150000 | 15 | 0 | 150000 | 1030811.4363 | 254 | 126741.6667 | 2689.7363 | 2664.2392 | 23258.3333 | 151212.9304 | 150000 | 0 | 1212.9304 | 1212.9304 | 0 | 126741.6667 | 0 | 0 | 0 | 0 | 0
2022-06-27 | 0 | 0 | 186065 | 0 | 2846 | 0 | 15 | 149700 | 14.97 | 0 | 149700 | 880811.4363 | 254 | 127000 | 2689.7363 | 2669.6697 | 22700 | 150654.5971 | 149700 | 0 | 954.5971 | 954.5971 | 0 | 127000 | 0 | 0 | 0 | 0 | 0
2022-06-27 01:00 | 0 | 0 | 186065 | 0 | 2846 | 0 | 15 | 149700 | 14.97 | 0 | 149700 | 731111.4363 | 254 | 127000 | 2689.7363 | 2669.6697 | 22700 | 150654.5971 | 149700 | 0 | 954.5971 | 954.5971 | 0 | 127000 | 0 | 0 | 0 | 0 | 0
2022-06-27 02:00 | 0 | 0 | 186065 | 0 | 2846 | 0 | 15 | 149700 | 14.97 | 0 | 149700 | 581411.4363 | 254 | 127000 | 2689.7363 | 2669.6697 | 22700 | 150654.5971 | 149700 | 0 | 954.5971 | 954.5971 | 0 | 127000 | 0 | 0 | 0 | 0 | 0
2022-06-27 03:00 | 0 | 0 | 186065 | 0 | 2846 | 0 | 15 | 149700 | 14.97 | 0 | 149700 | 431711.4363 | 254 | 127000 | 2689.7363 | 2669.6697 | 22700 | 150654.5971 | 149700 | 0 | 954.5971 | 954.5971 | 0 | 127000 | 0 | 0 | 0 | 0 | 0
2022-06-27 04:00 | 0 | 0 | 186065 | 0 | 2846 | 0 | 15 | 149700 | 14.97 | 0 | 149700 | 282011.4363 | 254 | 127000 | 2689.7363 | 2669.6697 | 22700 | 150654.5971 | 149700 | 0 | 954.5971 | 954.5971 | 0 | 127000 | 0 | 0 | 0 | 0 | 0
2022-06-27 05:00 | 0.01535 | 0.03072 | 186065 | 2770.4148 | 2846 | 14618.1489 | 15 | 146929.5852 | 14.693 | 0 | 132311.4363 | 132311.4363 | 254 | 127000 | 2689.7363 | 2669.6697 | 22700 | 150654.5971 | 149700 | 0 | 954.5971 | 954.5971 | 2770.4148 | 124229.5852 | 0 | 0 | 0 | 0 | 0
2022-06-27 06:00 | 0.1681 | 0.45009 | 186065 | 30339.2007 | 2846 | 214175.8666 | 15 | 119360.7993 | 11.9361 | 0 | 0 | 0 | 254 | 127000 | 2689.7363 | 2669.6697 | 22700 | 150654.5971 | 149700 | 0 | 954.5971 | 954.5971 | 7639.2007 | 119360.7993 | 0 | 0 | 0 | 0 | 0
2022-06-27 07:00 | 0.38533 | 0.67868 | 186065 | 69545.5337 | 2846 | 322950.6924 | 15 | 80154.4663 | 8.0154 | 0 | 0 | 0 | 254 | 127000 | 2689.7363 | 2669.6697 | 22700 | 150654.5971 | 149700 | 0 | 954.5971 | 954.5971 | 69545.5337 | 57454.4663 | 0 | 0 | 0 | 0 | 0
2022-06-27 08:00 | 0.60228 | 0.80845 | 186065 | 108701.3314 | 2846 | 384701.9026 | 15 | 40998.6686 | 4.0999 | 0 | 0 | 0 | 254 | 127000 | 2689.7363 | 2669.6697 | 22700 | 150654.5971 | 149700 | 0 | 954.5971 | 954.5971 | 108701.3314 | 18298.6686 | 0 | 0 | 0 | 0 | 0
2022-06-27 09:00 | 0.7917 | 0.87385 | 186065 | 142888.4307 | 2846 | 415822.5711 | 15 | 6811.5693 | 0.68116 | 0 | 0 | 0 | 254 | 127000 | 2689.7363 | 2669.6697 | 22700 | 150654.5971 | 149700 | 0 | 954.5971 | 954.5971 | 127000 | 0 | 0 | 0 | 0 | 0 | 0
2022-06-27 10:00 | 0.9372 | 0.91946 | 186065 | 169148.7145 | 2846 | 437526.1444 | 15 | 0 | 0 | 0 | 0 | 0 | 254 | 127000 | 2689.7363 | 2669.6697 | 22700 | 150654.5971 | 149700 | 0 | 954.5971 | 954.5971 | 127000 | 0 | 0 | 0 | 0 | 0 | 0
2022-06-27 11:00 | 1.0272 | 0.97955 | 186065 | 185392.189 | 2846 | 466120.043 | 15 | 0 | 0 | 0 | 0 | 0 | 254 | 127000 | 2689.7363 | 2669.6697 | 22700 | 150654.5971 | 149700 | 0 | 954.5971 | 954.5971 | 127000 | 0 | 0 | 0 | 0 | 0 | 0
2022-06-27 12:00 | 1.0303 | 0.86514 | 186065 | 185948.0768 | 2846 | 411677.9072 | 15 | 0 | 0 | 123490.621 | 0 | 0 | 254 | 127000 | 2689.7363 | 2669.6697 | 22700 | 150654.5971 | 149700 | 0 | 954.5971 | 954.5971 | 127000 | 0 | 0 | 0 | 0 | 0 | 0
2022-06-27 13:00 | 0.9955 | 0.84312 | 186065 | 179670.8763 | 2846 | 401199.6637 | 15 | 0 | 0 | 401199.6637 | 0 | 123490.621 | 254 | 127000 | 2689.7363 | 2669.6697 | 22700 | 150654.5971 | 149700 | 0 | 954.5971 | 954.5971 | 127000 | 0 | 0 | 0 | 0 | 0 | 0
2022-06-27 14:00 | 0.89785 | 0.78552 | 186065 | 162046.7064 | 2846 | 373790.6346 | 15 | 0 | 0 | 373790.6346 | 0 | 524690.2848 | 254 | 127000 | 2689.7363 | 2669.6697 | 22700 | 150654.5971 | 149700 | 0 | 954.5971 | 954.5971 | 127000 | 0 | 0 | 0 | 0 | 0 | 0
2022-06-27 15:00 | 0.74462 | 0.73807 | 186065 | 134391.2887 | 2846 | 351211.4952 | 15 | 15308.7113 | 1.5309 | 335902.7839 | 0 | 898480.9194 | 254 | 127000 | 2689.7363 | 2669.6697 | 22700 | 150654.5971 | 149700 | 0 | 954.5971 | 954.5971 | 127000 | 0 | 0 | 0 | 0 | 0 | 0
2022-06-27 16:00 | 0.54785 | 0.65443 | 186065 | 98877.6389 | 2846 | 311411.3008 | 15 | 50822.3611 | 5.0822 | 260588.9398 | 0 | 1234383.7033 | 254 | 127000 | 2689.7363 | 2669.6697 | 22700 | 150654.5971 | 149700 | 0 | 954.5971 | 954.5971 | 76177.6389 | 50822.3611 | 0 | 0 | 0 | 0 | 0
2022-06-27 17:00 | 0.32877 | 0.50261 | 186065 | 59337.4123 | 2846 | 239167.5716 | 15 | 90362.5877 | 9.0363 | 148804.984 | 0 | 1494972.643 | 254 | 127000 | 2689.7363 | 2669.6697 | 22700 | 150654.5971 | 149700 | 0 | 954.5971 | 954.5971 | 36637.4123 | 90362.5877 | 0 | 0 | 0 | 0 | 0
2022-06-27 18:00 | 0.12318 | 0.25178 | 186065 | 22231.9021 | 2846 | 119809.8151 | 15 | 127468.0979 | 12.7468 | 0 | 7658.2828 | 1643777.627 | 254 | 127000 | 2689.7363 | 2669.6697 | 22700 | 150654.5971 | 149700 | 0 | 954.5971 | 954.5971 | 0 | 127000 | 0 | 0 | 0 | 0 | 0
2022-06-27 19:00 | 0.00697 | 0.00169 | 186065 | 1257.9669 | 2846 | 804.1885 | 15 | 148442.0331 | 14.8442 | 0 | 147637.8446 | 1636119.3442 | 254 | 127000 | 2689.7363 | 2669.6697 | 22700 | 150654.5971 | 149700 | 0 | 954.5971 | 954.5971 | 0 | 127000 | 0 | 0 | 0 | 0 | 0
2022-06-27 20:00 | 0 | 0 | 186065 | 0 | 2846 | 0 | 15 | 149700 | 14.97 | 0 | 149700 | 1488481.4996 | 254 | 127000 | 2689.7363 | 2669.6697 | 22700 | 150654.5971 | 149700 | 0 | 954.5971 | 954.5971 | 0 | 127000 | 0 | 0 | 0 | 0 | 0
2022-06-27 21:00 | 0 | 0 | 186065 | 0 | 2846 | 0 | 15 | 149700 | 14.97 | 0 | 149700 | 1338781.4996 | 254 | 127000 | 2689.7363 | 2669.6697 | 22700 | 150654.5971 | 149700 | 0 | 954.5971 | 954.5971 | 0 | 127000 | 0 | 0 | 0 | 0 | 0
2022-06-27 22:00 | 0 | 0 | 186065 | 0 | 2846 | 0 | 15 | 149700 | 14.97 | 0 | 149700 | 1189081.4996 | 254 | 127000 | 2689.7363 | 2669.6697 | 22700 | 150654.5971 | 149700 | 0 | 954.5971 | 954.5971 | 0 | 127000 | 0 | 0 | 0 | 0 | 0
2022-06-27 23:00 | 0 | 0 | 186065 | 0 | 2846 | 0 | 15 | 149700 | 14.97 | 0 | 149700 | 1039381.4996 | 254 | 127000 | 2689.7363 | 2669.6697 | 22700 | 150654.5971 | 149700 | 0 | 954.5971 | 954.5971 | 0 | 127000 | 0 | 0 | 0 | 0 | 0
2022-06-28 | 0 | 0 | 186065 | 0 | 2846 | 0 | 15 | 149529.1667 | 14.9529 | 0 | 149529.1667 | 889681.4996 | 254 | 127000 | 2689.7363 | 2669.6697 | 22529.1667 | 150483.7637 | 149529.1667 | 0 | 954.5971 | 954.5971 | 0 | 127000 | 0 | 0 | 0 | 0 | 0
2022-06-28 01:00 | 0 | 0 | 186065 | 0 | 2846 | 0 | 15 | 149529.1667 | 14.9529 | 0 | 149529.1667 | 740152.333 | 254 | 127000 | 2689.7363 | 2669.6697 | 22529.1667 | 150483.7637 | 149529.1667 | 0 | 954.5971 | 954.5971 | 0 | 127000 | 0 | 0 | 0 | 0 | 0
2022-06-28 02:00 | 0 | 0 | 186065 | 0 | 2846 | 0 | 15 | 149529.1667 | 14.9529 | 0 | 149529.1667 | 590623.1663 | 254 | 127000 | 2689.7363 | 2669.6697 | 22529.1667 | 150483.7637 | 149529.1667 | 0 | 954.5971 | 954.5971 | 0 | 127000 | 0 | 0 | 0 | 0 | 0
2022-06-28 03:00 | 0 | 0 | 186065 | 0 | 2846 | 0 | 15 | 149529.1667 | 14.9529 | 0 | 149529.1667 | 441093.9996 | 254 | 127000 | 2689.7363 | 2669.6697 | 22529.1667 | 150483.7637 | 149529.1667 | 0 | 954.5971 | 954.5971 | 0 | 127000 | 0 | 0 | 0 | 0 | 0
2022-06-28 04:00 | 0 | 0 | 186065 | 0 | 2846 | 0 | 15 | 149529.1667 | 14.9529 | 0 | 149529.1667 | 291564.833 | 254 | 127000 | 2689.7363 | 2669.6697 | 22529.1667 | 150483.7637 | 149529.1667 | 0 | 954.5971 | 954.5971 | 0 | 127000 | 0 | 0 | 0 | 0 | 0
2022-06-28 05:00 | 0.01402 | 0.01043 | 186065 | 2530.3724 | 2846 | 4963.128 | 15 | 146998.7943 | 14.6999 | 0 | 142035.6663 | 142035.6663 | 254 | 127000 | 2689.7363 | 2669.6697 | 22529.1667 | 150483.7637 | 149529.1667 | 0 | 954.5971 | 954.5971 | 2530.3724 | 124469.6276 | 0 | 0 | 0 | 0 | 0
2022-06-28 06:00 | 0.1548 | 0.32282 | 186065 | 27938.7761 | 2846 | 153614.2844 | 15 | 121590.3905 | 12.159 | 0 | 0 | 0 | 254 | 127000 | 2689.7363 | 2669.6697 | 22529.1667 | 150483.7637 | 149529.1667 | 0 | 954.5971 | 954.5971 | 5409.6095 | 121590.3905 | 0 | 0 | 0 | 0 | 0
2022-06-28 07:00 | 0.36483 | 0.55014 | 186065 | 65845.6311 | 2846 | 261784.7792 | 15 | 83683.5355 | 8.3684 | 0 | 0 | 0 | 254 | 127000 | 2689.7363 | 2669.6697 | 22529.1667 | 150483.7637 | 149529.1667 | 0 | 954.5971 | 954.5971 | 43316.4645 | 83683.5355 | 0 | 0 | 0 | 0 | 0
2022-06-28 08:00 | 0.58062 | 0.68837 | 186065 | 104792.0685 | 2846 | 327561.6905 | 15 | 44737.0982 | 4.4737 | 0 | 0 | 0 | 254 | 127000 | 2689.7363 | 2669.6697 | 22529.1667 | 150483.7637 | 149529.1667 | 0 | 954.5971 | 954.5971 | 82262.9018 | 44737.0982 | 0 | 0 | 0 | 0 | 0
2022-06-28 09:00 | 0.7708 | 0.76135 | 186065 | 139116.3349 | 2846 | 362289.3111 | 15 | 10412.8317 | 1.0413 | 0 | 0 | 0 | 254 | 127000 | 2689.7363 | 2669.6697 | 22529.1667 | 150483.7637 | 149529.1667 | 0 | 954.5971 | 954.5971 | 116587.1683 | 10412.8317 | 0 | 0 | 0 | 0 | 0
2022-06-28 10:00 | 0.916 | 0.80819 | 186065 | 165322.4738 | 2846 | 384578.1813 | 15 | 0 | 0 | 0 | 0 | 0 | 254 | 127000 | 2689.7363 | 2669.6697 | 22529.1667 | 150483.7637 | 149529.1667 | 0 | 954.5971 | 954.5971 | 127000 | 0 | 0 | 0 | 0 | 0 | 0
2022-06-28 11:00 | 1.0053 | 0.86248 | 186065 | 181436.0005 | 2846 | 410412.143 | 15 | 0 | 0 | 46060.5541 | 0 | 0 | 254 | 127000 | 2689.7363 | 2669.6697 | 22529.1667 | 150483.7637 | 149529.1667 | 0 | 954.5971 | 954.5971 | 127000 | 0 | 0 | 0 | 0 | 0 | 0
2022-06-28 12:00 | 1.0039 | 0.76155 | 186065 | 181183.3242 | 2846 | 362384.4814 | 15 | 0 | 0 | 362384.4814 | 0 | 46060.5541 | 254 | 127000 | 2689.7363 | 2669.6697 | 22529.1667 | 150483.7637 | 149529.1667 | 0 | 954.5971 | 954.5971 | 127000 | 0 | 0 | 0 | 0 | 0 | 0
2022-06-28 13:00 | 0.96925 | 0.74481 | 186065 | 174933.1962 | 2846 | 354418.7323 | 15 | 0 | 0 | 354418.7323 | 0 | 408445.0354 | 254 | 127000 | 2689.7363 | 2669.6697 | 22529.1667 | 150483.7637 | 149529.1667 | 0 | 954.5971 | 954.5971 | 127000 | 0 | 0 | 0 | 0 | 0 | 0
2022-06-28 14:00 | 0.87155 | 0.69167 | 186065 | 157300.0022 | 2846 | 329131.9995 | 15 | 0 | 0 | 329131.9995 | 0 | 762863.7677 | 254 | 127000 | 2689.7363 | 2669.6697 | 22529.1667 | 150483.7637 | 149529.1667 | 0 | 954.5971 | 954.5971 | 127000 | 0 | 0 | 0 | 0 | 0 | 0
2022-06-28 15:00 | 0.71858 | 0.64314 | 186065 | 129691.5101 | 2846 | 306038.9408 | 15 | 19837.6566 | 1.9838 | 286201.2842 | 0 | 1091995.7672 | 254 | 127000 | 2689.7363 | 2669.6697 | 22529.1667 | 150483.7637 | 149529.1667 | 0 | 954.5971 | 954.5971 | 107162.3434 | 19837.6566 | 0 | 0 | 0 | 0 | 0
2022-06-28 16:00 | 0.5234 | 0.55819 | 186065 | 94464.8284 | 2846 | 265615.3813 | 15 | 55064.3383 | 5.5064 | 210551.043 | 0 | 1378197.0514 | 254 | 127000 | 2689.7363 | 2669.6697 | 22529.1667 | 150483.7637 | 149529.1667 | 0 | 954.5971 | 954.5971 | 71935.6617 | 55064.3383 | 0 | 0 | 0 | 0 | 0
2022-06-28 17:00 | 0.30915 | 0.40962 | 186065 | 55796.3349 | 2846 | 194918.1685 | 15 | 93732.8318 | 9.3733 | 101185.3368 | 0 | 1588748.0944 | 254 | 127000 | 2689.7363 | 2669.6697 | 22529.1667 | 150483.7637 | 149529.1667 | 0 | 954.5971 | 954.5971 | 33267.1682 | 93732.8318 | 0 | 0 | 0 | 0 | 0
2022-06-28 18:00 | 0.1145 | 0.18881 | 186065 | 20665.3092 | 2846 | 89845.4651 | 15 | 128863.8574 | 12.8864 | 0 | 39018.3924 | 1689933.4312 | 254 | 127000 | 2689.7363 | 2669.6697 | 22529.1667 | 150483.7637 | 149529.1667 | 0 | 954.5971 | 954.5971 | 0 | 127000 | 0 | 0 | 0 | 0 | 0
2022-06-28 19:00 | 0.0066 | 0.00056 | 186065 | 1191.1881 | 2846 | 266.4767 | 15 | 148337.9785 | 14.8338 | 0 | 148071.5019 | 1650915.0388 | 254 | 127000 | 2689.7363 | 2669.6697 | 22529.1667 | 150483.7637 | 149529.1667 | 0 | 954.5971 | 954.5971 | 1191.1881 | 125808.8119 | 0 | 0 | 0 | 0 | 0
2022-06-28 20:00 | 0 | 0 | 186065 | 0 | 2846 | 0 | 15 | 149529.1667 | 14.9529 | 0 | 149529.1667 | 1502843.537 | 254 | 127000 | 2689.7363 | 2669.6697 | 22529.1667 | 150483.7637 | 149529.1667 | 0 | 954.5971 | 954.5971 | 0 | 127000 | 0 | 0 | 0 | 0 | 0
2022-06-28 21:00 | 0 | 0 | 186065 | 0 | 2846 | 0 | 15 | 149529.1667 | 14.9529 | 0 | 149529.1667 | 1353314.3703 | 254 | 127000 | 2689.7363 | 2669.6697 | 22529.1667 | 150483.7637 | 149529.1667 | 0 | 954.5971 | 954.5971 | 0 | 127000 | 0 | 0 | 0 | 0 | 0
2022-06-28 22:00 | 0 | 0 | 186065 | 0 | 2846 | 0 | 15 | 149529.1667 | 14.9529 | 0 | 149529.1667 | 1203785.2036 | 254 | 127000 | 2689.7363 | 2669.6697 | 22529.1667 | 150483.7637 | 149529.1667 | 0 | 954.5971 | 954.5971 | 0 | 127000 | 0 | 0 | 0 | 0 | 0
2022-06-28 23:00 | 0 | 0 | 186065 | 0 | 2846 | 0 | 15 | 149529.1667 | 14.9529 | 0 | 149529.1667 | 1054256.037 | 254 | 127000 | 2689.7363 | 2669.6697 | 22529.1667 | 150483.7637 | 149529.1667 | 0 | 954.5971 | 954.5971 | 0 | 127000 | 0 | 0 | 0 | 0 | 0
2022-06-29 | 0 | 0 | 186065 | 0 | 2846 | 0 | 15 | 149679.1667 | 14.9679 | 0 | 149679.1667 | 904726.8703 | 254 | 127000 | 2689.7363 | 2669.6697 | 22679.1667 | 150633.7637 | 149679.1667 | 0 | 954.5971 | 954.5971 | 0 | 127000 | 0 | 0 | 0 | 0 | 0
2022-06-29 01:00 | 0 | 0 | 186065 | 0 | 2846 | 0 | 15 | 149679.1667 | 14.9679 | 0 | 149679.1667 | 755047.7036 | 254 | 127000 | 2689.7363 | 2669.6697 | 22679.1667 | 150633.7637 | 149679.1667 | 0 | 954.5971 | 954.5971 | 0 | 127000 | 0 | 0 | 0 | 0 | 0
2022-06-29 02:00 | 0 | 0 | 186065 | 0 | 2846 | 0 | 15 | 149679.1667 | 14.9679 | 0 | 149679.1667 | 605368.537 | 254 | 127000 | 2689.7363 | 2669.6697 | 22679.1667 | 150633.7637 | 149679.1667 | 0 | 954.5971 | 954.5971 | 0 | 127000 | 0 | 0 | 0 | 0 | 0
2022-06-29 03:00 | 0 | 0 | 186065 | 0 | 2846 | 0 | 15 | 149679.1667 | 14.9679 | 0 | 149679.1667 | 455689.3703 | 254 | 127000 | 2689.7363 | 2669.6697 | 22679.1667 | 150633.7637 | 149679.1667 | 0 | 954.5971 | 954.5971 | 0 | 127000 | 0 | 0 | 0 | 0 | 0
2022-06-29 04:00 | 0 | 0 | 186065 | 0 | 2846 | 0 | 15 | 149679.1667 | 14.9679 | 0 | 149679.1667 | 306010.2036 | 254 | 127000 | 2689.7363 | 2669.6697 | 22679.1667 | 150633.7637 | 149679.1667 | 0 | 954.5971 | 954.5971 | 0 | 127000 | 0 | 0 | 0 | 0 | 0
2022-06-29 05:00 | 0.01285 | 0.00338 | 186065 | 2319.2072 | 2846 | 1608.3771 | 15 | 147359.9595 | 14.736 | 0 | 145751.5824 | 156331.037 | 254 | 127000 | 2689.7363 | 2669.6697 | 22679.1667 | 150633.7637 | 149679.1667 | 0 | 954.5971 | 954.5971 | 0 | 127000 | 0 | 0 | 0 | 0 | 0
2022-06-29 06:00 | 0.14445 | 0.23753 | 186065 | 26070.7766 | 2846 | 113028.9355 | 15 | 123608.3901 | 12.3608 | 0 | 10579.4546 | 10579.4546 | 254 | 127000 | 2689.7363 | 2669.6697 | 22679.1667 | 150633.7637 | 149679.1667 | 0 | 954.5971 | 954.5971 | 26070.7766 | 100929.2234 | 0 | 0 | 0 | 0 | 0
2022-06-29 07:00 | 0.3504 | 0.46061 | 186065 | 63241.2607 | 2846 | 219181.8212 | 15 | 86437.9059 | 8.6438 | 0 | 0 | 0 | 254 | 127000 | 2689.7363 | 2669.6697 | 22679.1667 | 150633.7637 | 149679.1667 | 0 | 954.5971 | 954.5971 | 40562.0941 | 86437.9059 | 0 | 0 | 0 | 0 | 0
2022-06-29 08:00 | 0.56853 | 0.61143 | 186065 | 102610.0284 | 2846 | 290949.6992 | 15 | 47069.1383 | 4.7069 | 0 | 0 | 0 | 254 | 127000 | 2689.7363 | 2669.6697 | 22679.1667 | 150633.7637 | 149679.1667 | 0 | 954.5971 | 954.5971 | 79930.8617 | 47069.1383 | 0 | 0 | 0 | 0 | 0
2022-06-29 09:00 | 0.76388 | 0.69732 | 186065 | 137867.3922 | 2846 | 331820.5588 | 15 | 11811.7744 | 1.1812 | 0 | 0 | 0 | 254 | 127000 | 2689.7363 | 2669.6697 | 22679.1667 | 150633.7637 | 149679.1667 | 0 | 954.5971 | 954.5971 | 127000 | 0 | 0 | 0 | 0 | 0 | 0
2022-06-29 10:00 | 0.91488 | 0.76104 | 186065 | 165120.3328 | 2846 | 362141.7972 | 15 | 0 | 0 | 0 | 0 | 0 | 254 | 127000 | 2689.7363 | 2669.6697 | 22679.1667 | 150633.7637 | 149679.1667 | 0 | 954.5971 | 954.5971 | 127000 | 0 | 0 | 0 | 0 | 0 | 0
2022-06-29 11:00 | 1.0088 | 0.82589 | 186065 | 182062.2767 | 2846 | 393000.7476 | 15 | 0 | 0 | 0 | 0 | 0 | 254 | 127000 | 2689.7363 | 2669.6697 | 22679.1667 | 150633.7637 | 149679.1667 | 0 | 954.5971 | 954.5971 | 127000 | 0 | 0 | 0 | 0 | 0 | 0
2022-06-29 12:00 | 1.03 | 0.8196 | 186065 | 185897.5415 | 2846 | 390007.6435 | 15 | 0 | 0 | 166541.3582 | 0 | 0 | 254 | 127000 | 2689.7363 | 2669.6697 | 22679.1667 | 150633.7637 | 149679.1667 | 0 | 954.5971 | 954.5971 | 127000 | 0 | 0 | 0 | 0 | 0 | 0
2022-06-29 13:00 | 0.99572 | 0.80527 | 186065 | 179710.5825 | 2846 | 383188.6958 | 15 | 0 | 0 | 383188.6958 | 0 | 166541.3582 | 254 | 127000 | 2689.7363 | 2669.6697 | 22679.1667 | 150633.7637 | 149679.1667 | 0 | 954.5971 | 954.5971 | 127000 | 0 | 0 | 0 | 0 | 0 | 0
2022-06-29 14:00 | 0.8986 | 0.7566 | 186065 | 162182.0687 | 2846 | 360029.0179 | 15 | 0 | 0 | 360029.0179 | 0 | 549730.054 | 254 | 127000 | 2689.7363 | 2669.6697 | 22679.1667 | 150633.7637 | 149679.1667 | 0 | 954.5971 | 954.5971 | 127000 | 0 | 0 | 0 | 0 | 0 | 0
2022-06-29 15:00 | 0.74555 | 0.7178 | 186065 | 134559.1379 | 2846 | 341565.9914 | 15 | 15120.0287 | 1.512 | 326445.9626 | 0 | 909759.0719 | 254 | 127000 | 2689.7363 | 2669.6697 | 22679.1667 | 150633.7637 | 149679.1667 | 0 | 954.5971 | 954.5971 | 127000 | 0 | 0 | 0 | 0 | 0 | 0
2022-06-29 16:00 | 0.5494 | 0.64438 | 186065 | 99157.3877 | 2846 | 306628.9963 | 15 | 50521.779 | 5.0522 | 256107.2173 | 0 | 1236205.0346 | 254 | 127000 | 2689.7363 | 2669.6697 | 22679.1667 | 150633.7637 | 149679.1667 | 0 | 954.5971 | 954.5971 | 99157.3877 | 27842.6123 | 0 | 0 | 0 | 0 | 0
2022-06-29 17:00 | 0.33067 | 0.50263 | 186065 | 59680.3301 | 2846 | 239177.0887 | 15 | 89998.8365 | 8.9999 | 149178.2521 | 0 | 1492312.2518 | 254 | 127000 | 2689.7363 | 2669.6697 | 22679.1667 | 150633.7637 | 149679.1667 | 0 | 954.5971 | 954.5971 | 59680.3301 | 67319.6699 | 0 | 0 | 0 | 0 | 0
2022-06-29 18:00 | 0.12445 | 0.2582 | 186065 | 22461.1156 | 2846 | 122864.7798 | 15 | 127218.0511 | 12.7218 | 0 | 4353.2713 | 1641490.504 | 254 | 127000 | 2689.7363 | 2669.6697 | 22679.1667 | 150633.7637 | 149679.1667 | 0 | 954.5971 | 954.5971 | 22461.1156 | 104538.8844 | 0 | 0 | 0 | 0 | 0
2022-06-29 19:00 | 0.00695 | 0.00199 | 186065 | 1254.3572 | 2846 | 946.9439 | 15 | 148424.8095 | 14.8425 | 0 | 147477.8656 | 1637137.2327 | 254 | 127000 | 2689.7363 | 2669.6697 | 22679.1667 | 150633.7637 | 149679.1667 | 0 | 954.5971 | 954.5971 | 1254.3572 | 125745.6428 | 0 | 0 | 0 | 0 | 0
2022-06-29 20:00 | 0 | 0 | 186065 | 0 | 2846 | 0 | 15 | 149679.1667 | 14.9679 | 0 | 149679.1667 | 1489659.3671 | 254 | 127000 | 2689.7363 | 2669.6697 | 22679.1667 | 150633.7637 | 149679.1667 | 0 | 954.5971 | 954.5971 | 0 | 127000 | 0 | 0 | 0 | 0 | 0
2022-06-29 21:00 | 0 | 0 | 186065 | 0 | 2846 | 0 | 15 | 149679.1667 | 14.9679 | 0 | 149679.1667 | 1339980.2005 | 254 | 127000 | 2689.7363 | 2669.6697 | 22679.1667 | 150633.7637 | 149679.1667 | 0 | 954.5971 | 954.5971 | 0 | 127000 | 0 | 0 | 0 | 0 | 0
2022-06-29 22:00 | 0 | 0 | 186065 | 0 | 2846 | 0 | 15 | 149679.1667 | 14.9679 | 0 | 149679.1667 | 1190301.0338 | 254 | 127000 | 2689.7363 | 2669.6697 | 22679.1667 | 150633.7637 | 149679.1667 | 0 | 954.5971 | 954.5971 | 0 | 127000 | 0 | 0 | 0 | 0 | 0
2022-06-29 23:00 | 0 | 0 | 186065 | 0 | 2846 | 0 | 15 | 149679.1667 | 14.9679 | 0 | 149679.1667 | 1040621.8671 | 254 | 127000 | 2689.7363 | 2669.6697 | 22679.1667 | 150633.7637 | 149679.1667 | 0 | 954.5971 | 954.5971 | 0 | 127000 | 0 | 0 | 0 | 0 | 0
2022-06-30 | 0 | 0 | 186065 | 0 | 2846 | 0 | 15 | 149625 | 14.9625 | 0 | 149625 | 890942.7005 | 254 | 127000 | 2689.7363 | 2669.6697 | 22625 | 150579.5971 | 149625 | 0 | 954.5971 | 954.5971 | 0 | 127000 | 0 | 0 | 0 | 0 | 0
2022-06-30 01:00 | 0 | 0 | 186065 | 0 | 2846 | 0 | 15 | 149625 | 14.9625 | 0 | 149625 | 741317.7005 | 254 | 127000 | 2689.7363 | 2669.6697 | 22625 | 150579.5971 | 149625 | 0 | 954.5971 | 954.5971 | 0 | 127000 | 0 | 0 | 0 | 0 | 0
2022-06-30 02:00 | 0 | 0 | 186065 | 0 | 2846 | 0 | 15 | 149625 | 14.9625 | 0 | 149625 | 591692.7005 | 254 | 127000 | 2689.7363 | 2669.6697 | 22625 | 150579.5971 | 149625 | 0 | 954.5971 | 954.5971 | 0 | 127000 | 0 | 0 | 0 | 0 | 0
2022-06-30 03:00 | 0 | 0 | 186065 | 0 | 2846 | 0 | 15 | 149625 | 14.9625 | 0 | 149625 | 442067.7005 | 254 | 127000 | 2689.7363 | 2669.6697 | 22625 | 150579.5971 | 149625 | 0 | 954.5971 | 954.5971 | 0 | 127000 | 0 | 0 | 0 | 0 | 0
2022-06-30 04:00 | 0 | 0 | 186065 | 0 | 2846 | 0 | 15 | 149625 | 14.9625 | 0 | 149625 | 292442.7005 | 254 | 127000 | 2689.7363 | 2669.6697 | 22625 | 150579.5971 | 149625 | 0 | 954.5971 | 954.5971 | 0 | 127000 | 0 | 0 | 0 | 0 | 0
2022-06-30 05:00 | 0.01325 | 0.00928 | 186065 | 2391.4004 | 2846 | 4415.8991 | 15 | 147233.5996 | 14.7234 | 0 | 142817.7005 | 142817.7005 | 254 | 127000 | 2689.7363 | 2669.6697 | 22625 | 150579.5971 | 149625 | 0 | 954.5971 | 954.5971 | 0 | 127000 | 0 | 0 | 0 | 0 | 0
2022-06-30 06:00 | 0.1515 | 0.30839 | 186065 | 27343.1821 | 2846 | 146747.7516 | 15 | 122281.8179 | 12.2282 | 0 | 0 | 0 | 254 | 127000 | 2689.7363 | 2669.6697 | 22625 | 150579.5971 | 149625 | 0 | 954.5971 | 954.5971 | 27343.1821 | 99656.8179 | 0 | 0 | 0 | 0 | 0
2022-06-30 07:00 | 0.36317 | 0.55021 | 186065 | 65546.0293 | 2846 | 261818.0888 | 15 | 84078.9707 | 8.4079 | 0 | 0 | 0 | 254 | 127000 | 2689.7363 | 2669.6697 | 22625 | 150579.5971 | 149625 | 0 | 954.5971 | 954.5971 | 42921.0293 | 84078.9707 | 0 | 0 | 0 | 0 | 0
2022-06-30 08:00 | 0.58233 | 0.68832 | 186065 | 105100.6945 | 2846 | 327537.898 | 15 | 44524.3055 | 4.4524 | 0 | 0 | 0 | 254 | 127000 | 2689.7363 | 2669.6697 | 22625 | 150579.5971 | 149625 | 0 | 954.5971 | 954.5971 | 82475.6945 | 44524.3055 | 0 | 0 | 0 | 0 | 0
2022-06-30 09:00 | 0.77678 | 0.77347 | 186065 | 140195.6236 | 2846 | 368056.6277 | 15 | 9429.3764 | 0.94294 | 0 | 0 | 0 | 254 | 127000 | 2689.7363 | 2669.6697 | 22625 | 150579.5971 | 149625 | 0 | 954.5971 | 954.5971 | 127000 | 0 | 0 | 0 | 0 | 0 | 0
2022-06-30 10:00 | 0.92628 | 0.8316 | 186065 | 167177.8396 | 2846 | 395717.8579 | 15 | 0 | 0 | 0 | 0 | 0 | 254 | 127000 | 2689.7363 | 2669.6697 | 22625 | 150579.5971 | 149625 | 0 | 954.5971 | 954.5971 | 127000 | 0 | 0 | 0 | 0 | 0 | 0
2022-06-30 11:00 | 1.0186 | 0.89604 | 186065 | 183836.4251 | 2846 | 426381.7092 | 15 | 0 | 0 | 0 | 0 | 0 | 254 | 127000 | 2689.7363 | 2669.6697 | 22625 | 150579.5971 | 149625 | 0 | 954.5971 | 954.5971 | 127000 | 0 | 0 | 0 | 0 | 0 | 0
2022-06-30 12:00 | 1.0471 | 0.93534 | 186065 | 188974.7775 | 2846 | 445082.6614 | 15 | 0 | 0 | 0 | 0 | 0 | 254 | 127000 | 2689.7363 | 2669.6697 | 22625 | 150579.5971 | 149625 | 0 | 954.5971 | 954.5971 | 127000 | 0 | 0 | 0 | 0 | 0 | 0
2022-06-30 13:00 | 1.0105 | 0.91041 | 186065 | 182369.0979 | 2846 | 433219.691 | 15 | 0 | 0 | 251897.8483 | 0 | 0 | 254 | 127000 | 2689.7363 | 2669.6697 | 22625 | 150579.5971 | 149625 | 0 | 954.5971 | 954.5971 | 127000 | 0 | 0 | 0 | 0 | 0 | 0
2022-06-30 14:00 | 0.9115 | 0.851 | 186065 | 164510.3001 | 2846 | 404949.3712 | 15 | 0 | 0 | 404949.3712 | 0 | 251897.8483 | 254 | 127000 | 2689.7363 | 2669.6697 | 22625 | 150579.5971 | 149625 | 0 | 954.5971 | 954.5971 | 127000 | 0 | 0 | 0 | 0 | 0 | 0
2022-06-30 15:00 | 0.7578 | 0.80792 | 186065 | 136770.0553 | 2846 | 384449.7015 | 15 | 12854.9447 | 1.2855 | 371594.7568 | 0 | 656847.2195 | 254 | 127000 | 2689.7363 | 2669.6697 | 22625 | 150579.5971 | 149625 | 0 | 954.5971 | 954.5971 | 114145.0553 | 12854.9447 | 0 | 0 | 0 | 0 | 0
2022-06-30 16:00 | 0.56205 | 0.73713 | 186065 | 101440.4983 | 2846 | 350764.1951 | 15 | 48184.5017 | 4.8185 | 302579.6933 | 0 | 1028441.9763 | 254 | 127000 | 2689.7363 | 2669.6697 | 22625 | 150579.5971 | 149625 | 0 | 954.5971 | 954.5971 | 101440.4983 | 25559.5017 | 0 | 0 | 0 | 0 | 0
2022-06-30 17:00 | 0.34285 | 0.60144 | 186065 | 61878.6137 | 2846 | 286195.9457 | 15 | 87746.3863 | 8.7746 | 198449.5594 | 0 | 1331021.6696 | 254 | 127000 | 2689.7363 | 2669.6697 | 22625 | 150579.5971 | 149625 | 0 | 954.5971 | 954.5971 | 39253.6137 | 87746.3863 | 0 | 0 | 0 | 0 | 0
2022-06-30 18:00 | 0.13127 | 0.35014 | 186065 | 23692.01 | 2846 | 166614.5392 | 15 | 125932.99 | 12.5933 | 40681.5491 | 0 | 1529471.229 | 254 | 127000 | 2689.7363 | 2669.6697 | 22625 | 150579.5971 | 149625 | 0 | 954.5971 | 954.5971 | 23692.01 | 103307.99 | 0 | 0 | 0 | 0 | 0
2022-06-30 19:00 | 0.00722 | 0.00782 | 186065 | 1303.0876 | 2846 | 3721.1564 | 15 | 148321.9124 | 14.8322 | 0 | 144600.756 | 1570152.7782 | 254 | 127000 | 2689.7363 | 2669.6697 | 22625 | 150579.5971 | 149625 | 0 | 954.5971 | 954.5971 | 1303.0876 | 125696.9124 | 0 | 0 | 0 | 0 | 0
2022-06-30 20:00 | 0 | 0 | 186065 | 0 | 2846 | 0 | 15 | 149625 | 14.9625 | 0 | 149625 | 1425552.0222 | 254 | 127000 | 2689.7363 | 2669.6697 | 22625 | 150579.5971 | 149625 | 0 | 954.5971 | 954.5971 | 0 | 127000 | 0 | 0 | 0 | 0 | 0
2022-06-30 21:00 | 0 | 0 | 186065 | 0 | 2846 | 0 | 15 | 149625 | 14.9625 | 0 | 149625 | 1275927.0222 | 254 | 127000 | 2689.7363 | 2669.6697 | 22625 | 150579.5971 | 149625 | 0 | 954.5971 | 954.5971 | 0 | 127000 | 0 | 0 | 0 | 0 | 0
2022-06-30 22:00 | 0 | 0 | 186065 | 0 | 2846 | 0 | 15 | 149625 | 14.9625 | 0 | 149625 | 1126302.0222 | 254 | 127000 | 2689.7363 | 2669.6697 | 22625 | 150579.5971 | 149625 | 0 | 954.5971 | 954.5971 | 0 | 127000 | 0 | 0 | 0 | 0 | 0
2022-06-30 23:00 | 0 | 0 | 186065 | 0 | 2846 | 0 | 15 | 149625 | 14.9625 | 0 | 149625 | 976677.0222 | 254 | 127000 | 2689.7363 | 2669.6697 | 22625 | 150579.5971 | 149625 | 0 | 954.5971 | 954.5971 | 0 | 127000 | 0 | 0 | 0 | 0 | 0
2022-07-01 | 0 | 0 | 186065 | 0 | 2846 | 0 | 15 | 139918.0564 | 13.9918 | 0 | 139918.0564 | 827052.0222 | 254 | 117376.3898 | 2467.3716 | 2467.3716 | 22541.6667 | 139918.0564 | 139918.0564 | 0 | 0 | 0 | 0 | 117376.3898 | 0 | 0 | 0 | 0 | 0
2022-07-01 01:00 | 0 | 0 | 186065 | 0 | 2846 | 0 | 15 | 139918.0564 | 13.9918 | 0 | 139918.0564 | 687133.9658 | 254 | 117376.3898 | 2467.3716 | 2467.3716 | 22541.6667 | 139918.0564 | 139918.0564 | 0 | 0 | 0 | 0 | 117376.3898 | 0 | 0 | 0 | 0 | 0
2022-07-01 02:00 | 0 | 0 | 186065 | 0 | 2846 | 0 | 15 | 139918.0564 | 13.9918 | 0 | 139918.0564 | 547215.9093 | 254 | 117376.3898 | 2467.3716 | 2467.3716 | 22541.6667 | 139918.0564 | 139918.0564 | 0 | 0 | 0 | 0 | 117376.3898 | 0 | 0 | 0 | 0 | 0
2022-07-01 03:00 | 0 | 0 | 186065 | 0 | 2846 | 0 | 15 | 139918.0564 | 13.9918 | 0 | 139918.0564 | 407297.8529 | 254 | 117376.3898 | 2467.3716 | 2467.3716 | 22541.6667 | 139918.0564 | 139918.0564 | 0 | 0 | 0 | 0 | 117376.3898 | 0 | 0 | 0 | 0 | 0
2022-07-01 04:00 | 0 | 0 | 186065 | 0 | 2846 | 0 | 15 | 139918.0564 | 13.9918 | 0 | 139918.0564 | 267379.7965 | 254 | 117376.3898 | 2467.3716 | 2467.3716 | 22541.6667 | 139918.0564 | 139918.0564 | 0 | 0 | 0 | 0 | 117376.3898 | 0 | 0 | 0 | 0 | 0
2022-07-01 05:00 | 0.0127 | 0.02136 | 186065 | 2292.1347 | 2846 | 10164.1816 | 15 | 137625.9217 | 13.7626 | 0 | 127461.7401 | 127461.7401 | 254 | 117376.3898 | 2467.3716 | 2467.3716 | 22541.6667 | 139918.0564 | 139918.0564 | 0 | 0 | 0 | 2292.1347 | 115084.255 | 0 | 0 | 0 | 0 | 0
2022-07-01 06:00 | 0.15231 | 0.34019 | 186065 | 27489.3733 | 2846 | 161879.8197 | 15 | 112428.6831 | 11.2429 | 0 | 0 | 0 | 254 | 117376.3898 | 2467.3716 | 2467.3716 | 22541.6667 | 139918.0564 | 139918.0564 | 0 | 0 | 0 | 4947.7067 | 112428.6831 | 0 | 0 | 0 | 0 | 0
2022-07-01 07:00 | 0.36421 | 0.57828 | 186065 | 65733.7316 | 2846 | 275175.2319 | 15 | 74184.3248 | 7.4184 | 0 | 0 | 0 | 254 | 117376.3898 | 2467.3716 | 2467.3716 | 22541.6667 | 139918.0564 | 139918.0564 | 0 | 0 | 0 | 43192.065 | 74184.3248 | 0 | 0 | 0 | 0 | 0
2022-07-01 08:00 | 0.57615 | 0.6856 | 186065 | 103985.3093 | 2846 | 326243.5827 | 15 | 35932.7472 | 3.5933 | 0 | 0 | 0 | 254 | 117376.3898 | 2467.3716 | 2467.3716 | 22541.6667 | 139918.0564 | 139918.0564 | 0 | 0 | 0 | 81443.6426 | 35932.7472 | 0 | 0 | 0 | 0 | 0
2022-07-01 09:00 | 0.7599 | 0.73428 | 186065 | 137149.0697 | 2846 | 349408.0191 | 15 | 2768.9867 | 0.2769 | 0 | 0 | 0 | 254 | 117376.3898 | 2467.3716 | 2467.3716 | 22541.6667 | 139918.0564 | 139918.0564 | 0 | 0 | 0 | 117376.3898 | 0 | 0 | 0 | 0 | 0 | 0
2022-07-01 10:00 | 0.9076 | 0.78731 | 186065 | 163806.4162 | 2846 | 374642.4083 | 15 | 0 | 0 | 0 | 0 | 0 | 254 | 117376.3898 | 2467.3716 | 2467.3716 | 22541.6667 | 139918.0564 | 139918.0564 | 0 | 0 | 0 | 117376.3898 | 0 | 0 | 0 | 0 | 0 | 0
2022-07-01 11:00 | 0.99694 | 0.83852 | 186065 | 179930.7719 | 2846 | 399010.7482 | 15 | 0 | 0 | 0 | 0 | 0 | 254 | 117376.3898 | 2467.3716 | 2467.3716 | 22541.6667 | 139918.0564 | 139918.0564 | 0 | 0 | 0 | 117376.3898 | 0 | 0 | 0 | 0 | 0 | 0
2022-07-01 12:00 | 1.0413 | 0.93006 | 186065 | 187927.9758 | 2846 | 442570.1671 | 15 | 0 | 0 | 0 | 0 | 0 | 254 | 117376.3898 | 2467.3716 | 2467.3716 | 22541.6667 | 139918.0564 | 139918.0564 | 0 | 0 | 0 | 117376.3898 | 0 | 0 | 0 | 0 | 0 | 0
2022-07-01 13:00 | 1.005 | 0.89814 | 186065 | 181380.0508 | 2846 | 427380.9968 | 15 | 0 | 0 | 307731.3725 | 0 | 0 | 254 | 117376.3898 | 2467.3716 | 2467.3716 | 22541.6667 | 139918.0564 | 139918.0564 | 0 | 0 | 0 | 117376.3898 | 0 | 0 | 0 | 0 | 0 | 0
2022-07-01 14:00 | 0.9062 | 0.83032 | 186065 | 163553.7399 | 2846 | 395108.7684 | 15 | 0 | 0 | 395108.7684 | 0 | 307731.3725 | 254 | 117376.3898 | 2467.3716 | 2467.3716 | 22541.6667 | 139918.0564 | 139918.0564 | 0 | 0 | 0 | 117376.3898 | 0 | 0 | 0 | 0 | 0 | 0
2022-07-01 15:00 | 0.75162 | 0.77483 | 186065 | 135654.67 | 2846 | 368703.7853 | 15 | 4263.3864 | 0.42634 | 364440.3989 | 0 | 702840.1408 | 254 | 117376.3898 | 2467.3716 | 2467.3716 | 22541.6667 | 139918.0564 | 139918.0564 | 0 | 0 | 0 | 113113.0034 | 4263.3864 | 0 | 0 | 0 | 0 | 0
2022-07-01 16:00 | 0.55378 | 0.68666 | 186065 | 99947.9034 | 2846 | 326747.985 | 15 | 39970.153 | 3.997 | 286777.832 | 0 | 1067280.5398 | 254 | 117376.3898 | 2467.3716 | 2467.3716 | 22541.6667 | 139918.0564 | 139918.0564 | 0 | 0 | 0 | 77406.2368 | 39970.153 | 0 | 0 | 0 | 0 | 0
2022-07-01 17:00 | 0.3329 | 0.52613 | 186065 | 60082.8073 | 2846 | 250359.5919 | 15 | 79835.2491 | 7.9835 | 170524.3428 | 0 | 1354058.3718 | 254 | 117376.3898 | 2467.3716 | 2467.3716 | 22541.6667 | 139918.0564 | 139918.0564 | 0 | 0 | 0 | 37541.1407 | 79835.2491 | 0 | 0 | 0 | 0 | 0
2022-07-01 18:00 | 0.1241 | 0.25758 | 186065 | 22397.9465 | 2846 | 122569.7521 | 15 | 117520.1099 | 11.752 | 5049.6422 | 0 | 1524582.7145 | 254 | 117376.3898 | 2467.3716 | 2467.3716 | 22541.6667 | 139918.0564 | 139918.0564 | 0 | 0 | 0 | 0 | 117376.3898 | 0 | 0 | 0 | 0 | 0
2022-07-01 19:00 | 0.00697 | 0.00112 | 186065 | 1257.9669 | 2846 | 532.9533 | 15 | 138660.0896 | 13.866 | 0 | 138127.1362 | 1529632.3567 | 254 | 117376.3898 | 2467.3716 | 2467.3716 | 22541.6667 | 139918.0564 | 139918.0564 | 0 | 0 | 0 | 0 | 117376.3898 | 0 | 0 | 0 | 0 | 0
2022-07-01 20:00 | 0 | 0 | 186065 | 0 | 2846 | 0 | 15 | 139918.0564 | 13.9918 | 0 | 139918.0564 | 1391505.2205 | 254 | 117376.3898 | 2467.3716 | 2467.3716 | 22541.6667 | 139918.0564 | 139918.0564 | 0 | 0 | 0 | 0 | 117376.3898 | 0 | 0 | 0 | 0 | 0
2022-07-01 21:00 | 0 | 0 | 186065 | 0 | 2846 | 0 | 15 | 139918.0564 | 13.9918 | 0 | 139918.0564 | 1251587.1641 | 254 | 117376.3898 | 2467.3716 | 2467.3716 | 22541.6667 | 139918.0564 | 139918.0564 | 0 | 0 | 0 | 0 | 117376.3898 | 0 | 0 | 0 | 0 | 0
2022-07-01 22:00 | 0 | 0 | 186065 | 0 | 2846 | 0 | 15 | 139918.0564 | 13.9918 | 0 | 139918.0564 | 1111669.1076 | 254 | 117376.3898 | 2467.3716 | 2467.3716 | 22541.6667 | 139918.0564 | 139918.0564 | 0 | 0 | 0 | 0 | 117376.3898 | 0 | 0 | 0 | 0 | 0
2022-07-01 23:00 | 0 | 0 | 186065 | 0 | 2846 | 0 | 15 | 139918.0564 | 13.9918 | 0 | 139918.0564 | 971751.0512 | 254 | 117376.3898 | 2467.3716 | 2467.3716 | 22541.6667 | 139918.0564 | 139918.0564 | 0 | 0 | 0 | 0 | 117376.3898 | 0 | 0 | 0 | 0 | 0
2022-07-02 | 0 | 0 | 186065 | 0 | 2846 | 0 | 15 | 139626.3898 | 13.9626 | 0 | 139626.3898 | 831832.9948 | 254 | 117376.3898 | 2467.3716 | 2467.3716 | 22250 | 139626.3898 | 139626.3898 | 0 | 0 | 0 | 0 | 117376.3898 | 0 | 0 | 0 | 0 | 0
2022-07-02 01:00 | 0 | 0 | 186065 | 0 | 2846 | 0 | 15 | 139626.3898 | 13.9626 | 0 | 139626.3898 | 692206.605 | 254 | 117376.3898 | 2467.3716 | 2467.3716 | 22250 | 139626.3898 | 139626.3898 | 0 | 0 | 0 | 0 | 117376.3898 | 0 | 0 | 0 | 0 | 0
2022-07-02 02:00 | 0 | 0 | 186065 | 0 | 2846 | 0 | 15 | 139626.3898 | 13.9626 | 0 | 139626.3898 | 552580.2153 | 254 | 117376.3898 | 2467.3716 | 2467.3716 | 22250 | 139626.3898 | 139626.3898 | 0 | 0 | 0 | 0 | 117376.3898 | 0 | 0 | 0 | 0 | 0
2022-07-02 03:00 | 0 | 0 | 186065 | 0 | 2846 | 0 | 15 | 139626.3898 | 13.9626 | 0 | 139626.3898 | 412953.8255 | 254 | 117376.3898 | 2467.3716 | 2467.3716 | 22250 | 139626.3898 | 139626.3898 | 0 | 0 | 0 | 0 | 117376.3898 | 0 | 0 | 0 | 0 | 0
2022-07-02 04:00 | 0 | 0 | 186065 | 0 | 2846 | 0 | 15 | 139626.3898 | 13.9626 | 0 | 139626.3898 | 273327.4358 | 254 | 117376.3898 | 2467.3716 | 2467.3716 | 22250 | 139626.3898 | 139626.3898 | 0 | 0 | 0 | 0 | 117376.3898 | 0 | 0 | 0 | 0 | 0
2022-07-02 05:00 | 0.01245 | 0.00773 | 186065 | 2247.014 | 2846 | 3678.3298 | 15 | 137379.3758 | 13.7379 | 0 | 133701.046 | 133701.046 | 254 | 117376.3898 | 2467.3716 | 2467.3716 | 22250 | 139626.3898 | 139626.3898 | 0 | 0 | 0 | 2247.014 | 115129.3758 | 0 | 0 | 0 | 0 | 0
2022-07-02 06:00 | 0.1495 | 0.31136 | 186065 | 26982.216 | 2846 | 148161.0296 | 15 | 112644.1738 | 11.2644 | 0 | 0 | 0 | 254 | 117376.3898 | 2467.3716 | 2467.3716 | 22250 | 139626.3898 | 139626.3898 | 0 | 0 | 0 | 4732.216 | 112644.1738 | 0 | 0 | 0 | 0 | 0
2022-07-02 07:00 | 0.36108 | 0.5631 | 186065 | 65168.8197 | 2846 | 267951.8107 | 15 | 74457.5701 | 7.4458 | 0 | 0 | 0 | 254 | 117376.3898 | 2467.3716 | 2467.3716 | 22250 | 139626.3898 | 139626.3898 | 0 | 0 | 0 | 65168.8197 | 52207.5701 | 0 | 0 | 0 | 0 | 0
2022-07-02 08:00 | 0.5794 | 0.70907 | 186065 | 104571.8792 | 2846 | 337411.8104 | 15 | 35054.5106 | 3.5055 | 0 | 0 | 0 | 254 | 117376.3898 | 2467.3716 | 2467.3716 | 22250 | 139626.3898 | 139626.3898 | 0 | 0 | 0 | 82321.8792 | 35054.5106 | 0 | 0 | 0 | 0 | 0
2022-07-02 09:00 | 0.7711 | 0.792 | 186065 | 139170.4799 | 2846 | 376874.1504 | 15 | 455.9099 | 0.045591 | 0 | 0 | 0 | 254 | 117376.3898 | 2467.3716 | 2467.3716 | 22250 | 139626.3898 | 139626.3898 | 0 | 0 | 0 | 117376.3898 | 0 | 0 | 0 | 0 | 0 | 0
2022-07-02 10:00 | 0.9207 | 0.84933 | 186065 | 166170.7441 | 2846 | 404154.6997 | 15 | 0 | 0 | 0 | 0 | 0 | 254 | 117376.3898 | 2467.3716 | 2467.3716 | 22250 | 139626.3898 | 139626.3898 | 0 | 0 | 0 | 117376.3898 | 0 | 0 | 0 | 0 | 0 | 0
2022-07-02 11:00 | 1.014 | 0.91367 | 186065 | 183018.8369 | 2846 | 434770.9659 | 15 | 0 | 0 | 0 | 0 | 0 | 254 | 117376.3898 | 2467.3716 | 2467.3716 | 22250 | 139626.3898 | 139626.3898 | 0 | 0 | 0 | 117376.3898 | 0 | 0 | 0 | 0 | 0 | 0
2022-07-02 12:00 | 1.0222 | 0.82746 | 186065 | 184489.7737 | 2846 | 393747.834 | 15 | 0 | 0 | 88048.1259 | 0 | 0 | 254 | 117376.3898 | 2467.3716 | 2467.3716 | 22250 | 139626.3898 | 139626.3898 | 0 | 0 | 0 | 117376.3898 | 0 | 0 | 0 | 0 | 0 | 0
2022-07-02 13:00 | 0.98815 | 0.79871 | 186065 | 178344.3259 | 2846 | 380067.112 | 15 | 0 | 0 | 380067.112 | 0 | 88048.1259 | 254 | 117376.3898 | 2467.3716 | 2467.3716 | 22250 | 139626.3898 | 139626.3898 | 0 | 0 | 0 | 117376.3898 | 0 | 0 | 0 | 0 | 0 | 0
2022-07-02 14:00 | 0.8905 | 0.73484 | 186065 | 160720.156 | 2846 | 349674.4958 | 15 | 0 | 0 | 349674.4958 | 0 | 468115.2378 | 254 | 117376.3898 | 2467.3716 | 2467.3716 | 22250 | 139626.3898 | 139626.3898 | 0 | 0 | 0 | 117376.3898 | 0 | 0 | 0 | 0 | 0 | 0
2022-07-02 15:00 | 0.73562 | 0.6765 | 186065 | 132766.9412 | 2846 | 321913.3368 | 15 | 6859.4485 | 0.68594 | 315053.8883 | 0 | 817789.7336 | 254 | 117376.3898 | 2467.3716 | 2467.3716 | 22250 | 139626.3898 | 139626.3898 | 0 | 0 | 0 | 117376.3898 | 0 | 0 | 0 | 0 | 0 | 0
2022-07-02 16:00 | 0.53665 | 0.5811 | 186065 | 96856.2288 | 2846 | 276517.1323 | 15 | 42770.161 | 4.277 | 233746.9713 | 0 | 1132843.6219 | 254 | 117376.3898 | 2467.3716 | 2467.3716 | 22250 | 139626.3898 | 139626.3898 | 0 | 0 | 0 | 96856.2288 | 20520.161 | 0 | 0 | 0 | 0 | 0
2022-07-02 17:00 | 0.31652 | 0.41984 | 186065 | 57126.495 | 2846 | 199781.3678 | 15 | 82499.8948 | 8.25 | 117281.473 | 0 | 1366590.5933 | 254 | 117376.3898 | 2467.3716 | 2467.3716 | 22250 | 139626.3898 | 139626.3898 | 0 | 0 | 0 | 57126.495 | 60249.8948 | 0 | 0 | 0 | 0 | 0
2022-07-02 18:00 | 0.117 | 0.19036 | 186065 | 21116.5168 | 2846 | 90583.0344 | 15 | 118509.8729 | 11.851 | 0 | 27926.8385 | 1483872.0663 | 254 | 117376.3898 | 2467.3716 | 2467.3716 | 22250 | 139626.3898 | 139626.3898 | 0 | 0 | 0 | 21116.5168 | 96259.8729 | 0 | 0 | 0 | 0 | 0
2022-07-02 19:00 | 0.0067 | 0.00056 | 186065 | 1209.2364 | 2846 | 266.4767 | 15 | 138417.1533 | 13.8417 | 0 | 138150.6766 | 1455945.2278 | 254 | 117376.3898 | 2467.3716 | 2467.3716 | 22250 | 139626.3898 | 139626.3898 | 0 | 0 | 0 | 1209.2364 | 116167.1533 | 0 | 0 | 0 | 0 | 0
2022-07-02 20:00 | 0 | 0 | 186065 | 0 | 2846 | 0 | 15 | 139626.3898 | 13.9626 | 0 | 139626.3898 | 1317794.5512 | 254 | 117376.3898 | 2467.3716 | 2467.3716 | 22250 | 139626.3898 | 139626.3898 | 0 | 0 | 0 | 0 | 117376.3898 | 0 | 0 | 0 | 0 | 0
2022-07-02 21:00 | 0 | 0 | 186065 | 0 | 2846 | 0 | 15 | 139626.3898 | 13.9626 | 0 | 139626.3898 | 1178168.1614 | 254 | 117376.3898 | 2467.3716 | 2467.3716 | 22250 | 139626.3898 | 139626.3898 | 0 | 0 | 0 | 0 | 117376.3898 | 0 | 0 | 0 | 0 | 0
2022-07-02 22:00 | 0 | 0 | 186065 | 0 | 2846 | 0 | 15 | 139626.3898 | 13.9626 | 0 | 139626.3898 | 1038541.7717 | 254 | 117376.3898 | 2467.3716 | 2467.3716 | 22250 | 139626.3898 | 139626.3898 | 0 | 0 | 0 | 0 | 117376.3898 | 0 | 0 | 0 | 0 | 0
2022-07-02 23:00 | 0 | 0 | 186065 | 0 | 2846 | 0 | 15 | 139626.3898 | 13.9626 | 0 | 139626.3898 | 898915.3819 | 254 | 117376.3898 | 2467.3716 | 2467.3716 | 22250 | 139626.3898 | 139626.3898 | 0 | 0 | 0 | 0 | 117376.3898 | 0 | 0 | 0 | 0 | 0
2022-07-03 | 0 | 0 | 186065 | 0 | 2846 | 0 | 15 | 127959.7231 | 12.796 | 0 | 127959.7231 | 759288.9922 | 254 | 117376.3898 | 2467.3716 | 2467.3716 | 10583.3333 | 127959.7231 | 127959.7231 | 0 | 0 | 0 | 0 | 117376.3898 | 0 | 0 | 0 | 0 | 0
2022-07-03 01:00 | 0 | 0 | 186065 | 0 | 2846 | 0 | 15 | 127959.7231 | 12.796 | 0 | 127959.7231 | 631329.2691 | 254 | 117376.3898 | 2467.3716 | 2467.3716 | 10583.3333 | 127959.7231 | 127959.7231 | 0 | 0 | 0 | 0 | 117376.3898 | 0 | 0 | 0 | 0 | 0
2022-07-03 02:00 | 0 | 0 | 186065 | 0 | 2846 | 0 | 15 | 127959.7231 | 12.796 | 0 | 127959.7231 | 503369.546 | 254 | 117376.3898 | 2467.3716 | 2467.3716 | 10583.3333 | 127959.7231 | 127959.7231 | 0 | 0 | 0 | 0 | 117376.3898 | 0 | 0 | 0 | 0 | 0
2022-07-03 03:00 | 0 | 0 | 186065 | 0 | 2846 | 0 | 15 | 127959.7231 | 12.796 | 0 | 127959.7231 | 375409.8229 | 254 | 117376.3898 | 2467.3716 | 2467.3716 | 10583.3333 | 127959.7231 | 127959.7231 | 0 | 0 | 0 | 0 | 117376.3898 | 0 | 0 | 0 | 0 | 0
2022-07-03 04:00 | 0 | 0 | 186065 | 0 | 2846 | 0 | 15 | 127959.7231 | 12.796 | 0 | 127959.7231 | 247450.0998 | 254 | 117376.3898 | 2467.3716 | 2467.3716 | 10583.3333 | 127959.7231 | 127959.7231 | 0 | 0 | 0 | 0 | 117376.3898 | 0 | 0 | 0 | 0 | 0
2022-07-03 05:00 | 0.01215 | 0.01319 | 186065 | 2192.8691 | 2846 | 6276.4773 | 15 | 125766.854 | 12.5767 | 0 | 119490.3767 | 119490.3767 | 254 | 117376.3898 | 2467.3716 | 2467.3716 | 10583.3333 | 127959.7231 | 127959.7231 | 0 | 0 | 0 | 2192.8691 | 115183.5207 | 0 | 0 | 0 | 0 | 0
2022-07-03 06:00 | 0.1509 | 0.35553 | 186065 | 27234.8922 | 2846 | 169179.3771 | 15 | 100724.8308 | 10.0725 | 0 | 0 | 0 | 254 | 117376.3898 | 2467.3716 | 2467.3716 | 10583.3333 | 127959.7231 | 127959.7231 | 0 | 0 | 0 | 27234.8922 | 90141.4975 | 0 | 0 | 0 | 0 | 0
2022-07-03 07:00 | 0.35608 | 0.55032 | 186065 | 64266.4044 | 2846 | 261870.4324 | 15 | 63693.3186 | 6.3693 | 0 | 0 | 0 | 254 | 117376.3898 | 2467.3716 | 2467.3716 | 10583.3333 | 127959.7231 | 127959.7231 | 0 | 0 | 0 | 64266.4044 | 53109.9853 | 0 | 0 | 0 | 0 | 0
2022-07-03 08:00 | 0.56703 | 0.64408 | 186065 | 102339.3038 | 2846 | 306486.2409 | 15 | 25620.4192 | 2.562 | 0 | 0 | 0 | 254 | 117376.3898 | 2467.3716 | 2467.3716 | 10583.3333 | 127959.7231 | 127959.7231 | 0 | 0 | 0 | 102339.3038 | 15037.0859 | 0 | 0 | 0 | 0 | 0
2022-07-03 09:00 | 0.7552 | 0.69701 | 186065 | 136300.7994 | 2846 | 331673.0449 | 15 | 0 | 0 | 0 | 0 | 0 | 254 | 117376.3898 | 2467.3716 | 2467.3716 | 10583.3333 | 127959.7231 | 127959.7231 | 0 | 0 | 0 | 117376.3898 | 0 | 0 | 0 | 0 | 0 | 0
2022-07-03 10:00 | 0.9021 | 0.73864 | 186065 | 162813.7594 | 2846 | 351482.7304 | 15 | 0 | 0 | 0 | 0 | 0 | 254 | 117376.3898 | 2467.3716 | 2467.3716 | 10583.3333 | 127959.7231 | 127959.7231 | 0 | 0 | 0 | 117376.3898 | 0 | 0 | 0 | 0 | 0 | 0
2022-07-03 11:00 | 0.99303 | 0.78792 | 186065 | 179225.0831 | 2846 | 374932.6775 | 15 | 0 | 0 | 101189.7775 | 0 | 0 | 254 | 117376.3898 | 2467.3716 | 2467.3716 | 10583.3333 | 127959.7231 | 127959.7231 | 0 | 0 | 0 | 117376.3898 | 0 | 0 | 0 | 0 | 0 | 0
2022-07-03 12:00 | 0.9973 | 0.70071 | 186065 | 179995.7458 | 2846 | 333433.6944 | 15 | 0 | 0 | 333433.6944 | 0 | 101189.7775 | 254 | 117376.3898 | 2467.3716 | 2467.3716 | 10583.3333 | 127959.7231 | 127959.7231 | 0 | 0 | 0 | 117376.3898 | 0 | 0 | 0 | 0 | 0 | 0
2022-07-03 13:00 | 0.95703 | 0.66402 | 186065 | 172727.6933 | 2846 | 315974.7138 | 15 | 0 | 0 | 315974.7138 | 0 | 434623.4718 | 254 | 117376.3898 | 2467.3716 | 2467.3716 | 10583.3333 | 127959.7231 | 127959.7231 | 0 | 0 | 0 | 117376.3898 | 0 | 0 | 0 | 0 | 0 | 0
2022-07-03 14:00 | 0.85422 | 0.5994 | 186065 | 154172.231 | 2846 | 285225.2093 | 15 | 0 | 0 | 285225.2093 | 0 | 750598.1856 | 254 | 117376.3898 | 2467.3716 | 2467.3716 | 10583.3333 | 127959.7231 | 127959.7231 | 0 | 0 | 0 | 117376.3898 | 0 | 0 | 0 | 0 | 0 | 0
2022-07-03 15:00 | 0.6963 | 0.53778 | 186065 | 125670.3477 | 2846 | 255903.2583 | 15 | 2289.3754 | 0.22894 | 253613.883 | 0 | 1035823.3949 | 254 | 117376.3898 | 2467.3716 | 2467.3716 | 10583.3333 | 127959.7231 | 127959.7231 | 0 | 0 | 0 | 115087.0144 | 2289.3754 | 0 | 0 | 0 | 0 | 0
2022-07-03 16:00 | 0.4972 | 0.43953 | 186065 | 89736.1725 | 2846 | 209150.8779 | 15 | 38223.5506 | 3.8224 | 170927.3273 | 0 | 1289437.2779 | 254 | 117376.3898 | 2467.3716 | 2467.3716 | 10583.3333 | 127959.7231 | 127959.7231 | 0 | 0 | 0 | 89736.1725 | 27640.2173 | 0 | 0 | 0 | 0 | 0
2022-07-03 17:00 | 0.28485 | 0.29097 | 186065 | 51410.5968 | 2846 | 138458.4237 | 15 | 76549.1263 | 7.6549 | 61909.2974 | 0 | 1460364.6052 | 254 | 117376.3898 | 2467.3716 | 2467.3716 | 10583.3333 | 127959.7231 | 127959.7231 | 0 | 0 | 0 | 51410.5968 | 65965.793 | 0 | 0 | 0 | 0 | 0
2022-07-03 18:00 | 0.1038 | 0.1106 | 186065 | 18734.1406 | 2846 | 52629.1427 | 15 | 109225.5825 | 10.9226 | 0 | 56596.4398 | 1522273.9025 | 254 | 117376.3898 | 2467.3716 | 2467.3716 | 10583.3333 | 127959.7231 | 127959.7231 | 0 | 0 | 0 | 18734.1406 | 98642.2492 | 0 | 0 | 0 | 0 | 0
2022-07-03 19:00 | 0.00607 | 0 | 186065 | 1095.5321 | 2846 | 0 | 15 | 126864.191 | 12.6864 | 0 | 126864.191 | 1465677.4628 | 254 | 117376.3898 | 2467.3716 | 2467.3716 | 10583.3333 | 127959.7231 | 127959.7231 | 0 | 0 | 0 | 0 | 117376.3898 | 0 | 0 | 0 | 0 | 0
2022-07-03 20:00 | 0 | 0 | 186065 | 0 | 2846 | 0 | 15 | 127959.7231 | 12.796 | 0 | 127959.7231 | 1338813.2718 | 254 | 117376.3898 | 2467.3716 | 2467.3716 | 10583.3333 | 127959.7231 | 127959.7231 | 0 | 0 | 0 | 0 | 117376.3898 | 0 | 0 | 0 | 0 | 0
2022-07-03 21:00 | 0 | 0 | 186065 | 0 | 2846 | 0 | 15 | 127959.7231 | 12.796 | 0 | 127959.7231 | 1210853.5487 | 254 | 117376.3898 | 2467.3716 | 2467.3716 | 10583.3333 | 127959.7231 | 127959.7231 | 0 | 0 | 0 | 0 | 117376.3898 | 0 | 0 | 0 | 0 | 0
2022-07-03 22:00 | 0 | 0 | 186065 | 0 | 2846 | 0 | 15 | 127959.7231 | 12.796 | 0 | 127959.7231 | 1082893.8256 | 254 | 117376.3898 | 2467.3716 | 2467.3716 | 10583.3333 | 127959.7231 | 127959.7231 | 0 | 0 | 0 | 0 | 117376.3898 | 0 | 0 | 0 | 0 | 0
2022-07-03 23:00 | 0 | 0 | 186065 | 0 | 2846 | 0 | 15 | 127959.7231 | 12.796 | 0 | 127959.7231 | 954934.1025 | 254 | 117376.3898 | 2467.3716 | 2467.3716 | 10583.3333 | 127959.7231 | 127959.7231 | 0 | 0 | 0 | 0 | 117376.3898 | 0 | 0 | 0 | 0 | 0
2022-07-04 | 0 | 0 | 186065 | 0 | 2846 | 0 | 15 | 137126.3898 | 13.7126 | 0 | 137126.3898 | 826974.3794 | 254 | 117376.3898 | 2467.3716 | 2467.3716 | 19750 | 137126.3898 | 137126.3898 | 0 | 0 | 0 | 0 | 117376.3898 | 0 | 0 | 0 | 0 | 0
2022-07-04 01:00 | 0 | 0 | 186065 | 0 | 2846 | 0 | 15 | 137126.3898 | 13.7126 | 0 | 137126.3898 | 689847.9897 | 254 | 117376.3898 | 2467.3716 | 2467.3716 | 19750 | 137126.3898 | 137126.3898 | 0 | 0 | 0 | 0 | 117376.3898 | 0 | 0 | 0 | 0 | 0
2022-07-04 02:00 | 0 | 0 | 186065 | 0 | 2846 | 0 | 15 | 137126.3898 | 13.7126 | 0 | 137126.3898 | 552721.5999 | 254 | 117376.3898 | 2467.3716 | 2467.3716 | 19750 | 137126.3898 | 137126.3898 | 0 | 0 | 0 | 0 | 117376.3898 | 0 | 0 | 0 | 0 | 0
2022-07-04 03:00 | 0 | 0 | 186065 | 0 | 2846 | 0 | 15 | 137126.3898 | 13.7126 | 0 | 137126.3898 | 415595.2102 | 254 | 117376.3898 | 2467.3716 | 2467.3716 | 19750 | 137126.3898 | 137126.3898 | 0 | 0 | 0 | 0 | 117376.3898 | 0 | 0 | 0 | 0 | 0
2022-07-04 04:00 | 0 | 0 | 186065 | 0 | 2846 | 0 | 15 | 137126.3898 | 13.7126 | 0 | 137126.3898 | 278468.8204 | 254 | 117376.3898 | 2467.3716 | 2467.3716 | 19750 | 137126.3898 | 137126.3898 | 0 | 0 | 0 | 0 | 117376.3898 | 0 | 0 | 0 | 0 | 0
2022-07-04 05:00 | 0.01095 | 0.0027 | 186065 | 1976.2894 | 2846 | 1284.7982 | 15 | 135150.1004 | 13.515 | 0 | 133865.3021 | 141342.4306 | 254 | 117376.3898 | 2467.3716 | 2467.3716 | 19750 | 137126.3898 | 137126.3898 | 0 | 0 | 0 | 1976.2894 | 115400.1004 | 0 | 0 | 0 | 0 | 0
2022-07-04 06:00 | 0.1348 | 0.22133 | 186065 | 24329.1151 | 2846 | 105320.1461 | 15 | 112797.2746 | 11.2797 | 0 | 7477.1285 | 7477.1285 | 254 | 117376.3898 | 2467.3716 | 2467.3716 | 19750 | 137126.3898 | 137126.3898 | 0 | 0 | 0 | 24329.1151 | 93047.2746 | 0 | 0 | 0 | 0 | 0
2022-07-04 07:00 | 0.33442 | 0.44745 | 186065 | 60357.1416 | 2846 | 212919.6194 | 15 | 76769.2482 | 7.6769 | 0 | 0 | 0 | 254 | 117376.3898 | 2467.3716 | 2467.3716 | 19750 | 137126.3898 | 137126.3898 | 0 | 0 | 0 | 60357.1416 | 57019.2482 | 0 | 0 | 0 | 0 | 0
2022-07-04 08:00 | 0.5497 | 0.59547 | 186065 | 99211.5326 | 2846 | 283355.1141 | 15 | 37914.8572 | 3.7915 | 0 | 0 | 0 | 254 | 117376.3898 | 2467.3716 | 2467.3716 | 19750 | 137126.3898 | 137126.3898 | 0 | 0 | 0 | 79461.5326 | 37914.8572 | 0 | 0 | 0 | 0 | 0
2022-07-04 09:00 | 0.74383 | 0.6899 | 186065 | 134248.7071 | 2846 | 328289.7429 | 15 | 2877.6827 | 0.28777 | 0 | 0 | 0 | 254 | 117376.3898 | 2467.3716 | 2467.3716 | 19750 | 137126.3898 | 137126.3898 | 0 | 0 | 0 | 114498.7071 | 2877.6827 | 0 | 0 | 0 | 0 | 0
2022-07-04 10:00 | 0.89272 | 0.75295 | 186065 | 161120.8284 | 2846 | 358292.161 | 15 | 0 | 0 | 0 | 0 | 0 | 254 | 117376.3898 | 2467.3716 | 2467.3716 | 19750 | 137126.3898 | 137126.3898 | 0 | 0 | 0 | 117376.3898 | 0 | 0 | 0 | 0 | 0 | 0
2022-07-04 11:00 | 0.98638 | 0.8204 | 186065 | 178024.8709 | 2846 | 390388.3245 | 15 | 0 | 0 | 0 | 0 | 0 | 254 | 117376.3898 | 2467.3716 | 2467.3716 | 19750 | 137126.3898 | 137126.3898 | 0 | 0 | 0 | 117376.3898 | 0 | 0 | 0 | 0 | 0 | 0
2022-07-04 12:00 | 1.0047 | 0.80985 | 186065 | 181334.93 | 2846 | 385368.0943 | 15 | 0 | 0 | 65639.5947 | 0 | 0 | 254 | 117376.3898 | 2467.3716 | 2467.3716 | 19750 | 137126.3898 | 137126.3898 | 0 | 0 | 0 | 117376.3898 | 0 | 0 | 0 | 0 | 0 | 0
2022-07-04 13:00 | 0.97175 | 0.79577 | 186065 | 175384.4038 | 2846 | 378668.1094 | 15 | 0 | 0 | 378668.1094 | 0 | 65639.5947 | 254 | 117376.3898 | 2467.3716 | 2467.3716 | 19750 | 137126.3898 | 137126.3898 | 0 | 0 | 0 | 117376.3898 | 0 | 0 | 0 | 0 | 0 | 0
2022-07-04 14:00 | 0.8759 | 0.74484 | 186065 | 158085.1035 | 2846 | 354433.0078 | 15 | 0 | 0 | 354433.0078 | 0 | 444307.7041 | 254 | 117376.3898 | 2467.3716 | 2467.3716 | 19750 | 137126.3898 | 137126.3898 | 0 | 0 | 0 | 117376.3898 | 0 | 0 | 0 | 0 | 0 | 0
2022-07-04 15:00 | 0.72538 | 0.70218 | 186065 | 130918.7948 | 2846 | 334133.1956 | 15 | 6207.5949 | 0.62076 | 327925.6007 | 0 | 798740.712 | 254 | 117376.3898 | 2467.3716 | 2467.3716 | 19750 | 137126.3898 | 137126.3898 | 0 | 0 | 0 | 117376.3898 | 0 | 0 | 0 | 0 | 0 | 0
2022-07-04 16:00 | 0.52978 | 0.62001 | 186065 | 95616.3102 | 2846 | 295032.5025 | 15 | 41510.0795 | 4.151 | 253522.423 | 0 | 1126666.3126 | 254 | 117376.3898 | 2467.3716 | 2467.3716 | 19750 | 137126.3898 | 137126.3898 | 0 | 0 | 0 | 75866.3102 | 41510.0795 | 0 | 0 | 0 | 0 | 0
2022-07-04 17:00 | 0.31408 | 0.47105 | 186065 | 56686.1163 | 2846 | 224149.7078 | 15 | 80440.2734 | 8.044 | 143709.4343 | 0 | 1380188.7356 | 254 | 117376.3898 | 2467.3716 | 2467.3716 | 19750 | 137126.3898 | 137126.3898 | 0 | 0 | 0 | 36936.1163 | 80440.2734 | 0 | 0 | 0 | 0 | 0
2022-07-04 18:00 | 0.11615 | 0.23779 | 186065 | 20963.1063 | 2846 | 113152.6568 | 15 | 116163.2835 | 11.6163 | 0 | 3010.6267 | 1523898.17 | 254 | 117376.3898 | 2467.3716 | 2467.3716 | 19750 | 137126.3898 | 137126.3898 | 0 | 0 | 0 | 1213.1063 | 116163.2835 | 0 | 0 | 0 | 0 | 0
2022-07-04 19:00 | 0.00643 | 0.00226 | 186065 | 1160.506 | 2846 | 1075.4237 | 15 | 135965.8837 | 13.5966 | 0 | 134890.46 | 1520887.5433 | 254 | 117376.3898 | 2467.3716 | 2467.3716 | 19750 | 137126.3898 | 137126.3898 | 0 | 0 | 0 | 0 | 117376.3898 | 0 | 0 | 0 | 0 | 0
2022-07-04 20:00 | 0 | 0 | 186065 | 0 | 2846 | 0 | 15 | 137126.3898 | 13.7126 | 0 | 137126.3898 | 1385997.0833 | 254 | 117376.3898 | 2467.3716 | 2467.3716 | 19750 | 137126.3898 | 137126.3898 | 0 | 0 | 0 | 0 | 117376.3898 | 0 | 0 | 0 | 0 | 0
2022-07-04 21:00 | 0 | 0 | 186065 | 0 | 2846 | 0 | 15 | 137126.3898 | 13.7126 | 0 | 137126.3898 | 1248870.6935 | 254 | 117376.3898 | 2467.3716 | 2467.3716 | 19750 | 137126.3898 | 137126.3898 | 0 | 0 | 0 | 0 | 117376.3898 | 0 | 0 | 0 | 0 | 0
2022-07-04 22:00 | 0 | 0 | 186065 | 0 | 2846 | 0 | 15 | 137126.3898 | 13.7126 | 0 | 137126.3898 | 1111744.3038 | 254 | 117376.3898 | 2467.3716 | 2467.3716 | 19750 | 137126.3898 | 137126.3898 | 0 | 0 | 0 | 0 | 117376.3898 | 0 | 0 | 0 | 0 | 0
2022-07-04 23:00 | 0 | 0 | 186065 | 0 | 2846 | 0 | 15 | 137126.3898 | 13.7126 | 0 | 137126.3898 | 974617.914 | 254 | 117376.3898 | 2467.3716 | 2467.3716 | 19750 | 137126.3898 | 137126.3898 | 0 | 0 | 0 | 0 | 117376.3898 | 0 | 0 | 0 | 0 | 0
2022-07-05 | 0 | 0 | 186065 | 0 | 2846 | 0 | 15 | 140476.3898 | 14.0476 | 0 | 140476.3898 | 837491.5242 | 254 | 117376.3898 | 2467.3716 | 2467.3716 | 23100 | 140476.3898 | 140476.3898 | 0 | 0 | 0 | 0 | 117376.3898 | 0 | 0 | 0 | 0 | 0
2022-07-05 01:00 | 0 | 0 | 186065 | 0 | 2846 | 0 | 15 | 140476.3898 | 14.0476 | 0 | 140476.3898 | 697015.1345 | 254 | 117376.3898 | 2467.3716 | 2467.3716 | 23100 | 140476.3898 | 140476.3898 | 0 | 0 | 0 | 0 | 117376.3898 | 0 | 0 | 0 | 0 | 0
2022-07-05 02:00 | 0 | 0 | 186065 | 0 | 2846 | 0 | 15 | 140476.3898 | 14.0476 | 0 | 140476.3898 | 556538.7447 | 254 | 117376.3898 | 2467.3716 | 2467.3716 | 23100 | 140476.3898 | 140476.3898 | 0 | 0 | 0 | 0 | 117376.3898 | 0 | 0 | 0 | 0 | 0
2022-07-05 03:00 | 0 | 0 | 186065 | 0 | 2846 | 0 | 15 | 140476.3898 | 14.0476 | 0 | 140476.3898 | 416062.355 | 254 | 117376.3898 | 2467.3716 | 2467.3716 | 23100 | 140476.3898 | 140476.3898 | 0 | 0 | 0 | 0 | 117376.3898 | 0 | 0 | 0 | 0 | 0
2022-07-05 04:00 | 0 | 0 | 186065 | 0 | 2846 | 0 | 15 | 140476.3898 | 14.0476 | 0 | 140476.3898 | 275585.9652 | 254 | 117376.3898 | 2467.3716 | 2467.3716 | 23100 | 140476.3898 | 140476.3898 | 0 | 0 | 0 | 0 | 117376.3898 | 0 | 0 | 0 | 0 | 0
2022-07-05 05:00 | 0.0107 | 0.00722 | 186065 | 1931.1686 | 2846 | 3435.6457 | 15 | 138545.2211 | 13.8545 | 0 | 135109.5755 | 135109.5755 | 254 | 117376.3898 | 2467.3716 | 2467.3716 | 23100 | 140476.3898 | 140476.3898 | 0 | 0 | 0 | 1931.1686 | 115445.2211 | 0 | 0 | 0 | 0 | 0
2022-07-05 06:00 | 0.13657 | 0.26239 | 186065 | 24648.5701 | 2846 | 124858.5964 | 15 | 115827.8196 | 11.5828 | 0 | 0 | 0 | 254 | 117376.3898 | 2467.3716 | 2467.3716 | 23100 | 140476.3898 | 140476.3898 | 0 | 0 | 0 | 24648.5701 | 92727.8196 | 0 | 0 | 0 | 0 | 0
2022-07-05 07:00 | 0.34112 | 0.50022 | 186065 | 61566.378 | 2846 | 238030.2873 | 15 | 78910.0117 | 7.891 | 0 | 0 | 0 | 254 | 117376.3898 | 2467.3716 | 2467.3716 | 23100 | 140476.3898 | 140476.3898 | 0 | 0 | 0 | 38466.378 | 78910.0117 | 0 | 0 | 0 | 0 | 0
2022-07-05 08:00 | 0.55965 | 0.64892 | 186065 | 101007.3389 | 2846 | 308789.3607 | 15 | 39469.0508 | 3.9469 | 0 | 0 | 0 | 254 | 117376.3898 | 2467.3716 | 2467.3716 | 23100 | 140476.3898 | 140476.3898 | 0 | 0 | 0 | 77907.3389 | 39469.0508 | 0 | 0 | 0 | 0 | 0
2022-07-05 09:00 | 0.75445 | 0.74136 | 186065 | 136165.4371 | 2846 | 352777.0456 | 15 | 4310.9527 | 0.4311 | 0 | 0 | 0 | 254 | 117376.3898 | 2467.3716 | 2467.3716 | 23100 | 140476.3898 | 140476.3898 | 0 | 0 | 0 | 117376.3898 | 0 | 0 | 0 | 0 | 0 | 0
2022-07-05 10:00 | 0.90522 | 0.80489 | 186065 | 163376.8665 | 2846 | 383007.8724 | 15 | 0 | 0 | 0 | 0 | 0 | 254 | 117376.3898 | 2467.3716 | 2467.3716 | 23100 | 140476.3898 | 140476.3898 | 0 | 0 | 0 | 117376.3898 | 0 | 0 | 0 | 0 | 0 | 0
2022-07-05 11:00 | 0.99988 | 0.87394 | 186065 | 180461.392 | 2846 | 415865.3977 | 15 | 0 | 0 | 0 | 0 | 0 | 254 | 117376.3898 | 2467.3716 | 2467.3716 | 23100 | 140476.3898 | 140476.3898 | 0 | 0 | 0 | 117376.3898 | 0 | 0 | 0 | 0 | 0 | 0
2022-07-05 12:00 | 1.0335 | 0.92491 | 186065 | 186534.6467 | 2846 | 440119.5334 | 15 | 0 | 0 | 0 | 0 | 0 | 254 | 117376.3898 | 2467.3716 | 2467.3716 | 23100 | 140476.3898 | 140476.3898 | 0 | 0 | 0 | 117376.3898 | 0 | 0 | 0 | 0 | 0 | 0
2022-07-05 13:00 | 0.9994 | 0.90445 | 186065 | 180374.7602 | 2846 | 430383.6178 | 15 | 0 | 0 | 191620.5019 | 0 | 0 | 254 | 117376.3898 | 2467.3716 | 2467.3716 | 23100 | 140476.3898 | 140476.3898 | 0 | 0 | 0 | 117376.3898 | 0 | 0 | 0 | 0 | 0 | 0
2022-07-05 14:00 | 0.90415 | 0.84927 | 186065 | 163183.7497 | 2846 | 404126.1486 | 15 | 0 | 0 | 404126.1486 | 0 | 191620.5019 | 254 | 117376.3898 | 2467.3716 | 2467.3716 | 23100 | 140476.3898 | 140476.3898 | 0 | 0 | 0 | 117376.3898 | 0 | 0 | 0 | 0 | 0 | 0
2022-07-05 15:00 | 0.75295 | 0.80868 | 186065 | 135894.7125 | 2846 | 384811.3484 | 15 | 4581.6773 | 0.45817 | 380229.6712 | 0 | 595746.6505 | 254 | 117376.3898 | 2467.3716 | 2467.3716 | 23100 | 140476.3898 | 140476.3898 | 0 | 0 | 0 | 117376.3898 | 0 | 0 | 0 | 0 | 0 | 0
2022-07-05 16:00 | 0.55855 | 0.73602 | 186065 | 100808.8076 | 2846 | 350236.0002 | 15 | 39667.5822 | 3.9668 | 310568.418 | 0 | 975976.3217 | 254 | 117376.3898 | 2467.3716 | 2467.3716 | 23100 | 140476.3898 | 140476.3898 | 0 | 0 | 0 | 100808.8076 | 16567.5822 | 0 | 0 | 0 | 0 | 0
2022-07-05 17:00 | 0.33948 | 0.5867 | 186065 | 61270.3858 | 2846 | 279181.899 | 15 | 79206.0039 | 7.9206 | 199975.8951 | 0 | 1286544.7397 | 254 | 117376.3898 | 2467.3716 | 2467.3716 | 23100 | 140476.3898 | 140476.3898 | 0 | 0 | 0 | 38170.3858 | 79206.0039 | 0 | 0 | 0 | 0 | 0
2022-07-05 18:00 | 0.12952 | 0.33871 | 186065 | 23376.1646 | 2846 | 161175.56 | 15 | 117100.2251 | 11.71 | 44075.3348 | 0 | 1486520.6348 | 254 | 117376.3898 | 2467.3716 | 2467.3716 | 23100 | 140476.3898 | 140476.3898 | 0 | 0 | 0 | 276.1646 | 117100.2251 | 0 | 0 | 0 | 0 | 0
2022-07-05 19:00 | 0.007 | 0.00759 | 186065 | 1263.3813 | 2846 | 3611.7106 | 15 | 139213.0084 | 13.9213 | 0 | 135601.2978 | 1530595.9696 | 254 | 117376.3898 | 2467.3716 | 2467.3716 | 23100 | 140476.3898 | 140476.3898 | 0 | 0 | 0 | 1263.3814 | 116113.0084 | 0 | 0 | 0 | 0 | 0
2022-07-05 20:00 | 0 | 0 | 186065 | 0 | 2846 | 0 | 15 | 140476.3898 | 14.0476 | 0 | 140476.3898 | 1394994.6718 | 254 | 117376.3898 | 2467.3716 | 2467.3716 | 23100 | 140476.3898 | 140476.3898 | 0 | 0 | 0 | 0 | 117376.3898 | 0 | 0 | 0 | 0 | 0
2022-07-05 21:00 | 0 | 0 | 186065 | 0 | 2846 | 0 | 15 | 140476.3898 | 14.0476 | 0 | 140476.3898 | 1254518.2821 | 254 | 117376.3898 | 2467.3716 | 2467.3716 | 23100 | 140476.3898 | 140476.3898 | 0 | 0 | 0 | 0 | 117376.3898 | 0 | 0 | 0 | 0 | 0
2022-07-05 22:00 | 0 | 0 | 186065 | 0 | 2846 | 0 | 15 | 140476.3898 | 14.0476 | 0 | 140476.3898 | 1114041.8923 | 254 | 117376.3898 | 2467.3716 | 2467.3716 | 23100 | 140476.3898 | 140476.3898 | 0 | 0 | 0 | 0 | 117376.3898 | 0 | 0 | 0 | 0 | 0
2022-07-05 23:00 | 0 | 0 | 186065 | 0 | 2846 | 0 | 15 | 140476.3898 | 14.0476 | 0 | 140476.3898 | 973565.5026 | 254 | 117376.3898 | 2467.3716 | 2467.3716 | 23100 | 140476.3898 | 140476.3898 | 0 | 0 | 0 | 0 | 117376.3898 | 0 | 0 | 0 | 0 | 0
2022-07-06 | 0 | 0 | 186065 | 0 | 2846 | 0 | 15 | 140443.0564 | 14.0443 | 0 | 140443.0564 | 833089.1128 | 254 | 117376.3898 | 2467.3716 | 2467.3716 | 23066.6667 | 140443.0564 | 140443.0564 | 0 | 0 | 0 | 0 | 117376.3898 | 0 | 0 | 0 | 0 | 0
2022-07-06 01:00 | 0 | 0 | 186065 | 0 | 2846 | 0 | 15 | 140443.0564 | 14.0443 | 0 | 140443.0564 | 692646.0564 | 254 | 117376.3898 | 2467.3716 | 2467.3716 | 23066.6667 | 140443.0564 | 140443.0564 | 0 | 0 | 0 | 0 | 117376.3898 | 0 | 0 | 0 | 0 | 0
2022-07-06 02:00 | 0 | 0 | 186065 | 0 | 2846 | 0 | 15 | 140443.0564 | 14.0443 | 0 | 140443.0564 | 552203 | 254 | 117376.3898 | 2467.3716 | 2467.3716 | 23066.6667 | 140443.0564 | 140443.0564 | 0 | 0 | 0 | 0 | 117376.3898 | 0 | 0 | 0 | 0 | 0
2022-07-06 03:00 | 0 | 0 | 186065 | 0 | 2846 | 0 | 15 | 140443.0564 | 14.0443 | 0 | 140443.0564 | 411759.9435 | 254 | 117376.3898 | 2467.3716 | 2467.3716 | 23066.6667 | 140443.0564 | 140443.0564 | 0 | 0 | 0 | 0 | 117376.3898 | 0 | 0 | 0 | 0 | 0
2022-07-06 04:00 | 0 | 0 | 186065 | 0 | 2846 | 0 | 15 | 140443.0564 | 14.0443 | 0 | 140443.0564 | 271316.8871 | 254 | 117376.3898 | 2467.3716 | 2467.3716 | 23066.6667 | 140443.0564 | 140443.0564 | 0 | 0 | 0 | 0 | 117376.3898 | 0 | 0 | 0 | 0 | 0
2022-07-06 05:00 | 0.0116 | 0.01571 | 186065 | 2093.6034 | 2846 | 7475.6224 | 15 | 138349.453 | 13.8349 | 0 | 130873.8307 | 130873.8307 | 254 | 117376.3898 | 2467.3716 | 2467.3716 | 23066.6667 | 140443.0564 | 140443.0564 | 0 | 0 | 0 | 0 | 117376.3898 | 0 | 0 | 0 | 0 | 0
2022-07-06 06:00 | 0.15282 | 0.39271 | 186065 | 27581.4197 | 2846 | 186871.5248 | 15 | 112861.6367 | 11.2862 | 0 | 0 | 0 | 254 | 117376.3898 | 2467.3716 | 2467.3716 | 23066.6667 | 140443.0564 | 140443.0564 | 0 | 0 | 0 | 27581.4197 | 89794.9701 | 0 | 0 | 0 | 0 | 0
2022-07-06 07:00 | 0.36823 | 0.63855 | 186065 | 66459.2735 | 2846 | 303854.7838 | 15 | 73983.7829 | 7.3984 | 0 | 0 | 0 | 254 | 117376.3898 | 2467.3716 | 2467.3716 | 23066.6667 | 140443.0564 | 140443.0564 | 0 | 0 | 0 | 43392.6068 | 73983.7829 | 0 | 0 | 0 | 0 | 0
2022-07-06 08:00 | 0.58728 | 0.76029 | 186065 | 105994.0856 | 2846 | 361784.9088 | 15 | 34448.9708 | 3.4449 | 0 | 0 | 0 | 254 | 117376.3898 | 2467.3716 | 2467.3716 | 23066.6667 | 140443.0564 | 140443.0564 | 0 | 0 | 0 | 82927.4189 | 34448.9708 | 0 | 0 | 0 | 0 | 0
2022-07-06 09:00 | 0.7807 | 0.83136 | 186065 | 140903.1171 | 2846 | 395603.6536 | 15 | 0 | 0 | 0 | 0 | 0 | 254 | 117376.3898 | 2467.3716 | 2467.3716 | 23066.6667 | 140443.0564 | 140443.0564 | 0 | 0 | 0 | 117376.3898 | 0 | 0 | 0 | 0 | 0 | 0
2022-07-06 10:00 | 0.93058 | 0.88053 | 186065 | 167953.9167 | 2846 | 419001.2571 | 15 | 0 | 0 | 0 | 0 | 0 | 254 | 117376.3898 | 2467.3716 | 2467.3716 | 23066.6667 | 140443.0564 | 140443.0564 | 0 | 0 | 0 | 117376.3898 | 0 | 0 | 0 | 0 | 0 | 0
2022-07-06 11:00 | 1.0251 | 0.94233 | 186065 | 185013.1746 | 2846 | 448408.8613 | 15 | 0 | 0 | 0 | 0 | 0 | 254 | 117376.3898 | 2467.3716 | 2467.3716 | 23066.6667 | 140443.0564 | 140443.0564 | 0 | 0 | 0 | 117376.3898 | 0 | 0 | 0 | 0 | 0 | 0
2022-07-06 12:00 | 1.0482 | 0.93149 | 186065 | 189173.3089 | 2846 | 443250.6343 | 15 | 0 | 0 | 0 | 0 | 0 | 254 | 117376.3898 | 2467.3716 | 2467.3716 | 23066.6667 | 140443.0564 | 140443.0564 | 0 | 0 | 0 | 117376.3898 | 0 | 0 | 0 | 0 | 0 | 0
2022-07-06 13:00 | 1.0122 | 0.89669 | 186065 | 182688.5529 | 2846 | 426691.0125 | 15 | 0 | 0 | 275486.8951 | 0 | 0 | 254 | 117376.3898 | 2467.3716 | 2467.3716 | 23066.6667 | 140443.0564 | 140443.0564 | 0 | 0 | 0 | 117376.3898 | 0 | 0 | 0 | 0 | 0 | 0
2022-07-06 14:00 | 0.91288 | 0.82729 | 186065 | 164759.3667 | 2846 | 393666.9392 | 15 | 0 | 0 | 393666.9392 | 0 | 275486.8951 | 254 | 117376.3898 | 2467.3716 | 2467.3716 | 23066.6667 | 140443.0564 | 140443.0564 | 0 | 0 | 0 | 117376.3898 | 0 | 0 | 0 | 0 | 0 | 0
2022-07-06 15:00 | 0.75703 | 0.77408 | 186065 | 136631.0833 | 2846 | 368346.8969 | 15 | 3811.9731 | 0.3812 | 364534.9238 | 0 | 669153.8344 | 254 | 117376.3898 | 2467.3716 | 2467.3716 | 23066.6667 | 140443.0564 | 140443.0564 | 0 | 0 | 0 | 117376.3898 | 0 | 0 | 0 | 0 | 0 | 0
2022-07-06 16:00 | 0.55895 | 0.69737 | 186065 | 100881.0008 | 2846 | 331844.3513 | 15 | 39562.0556 | 3.9562 | 292282.2957 | 0 | 1033688.7582 | 254 | 117376.3898 | 2467.3716 | 2467.3716 | 23066.6667 | 140443.0564 | 140443.0564 | 0 | 0 | 0 | 100881.0008 | 16495.389 | 0 | 0 | 0 | 0 | 0
2022-07-06 17:00 | 0.33748 | 0.55345 | 186065 | 60909.4197 | 2846 | 263359.8466 | 15 | 79533.6367 | 7.9534 | 183826.2099 | 0 | 1325971.0539 | 254 | 117376.3898 | 2467.3716 | 2467.3716 | 23066.6667 | 140443.0564 | 140443.0564 | 0 | 0 | 0 | 37842.753 | 79533.6367 | 0 | 0 | 0 | 0 | 0
2022-07-06 18:00 | 0.12705 | 0.30031 | 186065 | 22930.3715 | 2846 | 142902.8739 | 15 | 117512.6849 | 11.7513 | 25390.189 | 0 | 1509797.2638 | 254 | 117376.3898 | 2467.3716 | 2467.3716 | 23066.6667 | 140443.0564 | 140443.0564 | 0 | 0 | 0 | 22930.3715 | 94446.0183 | 0 | 0 | 0 | 0 | 0
2022-07-06 19:00 | 0.00685 | 0.00358 | 186065 | 1236.3089 | 2846 | 1703.5473 | 15 | 139206.7475 | 13.9207 | 0 | 137503.2002 | 1535187.4528 | 254 | 117376.3898 | 2467.3716 | 2467.3716 | 23066.6667 | 140443.0564 | 140443.0564 | 0 | 0 | 0 | 0 | 117376.3898 | 0 | 0 | 0 | 0 | 0
2022-07-06 20:00 | 0 | 0 | 186065 | 0 | 2846 | 0 | 15 | 140443.0564 | 14.0443 | 0 | 140443.0564 | 1397684.2526 | 254 | 117376.3898 | 2467.3716 | 2467.3716 | 23066.6667 | 140443.0564 | 140443.0564 | 0 | 0 | 0 | 0 | 117376.3898 | 0 | 0 | 0 | 0 | 0
2022-07-06 21:00 | 0 | 0 | 186065 | 0 | 2846 | 0 | 15 | 140443.0564 | 14.0443 | 0 | 140443.0564 | 1257241.1961 | 254 | 117376.3898 | 2467.3716 | 2467.3716 | 23066.6667 | 140443.0564 | 140443.0564 | 0 | 0 | 0 | 0 | 117376.3898 | 0 | 0 | 0 | 0 | 0
2022-07-06 22:00 | 0 | 0 | 186065 | 0 | 2846 | 0 | 15 | 140443.0564 | 14.0443 | 0 | 140443.0564 | 1116798.1397 | 254 | 117376.3898 | 2467.3716 | 2467.3716 | 23066.6667 | 140443.0564 | 140443.0564 | 0 | 0 | 0 | 0 | 117376.3898 | 0 | 0 | 0 | 0 | 0
2022-07-06 23:00 | 0 | 0 | 186065 | 0 | 2846 | 0 | 15 | 140443.0564 | 14.0443 | 0 | 140443.0564 | 976355.0833 | 254 | 117376.3898 | 2467.3716 | 2467.3716 | 23066.6667 | 140443.0564 | 140443.0564 | 0 | 0 | 0 | 0 | 117376.3898 | 0 | 0 | 0 | 0 | 0
2022-07-07 | 0 | 0 | 186065 | 0 | 2846 | 0 | 15 | 140418.0564 | 14.0418 | 0 | 140418.0564 | 835912.0269 | 254 | 117376.3898 | 2467.3716 | 2467.3716 | 23041.6667 | 140418.0564 | 140418.0564 | 0 | 0 | 0 | 0 | 117376.3898 | 0 | 0 | 0 | 0 | 0
2022-07-07 01:00 | 0 | 0 | 186065 | 0 | 2846 | 0 | 15 | 140418.0564 | 14.0418 | 0 | 140418.0564 | 695493.9704 | 254 | 117376.3898 | 2467.3716 | 2467.3716 | 23041.6667 | 140418.0564 | 140418.0564 | 0 | 0 | 0 | 0 | 117376.3898 | 0 | 0 | 0 | 0 | 0
2022-07-07 02:00 | 0 | 0 | 186065 | 0 | 2846 | 0 | 15 | 140418.0564 | 14.0418 | 0 | 140418.0564 | 555075.914 | 254 | 117376.3898 | 2467.3716 | 2467.3716 | 23041.6667 | 140418.0564 | 140418.0564 | 0 | 0 | 0 | 0 | 117376.3898 | 0 | 0 | 0 | 0 | 0
2022-07-07 03:00 | 0 | 0 | 186065 | 0 | 2846 | 0 | 15 | 140418.0564 | 14.0418 | 0 | 140418.0564 | 414657.8576 | 254 | 117376.3898 | 2467.3716 | 2467.3716 | 23041.6667 | 140418.0564 | 140418.0564 | 0 | 0 | 0 | 0 | 117376.3898 | 0 | 0 | 0 | 0 | 0
2022-07-07 04:00 | 0 | 0 | 186065 | 0 | 2846 | 0 | 15 | 140418.0564 | 14.0418 | 0 | 140418.0564 | 274239.8012 | 254 | 117376.3898 | 2467.3716 | 2467.3716 | 23041.6667 | 140418.0564 | 140418.0564 | 0 | 0 | 0 | 0 | 117376.3898 | 0 | 0 | 0 | 0 | 0
2022-07-07 05:00 | 0.011 | 0.00969 | 186065 | 1985.3135 | 2846 | 4610.9981 | 15 | 138432.7429 | 13.8433 | 0 | 133821.7447 | 133821.7447 | 254 | 117376.3898 | 2467.3716 | 2467.3716 | 23041.6667 | 140418.0564 | 140418.0564 | 0 | 0 | 0 | 0 | 117376.3898 | 0 | 0 | 0 | 0 | 0
2022-07-07 06:00 | 0.14732 | 0.3491 | 186065 | 26588.7629 | 2846 | 166119.6539 | 15 | 113829.2935 | 11.3829 | 0 | 0 | 0 | 254 | 117376.3898 | 2467.3716 | 2467.3716 | 23041.6667 | 140418.0564 | 140418.0564 | 0 | 0 | 0 | 26588.7629 | 90787.6268 | 0 | 0 | 0 | 0 | 0
2022-07-07 07:00 | 0.36023 | 0.59339 | 186065 | 65015.4091 | 2846 | 282365.3436 | 15 | 75402.6473 | 7.5403 | 0 | 0 | 0 | 254 | 117376.3898 | 2467.3716 | 2467.3716 | 23041.6667 | 140418.0564 | 140418.0564 | 0 | 0 | 0 | 41973.7424 | 75402.6473 | 0 | 0 | 0 | 0 | 0
2022-07-07 08:00 | 0.5794 | 0.72414 | 186065 | 104571.8792 | 2846 | 344582.888 | 15 | 35846.1773 | 3.5846 | 0 | 0 | 0 | 254 | 117376.3898 | 2467.3716 | 2467.3716 | 23041.6667 | 140418.0564 | 140418.0564 | 0 | 0 | 0 | 81530.2125 | 35846.1773 | 0 | 0 | 0 | 0 | 0
2022-07-07 09:00 | 0.7739 | 0.80643 | 186065 | 139675.8324 | 2846 | 383740.6832 | 15 | 742.224 | 0.074222 | 0 | 0 | 0 | 254 | 117376.3898 | 2467.3716 | 2467.3716 | 23041.6667 | 140418.0564 | 140418.0564 | 0 | 0 | 0 | 116634.1657 | 742.224 | 0 | 0 | 0 | 0 | 0
2022-07-07 10:00 | 0.92488 | 0.84752 | 186065 | 166925.1633 | 2846 | 403293.409 | 15 | 0 | 0 | 0 | 0 | 0 | 254 | 117376.3898 | 2467.3716 | 2467.3716 | 23041.6667 | 140418.0564 | 140418.0564 | 0 | 0 | 0 | 117376.3898 | 0 | 0 | 0 | 0 | 0 | 0
2022-07-07 11:00 | 1.0187 | 0.91242 | 186065 | 183861.6927 | 2846 | 434176.1519 | 15 | 0 | 0 | 0 | 0 | 0 | 254 | 117376.3898 | 2467.3716 | 2467.3716 | 23041.6667 | 140418.0564 | 140418.0564 | 0 | 0 | 0 | 117376.3898 | 0 | 0 | 0 | 0 | 0 | 0
2022-07-07 12:00 | 1.033 | 0.87459 | 186065 | 186433.5762 | 2846 | 416174.701 | 15 | 0 | 0 | 3428.9551 | 0 | 0 | 254 | 117376.3898 | 2467.3716 | 2467.3716 | 23041.6667 | 140418.0564 | 140418.0564 | 0 | 0 | 0 | 117376.3898 | 0 | 0 | 0 | 0 | 0 | 0
2022-07-07 13:00 | 0.9972 | 0.84692 | 186065 | 179977.6975 | 2846 | 403007.8983 | 15 | 0 | 0 | 403007.8983 | 0 | 3428.9551 | 254 | 117376.3898 | 2467.3716 | 2467.3716 | 23041.6667 | 140418.0564 | 140418.0564 | 0 | 0 | 0 | 117376.3898 | 0 | 0 | 0 | 0 | 0 | 0
2022-07-07 14:00 | 0.89685 | 0.78342 | 186065 | 161866.2234 | 2846 | 372791.3471 | 15 | 0 | 0 | 372791.3471 | 0 | 406436.8534 | 254 | 117376.3898 | 2467.3716 | 2467.3716 | 23041.6667 | 140418.0564 | 140418.0564 | 0 | 0 | 0 | 117376.3898 | 0 | 0 | 0 | 0 | 0 | 0
2022-07-07 15:00 | 0.7415 | 0.73221 | 186065 | 133828.1816 | 2846 | 348423.0072 | 15 | 6589.8748 | 0.65899 | 341833.1323 | 0 | 779228.2005 | 254 | 117376.3898 | 2467.3716 | 2467.3716 | 23041.6667 | 140418.0564 | 140418.0564 | 0 | 0 | 0 | 110786.5149 | 6589.8748 | 0 | 0 | 0 | 0 | 0
2022-07-07 16:00 | 0.54308 | 0.64705 | 186065 | 98016.7348 | 2846 | 307899.519 | 15 | 42401.3216 | 4.2401 | 265498.1973 | 0 | 1121061.3328 | 254 | 117376.3898 | 2467.3716 | 2467.3716 | 23041.6667 | 140418.0564 | 140418.0564 | 0 | 0 | 0 | 98016.7348 | 19359.655 | 0 | 0 | 0 | 0 | 0
2022-07-07 17:00 | 0.32277 | 0.49356 | 186065 | 58254.514 | 2846 | 234861.1183 | 15 | 82163.5424 | 8.2164 | 152697.5759 | 0 | 1386559.5302 | 254 | 117376.3898 | 2467.3716 | 2467.3716 | 23041.6667 | 140418.0564 | 140418.0564 | 0 | 0 | 0 | 35212.8474 | 82163.5424 | 0 | 0 | 0 | 0 | 0
2022-07-07 18:00 | 0.11905 | 0.24576 | 186065 | 21486.5071 | 2846 | 116945.1909 | 15 | 118931.5493 | 11.8932 | 0 | 1986.3584 | 1539257.1061 | 254 | 117376.3898 | 2467.3716 | 2467.3716 | 23041.6667 | 140418.0564 | 140418.0564 | 0 | 0 | 0 | 0 | 117376.3898 | 0 | 0 | 0 | 0 | 0
2022-07-07 19:00 | 0.0064 | 0.00232 | 186065 | 1155.0915 | 2846 | 1103.9748 | 15 | 139262.9649 | 13.9263 | 0 | 138158.9901 | 1537270.7477 | 254 | 117376.3898 | 2467.3716 | 2467.3716 | 23041.6667 | 140418.0564 | 140418.0564 | 0 | 0 | 0 | 0 | 117376.3898 | 0 | 0 | 0 | 0 | 0
2022-07-07 20:00 | 0 | 0 | 186065 | 0 | 2846 | 0 | 15 | 140418.0564 | 14.0418 | 0 | 140418.0564 | 1399111.7575 | 254 | 117376.3898 | 2467.3716 | 2467.3716 | 23041.6667 | 140418.0564 | 140418.0564 | 0 | 0 | 0 | 0 | 117376.3898 | 0 | 0 | 0 | 0 | 0
2022-07-07 21:00 | 0 | 0 | 186065 | 0 | 2846 | 0 | 15 | 140418.0564 | 14.0418 | 0 | 140418.0564 | 1258693.7011 | 254 | 117376.3898 | 2467.3716 | 2467.3716 | 23041.6667 | 140418.0564 | 140418.0564 | 0 | 0 | 0 | 0 | 117376.3898 | 0 | 0 | 0 | 0 | 0
2022-07-07 22:00 | 0 | 0 | 186065 | 0 | 2846 | 0 | 15 | 140418.0564 | 14.0418 | 0 | 140418.0564 | 1118275.6447 | 254 | 117376.3898 | 2467.3716 | 2467.3716 | 23041.6667 | 140418.0564 | 140418.0564 | 0 | 0 | 0 | 0 | 117376.3898 | 0 | 0 | 0 | 0 | 0
2022-07-07 23:00 | 0 | 0 | 186065 | 0 | 2846 | 0 | 15 | 140418.0564 | 14.0418 | 0 | 140418.0564 | 977857.5883 | 254 | 117376.3898 | 2467.3716 | 2467.3716 | 23041.6667 | 140418.0564 | 140418.0564 | 0 | 0 | 0 | 0 | 117376.3898 | 0 | 0 | 0 | 0 | 0
2022-07-08 | 0 | 0 | 186065 | 0 | 2846 | 0 | 15 | 140397.2231 | 14.0397 | 0 | 140397.2231 | 837439.5318 | 254 | 117376.3898 | 2467.3716 | 2467.3716 | 23020.8333 | 140397.2231 | 140397.2231 | 0 | 0 | 0 | 0 | 117376.3898 | 0 | 0 | 0 | 0 | 0
2022-07-08 01:00 | 0 | 0 | 186065 | 0 | 2846 | 0 | 15 | 140397.2231 | 14.0397 | 0 | 140397.2231 | 697042.3088 | 254 | 117376.3898 | 2467.3716 | 2467.3716 | 23020.8333 | 140397.2231 | 140397.2231 | 0 | 0 | 0 | 0 | 117376.3898 | 0 | 0 | 0 | 0 | 0
2022-07-08 02:00 | 0 | 0 | 186065 | 0 | 2846 | 0 | 15 | 140397.2231 | 14.0397 | 0 | 140397.2231 | 556645.0857 | 254 | 117376.3898 | 2467.3716 | 2467.3716 | 23020.8333 | 140397.2231 | 140397.2231 | 0 | 0 | 0 | 0 | 117376.3898 | 0 | 0 | 0 | 0 | 0
2022-07-08 03:00 | 0 | 0 | 186065 | 0 | 2846 | 0 | 15 | 140397.2231 | 14.0397 | 0 | 140397.2231 | 416247.8626 | 254 | 117376.3898 | 2467.3716 | 2467.3716 | 23020.8333 | 140397.2231 | 140397.2231 | 0 | 0 | 0 | 0 | 117376.3898 | 0 | 0 | 0 | 0 | 0
2022-07-08 04:00 | 0 | 0 | 186065 | 0 | 2846 | 0 | 15 | 140397.2231 | 14.0397 | 0 | 140397.2231 | 275850.6395 | 254 | 117376.3898 | 2467.3716 | 2467.3716 | 23020.8333 | 140397.2231 | 140397.2231 | 0 | 0 | 0 | 0 | 117376.3898 | 0 | 0 | 0 | 0 | 0
2022-07-08 05:00 | 0.01007 | 0.00657 | 186065 | 1817.4643 | 2846 | 3126.3424 | 15 | 138579.7588 | 13.858 | 0 | 135453.4164 | 135453.4164 | 254 | 117376.3898 | 2467.3716 | 2467.3716 | 23020.8333 | 140397.2231 | 140397.2231 | 0 | 0 | 0 | 1817.4643 | 115558.9254 | 0 | 0 | 0 | 0 | 0
2022-07-08 06:00 | 0.1395 | 0.29581 | 186065 | 25177.3855 | 2846 | 140761.5435 | 15 | 115219.8376 | 11.522 | 0 | 0 | 0 | 254 | 117376.3898 | 2467.3716 | 2467.3716 | 23020.8333 | 140397.2231 | 140397.2231 | 0 | 0 | 0 | 2156.5521 | 115219.8376 | 0 | 0 | 0 | 0 | 0
2022-07-08 07:00 | 0.3478 | 0.53413 | 186065 | 62772.0048 | 2846 | 254166.4015 | 15 | 77625.2183 | 7.7625 | 0 | 0 | 0 | 254 | 117376.3898 | 2467.3716 | 2467.3716 | 23020.8333 | 140397.2231 | 140397.2231 | 0 | 0 | 0 | 39751.1715 | 77625.2183 | 0 | 0 | 0 | 0 | 0
2022-07-08 08:00 | 0.56683 | 0.67228 | 186065 | 102303.2072 | 2846 | 319905.2447 | 15 | 38094.0159 | 3.8094 | 0 | 0 | 0 | 254 | 117376.3898 | 2467.3716 | 2467.3716 | 23020.8333 | 140397.2231 | 140397.2231 | 0 | 0 | 0 | 102303.2072 | 15073.1825 | 0 | 0 | 0 | 0 | 0
2022-07-08 09:00 | 0.76212 | 0.75409 | 186065 | 137549.7421 | 2846 | 358834.6314 | 15 | 2847.481 | 0.28475 | 0 | 0 | 0 | 254 | 117376.3898 | 2467.3716 | 2467.3716 | 23020.8333 | 140397.2231 | 140397.2231 | 0 | 0 | 0 | 114528.9087 | 2847.481 | 0 | 0 | 0 | 0 | 0
2022-07-08 10:00 | 0.91388 | 0.80821 | 186065 | 164939.8497 | 2846 | 384587.6984 | 15 | 0 | 0 | 0 | 0 | 0 | 254 | 117376.3898 | 2467.3716 | 2467.3716 | 23020.8333 | 140397.2231 | 140397.2231 | 0 | 0 | 0 | 117376.3898 | 0 | 0 | 0 | 0 | 0 | 0
2022-07-08 11:00 | 1.0063 | 0.86681 | 186065 | 181620.0932 | 2846 | 412472.5787 | 15 | 0 | 0 | 0 | 0 | 0 | 254 | 117376.3898 | 2467.3716 | 2467.3716 | 23020.8333 | 140397.2231 | 140397.2231 | 0 | 0 | 0 | 117376.3898 | 0 | 0 | 0 | 0 | 0 | 0
2022-07-08 12:00 | 1.0118 | 0.80716 | 186065 | 182618.1645 | 2846 | 384088.0546 | 15 | 0 | 0 | 131758.8841 | 0 | 0 | 254 | 117376.3898 | 2467.3716 | 2467.3716 | 23020.8333 | 140397.2231 | 140397.2231 | 0 | 0 | 0 | 117376.3898 | 0 | 0 | 0 | 0 | 0 | 0
2022-07-08 13:00 | 0.97708 | 0.78585 | 186065 | 176346.3785 | 2846 | 373947.6655 | 15 | 0 | 0 | 373947.6655 | 0 | 131758.8841 | 254 | 117376.3898 | 2467.3716 | 2467.3716 | 23020.8333 | 140397.2231 | 140397.2231 | 0 | 0 | 0 | 117376.3898 | 0 | 0 | 0 | 0 | 0 | 0
2022-07-08 14:00 | 0.87915 | 0.73165 | 186065 | 158671.6734 | 2846 | 348156.5305 | 15 | 0 | 0 | 348156.5305 | 0 | 505706.5497 | 254 | 117376.3898 | 2467.3716 | 2467.3716 | 23020.8333 | 140397.2231 | 140397.2231 | 0 | 0 | 0 | 117376.3898 | 0 | 0 | 0 | 0 | 0 | 0
2022-07-08 15:00 | 0.726 | 0.68703 | 186065 | 131030.6943 | 2846 | 326924.0499 | 15 | 9366.5288 | 0.93665 | 317557.5211 | 0 | 853863.0801 | 254 | 117376.3898 | 2467.3716 | 2467.3716 | 23020.8333 | 140397.2231 | 140397.2231 | 0 | 0 | 0 | 108009.861 | 9366.5288 | 0 | 0 | 0 | 0 | 0
2022-07-08 16:00 | 0.53065 | 0.60792 | 186065 | 95773.3305 | 2846 | 289279.4615 | 15 | 44623.8926 | 4.4624 | 244655.5689 | 0 | 1171420.6013 | 254 | 117376.3898 | 2467.3716 | 2467.3716 | 23020.8333 | 140397.2231 | 140397.2231 | 0 | 0 | 0 | 72752.4971 | 44623.8926 | 0 | 0 | 0 | 0 | 0
2022-07-08 17:00 | 0.3138 | 0.45282 | 186065 | 56635.5811 | 2846 | 215474.9404 | 15 | 83761.642 | 8.3762 | 131713.2984 | 0 | 1416076.1702 | 254 | 117376.3898 | 2467.3716 | 2467.3716 | 23020.8333 | 140397.2231 | 140397.2231 | 0 | 0 | 0 | 56635.5811 | 60740.8087 | 0 | 0 | 0 | 0 | 0
2022-07-08 18:00 | 0.11607 | 0.22807 | 186065 | 20948.6676 | 2846 | 108527.3832 | 15 | 119448.5555 | 11.9449 | 0 | 10921.1723 | 1547789.4686 | 254 | 117376.3898 | 2467.3716 | 2467.3716 | 23020.8333 | 140397.2231 | 140397.2231 | 0 | 0 | 0 | 0 | 117376.3898 | 0 | 0 | 0 | 0 | 0
2022-07-08 19:00 | 0.0061 | 0.00209 | 186065 | 1100.9466 | 2846 | 994.529 | 15 | 139296.2765 | 13.9296 | 0 | 138301.7475 | 1536868.2963 | 254 | 117376.3898 | 2467.3716 | 2467.3716 | 23020.8333 | 140397.2231 | 140397.2231 | 0 | 0 | 0 | 0 | 117376.3898 | 0 | 0 | 0 | 0 | 0
2022-07-08 20:00 | 0 | 0 | 186065 | 0 | 2846 | 0 | 15 | 140397.2231 | 14.0397 | 0 | 140397.2231 | 1398566.5488 | 254 | 117376.3898 | 2467.3716 | 2467.3716 | 23020.8333 | 140397.2231 | 140397.2231 | 0 | 0 | 0 | 0 | 117376.3898 | 0 | 0 | 0 | 0 | 0
2022-07-08 21:00 | 0 | 0 | 186065 | 0 | 2846 | 0 | 15 | 140397.2231 | 14.0397 | 0 | 140397.2231 | 1258169.3257 | 254 | 117376.3898 | 2467.3716 | 2467.3716 | 23020.8333 | 140397.2231 | 140397.2231 | 0 | 0 | 0 | 0 | 117376.3898 | 0 | 0 | 0 | 0 | 0
2022-07-08 22:00 | 0 | 0 | 186065 | 0 | 2846 | 0 | 15 | 140397.2231 | 14.0397 | 0 | 140397.2231 | 1117772.1026 | 254 | 117376.3898 | 2467.3716 | 2467.3716 | 23020.8333 | 140397.2231 | 140397.2231 | 0 | 0 | 0 | 0 | 117376.3898 | 0 | 0 | 0 | 0 | 0
2022-07-08 23:00 | 0 | 0 | 186065 | 0 | 2846 | 0 | 15 | 140397.2231 | 14.0397 | 0 | 140397.2231 | 977374.8795 | 254 | 117376.3898 | 2467.3716 | 2467.3716 | 23020.8333 | 140397.2231 | 140397.2231 | 0 | 0 | 0 | 0 | 117376.3898 | 0 | 0 | 0 | 0 | 0
2022-07-09 | 0 | 0 | 186065 | 0 | 2846 | 0 | 15 | 140480.5564 | 14.0481 | 0 | 140480.5564 | 836977.6564 | 254 | 117376.3898 | 2467.3716 | 2467.3716 | 23104.1667 | 140480.5564 | 140480.5564 | 0 | 0 | 0 | 0 | 117376.3898 | 0 | 0 | 0 | 0 | 0
2022-07-09 01:00 | 0 | 0 | 186065 | 0 | 2846 | 0 | 15 | 140480.5564 | 14.0481 | 0 | 140480.5564 | 696497.1 | 254 | 117376.3898 | 2467.3716 | 2467.3716 | 23104.1667 | 140480.5564 | 140480.5564 | 0 | 0 | 0 | 0 | 117376.3898 | 0 | 0 | 0 | 0 | 0
2022-07-09 02:00 | 0 | 0 | 186065 | 0 | 2846 | 0 | 15 | 140480.5564 | 14.0481 | 0 | 140480.5564 | 556016.5436 | 254 | 117376.3898 | 2467.3716 | 2467.3716 | 23104.1667 | 140480.5564 | 140480.5564 | 0 | 0 | 0 | 0 | 117376.3898 | 0 | 0 | 0 | 0 | 0
2022-07-09 03:00 | 0 | 0 | 186065 | 0 | 2846 | 0 | 15 | 140480.5564 | 14.0481 | 0 | 140480.5564 | 415535.9872 | 254 | 117376.3898 | 2467.3716 | 2467.3716 | 23104.1667 | 140480.5564 | 140480.5564 | 0 | 0 | 0 | 0 | 117376.3898 | 0 | 0 | 0 | 0 | 0
2022-07-09 04:00 | 0 | 0 | 186065 | 0 | 2846 | 0 | 15 | 140480.5564 | 14.0481 | 0 | 140480.5564 | 275055.4307 | 254 | 117376.3898 | 2467.3716 | 2467.3716 | 23104.1667 | 140480.5564 | 140480.5564 | 0 | 0 | 0 | 0 | 117376.3898 | 0 | 0 | 0 | 0 | 0
2022-07-09 05:00 | 0.0101 | 0.00858 | 186065 | 1822.8788 | 2846 | 4082.8033 | 15 | 138657.6776 | 13.8658 | 0 | 134574.8743 | 134574.8743 | 254 | 117376.3898 | 2467.3716 | 2467.3716 | 23104.1667 | 140480.5564 | 140480.5564 | 0 | 0 | 0 | 0 | 117376.3898 | 0 | 0 | 0 | 0 | 0
2022-07-09 06:00 | 0.14398 | 0.33701 | 186065 | 25985.9495 | 2846 | 160366.6129 | 15 | 114494.6069 | 11.4495 | 0 | 0 | 0 | 254 | 117376.3898 | 2467.3716 | 2467.3716 | 23104.1667 | 140480.5564 | 140480.5564 | 0 | 0 | 0 | 25985.9495 | 91390.4402 | 0 | 0 | 0 | 0 | 0
2022-07-09 07:00 | 0.35752 | 0.58032 | 186065 | 64526.3 | 2846 | 276145.9684 | 15 | 75954.2564 | 7.5954 | 0 | 0 | 0 | 254 | 117376.3898 | 2467.3716 | 2467.3716 | 23104.1667 | 140480.5564 | 140480.5564 | 0 | 0 | 0 | 41422.1334 | 75954.2564 | 0 | 0 | 0 | 0 | 0
2022-07-09 08:00 | 0.5801 | 0.72106 | 186065 | 104698.2173 | 2846 | 343117.2663 | 15 | 35782.3391 | 3.5782 | 0 | 0 | 0 | 254 | 117376.3898 | 2467.3716 | 2467.3716 | 23104.1667 | 140480.5564 | 140480.5564 | 0 | 0 | 0 | 81594.0506 | 35782.3391 | 0 | 0 | 0 | 0 | 0
2022-07-09 09:00 | 0.77745 | 0.80475 | 186065 | 140316.5472 | 2846 | 382941.2532 | 15 | 164.0092 | 0.016401 | 0 | 0 | 0 | 254 | 117376.3898 | 2467.3716 | 2467.3716 | 23104.1667 | 140480.5564 | 140480.5564 | 0 | 0 | 0 | 117376.3898 | 0 | 0 | 0 | 0 | 0 | 0
2022-07-09 10:00 | 0.92847 | 0.86031 | 186065 | 167573.0974 | 2846 | 409379.5459 | 15 | 0 | 0 | 0 | 0 | 0 | 254 | 117376.3898 | 2467.3716 | 2467.3716 | 23104.1667 | 140480.5564 | 140480.5564 | 0 | 0 | 0 | 117376.3898 | 0 | 0 | 0 | 0 | 0 | 0
2022-07-09 11:00 | 1.0217 | 0.92413 | 186065 | 184408.5563 | 2846 | 439748.3695 | 15 | 0 | 0 | 0 | 0 | 0 | 254 | 117376.3898 | 2467.3716 | 2467.3716 | 23104.1667 | 140480.5564 | 140480.5564 | 0 | 0 | 0 | 117376.3898 | 0 | 0 | 0 | 0 | 0 | 0
2022-07-09 12:00 | 1.0261 | 0.85629 | 186065 | 185197.2673 | 2846 | 407466.624 | 15 | 0 | 0 | 0 | 0 | 0 | 254 | 117376.3898 | 2467.3716 | 2467.3716 | 23104.1667 | 140480.5564 | 140480.5564 | 0 | 0 | 0 | 117376.3898 | 0 | 0 | 0 | 0 | 0 | 0
2022-07-09 13:00 | 0.99255 | 0.83595 | 186065 | 179138.4513 | 2846 | 397787.8106 | 15 | 0 | 0 | 379355.5892 | 0 | 0 | 254 | 117376.3898 | 2467.3716 | 2467.3716 | 23104.1667 | 140480.5564 | 140480.5564 | 0 | 0 | 0 | 117376.3898 | 0 | 0 | 0 | 0 | 0 | 0
2022-07-09 14:00 | 0.8951 | 0.78129 | 186065 | 161550.3781 | 2846 | 371777.784 | 15 | 0 | 0 | 371777.784 | 0 | 379355.5892 | 254 | 117376.3898 | 2467.3716 | 2467.3716 | 23104.1667 | 140480.5564 | 140480.5564 | 0 | 0 | 0 | 117376.3898 | 0 | 0 | 0 | 0 | 0 | 0
2022-07-09 15:00 | 0.7418 | 0.7375 | 186065 | 133882.3265 | 2846 | 350940.26 | 15 | 6598.2299 | 0.65982 | 344342.0301 | 0 | 751133.3733 | 254 | 117376.3898 | 2467.3716 | 2467.3716 | 23104.1667 | 140480.5564 | 140480.5564 | 0 | 0 | 0 | 110778.1598 | 6598.2299 | 0 | 0 | 0 | 0 | 0
2022-07-09 16:00 | 0.54605 | 0.66055 | 186065 | 98552.7695 | 2846 | 314323.5102 | 15 | 41927.787 | 4.1928 | 272395.7232 | 0 | 1095475.4033 | 254 | 117376.3898 | 2467.3716 | 2467.3716 | 23104.1667 | 140480.5564 | 140480.5564 | 0 | 0 | 0 | 98552.7695 | 18823.6203 | 0 | 0 | 0 | 0 | 0
2022-07-09 17:00 | 0.32738 | 0.51585 | 186065 | 59086.5409 | 2846 | 245467.8415 | 15 | 81394.0155 | 8.1394 | 164073.826 | 0 | 1367871.1265 | 254 | 117376.3898 | 2467.3716 | 2467.3716 | 23104.1667 | 140480.5564 | 140480.5564 | 0 | 0 | 0 | 35982.3742 | 81394.0155 | 0 | 0 | 0 | 0 | 0
2022-07-09 18:00 | 0.12207 | 0.26862 | 186065 | 22031.5659 | 2846 | 127823.1493 | 15 | 118448.9905 | 11.8449 | 9374.1588 | 0 | 1531944.9525 | 254 | 117376.3898 | 2467.3716 | 2467.3716 | 23104.1667 | 140480.5564 | 140480.5564 | 0 | 0 | 0 | 0 | 117376.3898 | 0 | 0 | 0 | 0 | 0
2022-07-09 19:00 | 0.00657 | 0.00358 | 186065 | 1185.7736 | 2846 | 1703.5473 | 15 | 139294.7828 | 13.9295 | 0 | 137591.2355 | 1541319.1114 | 254 | 117376.3898 | 2467.3716 | 2467.3716 | 23104.1667 | 140480.5564 | 140480.5564 | 0 | 0 | 0 | 0 | 117376.3898 | 0 | 0 | 0 | 0 | 0
2022-07-09 20:00 | 0 | 0 | 186065 | 0 | 2846 | 0 | 15 | 140480.5564 | 14.0481 | 0 | 140480.5564 | 1403727.8759 | 254 | 117376.3898 | 2467.3716 | 2467.3716 | 23104.1667 | 140480.5564 | 140480.5564 | 0 | 0 | 0 | 0 | 117376.3898 | 0 | 0 | 0 | 0 | 0
2022-07-09 21:00 | 0 | 0 | 186065 | 0 | 2846 | 0 | 15 | 140480.5564 | 14.0481 | 0 | 140480.5564 | 1263247.3195 | 254 | 117376.3898 | 2467.3716 | 2467.3716 | 23104.1667 | 140480.5564 | 140480.5564 | 0 | 0 | 0 | 0 | 117376.3898 | 0 | 0 | 0 | 0 | 0
2022-07-09 22:00 | 0 | 0 | 186065 | 0 | 2846 | 0 | 15 | 140480.5564 | 14.0481 | 0 | 140480.5564 | 1122766.763 | 254 | 117376.3898 | 2467.3716 | 2467.3716 | 23104.1667 | 140480.5564 | 140480.5564 | 0 | 0 | 0 | 0 | 117376.3898 | 0 | 0 | 0 | 0 | 0
2022-07-09 23:00 | 0 | 0 | 186065 | 0 | 2846 | 0 | 15 | 140480.5564 | 14.0481 | 0 | 140480.5564 | 982286.2066 | 254 | 117376.3898 | 2467.3716 | 2467.3716 | 23104.1667 | 140480.5564 | 140480.5564 | 0 | 0 | 0 | 0 | 117376.3898 | 0 | 0 | 0 | 0 | 0
2022-07-10 | 0 | 0 | 186065 | 0 | 2846 | 0 | 15 | 141159.7231 | 14.116 | 0 | 141159.7231 | 841805.6502 | 254 | 117376.3898 | 2467.3716 | 2467.3716 | 23783.3333 | 141159.7231 | 141159.7231 | 0 | 0 | 0 | 0 | 117376.3898 | 0 | 0 | 0 | 0 | 0
2022-07-10 01:00 | 0 | 0 | 186065 | 0 | 2846 | 0 | 15 | 141159.7231 | 14.116 | 0 | 141159.7231 | 700645.9271 | 254 | 117376.3898 | 2467.3716 | 2467.3716 | 23783.3333 | 141159.7231 | 141159.7231 | 0 | 0 | 0 | 0 | 117376.3898 | 0 | 0 | 0 | 0 | 0
2022-07-10 02:00 | 0 | 0 | 186065 | 0 | 2846 | 0 | 15 | 141159.7231 | 14.116 | 0 | 141159.7231 | 559486.204 | 254 | 117376.3898 | 2467.3716 | 2467.3716 | 23783.3333 | 141159.7231 | 141159.7231 | 0 | 0 | 0 | 0 | 117376.3898 | 0 | 0 | 0 | 0 | 0
2022-07-10 03:00 | 0 | 0 | 186065 | 0 | 2846 | 0 | 15 | 141159.7231 | 14.116 | 0 | 141159.7231 | 418326.4809 | 254 | 117376.3898 | 2467.3716 | 2467.3716 | 23783.3333 | 141159.7231 | 141159.7231 | 0 | 0 | 0 | 0 | 117376.3898 | 0 | 0 | 0 | 0 | 0
2022-07-10 04:00 | 0 | 0 | 186065 | 0 | 2846 | 0 | 15 | 141159.7231 | 14.116 | 0 | 141159.7231 | 277166.7578 | 254 | 117376.3898 | 2467.3716 | 2467.3716 | 23783.3333 | 141159.7231 | 141159.7231 | 0 | 0 | 0 | 0 | 117376.3898 | 0 | 0 | 0 | 0 | 0
2022-07-10 05:00 | 0.01012 | 0.00699 | 186065 | 1826.4885 | 2846 | 3326.1999 | 15 | 139333.2346 | 13.9333 | 0 | 136007.0347 | 136007.0347 | 254 | 117376.3898 | 2467.3716 | 2467.3716 | 23783.3333 | 141159.7231 | 141159.7231 | 0 | 0 | 0 | 1826.4885 | 115549.9013 | 0 | 0 | 0 | 0 | 0
2022-07-10 06:00 | 0.1446 | 0.33629 | 186065 | 26097.849 | 2846 | 160024 | 15 | 115061.8741 | 11.5062 | 0 | 0 | 0 | 254 | 117376.3898 | 2467.3716 | 2467.3716 | 23783.3333 | 141159.7231 | 141159.7231 | 0 | 0 | 0 | 2314.5157 | 115061.8741 | 0 | 0 | 0 | 0 | 0
2022-07-10 07:00 | 0.35905 | 0.58566 | 186065 | 64802.4391 | 2846 | 278687.0138 | 15 | 76357.284 | 7.6357 | 0 | 0 | 0 | 254 | 117376.3898 | 2467.3716 | 2467.3716 | 23783.3333 | 141159.7231 | 141159.7231 | 0 | 0 | 0 | 41019.1058 | 76357.284 | 0 | 0 | 0 | 0 | 0
2022-07-10 08:00 | 0.5819 | 0.73847 | 186065 | 105023.0868 | 2846 | 351401.8357 | 15 | 36136.6363 | 3.6137 | 0 | 0 | 0 | 254 | 117376.3898 | 2467.3716 | 2467.3716 | 23783.3333 | 141159.7231 | 141159.7231 | 0 | 0 | 0 | 81239.7535 | 36136.6363 | 0 | 0 | 0 | 0 | 0
2022-07-10 09:00 | 0.77888 | 0.8125 | 186065 | 140574.638 | 2846 | 386629.1 | 15 | 585.0851 | 0.058509 | 0 | 0 | 0 | 254 | 117376.3898 | 2467.3716 | 2467.3716 | 23783.3333 | 141159.7231 | 141159.7231 | 0 | 0 | 0 | 116791.3047 | 585.0851 | 0 | 0 | 0 | 0 | 0
2022-07-10 10:00 | 0.93388 | 0.87337 | 186065 | 168549.5107 | 2846 | 415594.1625 | 15 | 0 | 0 | 0 | 0 | 0 | 254 | 117376.3898 | 2467.3716 | 2467.3716 | 23783.3333 | 141159.7231 | 141159.7231 | 0 | 0 | 0 | 117376.3898 | 0 | 0 | 0 | 0 | 0 | 0
2022-07-10 11:00 | 1.0316 | 0.94338 | 186065 | 186189.924 | 2846 | 448908.5051 | 15 | 0 | 0 | 0 | 0 | 0 | 254 | 117376.3898 | 2467.3716 | 2467.3716 | 23783.3333 | 141159.7231 | 141159.7231 | 0 | 0 | 0 | 117376.3898 | 0 | 0 | 0 | 0 | 0 | 0
2022-07-10 12:00 | 1.0522 | 0.91737 | 186065 | 189895.2411 | 2846 | 436531.6153 | 15 | 0 | 0 | 0 | 0 | 0 | 254 | 117376.3898 | 2467.3716 | 2467.3716 | 23783.3333 | 141159.7231 | 141159.7231 | 0 | 0 | 0 | 117376.3898 | 0 | 0 | 0 | 0 | 0 | 0
2022-07-10 13:00 | 1.0203 | 0.89529 | 186065 | 184137.8318 | 2846 | 426024.8208 | 15 | 0 | 0 | 244617.0948 | 0 | 0 | 254 | 117376.3898 | 2467.3716 | 2467.3716 | 23783.3333 | 141159.7231 | 141159.7231 | 0 | 0 | 0 | 117376.3898 | 0 | 0 | 0 | 0 | 0 | 0
2022-07-10 14:00 | 0.92228 | 0.8294 | 186065 | 166455.9074 | 2846 | 394670.9853 | 15 | 0 | 0 | 394670.9853 | 0 | 244617.0948 | 254 | 117376.3898 | 2467.3716 | 2467.3716 | 23783.3333 | 141159.7231 | 141159.7231 | 0 | 0 | 0 | 117376.3898 | 0 | 0 | 0 | 0 | 0 | 0
2022-07-10 15:00 | 0.76722 | 0.78907 | 186065 | 138470.2056 | 2846 | 375479.9064 | 15 | 2689.5175 | 0.26895 | 372790.3889 | 0 | 639288.08 | 254 | 117376.3898 | 2467.3716 | 2467.3716 | 23783.3333 | 141159.7231 | 141159.7231 | 0 | 0 | 0 | 114686.8723 | 2689.5175 | 0 | 0 | 0 | 0 | 0
2022-07-10 16:00 | 0.56845 | 0.72026 | 186065 | 102595.5898 | 2846 | 342736.5853 | 15 | 38564.1333 | 3.8564 | 304172.452 | 0 | 1012078.469 | 254 | 117376.3898 | 2467.3716 | 2467.3716 | 23783.3333 | 141159.7231 | 141159.7231 | 0 | 0 | 0 | 102595.5898 | 14780.8 | 0 | 0 | 0 | 0 | 0
2022-07-10 17:00 | 0.34542 | 0.56929 | 186065 | 62342.4551 | 2846 | 270897.3296 | 15 | 78817.268 | 7.8817 | 192080.0617 | 0 | 1316250.9209 | 254 | 117376.3898 | 2467.3716 | 2467.3716 | 23783.3333 | 141159.7231 | 141159.7231 | 0 | 0 | 0 | 62342.4551 | 55033.9346 | 0 | 0 | 0 | 0 | 0
2022-07-10 18:00 | 0.131 | 0.30758 | 186065 | 23643.2795 | 2846 | 146362.3121 | 15 | 117516.4435 | 11.7516 | 28845.8686 | 0 | 1508330.9826 | 254 | 117376.3898 | 2467.3716 | 2467.3716 | 23783.3333 | 141159.7231 | 141159.7231 | 0 | 0 | 0 | 0 | 117376.3898 | 0 | 0 | 0 | 0 | 0
2022-07-10 19:00 | 0.00678 | 0.00344 | 186065 | 1223.6751 | 2846 | 1636.9281 | 15 | 139936.048 | 13.9936 | 0 | 138299.1199 | 1537176.8512 | 254 | 117376.3898 | 2467.3716 | 2467.3716 | 23783.3333 | 141159.7231 | 141159.7231 | 0 | 0 | 0 | 1223.6751 | 116152.7147 | 0 | 0 | 0 | 0 | 0
2022-07-10 20:00 | 0 | 0 | 186065 | 0 | 2846 | 0 | 15 | 141159.7231 | 14.116 | 0 | 141159.7231 | 1398877.7313 | 254 | 117376.3898 | 2467.3716 | 2467.3716 | 23783.3333 | 141159.7231 | 141159.7231 | 0 | 0 | 0 | 0 | 117376.3898 | 0 | 0 | 0 | 0 | 0
2022-07-10 21:00 | 0 | 0 | 186065 | 0 | 2846 | 0 | 15 | 141159.7231 | 14.116 | 0 | 141159.7231 | 1257718.0082 | 254 | 117376.3898 | 2467.3716 | 2467.3716 | 23783.3333 | 141159.7231 | 141159.7231 | 0 | 0 | 0 | 0 | 117376.3898 | 0 | 0 | 0 | 0 | 0
2022-07-10 22:00 | 0 | 0 | 186065 | 0 | 2846 | 0 | 15 | 141159.7231 | 14.116 | 0 | 141159.7231 | 1116558.2851 | 254 | 117376.3898 | 2467.3716 | 2467.3716 | 23783.3333 | 141159.7231 | 141159.7231 | 0 | 0 | 0 | 0 | 117376.3898 | 0 | 0 | 0 | 0 | 0
2022-07-10 23:00 | 0 | 0 | 186065 | 0 | 2846 | 0 | 15 | 141159.7231 | 14.116 | 0 | 141159.7231 | 975398.562 | 254 | 117376.3898 | 2467.3716 | 2467.3716 | 23783.3333 | 141159.7231 | 141159.7231 | 0 | 0 | 0 | 0 | 117376.3898 | 0 | 0 | 0 | 0 | 0
2022-07-11 | 0 | 0 | 186065 | 0 | 2846 | 0 | 15 | 140593.0564 | 14.0593 | 0 | 140593.0564 | 834238.8389 | 254 | 117376.3898 | 2467.3716 | 2467.3716 | 23216.6667 | 140593.0564 | 140593.0564 | 0 | 0 | 0 | 0 | 117376.3898 | 0 | 0 | 0 | 0 | 0
2022-07-11 01:00 | 0 | 0 | 186065 | 0 | 2846 | 0 | 15 | 140593.0564 | 14.0593 | 0 | 140593.0564 | 693645.7825 | 254 | 117376.3898 | 2467.3716 | 2467.3716 | 23216.6667 | 140593.0564 | 140593.0564 | 0 | 0 | 0 | 0 | 117376.3898 | 0 | 0 | 0 | 0 | 0
2022-07-11 02:00 | 0 | 0 | 186065 | 0 | 2846 | 0 | 15 | 140593.0564 | 14.0593 | 0 | 140593.0564 | 553052.7261 | 254 | 117376.3898 | 2467.3716 | 2467.3716 | 23216.6667 | 140593.0564 | 140593.0564 | 0 | 0 | 0 | 0 | 117376.3898 | 0 | 0 | 0 | 0 | 0
2022-07-11 03:00 | 0 | 0 | 186065 | 0 | 2846 | 0 | 15 | 140593.0564 | 14.0593 | 0 | 140593.0564 | 412459.6697 | 254 | 117376.3898 | 2467.3716 | 2467.3716 | 23216.6667 | 140593.0564 | 140593.0564 | 0 | 0 | 0 | 0 | 117376.3898 | 0 | 0 | 0 | 0 | 0
2022-07-11 04:00 | 0 | 0 | 186065 | 0 | 2846 | 0 | 15 | 140593.0564 | 14.0593 | 0 | 140593.0564 | 271866.6133 | 254 | 117376.3898 | 2467.3716 | 2467.3716 | 23216.6667 | 140593.0564 | 140593.0564 | 0 | 0 | 0 | 0 | 117376.3898 | 0 | 0 | 0 | 0 | 0
2022-07-11 05:00 | 0.01048 | 0.01561 | 186065 | 1891.4624 | 2846 | 7428.0372 | 15 | 138701.5941 | 13.8702 | 0 | 131273.5568 | 131273.5568 | 254 | 117376.3898 | 2467.3716 | 2467.3716 | 23216.6667 | 140593.0564 | 140593.0564 | 0 | 0 | 0 | 0 | 117376.3898 | 0 | 0 | 0 | 0 | 0
2022-07-11 06:00 | 0.15538 | 0.44052 | 186065 | 28043.4563 | 2846 | 209621.9706 | 15 | 112549.6001 | 11.255 | 0 | 0 | 0 | 254 | 117376.3898 | 2467.3716 | 2467.3716 | 23216.6667 | 140593.0564 | 140593.0564 | 0 | 0 | 0 | 28043.4563 | 89332.9334 | 0 | 0 | 0 | 0 | 0
2022-07-11 07:00 | 0.37583 | 0.69134 | 186065 | 67830.9447 | 2846 | 328974.9686 | 15 | 72762.1117 | 7.2762 | 0 | 0 | 0 | 254 | 117376.3898 | 2467.3716 | 2467.3716 | 23216.6667 | 140593.0564 | 140593.0564 | 0 | 0 | 0 | 67830.9447 | 49545.4451 | 0 | 0 | 0 | 0 | 0
2022-07-11 08:00 | 0.59685 | 0.8208 | 186065 | 107721.3084 | 2846 | 390578.665 | 15 | 32871.748 | 3.2872 | 0 | 0 | 0 | 254 | 117376.3898 | 2467.3716 | 2467.3716 | 23216.6667 | 140593.0564 | 140593.0564 | 0 | 0 | 0 | 84504.6417 | 32871.748 | 0 | 0 | 0 | 0 | 0
2022-07-11 09:00 | 0.78697 | 0.89853 | 186065 | 142034.7459 | 2846 | 427566.5787 | 15 | 0 | 0 | 0 | 0 | 0 | 254 | 117376.3898 | 2467.3716 | 2467.3716 | 23216.6667 | 140593.0564 | 140593.0564 | 0 | 0 | 0 | 117376.3898 | 0 | 0 | 0 | 0 | 0 | 0
2022-07-11 10:00 | 0.93547 | 0.94185 | 186065 | 168836.4788 | 2846 | 448180.4527 | 15 | 0 | 0 | 0 | 0 | 0 | 254 | 117376.3898 | 2467.3716 | 2467.3716 | 23216.6667 | 140593.0564 | 140593.0564 | 0 | 0 | 0 | 117376.3898 | 0 | 0 | 0 | 0 | 0 | 0
2022-07-11 11:00 | 1.0273 | 0.99351 | 186065 | 185406.6276 | 2846 | 472762.9257 | 15 | 0 | 0 | 0 | 0 | 0 | 254 | 117376.3898 | 2467.3716 | 2467.3716 | 23216.6667 | 140593.0564 | 140593.0564 | 0 | 0 | 0 | 117376.3898 | 0 | 0 | 0 | 0 | 0 | 0
2022-07-11 12:00 | 1.0433 | 0.965 | 186065 | 188301.5757 | 2846 | 459196.408 | 15 | 0 | 0 | 0 | 0 | 0 | 254 | 117376.3898 | 2467.3716 | 2467.3716 | 23216.6667 | 140593.0564 | 140593.0564 | 0 | 0 | 0 | 117376.3898 | 0 | 0 | 0 | 0 | 0 | 0
2022-07-11 13:00 | 1.0072 | 0.90661 | 186065 | 181786.1376 | 2846 | 431411.4564 | 15 | 0 | 0 | 137824.6334 | 0 | 0 | 254 | 117376.3898 | 2467.3716 | 2467.3716 | 23216.6667 | 140593.0564 | 140593.0564 | 0 | 0 | 0 | 117376.3898 | 0 | 0 | 0 | 0 | 0 | 0
2022-07-11 14:00 | 0.90928 | 0.86265 | 186065 | 164109.6277 | 2846 | 410493.0377 | 15 | 0 | 0 | 410493.0377 | 0 | 137824.6334 | 254 | 117376.3898 | 2467.3716 | 2467.3716 | 23216.6667 | 140593.0564 | 140593.0564 | 0 | 0 | 0 | 117376.3898 | 0 | 0 | 0 | 0 | 0 | 0
2022-07-11 15:00 | 0.7568 | 0.82492 | 186065 | 136589.5722 | 2846 | 392539.1719 | 15 | 4003.4842 | 0.40035 | 388535.6877 | 0 | 548317.671 | 254 | 117376.3898 | 2467.3716 | 2467.3716 | 23216.6667 | 140593.0564 | 140593.0564 | 0 | 0 | 0 | 113372.9056 | 4003.4842 | 0 | 0 | 0 | 0 | 0
2022-07-11 16:00 | 0.56308 | 0.7644 | 186065 | 101626.3958 | 2846 | 363740.6573 | 15 | 38966.6606 | 3.8967 | 324773.9967 | 0 | 936853.3588 | 254 | 117376.3898 | 2467.3716 | 2467.3716 | 23216.6667 | 140593.0564 | 140593.0564 | 0 | 0 | 0 | 101626.3958 | 15749.994 | 0 | 0 | 0 | 0 | 0
2022-07-11 17:00 | 0.3449 | 0.61784 | 186065 | 62248.6039 | 2846 | 293999.9054 | 15 | 78344.4525 | 7.8344 | 215655.4529 | 0 | 1261627.3554 | 254 | 117376.3898 | 2467.3716 | 2467.3716 | 23216.6667 | 140593.0564 | 140593.0564 | 0 | 0 | 0 | 39031.9373 | 78344.4525 | 0 | 0 | 0 | 0 | 0
2022-07-11 18:00 | 0.1318 | 0.36367 | 186065 | 23787.666 | 2846 | 173052.8059 | 15 | 116805.3904 | 11.6805 | 56247.4155 | 0 | 1477282.8083 | 254 | 117376.3898 | 2467.3716 | 2467.3716 | 23216.6667 | 140593.0564 | 140593.0564 | 0 | 0 | 0 | 570.9993 | 116805.3904 | 0 | 0 | 0 | 0 | 0
2022-07-11 19:00 | 0.00668 | 0.00716 | 186065 | 1205.6268 | 2846 | 3407.0946 | 15 | 139387.4296 | 13.9387 | 0 | 135980.3351 | 1533530.2238 | 254 | 117376.3898 | 2467.3716 | 2467.3716 | 23216.6667 | 140593.0564 | 140593.0564 | 0 | 0 | 0 | 0 | 117376.3898 | 0 | 0 | 0 | 0 | 0
2022-07-11 20:00 | 0 | 0 | 186065 | 0 | 2846 | 0 | 15 | 140593.0564 | 14.0593 | 0 | 140593.0564 | 1397549.8888 | 254 | 117376.3898 | 2467.3716 | 2467.3716 | 23216.6667 | 140593.0564 | 140593.0564 | 0 | 0 | 0 | 0 | 117376.3898 | 0 | 0 | 0 | 0 | 0
2022-07-11 21:00 | 0 | 0 | 186065 | 0 | 2846 | 0 | 15 | 140593.0564 | 14.0593 | 0 | 140593.0564 | 1256956.8323 | 254 | 117376.3898 | 2467.3716 | 2467.3716 | 23216.6667 | 140593.0564 | 140593.0564 | 0 | 0 | 0 | 0 | 117376.3898 | 0 | 0 | 0 | 0 | 0
2022-07-11 22:00 | 0 | 0 | 186065 | 0 | 2846 | 0 | 15 | 140593.0564 | 14.0593 | 0 | 140593.0564 | 1116363.7759 | 254 | 117376.3898 | 2467.3716 | 2467.3716 | 23216.6667 | 140593.0564 | 140593.0564 | 0 | 0 | 0 | 0 | 117376.3898 | 0 | 0 | 0 | 0 | 0
2022-07-11 23:00 | 0 | 0 | 186065 | 0 | 2846 | 0 | 15 | 140593.0564 | 14.0593 | 0 | 140593.0564 | 975770.7195 | 254 | 117376.3898 | 2467.3716 | 2467.3716 | 23216.6667 | 140593.0564 | 140593.0564 | 0 | 0 | 0 | 0 | 117376.3898 | 0 | 0 | 0 | 0 | 0
2022-07-12 | 0 | 0 | 186065 | 0 | 2846 | 0 | 15 | 140959.7231 | 14.096 | 0 | 140959.7231 | 835177.6631 | 254 | 117376.3898 | 2467.3716 | 2467.3716 | 23583.3333 | 140959.7231 | 140959.7231 | 0 | 0 | 0 | 0 | 117376.3898 | 0 | 0 | 0 | 0 | 0
2022-07-12 01:00 | 0 | 0 | 186065 | 0 | 2846 | 0 | 15 | 140959.7231 | 14.096 | 0 | 140959.7231 | 694217.94 | 254 | 117376.3898 | 2467.3716 | 2467.3716 | 23583.3333 | 140959.7231 | 140959.7231 | 0 | 0 | 0 | 0 | 117376.3898 | 0 | 0 | 0 | 0 | 0
2022-07-12 02:00 | 0 | 0 | 186065 | 0 | 2846 | 0 | 15 | 140959.7231 | 14.096 | 0 | 140959.7231 | 553258.2169 | 254 | 117376.3898 | 2467.3716 | 2467.3716 | 23583.3333 | 140959.7231 | 140959.7231 | 0 | 0 | 0 | 0 | 117376.3898 | 0 | 0 | 0 | 0 | 0
2022-07-12 03:00 | 0 | 0 | 186065 | 0 | 2846 | 0 | 15 | 140959.7231 | 14.096 | 0 | 140959.7231 | 412298.4938 | 254 | 117376.3898 | 2467.3716 | 2467.3716 | 23583.3333 | 140959.7231 | 140959.7231 | 0 | 0 | 0 | 0 | 117376.3898 | 0 | 0 | 0 | 0 | 0
2022-07-12 04:00 | 0 | 0 | 186065 | 0 | 2846 | 0 | 15 | 140959.7231 | 14.096 | 0 | 140959.7231 | 271338.7707 | 254 | 117376.3898 | 2467.3716 | 2467.3716 | 23583.3333 | 140959.7231 | 140959.7231 | 0 | 0 | 0 | 0 | 117376.3898 | 0 | 0 | 0 | 0 | 0
2022-07-12 05:00 | 0.00998 | 0.01845 | 186065 | 1801.2208 | 2846 | 8779.4546 | 15 | 139158.5023 | 13.9159 | 0 | 130379.0476 | 130379.0476 | 254 | 117376.3898 | 2467.3716 | 2467.3716 | 23583.3333 | 140959.7231 | 140959.7231 | 0 | 0 | 0 | 0 | 117376.3898 | 0 | 0 | 0 | 0 | 0
2022-07-12 06:00 | 0.15245 | 0.43911 | 186065 | 27514.641 | 2846 | 208951.0204 | 15 | 113445.0821 | 11.3445 | 0 | 0 | 0 | 254 | 117376.3898 | 2467.3716 | 2467.3716 | 23583.3333 | 140959.7231 | 140959.7231 | 0 | 0 | 0 | 27514.641 | 89861.7488 | 0 | 0 | 0 | 0 | 0
2022-07-12 07:00 | 0.37212 | 0.67873 | 186065 | 67161.3526 | 2846 | 322974.485 | 15 | 73798.3705 | 7.3798 | 0 | 0 | 0 | 254 | 117376.3898 | 2467.3716 | 2467.3716 | 23583.3333 | 140959.7231 | 140959.7231 | 0 | 0 | 0 | 43578.0192 | 73798.3705 | 0 | 0 | 0 | 0 | 0
2022-07-12 08:00 | 0.59158 | 0.81365 | 186065 | 106770.1627 | 2846 | 387176.3289 | 15 | 34189.5604 | 3.419 | 0 | 0 | 0 | 254 | 117376.3898 | 2467.3716 | 2467.3716 | 23583.3333 | 140959.7231 | 140959.7231 | 0 | 0 | 0 | 106770.1627 | 10606.227 | 0 | 0 | 0 | 0 | 0
2022-07-12 09:00 | 0.78275 | 0.87216 | 186065 | 141273.1074 | 2846 | 415018.3826 | 15 | 0 | 0 | 0 | 0 | 0 | 254 | 117376.3898 | 2467.3716 | 2467.3716 | 23583.3333 | 140959.7231 | 140959.7231 | 0 | 0 | 0 | 117376.3898 | 0 | 0 | 0 | 0 | 0 | 0
2022-07-12 10:00 | 0.9316 | 0.91355 | 186065 | 168138.0094 | 2846 | 434713.8638 | 15 | 0 | 0 | 0 | 0 | 0 | 254 | 117376.3898 | 2467.3716 | 2467.3716 | 23583.3333 | 140959.7231 | 140959.7231 | 0 | 0 | 0 | 117376.3898 | 0 | 0 | 0 | 0 | 0 | 0
2022-07-12 11:00 | 1.0248 | 0.97983 | 186065 | 184959.0296 | 2846 | 466253.2813 | 15 | 0 | 0 | 0 | 0 | 0 | 254 | 117376.3898 | 2467.3716 | 2467.3716 | 23583.3333 | 140959.7231 | 140959.7231 | 0 | 0 | 0 | 117376.3898 | 0 | 0 | 0 | 0 | 0 | 0
2022-07-12 12:00 | 1.0371 | 0.91378 | 186065 | 187182.5808 | 2846 | 434823.3095 | 15 | 0 | 0 | 0 | 0 | 0 | 254 | 117376.3898 | 2467.3716 | 2467.3716 | 23583.3333 | 140959.7231 | 140959.7231 | 0 | 0 | 0 | 117376.3898 | 0 | 0 | 0 | 0 | 0 | 0
2022-07-12 13:00 | 1.002 | 0.88481 | 186065 | 180834.9919 | 2846 | 421037.9003 | 15 | 0 | 0 | 334535.9574 | 0 | 0 | 254 | 117376.3898 | 2467.3716 | 2467.3716 | 23583.3333 | 140959.7231 | 140959.7231 | 0 | 0 | 0 | 117376.3898 | 0 | 0 | 0 | 0 | 0 | 0
2022-07-12 14:00 | 0.90283 | 0.81815 | 186065 | 162945.512 | 2846 | 389317.6593 | 15 | 0 | 0 | 389317.6593 | 0 | 334535.9574 | 254 | 117376.3898 | 2467.3716 | 2467.3716 | 23583.3333 | 140959.7231 | 140959.7231 | 0 | 0 | 0 | 117376.3898 | 0 | 0 | 0 | 0 | 0 | 0
2022-07-12 15:00 | 0.74667 | 0.75982 | 186065 | 134761.2789 | 2846 | 361561.2588 | 15 | 6198.4441 | 0.61984 | 355362.8146 | 0 | 723853.6167 | 254 | 117376.3898 | 2467.3716 | 2467.3716 | 23583.3333 | 140959.7231 | 140959.7231 | 0 | 0 | 0 | 117376.3898 | 0 | 0 | 0 | 0 | 0 | 0
2022-07-12 16:00 | 0.54792 | 0.68534 | 186065 | 98890.2728 | 2846 | 326119.8614 | 15 | 42069.4503 | 4.2069 | 284050.4111 | 0 | 1079216.4313 | 254 | 117376.3898 | 2467.3716 | 2467.3716 | 23583.3333 | 140959.7231 | 140959.7231 | 0 | 0 | 0 | 75306.9394 | 42069.4503 | 0 | 0 | 0 | 0 | 0
2022-07-12 17:00 | 0.32773 | 0.53182 | 186065 | 59149.71 | 2846 | 253067.1852 | 15 | 81810.0131 | 8.181 | 171257.1721 | 0 | 1363266.8424 | 254 | 117376.3898 | 2467.3716 | 2467.3716 | 23583.3333 | 140959.7231 | 140959.7231 | 0 | 0 | 0 | 35566.3766 | 81810.0131 | 0 | 0 | 0 | 0 | 0
2022-07-12 18:00 | 0.12022 | 0.25982 | 186065 | 21697.6723 | 2846 | 123635.6588 | 15 | 119262.0508 | 11.9262 | 4373.608 | 0 | 1534524.0145 | 254 | 117376.3898 | 2467.3716 | 2467.3716 | 23583.3333 | 140959.7231 | 140959.7231 | 0 | 0 | 0 | 21697.6723 | 95678.7175 | 0 | 0 | 0 | 0 | 0
2022-07-12 19:00 | 0.00615 | 0.00218 | 186065 | 1109.9708 | 2846 | 1037.3556 | 15 | 139849.7523 | 13.985 | 0 | 138812.3967 | 1538897.6224 | 254 | 117376.3898 | 2467.3716 | 2467.3716 | 23583.3333 | 140959.7231 | 140959.7231 | 0 | 0 | 0 | 0 | 117376.3898 | 0 | 0 | 0 | 0 | 0
2022-07-12 20:00 | 0 | 0 | 186065 | 0 | 2846 | 0 | 15 | 140959.7231 | 14.096 | 0 | 140959.7231 | 1400085.2257 | 254 | 117376.3898 | 2467.3716 | 2467.3716 | 23583.3333 | 140959.7231 | 140959.7231 | 0 | 0 | 0 | 0 | 117376.3898 | 0 | 0 | 0 | 0 | 0
2022-07-12 21:00 | 0 | 0 | 186065 | 0 | 2846 | 0 | 15 | 140959.7231 | 14.096 | 0 | 140959.7231 | 1259125.5026 | 254 | 117376.3898 | 2467.3716 | 2467.3716 | 23583.3333 | 140959.7231 | 140959.7231 | 0 | 0 | 0 | 0 | 117376.3898 | 0 | 0 | 0 | 0 | 0
2022-07-12 22:00 | 0 | 0 | 186065 | 0 | 2846 | 0 | 15 | 140959.7231 | 14.096 | 0 | 140959.7231 | 1118165.7795 | 254 | 117376.3898 | 2467.3716 | 2467.3716 | 23583.3333 | 140959.7231 | 140959.7231 | 0 | 0 | 0 | 0 | 117376.3898 | 0 | 0 | 0 | 0 | 0
2022-07-12 23:00 | 0 | 0 | 186065 | 0 | 2846 | 0 | 15 | 140959.7231 | 14.096 | 0 | 140959.7231 | 977206.0564 | 254 | 117376.3898 | 2467.3716 | 2467.3716 | 23583.3333 | 140959.7231 | 140959.7231 | 0 | 0 | 0 | 0 | 117376.3898 | 0 | 0 | 0 | 0 | 0
2022-07-13 | 0 | 0 | 186065 | 0 | 2846 | 0 | 15 | 139959.7231 | 13.996 | 0 | 139959.7231 | 836246.3333 | 254 | 117376.3898 | 2467.3716 | 2467.3716 | 22583.3333 | 139959.7231 | 139959.7231 | 0 | 0 | 0 | 0 | 117376.3898 | 0 | 0 | 0 | 0 | 0
2022-07-13 01:00 | 0 | 0 | 186065 | 0 | 2846 | 0 | 15 | 139959.7231 | 13.996 | 0 | 139959.7231 | 696286.6103 | 254 | 117376.3898 | 2467.3716 | 2467.3716 | 22583.3333 | 139959.7231 | 139959.7231 | 0 | 0 | 0 | 0 | 117376.3898 | 0 | 0 | 0 | 0 | 0
2022-07-13 02:00 | 0 | 0 | 186065 | 0 | 2846 | 0 | 15 | 139959.7231 | 13.996 | 0 | 139959.7231 | 556326.8872 | 254 | 117376.3898 | 2467.3716 | 2467.3716 | 22583.3333 | 139959.7231 | 139959.7231 | 0 | 0 | 0 | 0 | 117376.3898 | 0 | 0 | 0 | 0 | 0
2022-07-13 03:00 | 0 | 0 | 186065 | 0 | 2846 | 0 | 15 | 139959.7231 | 13.996 | 0 | 139959.7231 | 416367.1641 | 254 | 117376.3898 | 2467.3716 | 2467.3716 | 22583.3333 | 139959.7231 | 139959.7231 | 0 | 0 | 0 | 0 | 117376.3898 | 0 | 0 | 0 | 0 | 0
2022-07-13 04:00 | 0 | 0 | 186065 | 0 | 2846 | 0 | 15 | 139959.7231 | 13.996 | 0 | 139959.7231 | 276407.441 | 254 | 117376.3898 | 2467.3716 | 2467.3716 | 22583.3333 | 139959.7231 | 139959.7231 | 0 | 0 | 0 | 0 | 117376.3898 | 0 | 0 | 0 | 0 | 0
2022-07-13 05:00 | 0.00857 | 0.00413 | 186065 | 1546.7397 | 2846 | 1965.2655 | 15 | 138412.9834 | 13.8413 | 0 | 136447.7179 | 136447.7179 | 254 | 117376.3898 | 2467.3716 | 2467.3716 | 22583.3333 | 139959.7231 | 139959.7231 | 0 | 0 | 0 | 1546.7397 | 115829.65 | 0 | 0 | 0 | 0 | 0
2022-07-13 06:00 | 0.13435 | 0.30177 | 186065 | 24247.8978 | 2846 | 143597.6166 | 15 | 115711.8253 | 11.5712 | 0 | 0 | 0 | 254 | 117376.3898 | 2467.3716 | 2467.3716 | 22583.3333 | 139959.7231 | 139959.7231 | 0 | 0 | 0 | 1664.5644 | 115711.8253 | 0 | 0 | 0 | 0 | 0
2022-07-13 07:00 | 0.33908 | 0.52794 | 186065 | 61198.1926 | 2846 | 251220.8825 | 15 | 78761.5305 | 7.8762 | 0 | 0 | 0 | 254 | 117376.3898 | 2467.3716 | 2467.3716 | 22583.3333 | 139959.7231 | 139959.7231 | 0 | 0 | 0 | 61198.1926 | 56178.1972 | 0 | 0 | 0 | 0 | 0
2022-07-13 08:00 | 0.55355 | 0.67697 | 186065 | 99906.3923 | 2846 | 322136.9869 | 15 | 40053.3308 | 4.0053 | 0 | 0 | 0 | 254 | 117376.3898 | 2467.3716 | 2467.3716 | 22583.3333 | 139959.7231 | 139959.7231 | 0 | 0 | 0 | 77323.059 | 40053.3308 | 0 | 0 | 0 | 0 | 0
2022-07-13 09:00 | 0.7435 | 0.74921 | 186065 | 134189.1477 | 2846 | 356512.4776 | 15 | 5770.5754 | 0.57706 | 0 | 0 | 0 | 254 | 117376.3898 | 2467.3716 | 2467.3716 | 22583.3333 | 139959.7231 | 139959.7231 | 0 | 0 | 0 | 117376.3898 | 0 | 0 | 0 | 0 | 0 | 0
2022-07-13 10:00 | 0.89095 | 0.79597 | 186065 | 160801.3734 | 2846 | 378763.2797 | 15 | 0 | 0 | 0 | 0 | 0 | 254 | 117376.3898 | 2467.3716 | 2467.3716 | 22583.3333 | 139959.7231 | 139959.7231 | 0 | 0 | 0 | 117376.3898 | 0 | 0 | 0 | 0 | 0 | 0
2022-07-13 11:00 | 0.983 | 0.8585 | 186065 | 177414.8381 | 2846 | 408518.2552 | 15 | 0 | 0 | 67834.2525 | 0 | 0 | 254 | 117376.3898 | 2467.3716 | 2467.3716 | 22583.3333 | 139959.7231 | 139959.7231 | 0 | 0 | 0 | 117376.3898 | 0 | 0 | 0 | 0 | 0 | 0
2022-07-13 12:00 | 0.9843 | 0.75698 | 186065 | 177649.4661 | 2846 | 360209.8414 | 15 | 0 | 0 | 360209.8414 | 0 | 67834.2525 | 254 | 117376.3898 | 2467.3716 | 2467.3716 | 22583.3333 | 139959.7231 | 139959.7231 | 0 | 0 | 0 | 117376.3898 | 0 | 0 | 0 | 0 | 0 | 0
2022-07-13 13:00 | 0.94895 | 0.72156 | 186065 | 171269.3903 | 2846 | 343355.1919 | 15 | 0 | 0 | 343355.1919 | 0 | 428044.0938 | 254 | 117376.3898 | 2467.3716 | 2467.3716 | 22583.3333 | 139959.7231 | 139959.7231 | 0 | 0 | 0 | 117376.3898 | 0 | 0 | 0 | 0 | 0 | 0
2022-07-13 14:00 | 0.8491 | 0.64899 | 186065 | 153248.1578 | 2846 | 308822.6703 | 15 | 0 | 0 | 308822.6703 | 0 | 771399.2857 | 254 | 117376.3898 | 2467.3716 | 2467.3716 | 22583.3333 | 139959.7231 | 139959.7231 | 0 | 0 | 0 | 117376.3898 | 0 | 0 | 0 | 0 | 0 | 0
2022-07-13 15:00 | 0.69465 | 0.59058 | 186065 | 125372.5507 | 2846 | 281028.2017 | 15 | 14587.1724 | 1.4587 | 266441.0293 | 0 | 1080221.956 | 254 | 117376.3898 | 2467.3716 | 2467.3716 | 22583.3333 | 139959.7231 | 139959.7231 | 0 | 0 | 0 | 117376.3898 | 0 | 0 | 0 | 0 | 0 | 0
2022-07-13 16:00 | 0.49877 | 0.49595 | 186065 | 90019.5308 | 2846 | 235998.4026 | 15 | 49940.1922 | 4.994 | 186058.2104 | 0 | 1346662.9853 | 254 | 117376.3898 | 2467.3716 | 2467.3716 | 22583.3333 | 139959.7231 | 139959.7231 | 0 | 0 | 0 | 90019.5308 | 27356.8589 | 0 | 0 | 0 | 0 | 0
2022-07-13 17:00 | 0.28667 | 0.33 | 186065 | 51739.0759 | 2846 | 157030.896 | 15 | 88220.6471 | 8.8221 | 68810.2489 | 0 | 1532721.1957 | 254 | 117376.3898 | 2467.3716 | 2467.3716 | 22583.3333 | 139959.7231 | 139959.7231 | 0 | 0 | 0 | 29155.7426 | 88220.6471 | 0 | 0 | 0 | 0 | 0
2022-07-13 18:00 | 0.1019 | 0.12633 | 186065 | 18391.2228 | 2846 | 60114.2821 | 15 | 121568.5003 | 12.1569 | 0 | 61454.2182 | 1601531.4445 | 254 | 117376.3898 | 2467.3716 | 2467.3716 | 22583.3333 | 139959.7231 | 139959.7231 | 0 | 0 | 0 | 18391.2228 | 98985.167 | 0 | 0 | 0 | 0 | 0
2022-07-13 19:00 | 0.00528 | 0 | 186065 | 952.9505 | 2846 | 0 | 15 | 139006.7726 | 13.9007 | 0 | 139006.7726 | 1540077.2263 | 254 | 117376.3898 | 2467.3716 | 2467.3716 | 22583.3333 | 139959.7231 | 139959.7231 | 0 | 0 | 0 | 0 | 117376.3898 | 0 | 0 | 0 | 0 | 0
2022-07-13 20:00 | 0 | 0 | 186065 | 0 | 2846 | 0 | 15 | 139959.7231 | 13.996 | 0 | 139959.7231 | 1401070.4538 | 254 | 117376.3898 | 2467.3716 | 2467.3716 | 22583.3333 | 139959.7231 | 139959.7231 | 0 | 0 | 0 | 0 | 117376.3898 | 0 | 0 | 0 | 0 | 0
2022-07-13 21:00 | 0 | 0 | 186065 | 0 | 2846 | 0 | 15 | 139959.7231 | 13.996 | 0 | 139959.7231 | 1261110.7307 | 254 | 117376.3898 | 2467.3716 | 2467.3716 | 22583.3333 | 139959.7231 | 139959.7231 | 0 | 0 | 0 | 0 | 117376.3898 | 0 | 0 | 0 | 0 | 0
2022-07-13 22:00 | 0 | 0 | 186065 | 0 | 2846 | 0 | 15 | 139959.7231 | 13.996 | 0 | 139959.7231 | 1121151.0076 | 254 | 117376.3898 | 2467.3716 | 2467.3716 | 22583.3333 | 139959.7231 | 139959.7231 | 0 | 0 | 0 | 0 | 117376.3898 | 0 | 0 | 0 | 0 | 0
2022-07-13 23:00 | 0 | 0 | 186065 | 0 | 2846 | 0 | 15 | 139959.7231 | 13.996 | 0 | 139959.7231 | 981191.2845 | 254 | 117376.3898 | 2467.3716 | 2467.3716 | 22583.3333 | 139959.7231 | 139959.7231 | 0 | 0 | 0 | 0 | 117376.3898 | 0 | 0 | 0 | 0 | 0
2022-07-14 | 0 | 0 | 186065 | 0 | 2846 | 0 | 15 | 140793.0564 | 14.0793 | 0 | 140793.0564 | 841231.5614 | 254 | 117376.3898 | 2467.3716 | 2467.3716 | 23416.6667 | 140793.0564 | 140793.0564 | 0 | 0 | 0 | 0 | 117376.3898 | 0 | 0 | 0 | 0 | 0
2022-07-14 01:00 | 0 | 0 | 186065 | 0 | 2846 | 0 | 15 | 140793.0564 | 14.0793 | 0 | 140793.0564 | 700438.505 | 254 | 117376.3898 | 2467.3716 | 2467.3716 | 23416.6667 | 140793.0564 | 140793.0564 | 0 | 0 | 0 | 0 | 117376.3898 | 0 | 0 | 0 | 0 | 0
2022-07-14 02:00 | 0 | 0 | 186065 | 0 | 2846 | 0 | 15 | 140793.0564 | 14.0793 | 0 | 140793.0564 | 559645.4485 | 254 | 117376.3898 | 2467.3716 | 2467.3716 | 23416.6667 | 140793.0564 | 140793.0564 | 0 | 0 | 0 | 0 | 117376.3898 | 0 | 0 | 0 | 0 | 0
2022-07-14 03:00 | 0 | 0 | 186065 | 0 | 2846 | 0 | 15 | 140793.0564 | 14.0793 | 0 | 140793.0564 | 418852.3921 | 254 | 117376.3898 | 2467.3716 | 2467.3716 | 23416.6667 | 140793.0564 | 140793.0564 | 0 | 0 | 0 | 0 | 117376.3898 | 0 | 0 | 0 | 0 | 0
2022-07-14 04:00 | 0 | 0 | 186065 | 0 | 2846 | 0 | 15 | 140793.0564 | 14.0793 | 0 | 140793.0564 | 278059.3357 | 254 | 117376.3898 | 2467.3716 | 2467.3716 | 23416.6667 | 140793.0564 | 140793.0564 | 0 | 0 | 0 | 0 | 117376.3898 | 0 | 0 | 0 | 0 | 0
2022-07-14 05:00 | 0.00823 | 0.00429 | 186065 | 1485.3755 | 2846 | 2041.4016 | 15 | 139307.6809 | 13.9308 | 0 | 137266.2793 | 137266.2793 | 254 | 117376.3898 | 2467.3716 | 2467.3716 | 23416.6667 | 140793.0564 | 140793.0564 | 0 | 0 | 0 | 1485.3755 | 115891.0143 | 0 | 0 | 0 | 0 | 0
2022-07-14 06:00 | 0.13223 | 0.29852 | 186065 | 23865.2737 | 2846 | 142051.1002 | 15 | 116927.7827 | 11.6928 | 0 | 0 | 0 | 254 | 117376.3898 | 2467.3716 | 2467.3716 | 23416.6667 | 140793.0564 | 140793.0564 | 0 | 0 | 0 | 448.607 | 116927.7827 | 0 | 0 | 0 | 0 | 0
2022-07-14 07:00 | 0.3417 | 0.55402 | 186065 | 61671.0582 | 2846 | 263631.0818 | 15 | 79121.9982 | 7.9122 | 0 | 0 | 0 | 254 | 117376.3898 | 2467.3716 | 2467.3716 | 23416.6667 | 140793.0564 | 140793.0564 | 0 | 0 | 0 | 61671.0582 | 55705.3316 | 0 | 0 | 0 | 0 | 0
2022-07-14 08:00 | 0.55897 | 0.69914 | 186065 | 100884.6105 | 2846 | 332686.608 | 15 | 39908.446 | 3.9908 | 0 | 0 | 0 | 254 | 117376.3898 | 2467.3716 | 2467.3716 | 23416.6667 | 140793.0564 | 140793.0564 | 0 | 0 | 0 | 77467.9438 | 39908.446 | 0 | 0 | 0 | 0 | 0
2022-07-14 09:00 | 0.7519 | 0.76315 | 186065 | 135705.2053 | 2846 | 363145.8433 | 15 | 5087.8511 | 0.50879 | 0 | 0 | 0 | 254 | 117376.3898 | 2467.3716 | 2467.3716 | 23416.6667 | 140793.0564 | 140793.0564 | 0 | 0 | 0 | 112288.5386 | 5087.8511 | 0 | 0 | 0 | 0 | 0
2022-07-14 10:00 | 0.90195 | 0.80412 | 186065 | 162786.6869 | 2846 | 382641.4669 | 15 | 0 | 0 | 0 | 0 | 0 | 254 | 117376.3898 | 2467.3716 | 2467.3716 | 23416.6667 | 140793.0564 | 140793.0564 | 0 | 0 | 0 | 117376.3898 | 0 | 0 | 0 | 0 | 0 | 0
2022-07-14 11:00 | 0.99625 | 0.86418 | 186065 | 179806.2386 | 2846 | 411221.09 | 15 | 0 | 0 | 0 | 0 | 0 | 254 | 117376.3898 | 2467.3716 | 2467.3716 | 23416.6667 | 140793.0564 | 140793.0564 | 0 | 0 | 0 | 117376.3898 | 0 | 0 | 0 | 0 | 0 | 0
2022-07-14 12:00 | 1.0004 | 0.7612 | 186065 | 180558.8529 | 2846 | 362217.9334 | 15 | 0 | 0 | 206511.9311 | 0 | 0 | 254 | 117376.3898 | 2467.3716 | 2467.3716 | 23416.6667 | 140793.0564 | 140793.0564 | 0 | 0 | 0 | 117376.3898 | 0 | 0 | 0 | 0 | 0 | 0
2022-07-14 13:00 | 0.9684 | 0.74414 | 186065 | 174779.7856 | 2846 | 354099.912 | 15 | 0 | 0 | 354099.912 | 0 | 206511.9311 | 254 | 117376.3898 | 2467.3716 | 2467.3716 | 23416.6667 | 140793.0564 | 140793.0564 | 0 | 0 | 0 | 117376.3898 | 0 | 0 | 0 | 0 | 0 | 0
2022-07-14 14:00 | 0.87295 | 0.69635 | 186065 | 157552.6785 | 2846 | 331358.9831 | 15 | 0 | 0 | 331358.9831 | 0 | 560611.8431 | 254 | 117376.3898 | 2467.3716 | 2467.3716 | 23416.6667 | 140793.0564 | 140793.0564 | 0 | 0 | 0 | 117376.3898 | 0 | 0 | 0 | 0 | 0 | 0
2022-07-14 15:00 | 0.7223 | 0.65846 | 186065 | 130362.907 | 2846 | 313328.9812 | 15 | 10430.1494 | 1.043 | 302898.8317 | 0 | 891970.8262 | 254 | 117376.3898 | 2467.3716 | 2467.3716 | 23416.6667 | 140793.0564 | 140793.0564 | 0 | 0 | 0 | 106946.2403 | 10430.1494 | 0 | 0 | 0 | 0 | 0
2022-07-14 16:00 | 0.5297 | 0.58607 | 186065 | 95601.8716 | 2846 | 278882.1128 | 15 | 45191.1848 | 4.5191 | 233690.9279 | 0 | 1194869.6579 | 254 | 117376.3898 | 2467.3716 | 2467.3716 | 23416.6667 | 140793.0564 | 140793.0564 | 0 | 0 | 0 | 72185.2049 | 45191.1848 | 0 | 0 | 0 | 0 | 0
2022-07-14 17:00 | 0.31367 | 0.44291 | 186065 | 56612.1183 | 2846 | 210759.255 | 15 | 84180.9381 | 8.4181 | 126578.3169 | 0 | 1428560.5859 | 254 | 117376.3898 | 2467.3716 | 2467.3716 | 23416.6667 | 140793.0564 | 140793.0564 | 0 | 0 | 0 | 56612.1183 | 60764.2715 | 0 | 0 | 0 | 0 | 0
2022-07-14 18:00 | 0.11453 | 0.21234 | 186065 | 20670.7237 | 2846 | 101042.2438 | 15 | 120122.3327 | 12.0122 | 0 | 19080.0889 | 1555138.9027 | 254 | 117376.3898 | 2467.3716 | 2467.3716 | 23416.6667 | 140793.0564 | 140793.0564 | 0 | 0 | 0 | 20670.7237 | 96705.666 | 0 | 0 | 0 | 0 | 0
2022-07-14 19:00 | 0.00562 | 0.00133 | 186065 | 1014.3147 | 2846 | 632.8821 | 15 | 139778.7417 | 13.9779 | 0 | 139145.8596 | 1536058.8139 | 254 | 117376.3898 | 2467.3716 | 2467.3716 | 23416.6667 | 140793.0564 | 140793.0564 | 0 | 0 | 0 | 0 | 117376.3898 | 0 | 0 | 0 | 0 | 0
2022-07-14 20:00 | 0 | 0 | 186065 | 0 | 2846 | 0 | 15 | 140793.0564 | 14.0793 | 0 | 140793.0564 | 1396912.9543 | 254 | 117376.3898 | 2467.3716 | 2467.3716 | 23416.6667 | 140793.0564 | 140793.0564 | 0 | 0 | 0 | 0 | 117376.3898 | 0 | 0 | 0 | 0 | 0
2022-07-14 21:00 | 0 | 0 | 186065 | 0 | 2846 | 0 | 15 | 140793.0564 | 14.0793 | 0 | 140793.0564 | 1256119.8978 | 254 | 117376.3898 | 2467.3716 | 2467.3716 | 23416.6667 | 140793.0564 | 140793.0564 | 0 | 0 | 0 | 0 | 117376.3898 | 0 | 0 | 0 | 0 | 0
2022-07-14 22:00 | 0 | 0 | 186065 | 0 | 2846 | 0 | 15 | 140793.0564 | 14.0793 | 0 | 140793.0564 | 1115326.8414 | 254 | 117376.3898 | 2467.3716 | 2467.3716 | 23416.6667 | 140793.0564 | 140793.0564 | 0 | 0 | 0 | 0 | 117376.3898 | 0 | 0 | 0 | 0 | 0
2022-07-14 23:00 | 0 | 0 | 186065 | 0 | 2846 | 0 | 15 | 140793.0564 | 14.0793 | 0 | 140793.0564 | 974533.785 | 254 | 117376.3898 | 2467.3716 | 2467.3716 | 23416.6667 | 140793.0564 | 140793.0564 | 0 | 0 | 0 | 0 | 117376.3898 | 0 | 0 | 0 | 0 | 0
2022-07-15 | 0 | 0 | 186065 | 0 | 2846 | 0 | 15 | 139959.7231 | 13.996 | 0 | 139959.7231 | 833740.7286 | 254 | 117376.3898 | 2467.3716 | 2467.3716 | 22583.3333 | 139959.7231 | 139959.7231 | 0 | 0 | 0 | 0 | 117376.3898 | 0 | 0 | 0 | 0 | 0
2022-07-15 01:00 | 0 | 0 | 186065 | 0 | 2846 | 0 | 15 | 139959.7231 | 13.996 | 0 | 139959.7231 | 693781.0055 | 254 | 117376.3898 | 2467.3716 | 2467.3716 | 22583.3333 | 139959.7231 | 139959.7231 | 0 | 0 | 0 | 0 | 117376.3898 | 0 | 0 | 0 | 0 | 0
2022-07-15 02:00 | 0 | 0 | 186065 | 0 | 2846 | 0 | 15 | 139959.7231 | 13.996 | 0 | 139959.7231 | 553821.2824 | 254 | 117376.3898 | 2467.3716 | 2467.3716 | 22583.3333 | 139959.7231 | 139959.7231 | 0 | 0 | 0 | 0 | 117376.3898 | 0 | 0 | 0 | 0 | 0
2022-07-15 03:00 | 0 | 0 | 186065 | 0 | 2846 | 0 | 15 | 139959.7231 | 13.996 | 0 | 139959.7231 | 413861.5593 | 254 | 117376.3898 | 2467.3716 | 2467.3716 | 22583.3333 | 139959.7231 | 139959.7231 | 0 | 0 | 0 | 0 | 117376.3898 | 0 | 0 | 0 | 0 | 0
2022-07-15 04:00 | 0 | 0 | 186065 | 0 | 2846 | 0 | 15 | 139959.7231 | 13.996 | 0 | 139959.7231 | 273901.8362 | 254 | 117376.3898 | 2467.3716 | 2467.3716 | 22583.3333 | 139959.7231 | 139959.7231 | 0 | 0 | 0 | 0 | 117376.3898 | 0 | 0 | 0 | 0 | 0
2022-07-15 05:00 | 0.0084 | 0.00946 | 186065 | 1516.0576 | 2846 | 4501.5524 | 15 | 138443.6655 | 13.8444 | 0 | 133942.1131 | 133942.1131 | 254 | 117376.3898 | 2467.3716 | 2467.3716 | 22583.3333 | 139959.7231 | 139959.7231 | 0 | 0 | 0 | 0 | 117376.3898 | 0 | 0 | 0 | 0 | 0
2022-07-15 06:00 | 0.13898 | 0.36559 | 186065 | 25083.5343 | 2846 | 173966.4402 | 15 | 114876.1888 | 11.4876 | 0 | 0 | 0 | 254 | 117376.3898 | 2467.3716 | 2467.3716 | 22583.3333 | 139959.7231 | 139959.7231 | 0 | 0 | 0 | 25083.5343 | 92292.8555 | 0 | 0 | 0 | 0 | 0
2022-07-15 07:00 | 0.355 | 0.61544 | 186065 | 64071.4827 | 2846 | 292857.8625 | 15 | 75888.2403 | 7.5888 | 0 | 0 | 0 | 254 | 117376.3898 | 2467.3716 | 2467.3716 | 22583.3333 | 139959.7231 | 139959.7231 | 0 | 0 | 0 | 41488.1494 | 75888.2403 | 0 | 0 | 0 | 0 | 0
2022-07-15 08:00 | 0.57622 | 0.76258 | 186065 | 103997.9431 | 2846 | 362874.6081 | 15 | 35961.78 | 3.5962 | 0 | 0 | 0 | 254 | 117376.3898 | 2467.3716 | 2467.3716 | 22583.3333 | 139959.7231 | 139959.7231 | 0 | 0 | 0 | 81414.6097 | 35961.78 | 0 | 0 | 0 | 0 | 0
2022-07-15 09:00 | 0.77125 | 0.82921 | 186065 | 139197.5523 | 2846 | 394580.5736 | 15 | 762.1708 | 0.076217 | 0 | 0 | 0 | 254 | 117376.3898 | 2467.3716 | 2467.3716 | 22583.3333 | 139959.7231 | 139959.7231 | 0 | 0 | 0 | 116614.219 | 762.1708 | 0 | 0 | 0 | 0 | 0
2022-07-15 10:00 | 0.92233 | 0.87365 | 186065 | 166464.9315 | 2846 | 415727.4009 | 15 | 0 | 0 | 0 | 0 | 0 | 254 | 117376.3898 | 2467.3716 | 2467.3716 | 22583.3333 | 139959.7231 | 139959.7231 | 0 | 0 | 0 | 117376.3898 | 0 | 0 | 0 | 0 | 0 | 0
2022-07-15 11:00 | 1.0174 | 0.93947 | 186065 | 183623.4551 | 2846 | 447047.9269 | 15 | 0 | 0 | 0 | 0 | 0 | 254 | 117376.3898 | 2467.3716 | 2467.3716 | 22583.3333 | 139959.7231 | 139959.7231 | 0 | 0 | 0 | 117376.3898 | 0 | 0 | 0 | 0 | 0 | 0
2022-07-15 12:00 | 1.0326 | 0.8901 | 186065 | 186370.4071 | 2846 | 423555.1531 | 15 | 0 | 0 | 0 | 0 | 0 | 254 | 117376.3898 | 2467.3716 | 2467.3716 | 22583.3333 | 139959.7231 | 139959.7231 | 0 | 0 | 0 | 117376.3898 | 0 | 0 | 0 | 0 | 0 | 0
2022-07-15 13:00 | 0.99997 | 0.87201 | 186065 | 180477.6355 | 2846 | 414947.0049 | 15 | 0 | 0 | 280911.3067 | 0 | 0 | 254 | 117376.3898 | 2467.3716 | 2467.3716 | 22583.3333 | 139959.7231 | 139959.7231 | 0 | 0 | 0 | 117376.3898 | 0 | 0 | 0 | 0 | 0 | 0
2022-07-15 14:00 | 0.90353 | 0.81885 | 186065 | 163071.8502 | 2846 | 389650.7551 | 15 | 0 | 0 | 389650.7551 | 0 | 280911.3067 | 254 | 117376.3898 | 2467.3716 | 2467.3716 | 22583.3333 | 139959.7231 | 139959.7231 | 0 | 0 | 0 | 117376.3898 | 0 | 0 | 0 | 0 | 0 | 0
2022-07-15 15:00 | 0.74985 | 0.77778 | 186065 | 135335.215 | 2846 | 370107.5463 | 15 | 4624.508 | 0.46245 | 365483.0383 | 0 | 670562.0618 | 254 | 117376.3898 | 2467.3716 | 2467.3716 | 22583.3333 | 139959.7231 | 139959.7231 | 0 | 0 | 0 | 117376.3898 | 0 | 0 | 0 | 0 | 0 | 0
2022-07-15 16:00 | 0.55278 | 0.70252 | 186065 | 99767.4204 | 2846 | 334294.985 | 15 | 40192.3027 | 4.0192 | 294102.6823 | 0 | 1036045.1001 | 254 | 117376.3898 | 2467.3716 | 2467.3716 | 22583.3333 | 139959.7231 | 139959.7231 | 0 | 0 | 0 | 99767.4204 | 17608.9694 | 0 | 0 | 0 | 0 | 0
2022-07-15 17:00 | 0.33155 | 0.54576 | 186065 | 59839.1552 | 2846 | 259700.5509 | 15 | 80120.5679 | 8.0121 | 179579.983 | 0 | 1330147.7824 | 254 | 117376.3898 | 2467.3716 | 2467.3716 | 22583.3333 | 139959.7231 | 139959.7231 | 0 | 0 | 0 | 37255.8219 | 80120.5679 | 0 | 0 | 0 | 0 | 0
2022-07-15 18:00 | 0.12122 | 0.29193 | 186065 | 21878.1553 | 2846 | 138915.2408 | 15 | 118081.5678 | 11.8082 | 20833.673 | 0 | 1509727.7655 | 254 | 117376.3898 | 2467.3716 | 2467.3716 | 22583.3333 | 139959.7231 | 139959.7231 | 0 | 0 | 0 | 0 | 117376.3898 | 0 | 0 | 0 | 0 | 0
2022-07-15 19:00 | 0.0057 | 0.00409 | 186065 | 1028.7534 | 2846 | 1946.2314 | 15 | 138930.9697 | 13.8931 | 0 | 136984.7383 | 1530561.4385 | 254 | 117376.3898 | 2467.3716 | 2467.3716 | 22583.3333 | 139959.7231 | 139959.7231 | 0 | 0 | 0 | 0 | 117376.3898 | 0 | 0 | 0 | 0 | 0
2022-07-15 20:00 | 0 | 0 | 186065 | 0 | 2846 | 0 | 15 | 139959.7231 | 13.996 | 0 | 139959.7231 | 1393576.7002 | 254 | 117376.3898 | 2467.3716 | 2467.3716 | 22583.3333 | 139959.7231 | 139959.7231 | 0 | 0 | 0 | 0 | 117376.3898 | 0 | 0 | 0 | 0 | 0
2022-07-15 21:00 | 0 | 0 | 186065 | 0 | 2846 | 0 | 15 | 139959.7231 | 13.996 | 0 | 139959.7231 | 1253616.9771 | 254 | 117376.3898 | 2467.3716 | 2467.3716 | 22583.3333 | 139959.7231 | 139959.7231 | 0 | 0 | 0 | 0 | 117376.3898 | 0 | 0 | 0 | 0 | 0
2022-07-15 22:00 | 0 | 0 | 186065 | 0 | 2846 | 0 | 15 | 139959.7231 | 13.996 | 0 | 139959.7231 | 1113657.254 | 254 | 117376.3898 | 2467.3716 | 2467.3716 | 22583.3333 | 139959.7231 | 139959.7231 | 0 | 0 | 0 | 0 | 117376.3898 | 0 | 0 | 0 | 0 | 0
2022-07-15 23:00 | 0 | 0 | 186065 | 0 | 2846 | 0 | 15 | 139959.7231 | 13.996 | 0 | 139959.7231 | 973697.5309 | 254 | 117376.3898 | 2467.3716 | 2467.3716 | 22583.3333 | 139959.7231 | 139959.7231 | 0 | 0 | 0 | 0 | 117376.3898 | 0 | 0 | 0 | 0 | 0
2022-07-16 | 0 | 0 | 186065 | 0 | 2846 | 0 | 15 | 139834.7231 | 13.9835 | 0 | 139834.7231 | 833737.8079 | 254 | 117376.3898 | 2467.3716 | 2467.3716 | 22458.3333 | 139834.7231 | 139834.7231 | 0 | 0 | 0 | 0 | 117376.3898 | 0 | 0 | 0 | 0 | 0
2022-07-16 01:00 | 0 | 0 | 186065 | 0 | 2846 | 0 | 15 | 139834.7231 | 13.9835 | 0 | 139834.7231 | 693903.0848 | 254 | 117376.3898 | 2467.3716 | 2467.3716 | 22458.3333 | 139834.7231 | 139834.7231 | 0 | 0 | 0 | 0 | 117376.3898 | 0 | 0 | 0 | 0 | 0
2022-07-16 02:00 | 0 | 0 | 186065 | 0 | 2846 | 0 | 15 | 139834.7231 | 13.9835 | 0 | 139834.7231 | 554068.3617 | 254 | 117376.3898 | 2467.3716 | 2467.3716 | 22458.3333 | 139834.7231 | 139834.7231 | 0 | 0 | 0 | 0 | 117376.3898 | 0 | 0 | 0 | 0 | 0
2022-07-16 03:00 | 0 | 0 | 186065 | 0 | 2846 | 0 | 15 | 139834.7231 | 13.9835 | 0 | 139834.7231 | 414233.6386 | 254 | 117376.3898 | 2467.3716 | 2467.3716 | 22458.3333 | 139834.7231 | 139834.7231 | 0 | 0 | 0 | 0 | 117376.3898 | 0 | 0 | 0 | 0 | 0
2022-07-16 04:00 | 0 | 0 | 186065 | 0 | 2846 | 0 | 15 | 139834.7231 | 13.9835 | 0 | 139834.7231 | 274398.9155 | 254 | 117376.3898 | 2467.3716 | 2467.3716 | 22458.3333 | 139834.7231 | 139834.7231 | 0 | 0 | 0 | 0 | 117376.3898 | 0 | 0 | 0 | 0 | 0
2022-07-16 05:00 | 0.00782 | 0.00811 | 186065 | 1411.3775 | 2846 | 3859.1532 | 15 | 138423.3456 | 13.8423 | 0 | 134564.1924 | 134564.1924 | 254 | 117376.3898 | 2467.3716 | 2467.3716 | 22458.3333 | 139834.7231 | 139834.7231 | 0 | 0 | 0 | 0 | 117376.3898 | 0 | 0 | 0 | 0 | 0
2022-07-16 06:00 | 0.13448 | 0.34541 | 186065 | 24271.3606 | 2846 | 164363.763 | 15 | 115563.3625 | 11.5563 | 0 | 0 | 0 | 254 | 117376.3898 | 2467.3716 | 2467.3716 | 22458.3333 | 139834.7231 | 139834.7231 | 0 | 0 | 0 | 1813.0272 | 115563.3625 | 0 | 0 | 0 | 0 | 0
2022-07-16 07:00 | 0.3468 | 0.5915 | 186065 | 62591.5217 | 2846 | 281465.9848 | 15 | 77243.2014 | 7.7243 | 0 | 0 | 0 | 254 | 117376.3898 | 2467.3716 | 2467.3716 | 22458.3333 | 139834.7231 | 139834.7231 | 0 | 0 | 0 | 62591.5217 | 54784.868 | 0 | 0 | 0 | 0 | 0
2022-07-16 08:00 | 0.5652 | 0.74148 | 186065 | 102009.0199 | 2846 | 352834.1478 | 15 | 37825.7032 | 3.7826 | 0 | 0 | 0 | 254 | 117376.3898 | 2467.3716 | 2467.3716 | 22458.3333 | 139834.7231 | 139834.7231 | 0 | 0 | 0 | 79550.6865 | 37825.7032 | 0 | 0 | 0 | 0 | 0
2022-07-16 09:00 | 0.75925 | 0.81348 | 186065 | 137031.7557 | 2846 | 387095.4342 | 15 | 2802.9674 | 0.2803 | 0 | 0 | 0 | 254 | 117376.3898 | 2467.3716 | 2467.3716 | 22458.3333 | 139834.7231 | 139834.7231 | 0 | 0 | 0 | 114573.4224 | 2802.9674 | 0 | 0 | 0 | 0 | 0
2022-07-16 10:00 | 0.909 | 0.86111 | 186065 | 164059.0924 | 2846 | 409760.2268 | 15 | 0 | 0 | 0 | 0 | 0 | 254 | 117376.3898 | 2467.3716 | 2467.3716 | 22458.3333 | 139834.7231 | 139834.7231 | 0 | 0 | 0 | 117376.3898 | 0 | 0 | 0 | 0 | 0 | 0
2022-07-16 11:00 | 1.0027 | 0.92572 | 186065 | 180964.9397 | 2846 | 440504.9729 | 15 | 0 | 0 | 0 | 0 | 0 | 254 | 117376.3898 | 2467.3716 | 2467.3716 | 22458.3333 | 139834.7231 | 139834.7231 | 0 | 0 | 0 | 117376.3898 | 0 | 0 | 0 | 0 | 0 | 0
2022-07-16 12:00 | 1.0255 | 0.91736 | 186065 | 185090.7823 | 2846 | 436526.8568 | 15 | 0 | 0 | 0 | 0 | 0 | 254 | 117376.3898 | 2467.3716 | 2467.3716 | 22458.3333 | 139834.7231 | 139834.7231 | 0 | 0 | 0 | 117376.3898 | 0 | 0 | 0 | 0 | 0 | 0
2022-07-16 13:00 | 0.99058 | 0.89109 | 186065 | 178782.8997 | 2846 | 424026.2458 | 15 | 0 | 0 | 285162.9712 | 0 | 0 | 254 | 117376.3898 | 2467.3716 | 2467.3716 | 22458.3333 | 139834.7231 | 139834.7231 | 0 | 0 | 0 | 117376.3898 | 0 | 0 | 0 | 0 | 0 | 0
2022-07-16 14:00 | 0.89378 | 0.82892 | 186065 | 161312.1404 | 2846 | 394442.5767 | 15 | 0 | 0 | 394442.5767 | 0 | 285162.9712 | 254 | 117376.3898 | 2467.3716 | 2467.3716 | 22458.3333 | 139834.7231 | 139834.7231 | 0 | 0 | 0 | 117376.3898 | 0 | 0 | 0 | 0 | 0 | 0
2022-07-16 15:00 | 0.74128 | 0.78174 | 186065 | 133788.4753 | 2846 | 371991.9171 | 15 | 6046.2478 | 0.60462 | 365945.6693 | 0 | 679605.5479 | 254 | 117376.3898 | 2467.3716 | 2467.3716 | 22458.3333 | 139834.7231 | 139834.7231 | 0 | 0 | 0 | 117376.3898 | 0 | 0 | 0 | 0 | 0 | 0
2022-07-16 16:00 | 0.54597 | 0.70363 | 186065 | 98538.3308 | 2846 | 334823.1799 | 15 | 41296.3923 | 4.1296 | 293526.7876 | 0 | 1045551.2172 | 254 | 117376.3898 | 2467.3716 | 2467.3716 | 22458.3333 | 139834.7231 | 139834.7231 | 0 | 0 | 0 | 76079.9975 | 41296.3923 | 0 | 0 | 0 | 0 | 0
2022-07-16 17:00 | 0.3273 | 0.54623 | 186065 | 59072.1023 | 2846 | 259924.201 | 15 | 80762.6208 | 8.0763 | 179161.5802 | 0 | 1339078.0047 | 254 | 117376.3898 | 2467.3716 | 2467.3716 | 22458.3333 | 139834.7231 | 139834.7231 | 0 | 0 | 0 | 36613.7689 | 80762.6208 | 0 | 0 | 0 | 0 | 0
2022-07-16 18:00 | 0.1186 | 0.28717 | 186065 | 21405.2897 | 2846 | 136650.1891 | 15 | 118429.4334 | 11.8429 | 18220.7557 | 0 | 1518239.5849 | 254 | 117376.3898 | 2467.3716 | 2467.3716 | 22458.3333 | 139834.7231 | 139834.7231 | 0 | 0 | 0 | 0 | 117376.3898 | 0 | 0 | 0 | 0 | 0
2022-07-16 19:00 | 0.0054 | 0.00352 | 186065 | 974.6085 | 2846 | 1674.9962 | 15 | 138860.1146 | 13.886 | 0 | 137185.1184 | 1536460.3406 | 254 | 117376.3898 | 2467.3716 | 2467.3716 | 22458.3333 | 139834.7231 | 139834.7231 | 0 | 0 | 0 | 974.6085 | 116401.7813 | 0 | 0 | 0 | 0 | 0
2022-07-16 20:00 | 0 | 0 | 186065 | 0 | 2846 | 0 | 15 | 139834.7231 | 13.9835 | 0 | 139834.7231 | 1399275.2222 | 254 | 117376.3898 | 2467.3716 | 2467.3716 | 22458.3333 | 139834.7231 | 139834.7231 | 0 | 0 | 0 | 0 | 117376.3898 | 0 | 0 | 0 | 0 | 0
2022-07-16 21:00 | 0 | 0 | 186065 | 0 | 2846 | 0 | 15 | 139834.7231 | 13.9835 | 0 | 139834.7231 | 1259440.4991 | 254 | 117376.3898 | 2467.3716 | 2467.3716 | 22458.3333 | 139834.7231 | 139834.7231 | 0 | 0 | 0 | 0 | 117376.3898 | 0 | 0 | 0 | 0 | 0
2022-07-16 22:00 | 0 | 0 | 186065 | 0 | 2846 | 0 | 15 | 139834.7231 | 13.9835 | 0 | 139834.7231 | 1119605.7761 | 254 | 117376.3898 | 2467.3716 | 2467.3716 | 22458.3333 | 139834.7231 | 139834.7231 | 0 | 0 | 0 | 0 | 117376.3898 | 0 | 0 | 0 | 0 | 0
2022-07-16 23:00 | 0 | 0 | 186065 | 0 | 2846 | 0 | 15 | 139834.7231 | 13.9835 | 0 | 139834.7231 | 979771.053 | 254 | 117376.3898 | 2467.3716 | 2467.3716 | 22458.3333 | 139834.7231 | 139834.7231 | 0 | 0 | 0 | 0 | 117376.3898 | 0 | 0 | 0 | 0 | 0
2022-07-17 | 0 | 0 | 186065 | 0 | 2846 | 0 | 15 | 140543.0564 | 14.0543 | 0 | 140543.0564 | 839936.3299 | 254 | 117376.3898 | 2467.3716 | 2467.3716 | 23166.6667 | 140543.0564 | 140543.0564 | 0 | 0 | 0 | 0 | 117376.3898 | 0 | 0 | 0 | 0 | 0
2022-07-17 01:00 | 0 | 0 | 186065 | 0 | 2846 | 0 | 15 | 140543.0564 | 14.0543 | 0 | 140543.0564 | 699393.2734 | 254 | 117376.3898 | 2467.3716 | 2467.3716 | 23166.6667 | 140543.0564 | 140543.0564 | 0 | 0 | 0 | 0 | 117376.3898 | 0 | 0 | 0 | 0 | 0
2022-07-17 02:00 | 0 | 0 | 186065 | 0 | 2846 | 0 | 15 | 140543.0564 | 14.0543 | 0 | 140543.0564 | 558850.217 | 254 | 117376.3898 | 2467.3716 | 2467.3716 | 23166.6667 | 140543.0564 | 140543.0564 | 0 | 0 | 0 | 0 | 117376.3898 | 0 | 0 | 0 | 0 | 0
2022-07-17 03:00 | 0 | 0 | 186065 | 0 | 2846 | 0 | 15 | 140543.0564 | 14.0543 | 0 | 140543.0564 | 418307.1606 | 254 | 117376.3898 | 2467.3716 | 2467.3716 | 23166.6667 | 140543.0564 | 140543.0564 | 0 | 0 | 0 | 0 | 117376.3898 | 0 | 0 | 0 | 0 | 0
2022-07-17 04:00 | 0 | 0 | 186065 | 0 | 2846 | 0 | 15 | 140543.0564 | 14.0543 | 0 | 140543.0564 | 277764.1042 | 254 | 117376.3898 | 2467.3716 | 2467.3716 | 23166.6667 | 140543.0564 | 140543.0564 | 0 | 0 | 0 | 0 | 117376.3898 | 0 | 0 | 0 | 0 | 0
2022-07-17 05:00 | 0.00728 | 0.00422 | 186065 | 1313.9166 | 2846 | 2008.0921 | 15 | 139229.1398 | 13.9229 | 0 | 137221.0478 | 137221.0478 | 254 | 117376.3898 | 2467.3716 | 2467.3716 | 23166.6667 | 140543.0564 | 140543.0564 | 0 | 0 | 0 | 0 | 117376.3898 | 0 | 0 | 0 | 0 | 0
2022-07-17 06:00 | 0.1299 | 0.30432 | 186065 | 23444.7482 | 2846 | 144811.0372 | 15 | 117098.3082 | 11.7098 | 0 | 0 | 0 | 254 | 117376.3898 | 2467.3716 | 2467.3716 | 23166.6667 | 140543.0564 | 140543.0564 | 0 | 0 | 0 | 278.0815 | 117098.3082 | 0 | 0 | 0 | 0 | 0
2022-07-17 07:00 | 0.33923 | 0.54904 | 186065 | 61225.2651 | 2846 | 261261.3428 | 15 | 79317.7914 | 7.9318 | 0 | 0 | 0 | 254 | 117376.3898 | 2467.3716 | 2467.3716 | 23166.6667 | 140543.0564 | 140543.0564 | 0 | 0 | 0 | 61225.2651 | 56151.1247 | 0 | 0 | 0 | 0 | 0
2022-07-17 08:00 | 0.55803 | 0.70556 | 186065 | 100714.9564 | 2846 | 335741.5727 | 15 | 39828.1 | 3.9828 | 0 | 0 | 0 | 254 | 117376.3898 | 2467.3716 | 2467.3716 | 23166.6667 | 140543.0564 | 140543.0564 | 0 | 0 | 0 | 100714.9564 | 16661.4334 | 0 | 0 | 0 | 0 | 0
2022-07-17 09:00 | 0.75283 | 0.78334 | 186065 | 135873.0545 | 2846 | 372753.279 | 15 | 4670.0019 | 0.467 | 0 | 0 | 0 | 254 | 117376.3898 | 2467.3716 | 2467.3716 | 23166.6667 | 140543.0564 | 140543.0564 | 0 | 0 | 0 | 112706.3879 | 4670.0019 | 0 | 0 | 0 | 0 | 0
2022-07-17 10:00 | 0.90358 | 0.83463 | 186065 | 163080.8743 | 2846 | 397159.6871 | 15 | 0 | 0 | 0 | 0 | 0 | 254 | 117376.3898 | 2467.3716 | 2467.3716 | 23166.6667 | 140543.0564 | 140543.0564 | 0 | 0 | 0 | 117376.3898 | 0 | 0 | 0 | 0 | 0 | 0
2022-07-17 11:00 | 0.99733 | 0.89938 | 186065 | 180001.1603 | 2846 | 427971.0523 | 15 | 0 | 0 | 0 | 0 | 0 | 254 | 117376.3898 | 2467.3716 | 2467.3716 | 23166.6667 | 140543.0564 | 140543.0564 | 0 | 0 | 0 | 117376.3898 | 0 | 0 | 0 | 0 | 0 | 0
2022-07-17 12:00 | 1.0193 | 0.88981 | 186065 | 183966.3729 | 2846 | 423417.1563 | 15 | 0 | 0 | 0 | 0 | 0 | 254 | 117376.3898 | 2467.3716 | 2467.3716 | 23166.6667 | 140543.0564 | 140543.0564 | 0 | 0 | 0 | 117376.3898 | 0 | 0 | 0 | 0 | 0 | 0
2022-07-17 13:00 | 0.98488 | 0.86025 | 186065 | 177754.1463 | 2846 | 409350.9948 | 15 | 0 | 0 | 381477.7699 | 0 | 0 | 254 | 117376.3898 | 2467.3716 | 2467.3716 | 23166.6667 | 140543.0564 | 140543.0564 | 0 | 0 | 0 | 117376.3898 | 0 | 0 | 0 | 0 | 0 | 0
2022-07-17 14:00 | 0.88712 | 0.79766 | 186065 | 160110.1233 | 2846 | 379567.4682 | 15 | 0 | 0 | 379567.4682 | 0 | 381477.7699 | 254 | 117376.3898 | 2467.3716 | 2467.3716 | 23166.6667 | 140543.0564 | 140543.0564 | 0 | 0 | 0 | 117376.3898 | 0 | 0 | 0 | 0 | 0 | 0
2022-07-17 15:00 | 0.73333 | 0.7476 | 186065 | 132353.6351 | 2846 | 355746.3571 | 15 | 8189.4214 | 0.81894 | 347556.9358 | 0 | 761045.2381 | 254 | 117376.3898 | 2467.3716 | 2467.3716 | 23166.6667 | 140543.0564 | 140543.0564 | 0 | 0 | 0 | 117376.3898 | 0 | 0 | 0 | 0 | 0 | 0
2022-07-17 16:00 | 0.53672 | 0.65673 | 186065 | 96868.8626 | 2846 | 312505.7586 | 15 | 43674.1938 | 4.3674 | 268831.5647 | 0 | 1108602.1739 | 254 | 117376.3898 | 2467.3716 | 2467.3716 | 23166.6667 | 140543.0564 | 140543.0564 | 0 | 0 | 0 | 73702.1959 | 43674.1938 | 0 | 0 | 0 | 0 | 0
2022-07-17 17:00 | 0.318 | 0.50586 | 186065 | 57393.6099 | 2846 | 240714.088 | 15 | 83149.4465 | 8.3149 | 157564.6415 | 0 | 1377433.7386 | 254 | 117376.3898 | 2467.3716 | 2467.3716 | 23166.6667 | 140543.0564 | 140543.0564 | 0 | 0 | 0 | 34226.9432 | 83149.4465 | 0 | 0 | 0 | 0 | 0
2022-07-17 18:00 | 0.11368 | 0.25931 | 186065 | 20517.3131 | 2846 | 123392.9747 | 15 | 120025.7433 | 12.0026 | 3367.2314 | 0 | 1534998.3801 | 254 | 117376.3898 | 2467.3716 | 2467.3716 | 23166.6667 | 140543.0564 | 140543.0564 | 0 | 0 | 0 | 20517.3131 | 96859.0766 | 0 | 0 | 0 | 0 | 0
2022-07-17 19:00 | 0.005 | 0.00291 | 186065 | 902.4153 | 2846 | 1384.727 | 15 | 139640.6412 | 13.9641 | 0 | 138255.9142 | 1538365.6115 | 254 | 117376.3898 | 2467.3716 | 2467.3716 | 23166.6667 | 140543.0564 | 140543.0564 | 0 | 0 | 0 | 0 | 117376.3898 | 0 | 0 | 0 | 0 | 0
2022-07-17 20:00 | 0 | 0 | 186065 | 0 | 2846 | 0 | 15 | 140543.0564 | 14.0543 | 0 | 140543.0564 | 1400109.6973 | 254 | 117376.3898 | 2467.3716 | 2467.3716 | 23166.6667 | 140543.0564 | 140543.0564 | 0 | 0 | 0 | 0 | 117376.3898 | 0 | 0 | 0 | 0 | 0
2022-07-17 21:00 | 0 | 0 | 186065 | 0 | 2846 | 0 | 15 | 140543.0564 | 14.0543 | 0 | 140543.0564 | 1259566.6409 | 254 | 117376.3898 | 2467.3716 | 2467.3716 | 23166.6667 | 140543.0564 | 140543.0564 | 0 | 0 | 0 | 0 | 117376.3898 | 0 | 0 | 0 | 0 | 0
2022-07-17 22:00 | 0 | 0 | 186065 | 0 | 2846 | 0 | 15 | 140543.0564 | 14.0543 | 0 | 140543.0564 | 1119023.5845 | 254 | 117376.3898 | 2467.3716 | 2467.3716 | 23166.6667 | 140543.0564 | 140543.0564 | 0 | 0 | 0 | 0 | 117376.3898 | 0 | 0 | 0 | 0 | 0
2022-07-17 23:00 | 0 | 0 | 186065 | 0 | 2846 | 0 | 15 | 140543.0564 | 14.0543 | 0 | 140543.0564 | 978480.5281 | 254 | 117376.3898 | 2467.3716 | 2467.3716 | 23166.6667 | 140543.0564 | 140543.0564 | 0 | 0 | 0 | 0 | 117376.3898 | 0 | 0 | 0 | 0 | 0
2022-07-18 | 0 | 0 | 186065 | 0 | 2846 | 0 | 15 | 140209.7231 | 14.021 | 0 | 140209.7231 | 837937.4716 | 254 | 117376.3898 | 2467.3716 | 2467.3716 | 22833.3333 | 140209.7231 | 140209.7231 | 0 | 0 | 0 | 0 | 117376.3898 | 0 | 0 | 0 | 0 | 0
2022-07-18 01:00 | 0 | 0 | 186065 | 0 | 2846 | 0 | 15 | 140209.7231 | 14.021 | 0 | 140209.7231 | 697727.7485 | 254 | 117376.3898 | 2467.3716 | 2467.3716 | 22833.3333 | 140209.7231 | 140209.7231 | 0 | 0 | 0 | 0 | 117376.3898 | 0 | 0 | 0 | 0 | 0
2022-07-18 02:00 | 0 | 0 | 186065 | 0 | 2846 | 0 | 15 | 140209.7231 | 14.021 | 0 | 140209.7231 | 557518.0254 | 254 | 117376.3898 | 2467.3716 | 2467.3716 | 22833.3333 | 140209.7231 | 140209.7231 | 0 | 0 | 0 | 0 | 117376.3898 | 0 | 0 | 0 | 0 | 0
2022-07-18 03:00 | 0 | 0 | 186065 | 0 | 2846 | 0 | 15 | 140209.7231 | 14.021 | 0 | 140209.7231 | 417308.3024 | 254 | 117376.3898 | 2467.3716 | 2467.3716 | 22833.3333 | 140209.7231 | 140209.7231 | 0 | 0 | 0 | 0 | 117376.3898 | 0 | 0 | 0 | 0 | 0
2022-07-18 04:00 | 0 | 0 | 186065 | 0 | 2846 | 0 | 15 | 140209.7231 | 14.021 | 0 | 140209.7231 | 277098.5793 | 254 | 117376.3898 | 2467.3716 | 2467.3716 | 22833.3333 | 140209.7231 | 140209.7231 | 0 | 0 | 0 | 0 | 117376.3898 | 0 | 0 | 0 | 0 | 0
2022-07-18 05:00 | 0.00672 | 0.00443 | 186065 | 1212.8461 | 2846 | 2108.0208 | 15 | 138996.877 | 13.8997 | 0 | 136888.8562 | 136888.8562 | 254 | 117376.3898 | 2467.3716 | 2467.3716 | 22833.3333 | 140209.7231 | 140209.7231 | 0 | 0 | 0 | 0 | 117376.3898 | 0 | 0 | 0 | 0 | 0
2022-07-18 06:00 | 0.12553 | 0.29627 | 186065 | 22656.0373 | 2846 | 140980.435 | 15 | 117553.6858 | 11.7554 | 0 | 0 | 0 | 254 | 117376.3898 | 2467.3716 | 2467.3716 | 22833.3333 | 140209.7231 | 140209.7231 | 0 | 0 | 0 | 0 | 117376.3898 | 0 | 0 | 0 | 0 | 0
2022-07-18 07:00 | 0.3333 | 0.54702 | 186065 | 60155.0006 | 2846 | 260300.1234 | 15 | 80054.7225 | 8.0055 | 0 | 0 | 0 | 254 | 117376.3898 | 2467.3716 | 2467.3716 | 22833.3333 | 140209.7231 | 140209.7231 | 0 | 0 | 0 | 37321.6672 | 80054.7225 | 0 | 0 | 0 | 0 | 0
2022-07-18 08:00 | 0.55155 | 0.69419 | 186065 | 99545.4262 | 2846 | 330331.1445 | 15 | 40664.2969 | 4.0664 | 0 | 0 | 0 | 254 | 117376.3898 | 2467.3716 | 2467.3716 | 22833.3333 | 140209.7231 | 140209.7231 | 0 | 0 | 0 | 99545.4262 | 17830.9635 | 0 | 0 | 0 | 0 | 0
2022-07-18 09:00 | 0.74572 | 0.77552 | 186065 | 134589.82 | 2846 | 369032.1226 | 15 | 5619.903 | 0.56199 | 0 | 0 | 0 | 254 | 117376.3898 | 2467.3716 | 2467.3716 | 22833.3333 | 140209.7231 | 140209.7231 | 0 | 0 | 0 | 111756.4867 | 5619.903 | 0 | 0 | 0 | 0 | 0
2022-07-18 10:00 | 0.89617 | 0.82745 | 186065 | 161743.4949 | 2846 | 393743.0754 | 15 | 0 | 0 | 0 | 0 | 0 | 254 | 117376.3898 | 2467.3716 | 2467.3716 | 22833.3333 | 140209.7231 | 140209.7231 | 0 | 0 | 0 | 117376.3898 | 0 | 0 | 0 | 0 | 0 | 0
2022-07-18 11:00 | 0.9902 | 0.89305 | 186065 | 178714.3161 | 2846 | 424958.9142 | 15 | 0 | 0 | 0 | 0 | 0 | 254 | 117376.3898 | 2467.3716 | 2467.3716 | 22833.3333 | 140209.7231 | 140209.7231 | 0 | 0 | 0 | 117376.3898 | 0 | 0 | 0 | 0 | 0 | 0
2022-07-18 12:00 | 0.9945 | 0.80263 | 186065 | 179490.3932 | 2846 | 381932.4487 | 15 | 0 | 0 | 305792.4397 | 0 | 0 | 254 | 117376.3898 | 2467.3716 | 2467.3716 | 22833.3333 | 140209.7231 | 140209.7231 | 0 | 0 | 0 | 117376.3898 | 0 | 0 | 0 | 0 | 0 | 0
2022-07-18 13:00 | 0.96038 | 0.77396 | 186065 | 173332.3116 | 2846 | 368289.7948 | 15 | 0 | 0 | 368289.7948 | 0 | 305792.4397 | 254 | 117376.3898 | 2467.3716 | 2467.3716 | 22833.3333 | 140209.7231 | 140209.7231 | 0 | 0 | 0 | 117376.3898 | 0 | 0 | 0 | 0 | 0 | 0
2022-07-18 14:00 | 0.863 | 0.70939 | 186065 | 155756.8722 | 2846 | 337564.0828 | 15 | 0 | 0 | 337564.0828 | 0 | 674082.2344 | 254 | 117376.3898 | 2467.3716 | 2467.3716 | 22833.3333 | 140209.7231 | 140209.7231 | 0 | 0 | 0 | 117376.3898 | 0 | 0 | 0 | 0 | 0 | 0
2022-07-18 15:00 | 0.70978 | 0.65383 | 186065 | 128103.2592 | 2846 | 311125.7901 | 15 | 12106.4639 | 1.2106 | 299019.3262 | 0 | 1011646.3172 | 254 | 117376.3898 | 2467.3716 | 2467.3716 | 22833.3333 | 140209.7231 | 140209.7231 | 0 | 0 | 0 | 117376.3898 | 0 | 0 | 0 | 0 | 0 | 0
2022-07-18 16:00 | 0.5124 | 0.53981 | 186065 | 92479.5148 | 2846 | 256869.2363 | 15 | 47730.2083 | 4.773 | 209139.028 | 0 | 1310665.6434 | 254 | 117376.3898 | 2467.3716 | 2467.3716 | 22833.3333 | 140209.7231 | 140209.7231 | 0 | 0 | 0 | 92479.5148 | 24896.8749 | 0 | 0 | 0 | 0 | 0
2022-07-18 17:00 | 0.29312 | 0.37515 | 186065 | 52903.1916 | 2846 | 178515.5777 | 15 | 87306.5315 | 8.7307 | 91209.0462 | 0 | 1519804.6714 | 254 | 117376.3898 | 2467.3716 | 2467.3716 | 22833.3333 | 140209.7231 | 140209.7231 | 0 | 0 | 0 | 52903.1916 | 64473.1981 | 0 | 0 | 0 | 0 | 0
2022-07-18 18:00 | 0.10218 | 0.15885 | 186065 | 18441.758 | 2846 | 75588.9631 | 15 | 121767.965 | 12.1768 | 0 | 46179.0019 | 1611013.7176 | 254 | 117376.3898 | 2467.3716 | 2467.3716 | 22833.3333 | 140209.7231 | 140209.7231 | 0 | 0 | 0 | 18441.758 | 98934.6317 | 0 | 0 | 0 | 0 | 0
2022-07-18 19:00 | 0.0046 | 0.00067 | 186065 | 830.222 | 2846 | 318.8203 | 15 | 139379.5011 | 13.938 | 0 | 139060.6808 | 1564834.7157 | 254 | 117376.3898 | 2467.3716 | 2467.3716 | 22833.3333 | 140209.7231 | 140209.7231 | 0 | 0 | 0 | 0 | 117376.3898 | 0 | 0 | 0 | 0 | 0
2022-07-18 20:00 | 0 | 0 | 186065 | 0 | 2846 | 0 | 15 | 140209.7231 | 14.021 | 0 | 140209.7231 | 1425774.035 | 254 | 117376.3898 | 2467.3716 | 2467.3716 | 22833.3333 | 140209.7231 | 140209.7231 | 0 | 0 | 0 | 0 | 117376.3898 | 0 | 0 | 0 | 0 | 0
2022-07-18 21:00 | 0 | 0 | 186065 | 0 | 2846 | 0 | 15 | 140209.7231 | 14.021 | 0 | 140209.7231 | 1285564.3119 | 254 | 117376.3898 | 2467.3716 | 2467.3716 | 22833.3333 | 140209.7231 | 140209.7231 | 0 | 0 | 0 | 0 | 117376.3898 | 0 | 0 | 0 | 0 | 0
2022-07-18 22:00 | 0 | 0 | 186065 | 0 | 2846 | 0 | 15 | 140209.7231 | 14.021 | 0 | 140209.7231 | 1145354.5888 | 254 | 117376.3898 | 2467.3716 | 2467.3716 | 22833.3333 | 140209.7231 | 140209.7231 | 0 | 0 | 0 | 0 | 117376.3898 | 0 | 0 | 0 | 0 | 0
2022-07-18 23:00 | 0 | 0 | 186065 | 0 | 2846 | 0 | 15 | 140209.7231 | 14.021 | 0 | 140209.7231 | 1005144.8657 | 254 | 117376.3898 | 2467.3716 | 2467.3716 | 22833.3333 | 140209.7231 | 140209.7231 | 0 | 0 | 0 | 0 | 117376.3898 | 0 | 0 | 0 | 0 | 0
2022-07-19 | 0 | 0 | 186065 | 0 | 2846 | 0 | 15 | 140251.3898 | 14.0251 | 0 | 140251.3898 | 864935.1426 | 254 | 117376.3898 | 2467.3716 | 2467.3716 | 22875 | 140251.3898 | 140251.3898 | 0 | 0 | 0 | 0 | 117376.3898 | 0 | 0 | 0 | 0 | 0
2022-07-19 01:00 | 0 | 0 | 186065 | 0 | 2846 | 0 | 15 | 140251.3898 | 14.0251 | 0 | 140251.3898 | 724683.7528 | 254 | 117376.3898 | 2467.3716 | 2467.3716 | 22875 | 140251.3898 | 140251.3898 | 0 | 0 | 0 | 0 | 117376.3898 | 0 | 0 | 0 | 0 | 0
2022-07-19 02:00 | 0 | 0 | 186065 | 0 | 2846 | 0 | 15 | 140251.3898 | 14.0251 | 0 | 140251.3898 | 584432.3631 | 254 | 117376.3898 | 2467.3716 | 2467.3716 | 22875 | 140251.3898 | 140251.3898 | 0 | 0 | 0 | 0 | 117376.3898 | 0 | 0 | 0 | 0 | 0
2022-07-19 03:00 | 0 | 0 | 186065 | 0 | 2846 | 0 | 15 | 140251.3898 | 14.0251 | 0 | 140251.3898 | 444180.9733 | 254 | 117376.3898 | 2467.3716 | 2467.3716 | 22875 | 140251.3898 | 140251.3898 | 0 | 0 | 0 | 0 | 117376.3898 | 0 | 0 | 0 | 0 | 0
2022-07-19 04:00 | 0 | 0 | 186065 | 0 | 2846 | 0 | 15 | 140251.3898 | 14.0251 | 0 | 140251.3898 | 303929.5836 | 254 | 117376.3898 | 2467.3716 | 2467.3716 | 22875 | 140251.3898 | 140251.3898 | 0 | 0 | 0 | 0 | 117376.3898 | 0 | 0 | 0 | 0 | 0
2022-07-19 05:00 | 0.0062 | 0.00116 | 186065 | 1118.9949 | 2846 | 551.9874 | 15 | 139132.3948 | 13.9132 | 0 | 138580.4075 | 163678.1938 | 254 | 117376.3898 | 2467.3716 | 2467.3716 | 22875 | 140251.3898 | 140251.3898 | 0 | 0 | 0 | 1118.9949 | 116257.3948 | 0 | 0 | 0 | 0 | 0
2022-07-19 06:00 | 0.11465 | 0.19851 | 186065 | 20692.3817 | 2846 | 94461.2217 | 15 | 119559.0081 | 11.9559 | 0 | 25097.7864 | 25097.7864 | 254 | 117376.3898 | 2467.3716 | 2467.3716 | 22875 | 140251.3898 | 140251.3898 | 0 | 0 | 0 | 0 | 117376.3898 | 0 | 0 | 0 | 0 | 0
2022-07-19 07:00 | 0.31383 | 0.43223 | 186065 | 56640.9956 | 2846 | 205677.1642 | 15 | 83610.3942 | 8.361 | 0 | 0 | 0 | 254 | 117376.3898 | 2467.3716 | 2467.3716 | 22875 | 140251.3898 | 140251.3898 | 0 | 0 | 0 | 56640.9956 | 60735.3942 | 0 | 0 | 0 | 0 | 0
2022-07-19 08:00 | 0.53095 | 0.58628 | 186065 | 95827.4754 | 2846 | 278982.0415 | 15 | 44423.9144 | 4.4424 | 0 | 0 | 0 | 254 | 117376.3898 | 2467.3716 | 2467.3716 | 22875 | 140251.3898 | 140251.3898 | 0 | 0 | 0 | 95827.4754 | 21548.9144 | 0 | 0 | 0 | 0 | 0
2022-07-19 09:00 | 0.72665 | 0.676 | 186065 | 131148.0083 | 2846 | 321675.4112 | 15 | 9103.3815 | 0.91034 | 0 | 0 | 0 | 254 | 117376.3898 | 2467.3716 | 2467.3716 | 22875 | 140251.3898 | 140251.3898 | 0 | 0 | 0 | 108273.0083 | 9103.3815 | 0 | 0 | 0 | 0 | 0
2022-07-19 10:00 | 0.87988 | 0.73377 | 186065 | 158803.426 | 2846 | 349165.335 | 15 | 0 | 0 | 0 | 0 | 0 | 254 | 117376.3898 | 2467.3716 | 2467.3716 | 22875 | 140251.3898 | 140251.3898 | 0 | 0 | 0 | 117376.3898 | 0 | 0 | 0 | 0 | 0 | 0
2022-07-19 11:00 | 0.97625 | 0.7989 | 186065 | 176196.5776 | 2846 | 380157.5237 | 15 | 0 | 0 | 106337.1137 | 0 | 0 | 254 | 117376.3898 | 2467.3716 | 2467.3716 | 22875 | 140251.3898 | 140251.3898 | 0 | 0 | 0 | 117376.3898 | 0 | 0 | 0 | 0 | 0 | 0
2022-07-19 12:00 | 0.98908 | 0.74632 | 186065 | 178512.1751 | 2846 | 355137.2676 | 15 | 0 | 0 | 355137.2676 | 0 | 106337.1137 | 254 | 117376.3898 | 2467.3716 | 2467.3716 | 22875 | 140251.3898 | 140251.3898 | 0 | 0 | 0 | 117376.3898 | 0 | 0 | 0 | 0 | 0 | 0
2022-07-19 13:00 | 0.9561 | 0.723 | 186065 | 172559.8441 | 2846 | 344040.4176 | 15 | 0 | 0 | 344040.4176 | 0 | 461474.3813 | 254 | 117376.3898 | 2467.3716 | 2467.3716 | 22875 | 140251.3898 | 140251.3898 | 0 | 0 | 0 | 117376.3898 | 0 | 0 | 0 | 0 | 0 | 0
2022-07-19 14:00 | 0.85597 | 0.64965 | 186065 | 154488.0763 | 2846 | 309136.7321 | 15 | 0 | 0 | 309136.7321 | 0 | 805514.7989 | 254 | 117376.3898 | 2467.3716 | 2467.3716 | 22875 | 140251.3898 | 140251.3898 | 0 | 0 | 0 | 117376.3898 | 0 | 0 | 0 | 0 | 0 | 0
2022-07-19 15:00 | 0.70262 | 0.59263 | 186065 | 126811.0006 | 2846 | 282003.6967 | 15 | 13440.3892 | 1.344 | 268563.3075 | 0 | 1114651.531 | 254 | 117376.3898 | 2467.3716 | 2467.3716 | 22875 | 140251.3898 | 140251.3898 | 0 | 0 | 0 | 117376.3898 | 0 | 0 | 0 | 0 | 0 | 0
2022-07-19 16:00 | 0.4976 | 0.48368 | 186065 | 89808.3657 | 2846 | 230159.7084 | 15 | 50443.0241 | 5.0443 | 179716.6843 | 0 | 1383214.8385 | 254 | 117376.3898 | 2467.3716 | 2467.3716 | 22875 | 140251.3898 | 140251.3898 | 0 | 0 | 0 | 89808.3657 | 27568.0241 | 0 | 0 | 0 | 0 | 0
2022-07-19 17:00 | 0.28315 | 0.3444 | 186065 | 51103.7756 | 2846 | 163883.1533 | 15 | 89147.6141 | 8.9148 | 74735.5391 | 0 | 1562931.5228 | 254 | 117376.3898 | 2467.3716 | 2467.3716 | 22875 | 140251.3898 | 140251.3898 | 0 | 0 | 0 | 28228.7756 | 89147.6141 | 0 | 0 | 0 | 0 | 0
2022-07-19 18:00 | 0.09753 | 0.12413 | 186065 | 17602.5119 | 2846 | 59067.4095 | 15 | 122648.8779 | 12.2649 | 0 | 63581.4684 | 1637667.0619 | 254 | 117376.3898 | 2467.3716 | 2467.3716 | 22875 | 140251.3898 | 140251.3898 | 0 | 0 | 0 | 0 | 117376.3898 | 0 | 0 | 0 | 0 | 0
2022-07-19 19:00 | 0.0044 | 0 | 186065 | 794.1254 | 2846 | 0 | 15 | 139457.2643 | 13.9457 | 0 | 139457.2643 | 1574085.5935 | 254 | 117376.3898 | 2467.3716 | 2467.3716 | 22875 | 140251.3898 | 140251.3898 | 0 | 0 | 0 | 0 | 117376.3898 | 0 | 0 | 0 | 0 | 0
2022-07-19 20:00 | 0 | 0 | 186065 | 0 | 2846 | 0 | 15 | 140251.3898 | 14.0251 | 0 | 140251.3898 | 1434628.3292 | 254 | 117376.3898 | 2467.3716 | 2467.3716 | 22875 | 140251.3898 | 140251.3898 | 0 | 0 | 0 | 0 | 117376.3898 | 0 | 0 | 0 | 0 | 0
2022-07-19 21:00 | 0 | 0 | 186065 | 0 | 2846 | 0 | 15 | 140251.3898 | 14.0251 | 0 | 140251.3898 | 1294376.9394 | 254 | 117376.3898 | 2467.3716 | 2467.3716 | 22875 | 140251.3898 | 140251.3898 | 0 | 0 | 0 | 0 | 117376.3898 | 0 | 0 | 0 | 0 | 0
2022-07-19 22:00 | 0 | 0 | 186065 | 0 | 2846 | 0 | 15 | 140251.3898 | 14.0251 | 0 | 140251.3898 | 1154125.5496 | 254 | 117376.3898 | 2467.3716 | 2467.3716 | 22875 | 140251.3898 | 140251.3898 | 0 | 0 | 0 | 0 | 117376.3898 | 0 | 0 | 0 | 0 | 0
2022-07-19 23:00 | 0 | 0 | 186065 | 0 | 2846 | 0 | 15 | 140251.3898 | 14.0251 | 0 | 140251.3898 | 1013874.1599 | 254 | 117376.3898 | 2467.3716 | 2467.3716 | 22875 | 140251.3898 | 140251.3898 | 0 | 0 | 0 | 0 | 117376.3898 | 0 | 0 | 0 | 0 | 0
2022-07-20 | 0 | 0 | 186065 | 0 | 2846 | 0 | 15 | 140659.7231 | 14.066 | 0 | 140659.7231 | 873622.7701 | 254 | 117376.3898 | 2467.3716 | 2467.3716 | 23283.3333 | 140659.7231 | 140659.7231 | 0 | 0 | 0 | 0 | 117376.3898 | 0 | 0 | 0 | 0 | 0
2022-07-20 01:00 | 0 | 0 | 186065 | 0 | 2846 | 0 | 15 | 140659.7231 | 14.066 | 0 | 140659.7231 | 732963.047 | 254 | 117376.3898 | 2467.3716 | 2467.3716 | 23283.3333 | 140659.7231 | 140659.7231 | 0 | 0 | 0 | 0 | 117376.3898 | 0 | 0 | 0 | 0 | 0
2022-07-20 02:00 | 0 | 0 | 186065 | 0 | 2846 | 0 | 15 | 140659.7231 | 14.066 | 0 | 140659.7231 | 592303.3239 | 254 | 117376.3898 | 2467.3716 | 2467.3716 | 23283.3333 | 140659.7231 | 140659.7231 | 0 | 0 | 0 | 0 | 117376.3898 | 0 | 0 | 0 | 0 | 0
2022-07-20 03:00 | 0 | 0 | 186065 | 0 | 2846 | 0 | 15 | 140659.7231 | 14.066 | 0 | 140659.7231 | 451643.6009 | 254 | 117376.3898 | 2467.3716 | 2467.3716 | 23283.3333 | 140659.7231 | 140659.7231 | 0 | 0 | 0 | 0 | 117376.3898 | 0 | 0 | 0 | 0 | 0
2022-07-20 04:00 | 0 | 0 | 186065 | 0 | 2846 | 0 | 15 | 140659.7231 | 14.066 | 0 | 140659.7231 | 310983.8778 | 254 | 117376.3898 | 2467.3716 | 2467.3716 | 23283.3333 | 140659.7231 | 140659.7231 | 0 | 0 | 0 | 0 | 117376.3898 | 0 | 0 | 0 | 0 | 0
2022-07-20 05:00 | 0.00578 | 0.0006 | 186065 | 1043.192 | 2846 | 285.5107 | 15 | 139616.5311 | 13.9617 | 0 | 139331.0203 | 170324.1547 | 254 | 117376.3898 | 2467.3716 | 2467.3716 | 23283.3333 | 140659.7231 | 140659.7231 | 0 | 0 | 0 | 0 | 117376.3898 | 0 | 0 | 0 | 0 | 0
2022-07-20 06:00 | 0.11122 | 0.18828 | 186065 | 20073.3248 | 2846 | 89593.2639 | 15 | 120586.3983 | 12.0586 | 0 | 30993.1343 | 30993.1343 | 254 | 117376.3898 | 2467.3716 | 2467.3716 | 23283.3333 | 140659.7231 | 140659.7231 | 0 | 0 | 0 | 0 | 117376.3898 | 0 | 0 | 0 | 0 | 0
2022-07-20 07:00 | 0.30165 | 0.38536 | 186065 | 54442.712 | 2846 | 183374.0184 | 15 | 86217.0111 | 8.6217 | 0 | 0 | 0 | 254 | 117376.3898 | 2467.3716 | 2467.3716 | 23283.3333 | 140659.7231 | 140659.7231 | 0 | 0 | 0 | 31159.3787 | 86217.0111 | 0 | 0 | 0 | 0 | 0
2022-07-20 08:00 | 0.5163 | 0.5404 | 186065 | 93183.3987 | 2846 | 257149.9885 | 15 | 47476.3244 | 4.7476 | 0 | 0 | 0 | 254 | 117376.3898 | 2467.3716 | 2467.3716 | 23283.3333 | 140659.7231 | 140659.7231 | 0 | 0 | 0 | 93183.3987 | 24192.991 | 0 | 0 | 0 | 0 | 0
2022-07-20 09:00 | 0.71095 | 0.6304 | 186065 | 128314.4244 | 2846 | 299976.5965 | 15 | 12345.2987 | 1.2345 | 0 | 0 | 0 | 254 | 117376.3898 | 2467.3716 | 2467.3716 | 23283.3333 | 140659.7231 | 140659.7231 | 0 | 0 | 0 | 105031.0911 | 12345.2987 | 0 | 0 | 0 | 0 | 0
2022-07-20 10:00 | 0.86392 | 0.68819 | 186065 | 155922.9166 | 2846 | 327476.0373 | 15 | 0 | 0 | 0 | 0 | 0 | 254 | 117376.3898 | 2467.3716 | 2467.3716 | 23283.3333 | 140659.7231 | 140659.7231 | 0 | 0 | 0 | 117376.3898 | 0 | 0 | 0 | 0 | 0 | 0
2022-07-20 11:00 | 0.9603 | 0.75074 | 186065 | 173317.8729 | 2846 | 357240.5299 | 15 | 0 | 0 | 12926.8331 | 0 | 0 | 254 | 117376.3898 | 2467.3716 | 2467.3716 | 23283.3333 | 140659.7231 | 140659.7231 | 0 | 0 | 0 | 117376.3898 | 0 | 0 | 0 | 0 | 0 | 0
2022-07-20 12:00 | 0.99028 | 0.74667 | 186065 | 178728.7548 | 2846 | 355303.8155 | 15 | 0 | 0 | 355303.8155 | 0 | 12926.8331 | 254 | 117376.3898 | 2467.3716 | 2467.3716 | 23283.3333 | 140659.7231 | 140659.7231 | 0 | 0 | 0 | 117376.3898 | 0 | 0 | 0 | 0 | 0 | 0
2022-07-20 13:00 | 0.95772 | 0.744 | 186065 | 172852.2266 | 2846 | 354033.2928 | 15 | 0 | 0 | 354033.2928 | 0 | 368230.6486 | 254 | 117376.3898 | 2467.3716 | 2467.3716 | 23283.3333 | 140659.7231 | 140659.7231 | 0 | 0 | 0 | 117376.3898 | 0 | 0 | 0 | 0 | 0 | 0
2022-07-20 14:00 | 0.86442 | 0.68685 | 186065 | 156013.1581 | 2846 | 326838.3967 | 15 | 0 | 0 | 326838.3967 | 0 | 722263.9414 | 254 | 117376.3898 | 2467.3716 | 2467.3716 | 23283.3333 | 140659.7231 | 140659.7231 | 0 | 0 | 0 | 117376.3898 | 0 | 0 | 0 | 0 | 0 | 0
2022-07-20 15:00 | 0.70995 | 0.62156 | 186065 | 128133.9413 | 2846 | 295770.0719 | 15 | 12525.7817 | 1.2526 | 283244.2901 | 0 | 1049102.3381 | 254 | 117376.3898 | 2467.3716 | 2467.3716 | 23283.3333 | 140659.7231 | 140659.7231 | 0 | 0 | 0 | 104850.608 | 12525.7817 | 0 | 0 | 0 | 0 | 0
2022-07-20 16:00 | 0.50983 | 0.51528 | 186065 | 92015.6734 | 2846 | 245196.6063 | 15 | 48644.0497 | 4.8644 | 196552.5566 | 0 | 1332346.6282 | 254 | 117376.3898 | 2467.3716 | 2467.3716 | 23283.3333 | 140659.7231 | 140659.7231 | 0 | 0 | 0 | 68732.34 | 48644.0497 | 0 | 0 | 0 | 0 | 0
2022-07-20 17:00 | 0.29325 | 0.36008 | 186065 | 52926.6544 | 2846 | 171344.5001 | 15 | 87733.0687 | 8.7733 | 83611.4314 | 0 | 1528899.1848 | 254 | 117376.3898 | 2467.3716 | 2467.3716 | 23283.3333 | 140659.7231 | 140659.7231 | 0 | 0 | 0 | 29643.3211 | 87733.0687 | 0 | 0 | 0 | 0 | 0
2022-07-20 18:00 | 0.10182 | 0.15538 | 186065 | 18376.7842 | 2846 | 73937.7595 | 15 | 122282.9389 | 12.2283 | 0 | 48345.1795 | 1612510.6163 | 254 | 117376.3898 | 2467.3716 | 2467.3716 | 23283.3333 | 140659.7231 | 140659.7231 | 0 | 0 | 0 | 0 | 117376.3898 | 0 | 0 | 0 | 0 | 0
2022-07-20 19:00 | 0.00435 | 0.00066 | 186065 | 785.1013 | 2846 | 314.0618 | 15 | 139874.6218 | 13.9875 | 0 | 139560.56 | 1564165.4368 | 254 | 117376.3898 | 2467.3716 | 2467.3716 | 23283.3333 | 140659.7231 | 140659.7231 | 0 | 0 | 0 | 0 | 117376.3898 | 0 | 0 | 0 | 0 | 0
2022-07-20 20:00 | 0 | 0 | 186065 | 0 | 2846 | 0 | 15 | 140659.7231 | 14.066 | 0 | 140659.7231 | 1424604.8768 | 254 | 117376.3898 | 2467.3716 | 2467.3716 | 23283.3333 | 140659.7231 | 140659.7231 | 0 | 0 | 0 | 0 | 117376.3898 | 0 | 0 | 0 | 0 | 0
2022-07-20 21:00 | 0 | 0 | 186065 | 0 | 2846 | 0 | 15 | 140659.7231 | 14.066 | 0 | 140659.7231 | 1283945.1537 | 254 | 117376.3898 | 2467.3716 | 2467.3716 | 23283.3333 | 140659.7231 | 140659.7231 | 0 | 0 | 0 | 0 | 117376.3898 | 0 | 0 | 0 | 0 | 0
2022-07-20 22:00 | 0 | 0 | 186065 | 0 | 2846 | 0 | 15 | 140659.7231 | 14.066 | 0 | 140659.7231 | 1143285.4306 | 254 | 117376.3898 | 2467.3716 | 2467.3716 | 23283.3333 | 140659.7231 | 140659.7231 | 0 | 0 | 0 | 0 | 117376.3898 | 0 | 0 | 0 | 0 | 0
2022-07-20 23:00 | 0 | 0 | 186065 | 0 | 2846 | 0 | 15 | 140659.7231 | 14.066 | 0 | 140659.7231 | 1002625.7075 | 254 | 117376.3898 | 2467.3716 | 2467.3716 | 23283.3333 | 140659.7231 | 140659.7231 | 0 | 0 | 0 | 0 | 117376.3898 | 0 | 0 | 0 | 0 | 0
2022-07-21 | 0 | 0 | 186065 | 0 | 2846 | 0 | 15 | 140655.5564 | 14.0656 | 0 | 140655.5564 | 861965.9844 | 254 | 117376.3898 | 2467.3716 | 2467.3716 | 23279.1667 | 140655.5564 | 140655.5564 | 0 | 0 | 0 | 0 | 117376.3898 | 0 | 0 | 0 | 0 | 0
2022-07-21 01:00 | 0 | 0 | 186065 | 0 | 2846 | 0 | 15 | 140655.5564 | 14.0656 | 0 | 140655.5564 | 721310.428 | 254 | 117376.3898 | 2467.3716 | 2467.3716 | 23279.1667 | 140655.5564 | 140655.5564 | 0 | 0 | 0 | 0 | 117376.3898 | 0 | 0 | 0 | 0 | 0
2022-07-21 02:00 | 0 | 0 | 186065 | 0 | 2846 | 0 | 15 | 140655.5564 | 14.0656 | 0 | 140655.5564 | 580654.8715 | 254 | 117376.3898 | 2467.3716 | 2467.3716 | 23279.1667 | 140655.5564 | 140655.5564 | 0 | 0 | 0 | 0 | 117376.3898 | 0 | 0 | 0 | 0 | 0
2022-07-21 03:00 | 0 | 0 | 186065 | 0 | 2846 | 0 | 15 | 140655.5564 | 14.0656 | 0 | 140655.5564 | 439999.3151 | 254 | 117376.3898 | 2467.3716 | 2467.3716 | 23279.1667 | 140655.5564 | 140655.5564 | 0 | 0 | 0 | 0 | 117376.3898 | 0 | 0 | 0 | 0 | 0
2022-07-21 04:00 | 0 | 0 | 186065 | 0 | 2846 | 0 | 15 | 140655.5564 | 14.0656 | 0 | 140655.5564 | 299343.7587 | 254 | 117376.3898 | 2467.3716 | 2467.3716 | 23279.1667 | 140655.5564 | 140655.5564 | 0 | 0 | 0 | 0 | 117376.3898 | 0 | 0 | 0 | 0 | 0
2022-07-21 05:00 | 0.00578 | 0.00063 | 186065 | 1043.192 | 2846 | 299.7863 | 15 | 139612.3644 | 13.9612 | 0 | 139312.5781 | 158688.2023 | 254 | 117376.3898 | 2467.3716 | 2467.3716 | 23279.1667 | 140655.5564 | 140655.5564 | 0 | 0 | 0 | 0 | 117376.3898 | 0 | 0 | 0 | 0 | 0
2022-07-21 06:00 | 0.1154 | 0.2111 | 186065 | 20827.744 | 2846 | 100452.1883 | 15 | 119827.8125 | 11.9828 | 0 | 19375.6241 | 19375.6241 | 254 | 117376.3898 | 2467.3716 | 2467.3716 | 23279.1667 | 140655.5564 | 140655.5564 | 0 | 0 | 0 | 0 | 117376.3898 | 0 | 0 | 0 | 0 | 0
2022-07-21 07:00 | 0.31488 | 0.4392 | 186065 | 56830.5028 | 2846 | 208993.847 | 15 | 83825.0536 | 8.3825 | 0 | 0 | 0 | 254 | 117376.3898 | 2467.3716 | 2467.3716 | 23279.1667 | 140655.5564 | 140655.5564 | 0 | 0 | 0 | 33551.3361 | 83825.0536 | 0 | 0 | 0 | 0 | 0
2022-07-21 08:00 | 0.53305 | 0.59603 | 186065 | 96206.4898 | 2846 | 283621.5907 | 15 | 44449.0666 | 4.4449 | 0 | 0 | 0 | 254 | 117376.3898 | 2467.3716 | 2467.3716 | 23279.1667 | 140655.5564 | 140655.5564 | 0 | 0 | 0 | 72927.3231 | 44449.0666 | 0 | 0 | 0 | 0 | 0
2022-07-21 09:00 | 0.72955 | 0.68736 | 186065 | 131671.4091 | 2846 | 327081.0808 | 15 | 8984.1473 | 0.89841 | 0 | 0 | 0 | 254 | 117376.3898 | 2467.3716 | 2467.3716 | 23279.1667 | 140655.5564 | 140655.5564 | 0 | 0 | 0 | 117376.3898 | 0 | 0 | 0 | 0 | 0 | 0
2022-07-21 10:00 | 0.88258 | 0.74476 | 186065 | 159290.7303 | 2846 | 354394.9397 | 15 | 0 | 0 | 0 | 0 | 0 | 254 | 117376.3898 | 2467.3716 | 2467.3716 | 23279.1667 | 140655.5564 | 140655.5564 | 0 | 0 | 0 | 117376.3898 | 0 | 0 | 0 | 0 | 0 | 0
2022-07-21 11:00 | 0.97858 | 0.81109 | 186065 | 176617.1031 | 2846 | 385958.1498 | 15 | 0 | 0 | 0 | 0 | 0 | 254 | 117376.3898 | 2467.3716 | 2467.3716 | 23279.1667 | 140655.5564 | 140655.5564 | 0 | 0 | 0 | 117376.3898 | 0 | 0 | 0 | 0 | 0 | 0
2022-07-21 12:00 | 1.0084 | 0.80824 | 186065 | 181999.1076 | 2846 | 384601.9739 | 15 | 0 | 0 | 66459.869 | 0 | 0 | 254 | 117376.3898 | 2467.3716 | 2467.3716 | 23279.1667 | 140655.5564 | 140655.5564 | 0 | 0 | 0 | 117376.3898 | 0 | 0 | 0 | 0 | 0 | 0
2022-07-21 13:00 | 0.97583 | 0.81596 | 186065 | 176120.7747 | 2846 | 388275.5452 | 15 | 0 | 0 | 388275.5452 | 0 | 66459.869 | 254 | 117376.3898 | 2467.3716 | 2467.3716 | 23279.1667 | 140655.5564 | 140655.5564 | 0 | 0 | 0 | 117376.3898 | 0 | 0 | 0 | 0 | 0 | 0
2022-07-21 14:00 | 0.8795 | 0.76857 | 186065 | 158734.8425 | 2846 | 365724.9568 | 15 | 0 | 0 | 365724.9568 | 0 | 454735.4141 | 254 | 117376.3898 | 2467.3716 | 2467.3716 | 23279.1667 | 140655.5564 | 140655.5564 | 0 | 0 | 0 | 117376.3898 | 0 | 0 | 0 | 0 | 0 | 0
2022-07-21 15:00 | 0.72685 | 0.71933 | 186065 | 131184.1049 | 2846 | 342294.0437 | 15 | 9471.4515 | 0.94715 | 332822.5922 | 0 | 820460.3709 | 254 | 117376.3898 | 2467.3716 | 2467.3716 | 23279.1667 | 140655.5564 | 140655.5564 | 0 | 0 | 0 | 117376.3898 | 0 | 0 | 0 | 0 | 0 | 0
2022-07-21 16:00 | 0.53158 | 0.63301 | 186065 | 95941.1797 | 2846 | 301218.5681 | 15 | 44714.3767 | 4.4714 | 256504.1914 | 0 | 1153282.9631 | 254 | 117376.3898 | 2467.3716 | 2467.3716 | 23279.1667 | 140655.5564 | 140655.5564 | 0 | 0 | 0 | 95941.1797 | 21435.21 | 0 | 0 | 0 | 0 | 0
2022-07-21 17:00 | 0.3136 | 0.48373 | 186065 | 56599.4845 | 2846 | 230183.501 | 15 | 84056.0719 | 8.4056 | 146127.429 | 0 | 1409787.1545 | 254 | 117376.3898 | 2467.3716 | 2467.3716 | 23279.1667 | 140655.5564 | 140655.5564 | 0 | 0 | 0 | 33320.3178 | 84056.0719 | 0 | 0 | 0 | 0 | 0
2022-07-21 18:00 | 0.10932 | 0.22727 | 186065 | 19730.407 | 2846 | 108146.7022 | 15 | 120925.1494 | 12.0925 | 0 | 12778.4472 | 1555914.5835 | 254 | 117376.3898 | 2467.3716 | 2467.3716 | 23279.1667 | 140655.5564 | 140655.5564 | 0 | 0 | 0 | 0 | 117376.3898 | 0 | 0 | 0 | 0 | 0
2022-07-21 19:00 | 0.00432 | 0.00171 | 186065 | 779.6868 | 2846 | 813.7056 | 15 | 139875.8696 | 13.9876 | 0 | 139062.1641 | 1543136.1364 | 254 | 117376.3898 | 2467.3716 | 2467.3716 | 23279.1667 | 140655.5564 | 140655.5564 | 0 | 0 | 0 | 779.6868 | 116596.703 | 0 | 0 | 0 | 0 | 0
2022-07-21 20:00 | 0 | 0 | 186065 | 0 | 2846 | 0 | 15 | 140655.5564 | 14.0656 | 0 | 140655.5564 | 1404073.9723 | 254 | 117376.3898 | 2467.3716 | 2467.3716 | 23279.1667 | 140655.5564 | 140655.5564 | 0 | 0 | 0 | 0 | 117376.3898 | 0 | 0 | 0 | 0 | 0
2022-07-21 21:00 | 0 | 0 | 186065 | 0 | 2846 | 0 | 15 | 140655.5564 | 14.0656 | 0 | 140655.5564 | 1263418.4158 | 254 | 117376.3898 | 2467.3716 | 2467.3716 | 23279.1667 | 140655.5564 | 140655.5564 | 0 | 0 | 0 | 0 | 117376.3898 | 0 | 0 | 0 | 0 | 0
2022-07-21 22:00 | 0 | 0 | 186065 | 0 | 2846 | 0 | 15 | 140655.5564 | 14.0656 | 0 | 140655.5564 | 1122762.8594 | 254 | 117376.3898 | 2467.3716 | 2467.3716 | 23279.1667 | 140655.5564 | 140655.5564 | 0 | 0 | 0 | 0 | 117376.3898 | 0 | 0 | 0 | 0 | 0
2022-07-21 23:00 | 0 | 0 | 186065 | 0 | 2846 | 0 | 15 | 140655.5564 | 14.0656 | 0 | 140655.5564 | 982107.303 | 254 | 117376.3898 | 2467.3716 | 2467.3716 | 23279.1667 | 140655.5564 | 140655.5564 | 0 | 0 | 0 | 0 | 117376.3898 | 0 | 0 | 0 | 0 | 0
2022-07-22 | 0 | 0 | 186065 | 0 | 2846 | 0 | 15 | 140584.7231 | 14.0585 | 0 | 140584.7231 | 841451.7466 | 254 | 117376.3898 | 2467.3716 | 2467.3716 | 23208.3333 | 140584.7231 | 140584.7231 | 0 | 0 | 0 | 0 | 117376.3898 | 0 | 0 | 0 | 0 | 0
2022-07-22 01:00 | 0 | 0 | 186065 | 0 | 2846 | 0 | 15 | 140584.7231 | 14.0585 | 0 | 140584.7231 | 700867.0235 | 254 | 117376.3898 | 2467.3716 | 2467.3716 | 23208.3333 | 140584.7231 | 140584.7231 | 0 | 0 | 0 | 0 | 117376.3898 | 0 | 0 | 0 | 0 | 0
2022-07-22 02:00 | 0 | 0 | 186065 | 0 | 2846 | 0 | 15 | 140584.7231 | 14.0585 | 0 | 140584.7231 | 560282.3004 | 254 | 117376.3898 | 2467.3716 | 2467.3716 | 23208.3333 | 140584.7231 | 140584.7231 | 0 | 0 | 0 | 0 | 117376.3898 | 0 | 0 | 0 | 0 | 0
2022-07-22 03:00 | 0 | 0 | 186065 | 0 | 2846 | 0 | 15 | 140584.7231 | 14.0585 | 0 | 140584.7231 | 419697.5773 | 254 | 117376.3898 | 2467.3716 | 2467.3716 | 23208.3333 | 140584.7231 | 140584.7231 | 0 | 0 | 0 | 0 | 117376.3898 | 0 | 0 | 0 | 0 | 0
2022-07-22 04:00 | 0 | 0 | 186065 | 0 | 2846 | 0 | 15 | 140584.7231 | 14.0585 | 0 | 140584.7231 | 279112.8542 | 254 | 117376.3898 | 2467.3716 | 2467.3716 | 23208.3333 | 140584.7231 | 140584.7231 | 0 | 0 | 0 | 0 | 117376.3898 | 0 | 0 | 0 | 0 | 0
2022-07-22 05:00 | 0.0057 | 0.00216 | 186065 | 1028.7534 | 2846 | 1027.8386 | 15 | 139555.9697 | 13.9556 | 0 | 138528.1311 | 138528.1311 | 254 | 117376.3898 | 2467.3716 | 2467.3716 | 23208.3333 | 140584.7231 | 140584.7231 | 0 | 0 | 0 | 1028.7534 | 116347.6364 | 0 | 0 | 0 | 0 | 0
2022-07-22 06:00 | 0.122 | 0.29038 | 186065 | 22018.9321 | 2846 | 138177.6715 | 15 | 118565.791 | 11.8566 | 0 | 0 | 0 | 254 | 117376.3898 | 2467.3716 | 2467.3716 | 23208.3333 | 140584.7231 | 140584.7231 | 0 | 0 | 0 | 22018.9321 | 95357.4577 | 0 | 0 | 0 | 0 | 0
2022-07-22 07:00 | 0.33323 | 0.5651 | 186065 | 60142.3668 | 2846 | 268903.5131 | 15 | 80442.3563 | 8.0442 | 0 | 0 | 0 | 254 | 117376.3898 | 2467.3716 | 2467.3716 | 23208.3333 | 140584.7231 | 140584.7231 | 0 | 0 | 0 | 60142.3668 | 57234.023 | 0 | 0 | 0 | 0 | 0
2022-07-22 08:00 | 0.55312 | 0.72966 | 186065 | 99828.7846 | 2846 | 347209.5866 | 15 | 40755.9385 | 4.0756 | 0 | 0 | 0 | 254 | 117376.3898 | 2467.3716 | 2467.3716 | 23208.3333 | 140584.7231 | 140584.7231 | 0 | 0 | 0 | 76620.4513 | 40755.9385 | 0 | 0 | 0 | 0 | 0
2022-07-22 09:00 | 0.7492 | 0.80978 | 186065 | 135217.9011 | 2846 | 385334.7847 | 15 | 5366.822 | 0.53668 | 0 | 0 | 0 | 254 | 117376.3898 | 2467.3716 | 2467.3716 | 23208.3333 | 140584.7231 | 140584.7231 | 0 | 0 | 0 | 112009.5677 | 5366.822 | 0 | 0 | 0 | 0 | 0
2022-07-22 10:00 | 0.90083 | 0.86136 | 186065 | 162584.5459 | 2846 | 409879.1896 | 15 | 0 | 0 | 0 | 0 | 0 | 254 | 117376.3898 | 2467.3716 | 2467.3716 | 23208.3333 | 140584.7231 | 140584.7231 | 0 | 0 | 0 | 117376.3898 | 0 | 0 | 0 | 0 | 0 | 0
2022-07-22 11:00 | 0.99605 | 0.94109 | 186065 | 179770.142 | 2846 | 447818.8058 | 15 | 0 | 0 | 0 | 0 | 0 | 254 | 117376.3898 | 2467.3716 | 2467.3716 | 23208.3333 | 140584.7231 | 140584.7231 | 0 | 0 | 0 | 117376.3898 | 0 | 0 | 0 | 0 | 0 | 0
2022-07-22 12:00 | 1.0065 | 0.8406 | 186065 | 181661.6043 | 2846 | 400000.5187 | 15 | 0 | 0 | 29189.3782 | 0 | 0 | 254 | 117376.3898 | 2467.3716 | 2467.3716 | 23208.3333 | 140584.7231 | 140584.7231 | 0 | 0 | 0 | 117376.3898 | 0 | 0 | 0 | 0 | 0 | 0
2022-07-22 13:00 | 0.97383 | 0.81514 | 186065 | 175759.8086 | 2846 | 387885.3472 | 15 | 0 | 0 | 387885.3472 | 0 | 29189.3782 | 254 | 117376.3898 | 2467.3716 | 2467.3716 | 23208.3333 | 140584.7231 | 140584.7231 | 0 | 0 | 0 | 117376.3898 | 0 | 0 | 0 | 0 | 0 | 0
2022-07-22 14:00 | 0.8778 | 0.79235 | 186065 | 158428.0213 | 2846 | 377040.6983 | 15 | 0 | 0 | 377040.6983 | 0 | 417074.7254 | 254 | 117376.3898 | 2467.3716 | 2467.3716 | 23208.3333 | 140584.7231 | 140584.7231 | 0 | 0 | 0 | 117376.3898 | 0 | 0 | 0 | 0 | 0 | 0
2022-07-22 15:00 | 0.72408 | 0.72982 | 186065 | 130684.1668 | 2846 | 347285.7228 | 15 | 9900.5562 | 0.99006 | 337385.1665 | 0 | 794115.4237 | 254 | 117376.3898 | 2467.3716 | 2467.3716 | 23208.3333 | 140584.7231 | 140584.7231 | 0 | 0 | 0 | 117376.3898 | 0 | 0 | 0 | 0 | 0 | 0
2022-07-22 16:00 | 0.52845 | 0.65048 | 186065 | 95376.2678 | 2846 | 309531.6886 | 15 | 45208.4553 | 4.5208 | 264323.2333 | 0 | 1131500.5902 | 254 | 117376.3898 | 2467.3716 | 2467.3716 | 23208.3333 | 140584.7231 | 140584.7231 | 0 | 0 | 0 | 95376.2678 | 22000.122 | 0 | 0 | 0 | 0 | 0
2022-07-22 17:00 | 0.31092 | 0.48891 | 186065 | 56115.7899 | 2846 | 232648.4102 | 15 | 84468.9332 | 8.4469 | 148179.477 | 0 | 1395823.8235 | 254 | 117376.3898 | 2467.3716 | 2467.3716 | 23208.3333 | 140584.7231 | 140584.7231 | 0 | 0 | 0 | 56115.7899 | 61260.5999 | 0 | 0 | 0 | 0 | 0
2022-07-22 18:00 | 0.1075 | 0.23774 | 186065 | 19401.9279 | 2846 | 113128.8643 | 15 | 121182.7952 | 12.1183 | 0 | 8053.9309 | 1544003.3005 | 254 | 117376.3898 | 2467.3716 | 2467.3716 | 23208.3333 | 140584.7231 | 140584.7231 | 0 | 0 | 0 | 0 | 117376.3898 | 0 | 0 | 0 | 0 | 0
2022-07-22 19:00 | 0.00415 | 0.00217 | 186065 | 749.0047 | 2846 | 1032.5971 | 15 | 139835.7184 | 13.9836 | 0 | 138803.1213 | 1535949.3696 | 254 | 117376.3898 | 2467.3716 | 2467.3716 | 23208.3333 | 140584.7231 | 140584.7231 | 0 | 0 | 0 | 0 | 117376.3898 | 0 | 0 | 0 | 0 | 0
2022-07-22 20:00 | 0 | 0 | 186065 | 0 | 2846 | 0 | 15 | 140584.7231 | 14.0585 | 0 | 140584.7231 | 1397146.2482 | 254 | 117376.3898 | 2467.3716 | 2467.3716 | 23208.3333 | 140584.7231 | 140584.7231 | 0 | 0 | 0 | 0 | 117376.3898 | 0 | 0 | 0 | 0 | 0
2022-07-22 21:00 | 0 | 0 | 186065 | 0 | 2846 | 0 | 15 | 140584.7231 | 14.0585 | 0 | 140584.7231 | 1256561.5251 | 254 | 117376.3898 | 2467.3716 | 2467.3716 | 23208.3333 | 140584.7231 | 140584.7231 | 0 | 0 | 0 | 0 | 117376.3898 | 0 | 0 | 0 | 0 | 0
2022-07-22 22:00 | 0 | 0 | 186065 | 0 | 2846 | 0 | 15 | 140584.7231 | 14.0585 | 0 | 140584.7231 | 1115976.8021 | 254 | 117376.3898 | 2467.3716 | 2467.3716 | 23208.3333 | 140584.7231 | 140584.7231 | 0 | 0 | 0 | 0 | 117376.3898 | 0 | 0 | 0 | 0 | 0
2022-07-22 23:00 | 0 | 0 | 186065 | 0 | 2846 | 0 | 15 | 140584.7231 | 14.0585 | 0 | 140584.7231 | 975392.079 | 254 | 117376.3898 | 2467.3716 | 2467.3716 | 23208.3333 | 140584.7231 | 140584.7231 | 0 | 0 | 0 | 0 | 117376.3898 | 0 | 0 | 0 | 0 | 0
2022-07-23 | 0 | 0 | 186065 | 0 | 2846 | 0 | 15 | 140001.3898 | 14.0001 | 0 | 140001.3898 | 834807.3559 | 254 | 117376.3898 | 2467.3716 | 2467.3716 | 22625 | 140001.3898 | 140001.3898 | 0 | 0 | 0 | 0 | 117376.3898 | 0 | 0 | 0 | 0 | 0
2022-07-23 01:00 | 0 | 0 | 186065 | 0 | 2846 | 0 | 15 | 140001.3898 | 14.0001 | 0 | 140001.3898 | 694805.9661 | 254 | 117376.3898 | 2467.3716 | 2467.3716 | 22625 | 140001.3898 | 140001.3898 | 0 | 0 | 0 | 0 | 117376.3898 | 0 | 0 | 0 | 0 | 0
2022-07-23 02:00 | 0 | 0 | 186065 | 0 | 2846 | 0 | 15 | 140001.3898 | 14.0001 | 0 | 140001.3898 | 554804.5764 | 254 | 117376.3898 | 2467.3716 | 2467.3716 | 22625 | 140001.3898 | 140001.3898 | 0 | 0 | 0 | 0 | 117376.3898 | 0 | 0 | 0 | 0 | 0
2022-07-23 03:00 | 0 | 0 | 186065 | 0 | 2846 | 0 | 15 | 140001.3898 | 14.0001 | 0 | 140001.3898 | 414803.1866 | 254 | 117376.3898 | 2467.3716 | 2467.3716 | 22625 | 140001.3898 | 140001.3898 | 0 | 0 | 0 | 0 | 117376.3898 | 0 | 0 | 0 | 0 | 0
2022-07-23 04:00 | 0 | 0 | 186065 | 0 | 2846 | 0 | 15 | 140001.3898 | 14.0001 | 0 | 140001.3898 | 274801.7968 | 254 | 117376.3898 | 2467.3716 | 2467.3716 | 22625 | 140001.3898 | 140001.3898 | 0 | 0 | 0 | 0 | 117376.3898 | 0 | 0 | 0 | 0 | 0
2022-07-23 05:00 | 0.0058 | 0.00873 | 186065 | 1046.8017 | 2846 | 4154.181 | 15 | 138954.5881 | 13.8955 | 0 | 134800.4071 | 134800.4071 | 254 | 117376.3898 | 2467.3716 | 2467.3716 | 22625 | 140001.3898 | 140001.3898 | 0 | 0 | 0 | 0 | 117376.3898 | 0 | 0 | 0 | 0 | 0
2022-07-23 06:00 | 0.12873 | 0.36827 | 186065 | 23233.583 | 2846 | 175241.7214 | 15 | 116767.8067 | 11.6768 | 0 | 0 | 0 | 254 | 117376.3898 | 2467.3716 | 2467.3716 | 22625 | 140001.3898 | 140001.3898 | 0 | 0 | 0 | 608.583 | 116767.8067 | 0 | 0 | 0 | 0 | 0
2022-07-23 07:00 | 0.34395 | 0.62705 | 186065 | 62077.145 | 2846 | 298382.495 | 15 | 77924.2447 | 7.7924 | 0 | 0 | 0 | 254 | 117376.3898 | 2467.3716 | 2467.3716 | 22625 | 140001.3898 | 140001.3898 | 0 | 0 | 0 | 39452.145 | 77924.2447 | 0 | 0 | 0 | 0 | 0
2022-07-23 08:00 | 0.56558 | 0.77923 | 186065 | 102077.6034 | 2846 | 370797.5306 | 15 | 37923.7863 | 3.7924 | 0 | 0 | 0 | 254 | 117376.3898 | 2467.3716 | 2467.3716 | 22625 | 140001.3898 | 140001.3898 | 0 | 0 | 0 | 79452.6034 | 37923.7863 | 0 | 0 | 0 | 0 | 0
2022-07-23 09:00 | 0.76065 | 0.84325 | 186065 | 137284.432 | 2846 | 401261.5244 | 15 | 2716.9578 | 0.2717 | 0 | 0 | 0 | 254 | 117376.3898 | 2467.3716 | 2467.3716 | 22625 | 140001.3898 | 140001.3898 | 0 | 0 | 0 | 114659.432 | 2716.9578 | 0 | 0 | 0 | 0 | 0
2022-07-23 10:00 | 0.91275 | 0.89358 | 186065 | 164735.9039 | 2846 | 425211.1153 | 15 | 0 | 0 | 0 | 0 | 0 | 254 | 117376.3898 | 2467.3716 | 2467.3716 | 22625 | 140001.3898 | 140001.3898 | 0 | 0 | 0 | 117376.3898 | 0 | 0 | 0 | 0 | 0 | 0
2022-07-23 11:00 | 1.0082 | 0.9628 | 186065 | 181957.5965 | 2846 | 458149.5354 | 15 | 0 | 0 | 0 | 0 | 0 | 254 | 117376.3898 | 2467.3716 | 2467.3716 | 22625 | 140001.3898 | 140001.3898 | 0 | 0 | 0 | 117376.3898 | 0 | 0 | 0 | 0 | 0 | 0
2022-07-23 12:00 | 1.014 | 0.8511 | 186065 | 183004.3982 | 2846 | 404996.9563 | 15 | 0 | 0 | 0 | 0 | 0 | 254 | 117376.3898 | 2467.3716 | 2467.3716 | 22625 | 140001.3898 | 140001.3898 | 0 | 0 | 0 | 117376.3898 | 0 | 0 | 0 | 0 | 0 | 0
2022-07-23 13:00 | 0.98165 | 0.82599 | 186065 | 177171.186 | 2846 | 393048.3327 | 15 | 0 | 0 | 360600.6152 | 0 | 0 | 254 | 117376.3898 | 2467.3716 | 2467.3716 | 22625 | 140001.3898 | 140001.3898 | 0 | 0 | 0 | 117376.3898 | 0 | 0 | 0 | 0 | 0 | 0
2022-07-23 14:00 | 0.88467 | 0.80245 | 186065 | 159667.9398 | 2846 | 381846.7954 | 15 | 0 | 0 | 381846.7954 | 0 | 360600.6152 | 254 | 117376.3898 | 2467.3716 | 2467.3716 | 22625 | 140001.3898 | 140001.3898 | 0 | 0 | 0 | 117376.3898 | 0 | 0 | 0 | 0 | 0 | 0
2022-07-23 15:00 | 0.73085 | 0.75065 | 186065 | 131906.0371 | 2846 | 357197.7033 | 15 | 8095.3527 | 0.80954 | 349102.3506 | 0 | 742447.4107 | 254 | 117376.3898 | 2467.3716 | 2467.3716 | 22625 | 140001.3898 | 140001.3898 | 0 | 0 | 0 | 109281.0371 | 8095.3527 | 0 | 0 | 0 | 0 | 0
2022-07-23 16:00 | 0.53433 | 0.66468 | 186065 | 96437.5081 | 2846 | 316288.7756 | 15 | 43563.8817 | 4.3564 | 272724.894 | 0 | 1091549.7613 | 254 | 117376.3898 | 2467.3716 | 2467.3716 | 22625 | 140001.3898 | 140001.3898 | 0 | 0 | 0 | 96437.5081 | 20938.8817 | 0 | 0 | 0 | 0 | 0
2022-07-23 17:00 | 0.31477 | 0.51858 | 186065 | 56810.6496 | 2846 | 246766.9153 | 15 | 83190.7401 | 8.3191 | 163576.1752 | 0 | 1364274.6552 | 254 | 117376.3898 | 2467.3716 | 2467.3716 | 22625 | 140001.3898 | 140001.3898 | 0 | 0 | 0 | 34185.6496 | 83190.7401 | 0 | 0 | 0 | 0 | 0
2022-07-23 18:00 | 0.1092 | 0.2665 | 186065 | 19708.7491 | 2846 | 126814.3448 | 15 | 120292.6407 | 12.0293 | 6521.7041 | 0 | 1527850.8304 | 254 | 117376.3898 | 2467.3716 | 2467.3716 | 22625 | 140001.3898 | 140001.3898 | 0 | 0 | 0 | 0 | 117376.3898 | 0 | 0 | 0 | 0 | 0
2022-07-23 19:00 | 0.00395 | 0.0038 | 186065 | 712.908 | 2846 | 1808.2346 | 15 | 139288.4817 | 13.9288 | 0 | 137480.2471 | 1534372.5345 | 254 | 117376.3898 | 2467.3716 | 2467.3716 | 22625 | 140001.3898 | 140001.3898 | 0 | 0 | 0 | 0 | 117376.3898 | 0 | 0 | 0 | 0 | 0
2022-07-23 20:00 | 0 | 0 | 186065 | 0 | 2846 | 0 | 15 | 140001.3898 | 14.0001 | 0 | 140001.3898 | 1396892.2874 | 254 | 117376.3898 | 2467.3716 | 2467.3716 | 22625 | 140001.3898 | 140001.3898 | 0 | 0 | 0 | 0 | 117376.3898 | 0 | 0 | 0 | 0 | 0
2022-07-23 21:00 | 0 | 0 | 186065 | 0 | 2846 | 0 | 15 | 140001.3898 | 14.0001 | 0 | 140001.3898 | 1256890.8976 | 254 | 117376.3898 | 2467.3716 | 2467.3716 | 22625 | 140001.3898 | 140001.3898 | 0 | 0 | 0 | 0 | 117376.3898 | 0 | 0 | 0 | 0 | 0
2022-07-23 22:00 | 0 | 0 | 186065 | 0 | 2846 | 0 | 15 | 140001.3898 | 14.0001 | 0 | 140001.3898 | 1116889.5079 | 254 | 117376.3898 | 2467.3716 | 2467.3716 | 22625 | 140001.3898 | 140001.3898 | 0 | 0 | 0 | 0 | 117376.3898 | 0 | 0 | 0 | 0 | 0
2022-07-23 23:00 | 0 | 0 | 186065 | 0 | 2846 | 0 | 15 | 140001.3898 | 14.0001 | 0 | 140001.3898 | 976888.1181 | 254 | 117376.3898 | 2467.3716 | 2467.3716 | 22625 | 140001.3898 | 140001.3898 | 0 | 0 | 0 | 0 | 117376.3898 | 0 | 0 | 0 | 0 | 0
2022-07-24 | 0 | 0 | 186065 | 0 | 2846 | 0 | 15 | 140459.7231 | 14.046 | 0 | 140459.7231 | 836886.7284 | 254 | 117376.3898 | 2467.3716 | 2467.3716 | 23083.3333 | 140459.7231 | 140459.7231 | 0 | 0 | 0 | 0 | 117376.3898 | 0 | 0 | 0 | 0 | 0
2022-07-24 01:00 | 0 | 0 | 186065 | 0 | 2846 | 0 | 15 | 140459.7231 | 14.046 | 0 | 140459.7231 | 696427.0053 | 254 | 117376.3898 | 2467.3716 | 2467.3716 | 23083.3333 | 140459.7231 | 140459.7231 | 0 | 0 | 0 | 0 | 117376.3898 | 0 | 0 | 0 | 0 | 0
2022-07-24 02:00 | 0 | 0 | 186065 | 0 | 2846 | 0 | 15 | 140459.7231 | 14.046 | 0 | 140459.7231 | 555967.2822 | 254 | 117376.3898 | 2467.3716 | 2467.3716 | 23083.3333 | 140459.7231 | 140459.7231 | 0 | 0 | 0 | 0 | 117376.3898 | 0 | 0 | 0 | 0 | 0
2022-07-24 03:00 | 0 | 0 | 186065 | 0 | 2846 | 0 | 15 | 140459.7231 | 14.046 | 0 | 140459.7231 | 415507.5591 | 254 | 117376.3898 | 2467.3716 | 2467.3716 | 23083.3333 | 140459.7231 | 140459.7231 | 0 | 0 | 0 | 0 | 117376.3898 | 0 | 0 | 0 | 0 | 0
2022-07-24 04:00 | 0 | 0 | 186065 | 0 | 2846 | 0 | 15 | 140459.7231 | 14.046 | 0 | 140459.7231 | 275047.836 | 254 | 117376.3898 | 2467.3716 | 2467.3716 | 23083.3333 | 140459.7231 | 140459.7231 | 0 | 0 | 0 | 0 | 117376.3898 | 0 | 0 | 0 | 0 | 0
2022-07-24 05:00 | 0.00535 | 0.01031 | 186065 | 965.5843 | 2846 | 4906.0259 | 15 | 139494.1388 | 13.9494 | 0 | 134588.1129 | 134588.1129 | 254 | 117376.3898 | 2467.3716 | 2467.3716 | 23083.3333 | 140459.7231 | 140459.7231 | 0 | 0 | 0 | 965.5843 | 116410.8054 | 0 | 0 | 0 | 0 | 0
2022-07-24 06:00 | 0.12638 | 0.37386 | 186065 | 22809.4479 | 2846 | 177901.7296 | 15 | 117650.2752 | 11.765 | 0 | 0 | 0 | 254 | 117376.3898 | 2467.3716 | 2467.3716 | 23083.3333 | 140459.7231 | 140459.7231 | 0 | 0 | 0 | 22809.4479 | 94566.9419 | 0 | 0 | 0 | 0 | 0
2022-07-24 07:00 | 0.34317 | 0.63019 | 186065 | 61936.3683 | 2846 | 299876.6677 | 15 | 78523.3548 | 7.8523 | 0 | 0 | 0 | 254 | 117376.3898 | 2467.3716 | 2467.3716 | 23083.3333 | 140459.7231 | 140459.7231 | 0 | 0 | 0 | 38853.0349 | 78523.3548 | 0 | 0 | 0 | 0 | 0
2022-07-24 08:00 | 0.5662 | 0.78046 | 186065 | 102189.5029 | 2846 | 371382.8276 | 15 | 38270.2202 | 3.827 | 0 | 0 | 0 | 254 | 117376.3898 | 2467.3716 | 2467.3716 | 23083.3333 | 140459.7231 | 140459.7231 | 0 | 0 | 0 | 102189.5029 | 15186.8868 | 0 | 0 | 0 | 0 | 0
2022-07-24 09:00 | 0.76422 | 0.85369 | 186065 | 137928.7565 | 2846 | 406229.4109 | 15 | 2530.9666 | 0.2531 | 0 | 0 | 0 | 254 | 117376.3898 | 2467.3716 | 2467.3716 | 23083.3333 | 140459.7231 | 140459.7231 | 0 | 0 | 0 | 114845.4231 | 2530.9666 | 0 | 0 | 0 | 0 | 0
2022-07-24 10:00 | 0.91722 | 0.89927 | 186065 | 165542.6631 | 2846 | 427918.7086 | 15 | 0 | 0 | 0 | 0 | 0 | 254 | 117376.3898 | 2467.3716 | 2467.3716 | 23083.3333 | 140459.7231 | 140459.7231 | 0 | 0 | 0 | 117376.3898 | 0 | 0 | 0 | 0 | 0 | 0
2022-07-24 11:00 | 1.0126 | 0.96518 | 186065 | 182757.1364 | 2846 | 459282.0612 | 15 | 0 | 0 | 0 | 0 | 0 | 254 | 117376.3898 | 2467.3716 | 2467.3716 | 23083.3333 | 140459.7231 | 140459.7231 | 0 | 0 | 0 | 117376.3898 | 0 | 0 | 0 | 0 | 0 | 0
2022-07-24 12:00 | 1.0095 | 0.8355 | 186065 | 182192.2245 | 2846 | 397573.6776 | 15 | 0 | 0 | 28113.1842 | 0 | 0 | 254 | 117376.3898 | 2467.3716 | 2467.3716 | 23083.3333 | 140459.7231 | 140459.7231 | 0 | 0 | 0 | 117376.3898 | 0 | 0 | 0 | 0 | 0 | 0
2022-07-24 13:00 | 0.97535 | 0.80908 | 186065 | 176034.1428 | 2846 | 385001.6889 | 15 | 0 | 0 | 385001.6889 | 0 | 28113.1842 | 254 | 117376.3898 | 2467.3716 | 2467.3716 | 23083.3333 | 140459.7231 | 140459.7231 | 0 | 0 | 0 | 117376.3898 | 0 | 0 | 0 | 0 | 0 | 0
2022-07-24 14:00 | 0.87733 | 0.78986 | 186065 | 158343.1943 | 2846 | 375855.8288 | 15 | 0 | 0 | 375855.8288 | 0 | 413114.8731 | 254 | 117376.3898 | 2467.3716 | 2467.3716 | 23083.3333 | 140459.7231 | 140459.7231 | 0 | 0 | 0 | 117376.3898 | 0 | 0 | 0 | 0 | 0 | 0
2022-07-24 15:00 | 0.72205 | 0.74015 | 186065 | 130317.7863 | 2846 | 352201.2657 | 15 | 10141.9368 | 1.0142 | 342059.3288 | 0 | 788970.7019 | 254 | 117376.3898 | 2467.3716 | 2467.3716 | 23083.3333 | 140459.7231 | 140459.7231 | 0 | 0 | 0 | 107234.4529 | 10141.9368 | 0 | 0 | 0 | 0 | 0
2022-07-24 16:00 | 0.52428 | 0.64568 | 186065 | 94623.6535 | 2846 | 307247.6028 | 15 | 45836.0696 | 4.5836 | 261411.5332 | 0 | 1131030.0307 | 254 | 117376.3898 | 2467.3716 | 2467.3716 | 23083.3333 | 140459.7231 | 140459.7231 | 0 | 0 | 0 | 94623.6535 | 22752.7363 | 0 | 0 | 0 | 0 | 0
2022-07-24 17:00 | 0.30477 | 0.50203 | 186065 | 55005.8191 | 2846 | 238891.5779 | 15 | 85453.9039 | 8.5454 | 153437.674 | 0 | 1392441.5639 | 254 | 117376.3898 | 2467.3716 | 2467.3716 | 23083.3333 | 140459.7231 | 140459.7231 | 0 | 0 | 0 | 31922.4858 | 85453.9039 | 0 | 0 | 0 | 0 | 0
2022-07-24 18:00 | 0.1025 | 0.23988 | 186065 | 18499.5126 | 2846 | 114147.1859 | 15 | 121960.2105 | 12.196 | 0 | 7813.0246 | 1545879.2379 | 254 | 117376.3898 | 2467.3716 | 2467.3716 | 23083.3333 | 140459.7231 | 140459.7231 | 0 | 0 | 0 | 0 | 117376.3898 | 0 | 0 | 0 | 0 | 0
2022-07-24 19:00 | 0.00347 | 0.00402 | 186065 | 626.2762 | 2846 | 1912.9218 | 15 | 139833.4469 | 13.9833 | 0 | 137920.5251 | 1538066.2133 | 254 | 117376.3898 | 2467.3716 | 2467.3716 | 23083.3333 | 140459.7231 | 140459.7231 | 0 | 0 | 0 | 626.2762 | 116750.1136 | 0 | 0 | 0 | 0 | 0
2022-07-24 20:00 | 0 | 0 | 186065 | 0 | 2846 | 0 | 15 | 140459.7231 | 14.046 | 0 | 140459.7231 | 1400145.6882 | 254 | 117376.3898 | 2467.3716 | 2467.3716 | 23083.3333 | 140459.7231 | 140459.7231 | 0 | 0 | 0 | 0 | 117376.3898 | 0 | 0 | 0 | 0 | 0
2022-07-24 21:00 | 0 | 0 | 186065 | 0 | 2846 | 0 | 15 | 140459.7231 | 14.046 | 0 | 140459.7231 | 1259685.9651 | 254 | 117376.3898 | 2467.3716 | 2467.3716 | 23083.3333 | 140459.7231 | 140459.7231 | 0 | 0 | 0 | 0 | 117376.3898 | 0 | 0 | 0 | 0 | 0
2022-07-24 22:00 | 0 | 0 | 186065 | 0 | 2846 | 0 | 15 | 140459.7231 | 14.046 | 0 | 140459.7231 | 1119226.242 | 254 | 117376.3898 | 2467.3716 | 2467.3716 | 23083.3333 | 140459.7231 | 140459.7231 | 0 | 0 | 0 | 0 | 117376.3898 | 0 | 0 | 0 | 0 | 0
2022-07-24 23:00 | 0 | 0 | 186065 | 0 | 2846 | 0 | 15 | 140459.7231 | 14.046 | 0 | 140459.7231 | 978766.519 | 254 | 117376.3898 | 2467.3716 | 2467.3716 | 23083.3333 | 140459.7231 | 140459.7231 | 0 | 0 | 0 | 0 | 117376.3898 | 0 | 0 | 0 | 0 | 0
2022-07-25 | 0 | 0 | 186065 | 0 | 2846 | 0 | 15 | 140418.0564 | 14.0418 | 0 | 140418.0564 | 838306.7959 | 254 | 117376.3898 | 2467.3716 | 2467.3716 | 23041.6667 | 140418.0564 | 140418.0564 | 0 | 0 | 0 | 0 | 117376.3898 | 0 | 0 | 0 | 0 | 0
2022-07-25 01:00 | 0 | 0 | 186065 | 0 | 2846 | 0 | 15 | 140418.0564 | 14.0418 | 0 | 140418.0564 | 697888.7394 | 254 | 117376.3898 | 2467.3716 | 2467.3716 | 23041.6667 | 140418.0564 | 140418.0564 | 0 | 0 | 0 | 0 | 117376.3898 | 0 | 0 | 0 | 0 | 0
2022-07-25 02:00 | 0 | 0 | 186065 | 0 | 2846 | 0 | 15 | 140418.0564 | 14.0418 | 0 | 140418.0564 | 557470.683 | 254 | 117376.3898 | 2467.3716 | 2467.3716 | 23041.6667 | 140418.0564 | 140418.0564 | 0 | 0 | 0 | 0 | 117376.3898 | 0 | 0 | 0 | 0 | 0
2022-07-25 03:00 | 0 | 0 | 186065 | 0 | 2846 | 0 | 15 | 140418.0564 | 14.0418 | 0 | 140418.0564 | 417052.6266 | 254 | 117376.3898 | 2467.3716 | 2467.3716 | 23041.6667 | 140418.0564 | 140418.0564 | 0 | 0 | 0 | 0 | 117376.3898 | 0 | 0 | 0 | 0 | 0
2022-07-25 04:00 | 0 | 0 | 186065 | 0 | 2846 | 0 | 15 | 140418.0564 | 14.0418 | 0 | 140418.0564 | 276634.5702 | 254 | 117376.3898 | 2467.3716 | 2467.3716 | 23041.6667 | 140418.0564 | 140418.0564 | 0 | 0 | 0 | 0 | 117376.3898 | 0 | 0 | 0 | 0 | 0
2022-07-25 05:00 | 0.00485 | 0.00699 | 186065 | 875.3428 | 2846 | 3326.1999 | 15 | 139542.7136 | 13.9543 | 0 | 136216.5137 | 136216.5137 | 254 | 117376.3898 | 2467.3716 | 2467.3716 | 23041.6667 | 140418.0564 | 140418.0564 | 0 | 0 | 0 | 0 | 117376.3898 | 0 | 0 | 0 | 0 | 0
2022-07-25 06:00 | 0.12038 | 0.33037 | 186065 | 21726.5496 | 2846 | 157206.9609 | 15 | 118691.5069 | 11.8692 | 0 | 0 | 0 | 254 | 117376.3898 | 2467.3716 | 2467.3716 | 23041.6667 | 140418.0564 | 140418.0564 | 0 | 0 | 0 | 21726.5496 | 95649.8402 | 0 | 0 | 0 | 0 | 0
2022-07-25 07:00 | 0.33462 | 0.58723 | 186065 | 60393.2382 | 2846 | 279434.1002 | 15 | 80024.8182 | 8.0025 | 0 | 0 | 0 | 254 | 117376.3898 | 2467.3716 | 2467.3716 | 23041.6667 | 140418.0564 | 140418.0564 | 0 | 0 | 0 | 60393.2382 | 56983.1516 | 0 | 0 | 0 | 0 | 0
2022-07-25 08:00 | 0.5585 | 0.74561 | 186065 | 100799.7834 | 2846 | 354799.4132 | 15 | 39618.273 | 3.9618 | 0 | 0 | 0 | 254 | 117376.3898 | 2467.3716 | 2467.3716 | 23041.6667 | 140418.0564 | 140418.0564 | 0 | 0 | 0 | 77758.1168 | 39618.273 | 0 | 0 | 0 | 0 | 0
2022-07-25 09:00 | 0.75688 | 0.82385 | 186065 | 136604.0109 | 2846 | 392030.0111 | 15 | 3814.0455 | 0.3814 | 0 | 0 | 0 | 254 | 117376.3898 | 2467.3716 | 2467.3716 | 23041.6667 | 140418.0564 | 140418.0564 | 0 | 0 | 0 | 113562.3442 | 3814.0455 | 0 | 0 | 0 | 0 | 0
2022-07-25 10:00 | 0.90962 | 0.87213 | 186065 | 164170.9919 | 2846 | 415004.1071 | 15 | 0 | 0 | 0 | 0 | 0 | 254 | 117376.3898 | 2467.3716 | 2467.3716 | 23041.6667 | 140418.0564 | 140418.0564 | 0 | 0 | 0 | 117376.3898 | 0 | 0 | 0 | 0 | 0 | 0
2022-07-25 11:00 | 1.0052 | 0.93807 | 186065 | 181425.1715 | 2846 | 446381.7352 | 15 | 0 | 0 | 0 | 0 | 0 | 254 | 117376.3898 | 2467.3716 | 2467.3716 | 23041.6667 | 140418.0564 | 140418.0564 | 0 | 0 | 0 | 117376.3898 | 0 | 0 | 0 | 0 | 0 | 0
2022-07-25 12:00 | 1.0062 | 0.82495 | 186065 | 181602.0449 | 2846 | 392553.4474 | 15 | 0 | 0 | 51860.2897 | 0 | 0 | 254 | 117376.3898 | 2467.3716 | 2467.3716 | 23041.6667 | 140418.0564 | 140418.0564 | 0 | 0 | 0 | 117376.3898 | 0 | 0 | 0 | 0 | 0 | 0
2022-07-25 13:00 | 0.97253 | 0.79928 | 186065 | 175525.1806 | 2846 | 380338.3471 | 15 | 0 | 0 | 380338.3471 | 0 | 51860.2897 | 254 | 117376.3898 | 2467.3716 | 2467.3716 | 23041.6667 | 140418.0564 | 140418.0564 | 0 | 0 | 0 | 117376.3898 | 0 | 0 | 0 | 0 | 0 | 0
2022-07-25 14:00 | 0.87485 | 0.7773 | 186065 | 157895.5963 | 2846 | 369879.1378 | 15 | 0 | 0 | 369879.1378 | 0 | 432198.6368 | 254 | 117376.3898 | 2467.3716 | 2467.3716 | 23041.6667 | 140418.0564 | 140418.0564 | 0 | 0 | 0 | 117376.3898 | 0 | 0 | 0 | 0 | 0 | 0
2022-07-25 15:00 | 0.72028 | 0.72868 | 186065 | 129998.3313 | 2846 | 346743.2524 | 15 | 10419.7252 | 1.042 | 336323.5272 | 0 | 802077.7746 | 254 | 117376.3898 | 2467.3716 | 2467.3716 | 23041.6667 | 140418.0564 | 140418.0564 | 0 | 0 | 0 | 117376.3898 | 0 | 0 | 0 | 0 | 0 | 0
2022-07-25 16:00 | 0.5235 | 0.63869 | 186065 | 94482.8767 | 2846 | 303921.4029 | 15 | 45935.1797 | 4.5935 | 257986.2232 | 0 | 1138401.3018 | 254 | 117376.3898 | 2467.3716 | 2467.3716 | 23041.6667 | 140418.0564 | 140418.0564 | 0 | 0 | 0 | 94482.8767 | 22893.5131 | 0 | 0 | 0 | 0 | 0
2022-07-25 17:00 | 0.30445 | 0.49908 | 186065 | 54948.0646 | 2846 | 237487.8169 | 15 | 85469.9919 | 8.547 | 152017.825 | 0 | 1396387.525 | 254 | 117376.3898 | 2467.3716 | 2467.3716 | 23041.6667 | 140418.0564 | 140418.0564 | 0 | 0 | 0 | 54948.0646 | 62428.3252 | 0 | 0 | 0 | 0 | 0
2022-07-25 18:00 | 0.10222 | 0.23358 | 186065 | 18448.9774 | 2846 | 111149.3233 | 15 | 121969.0791 | 12.1969 | 0 | 10819.7558 | 1548405.35 | 254 | 117376.3898 | 2467.3716 | 2467.3716 | 23041.6667 | 140418.0564 | 140418.0564 | 0 | 0 | 0 | 0 | 117376.3898 | 0 | 0 | 0 | 0 | 0
2022-07-25 19:00 | 0.00333 | 0.0032 | 186065 | 601.0086 | 2846 | 1522.7238 | 15 | 139817.0479 | 13.9817 | 0 | 138294.324 | 1537585.5943 | 254 | 117376.3898 | 2467.3716 | 2467.3716 | 23041.6667 | 140418.0564 | 140418.0564 | 0 | 0 | 0 | 0 | 117376.3898 | 0 | 0 | 0 | 0 | 0
2022-07-25 20:00 | 0 | 0 | 186065 | 0 | 2846 | 0 | 15 | 140418.0564 | 14.0418 | 0 | 140418.0564 | 1399291.2703 | 254 | 117376.3898 | 2467.3716 | 2467.3716 | 23041.6667 | 140418.0564 | 140418.0564 | 0 | 0 | 0 | 0 | 117376.3898 | 0 | 0 | 0 | 0 | 0
2022-07-25 21:00 | 0 | 0 | 186065 | 0 | 2846 | 0 | 15 | 140418.0564 | 14.0418 | 0 | 140418.0564 | 1258873.2138 | 254 | 117376.3898 | 2467.3716 | 2467.3716 | 23041.6667 | 140418.0564 | 140418.0564 | 0 | 0 | 0 | 0 | 117376.3898 | 0 | 0 | 0 | 0 | 0
2022-07-25 22:00 | 0 | 0 | 186065 | 0 | 2846 | 0 | 15 | 140418.0564 | 14.0418 | 0 | 140418.0564 | 1118455.1574 | 254 | 117376.3898 | 2467.3716 | 2467.3716 | 23041.6667 | 140418.0564 | 140418.0564 | 0 | 0 | 0 | 0 | 117376.3898 | 0 | 0 | 0 | 0 | 0
2022-07-25 23:00 | 0 | 0 | 186065 | 0 | 2846 | 0 | 15 | 140418.0564 | 14.0418 | 0 | 140418.0564 | 978037.101 | 254 | 117376.3898 | 2467.3716 | 2467.3716 | 23041.6667 | 140418.0564 | 140418.0564 | 0 | 0 | 0 | 0 | 117376.3898 | 0 | 0 | 0 | 0 | 0
2022-07-26 | 0 | 0 | 186065 | 0 | 2846 | 0 | 15 | 140193.0564 | 14.0193 | 0 | 140193.0564 | 837619.0446 | 254 | 117376.3898 | 2467.3716 | 2467.3716 | 22816.6667 | 140193.0564 | 140193.0564 | 0 | 0 | 0 | 0 | 117376.3898 | 0 | 0 | 0 | 0 | 0
2022-07-26 01:00 | 0 | 0 | 186065 | 0 | 2846 | 0 | 15 | 140193.0564 | 14.0193 | 0 | 140193.0564 | 697425.9881 | 254 | 117376.3898 | 2467.3716 | 2467.3716 | 22816.6667 | 140193.0564 | 140193.0564 | 0 | 0 | 0 | 0 | 117376.3898 | 0 | 0 | 0 | 0 | 0
2022-07-26 02:00 | 0 | 0 | 186065 | 0 | 2846 | 0 | 15 | 140193.0564 | 14.0193 | 0 | 140193.0564 | 557232.9317 | 254 | 117376.3898 | 2467.3716 | 2467.3716 | 22816.6667 | 140193.0564 | 140193.0564 | 0 | 0 | 0 | 0 | 117376.3898 | 0 | 0 | 0 | 0 | 0
2022-07-26 03:00 | 0 | 0 | 186065 | 0 | 2846 | 0 | 15 | 140193.0564 | 14.0193 | 0 | 140193.0564 | 417039.8753 | 254 | 117376.3898 | 2467.3716 | 2467.3716 | 22816.6667 | 140193.0564 | 140193.0564 | 0 | 0 | 0 | 0 | 117376.3898 | 0 | 0 | 0 | 0 | 0
2022-07-26 04:00 | 0 | 0 | 186065 | 0 | 2846 | 0 | 15 | 140193.0564 | 14.0193 | 0 | 140193.0564 | 276846.8189 | 254 | 117376.3898 | 2467.3716 | 2467.3716 | 22816.6667 | 140193.0564 | 140193.0564 | 0 | 0 | 0 | 0 | 117376.3898 | 0 | 0 | 0 | 0 | 0
2022-07-26 05:00 | 0.00445 | 0.00575 | 186065 | 803.1496 | 2846 | 2736.1444 | 15 | 139389.9069 | 13.939 | 0 | 136653.7625 | 136653.7625 | 254 | 117376.3898 | 2467.3716 | 2467.3716 | 22816.6667 | 140193.0564 | 140193.0564 | 0 | 0 | 0 | 0 | 117376.3898 | 0 | 0 | 0 | 0 | 0
2022-07-26 06:00 | 0.11365 | 0.28727 | 186065 | 20511.8986 | 2846 | 136697.7742 | 15 | 119681.1578 | 11.9681 | 0 | 0 | 0 | 254 | 117376.3898 | 2467.3716 | 2467.3716 | 22816.6667 | 140193.0564 | 140193.0564 | 0 | 0 | 0 | 20511.8986 | 96864.4911 | 0 | 0 | 0 | 0 | 0
2022-07-26 07:00 | 0.3222 | 0.54445 | 186065 | 58151.6387 | 2846 | 259077.1858 | 15 | 82041.4177 | 8.2041 | 0 | 0 | 0 | 254 | 117376.3898 | 2467.3716 | 2467.3716 | 22816.6667 | 140193.0564 | 140193.0564 | 0 | 0 | 0 | 58151.6387 | 59224.751 | 0 | 0 | 0 | 0 | 0
2022-07-26 08:00 | 0.54417 | 0.69595 | 186065 | 98213.4613 | 2846 | 331168.6426 | 15 | 41979.5951 | 4.198 | 0 | 0 | 0 | 254 | 117376.3898 | 2467.3716 | 2467.3716 | 22816.6667 | 140193.0564 | 140193.0564 | 0 | 0 | 0 | 75396.7947 | 41979.5951 | 0 | 0 | 0 | 0 | 0
2022-07-26 09:00 | 0.7422 | 0.78775 | 186065 | 133954.5197 | 2846 | 374851.7828 | 15 | 6238.5367 | 0.62385 | 0 | 0 | 0 | 254 | 117376.3898 | 2467.3716 | 2467.3716 | 22816.6667 | 140193.0564 | 140193.0564 | 0 | 0 | 0 | 111137.853 | 6238.5367 | 0 | 0 | 0 | 0 | 0
2022-07-26 10:00 | 0.89565 | 0.83845 | 186065 | 161649.6437 | 2846 | 398977.4386 | 15 | 0 | 0 | 0 | 0 | 0 | 254 | 117376.3898 | 2467.3716 | 2467.3716 | 22816.6667 | 140193.0564 | 140193.0564 | 0 | 0 | 0 | 117376.3898 | 0 | 0 | 0 | 0 | 0 | 0
2022-07-26 11:00 | 0.99133 | 0.87193 | 186065 | 178918.262 | 2846 | 414908.9368 | 15 | 0 | 0 | 0 | 0 | 0 | 254 | 117376.3898 | 2467.3716 | 2467.3716 | 22816.6667 | 140193.0564 | 140193.0564 | 0 | 0 | 0 | 117376.3898 | 0 | 0 | 0 | 0 | 0 | 0
2022-07-26 12:00 | 1.0157 | 0.88067 | 186065 | 183320.2435 | 2846 | 419067.8763 | 15 | 0 | 0 | 395945.3702 | 0 | 0 | 254 | 117376.3898 | 2467.3716 | 2467.3716 | 22816.6667 | 140193.0564 | 140193.0564 | 0 | 0 | 0 | 117376.3898 | 0 | 0 | 0 | 0 | 0 | 0
2022-07-26 13:00 | 0.98228 | 0.85208 | 186065 | 177284.8904 | 2846 | 405463.2905 | 15 | 0 | 0 | 405463.2905 | 0 | 395945.3702 | 254 | 117376.3898 | 2467.3716 | 2467.3716 | 22816.6667 | 140193.0564 | 140193.0564 | 0 | 0 | 0 | 117376.3898 | 0 | 0 | 0 | 0 | 0 | 0
2022-07-26 14:00 | 0.84683 | 0.72445 | 186065 | 152838.4612 | 2846 | 344730.4018 | 15 | 0 | 0 | 344730.4018 | 0 | 801408.6607 | 254 | 117376.3898 | 2467.3716 | 2467.3716 | 22816.6667 | 140193.0564 | 140193.0564 | 0 | 0 | 0 | 117376.3898 | 0 | 0 | 0 | 0 | 0 | 0
2022-07-26 15:00 | 0.67292 | 0.60104 | 186065 | 121450.654 | 2846 | 286005.6052 | 15 | 18742.4024 | 1.8742 | 267263.2028 | 0 | 1146139.0625 | 254 | 117376.3898 | 2467.3716 | 2467.3716 | 22816.6667 | 140193.0564 | 140193.0564 | 0 | 0 | 0 | 98633.9873 | 18742.4024 | 0 | 0 | 0 | 0 | 0
2022-07-26 16:00 | 0.46945 | 0.44712 | 186065 | 84727.7678 | 2846 | 212762.5885 | 15 | 55465.2886 | 5.5465 | 157297.2999 | 0 | 1413402.2654 | 254 | 117376.3898 | 2467.3716 | 2467.3716 | 22816.6667 | 140193.0564 | 140193.0564 | 0 | 0 | 0 | 84727.7678 | 32648.6219 | 0 | 0 | 0 | 0 | 0
2022-07-26 17:00 | 0.26162 | 0.26402 | 186065 | 47217.9755 | 2846 | 125634.2338 | 15 | 92975.0809 | 9.2975 | 32659.1529 | 0 | 1570699.5653 | 254 | 117376.3898 | 2467.3716 | 2467.3716 | 22816.6667 | 140193.0564 | 140193.0564 | 0 | 0 | 0 | 47217.9755 | 70158.4142 | 0 | 0 | 0 | 0 | 0
2022-07-26 18:00 | 0.09565 | 0.1251 | 186065 | 17263.2037 | 2846 | 59528.9851 | 15 | 122929.8527 | 12.293 | 0 | 63400.8676 | 1603358.7183 | 254 | 117376.3898 | 2467.3716 | 2467.3716 | 22816.6667 | 140193.0564 | 140193.0564 | 0 | 0 | 0 | 17263.2037 | 100113.186 | 0 | 0 | 0 | 0 | 0
2022-07-26 19:00 | 0 | 0 | 186065 | 0 | 2846 | 0 | 15 | 140193.0564 | 14.0193 | 0 | 140193.0564 | 1539957.8507 | 254 | 117376.3898 | 2467.3716 | 2467.3716 | 22816.6667 | 140193.0564 | 140193.0564 | 0 | 0 | 0 | 0 | 117376.3898 | 0 | 0 | 0 | 0 | 0
2022-07-26 20:00 | 0 | 0 | 186065 | 0 | 2846 | 0 | 15 | 140193.0564 | 14.0193 | 0 | 140193.0564 | 1399764.7943 | 254 | 117376.3898 | 2467.3716 | 2467.3716 | 22816.6667 | 140193.0564 | 140193.0564 | 0 | 0 | 0 | 0 | 117376.3898 | 0 | 0 | 0 | 0 | 0
2022-07-26 21:00 | 0 | 0 | 186065 | 0 | 2846 | 0 | 15 | 140193.0564 | 14.0193 | 0 | 140193.0564 | 1259571.7378 | 254 | 117376.3898 | 2467.3716 | 2467.3716 | 22816.6667 | 140193.0564 | 140193.0564 | 0 | 0 | 0 | 0 | 117376.3898 | 0 | 0 | 0 | 0 | 0
2022-07-26 22:00 | 0 | 0 | 186065 | 0 | 2846 | 0 | 15 | 140193.0564 | 14.0193 | 0 | 140193.0564 | 1119378.6814 | 254 | 117376.3898 | 2467.3716 | 2467.3716 | 22816.6667 | 140193.0564 | 140193.0564 | 0 | 0 | 0 | 0 | 117376.3898 | 0 | 0 | 0 | 0 | 0
2022-07-26 23:00 | 0 | 0 | 186065 | 0 | 2846 | 0 | 15 | 140193.0564 | 14.0193 | 0 | 140193.0564 | 979185.625 | 254 | 117376.3898 | 2467.3716 | 2467.3716 | 22816.6667 | 140193.0564 | 140193.0564 | 0 | 0 | 0 | 0 | 117376.3898 | 0 | 0 | 0 | 0 | 0
2022-07-27 | 0 | 0 | 186065 | 0 | 2846 | 0 | 15 | 140643.0564 | 14.0643 | 0 | 140643.0564 | 838992.5686 | 254 | 117376.3898 | 2467.3716 | 2467.3716 | 23266.6667 | 140643.0564 | 140643.0564 | 0 | 0 | 0 | 0 | 117376.3898 | 0 | 0 | 0 | 0 | 0
2022-07-27 01:00 | 0 | 0 | 186065 | 0 | 2846 | 0 | 15 | 140643.0564 | 14.0643 | 0 | 140643.0564 | 698349.5121 | 254 | 117376.3898 | 2467.3716 | 2467.3716 | 23266.6667 | 140643.0564 | 140643.0564 | 0 | 0 | 0 | 0 | 117376.3898 | 0 | 0 | 0 | 0 | 0
2022-07-27 02:00 | 0 | 0 | 186065 | 0 | 2846 | 0 | 15 | 140643.0564 | 14.0643 | 0 | 140643.0564 | 557706.4557 | 254 | 117376.3898 | 2467.3716 | 2467.3716 | 23266.6667 | 140643.0564 | 140643.0564 | 0 | 0 | 0 | 0 | 117376.3898 | 0 | 0 | 0 | 0 | 0
2022-07-27 03:00 | 0 | 0 | 186065 | 0 | 2846 | 0 | 15 | 140643.0564 | 14.0643 | 0 | 140643.0564 | 417063.3993 | 254 | 117376.3898 | 2467.3716 | 2467.3716 | 23266.6667 | 140643.0564 | 140643.0564 | 0 | 0 | 0 | 0 | 117376.3898 | 0 | 0 | 0 | 0 | 0
2022-07-27 04:00 | 0 | 0 | 186065 | 0 | 2846 | 0 | 15 | 140643.0564 | 14.0643 | 0 | 140643.0564 | 276420.3429 | 254 | 117376.3898 | 2467.3716 | 2467.3716 | 23266.6667 | 140643.0564 | 140643.0564 | 0 | 0 | 0 | 0 | 117376.3898 | 0 | 0 | 0 | 0 | 0
2022-07-27 05:00 | 0.00447 | 0.00853 | 186065 | 806.7592 | 2846 | 4059.0107 | 15 | 139836.2972 | 13.9836 | 0 | 135777.2865 | 135777.2865 | 254 | 117376.3898 | 2467.3716 | 2467.3716 | 23266.6667 | 140643.0564 | 140643.0564 | 0 | 0 | 0 | 806.7592 | 116569.6305 | 0 | 0 | 0 | 0 | 0
2022-07-27 06:00 | 0.1202 | 0.34457 | 186065 | 21694.0626 | 2846 | 163964.048 | 15 | 118948.9938 | 11.8949 | 0 | 0 | 0 | 254 | 117376.3898 | 2467.3716 | 2467.3716 | 23266.6667 | 140643.0564 | 140643.0564 | 0 | 0 | 0 | 0 | 117376.3898 | 0 | 0 | 0 | 0 | 0
2022-07-27 07:00 | 0.3362 | 0.62272 | 186065 | 60678.4014 | 2846 | 296322.0593 | 15 | 79964.655 | 7.9965 | 0 | 0 | 0 | 254 | 117376.3898 | 2467.3716 | 2467.3716 | 23266.6667 | 140643.0564 | 140643.0564 | 0 | 0 | 0 | 37411.7347 | 79964.655 | 0 | 0 | 0 | 0 | 0
2022-07-27 08:00 | 0.55947 | 0.75953 | 186065 | 100974.852 | 2846 | 361423.2619 | 15 | 39668.2044 | 3.9668 | 0 | 0 | 0 | 254 | 117376.3898 | 2467.3716 | 2467.3716 | 23266.6667 | 140643.0564 | 140643.0564 | 0 | 0 | 0 | 100974.852 | 16401.5378 | 0 | 0 | 0 | 0 | 0
2022-07-27 09:00 | 0.75728 | 0.84346 | 186065 | 136676.2041 | 2846 | 401361.4532 | 15 | 3966.8523 | 0.39669 | 0 | 0 | 0 | 254 | 117376.3898 | 2467.3716 | 2467.3716 | 23266.6667 | 140643.0564 | 140643.0564 | 0 | 0 | 0 | 117376.3898 | 0 | 0 | 0 | 0 | 0 | 0
2022-07-27 10:00 | 0.90978 | 0.89491 | 186065 | 164199.8692 | 2846 | 425843.9974 | 15 | 0 | 0 | 0 | 0 | 0 | 254 | 117376.3898 | 2467.3716 | 2467.3716 | 23266.6667 | 140643.0564 | 140643.0564 | 0 | 0 | 0 | 117376.3898 | 0 | 0 | 0 | 0 | 0 | 0
2022-07-27 11:00 | 1.0051 | 0.92016 | 186065 | 181412.5377 | 2846 | 437859.2402 | 15 | 0 | 0 | 137520.0845 | 0 | 0 | 254 | 117376.3898 | 2467.3716 | 2467.3716 | 23266.6667 | 140643.0564 | 140643.0564 | 0 | 0 | 0 | 117376.3898 | 0 | 0 | 0 | 0 | 0 | 0
2022-07-27 12:00 | 1.029 | 0.92013 | 186065 | 185722.4729 | 2846 | 437844.9647 | 15 | 0 | 0 | 437844.9647 | 0 | 137520.0845 | 254 | 117376.3898 | 2467.3716 | 2467.3716 | 23266.6667 | 140643.0564 | 140643.0564 | 0 | 0 | 0 | 117376.3898 | 0 | 0 | 0 | 0 | 0 | 0
2022-07-27 13:00 | 0.96688 | 0.75513 | 186065 | 174505.4514 | 2846 | 359329.5167 | 15 | 0 | 0 | 359329.5167 | 0 | 575365.0491 | 254 | 117376.3898 | 2467.3716 | 2467.3716 | 23266.6667 | 140643.0564 | 140643.0564 | 0 | 0 | 0 | 117376.3898 | 0 | 0 | 0 | 0 | 0 | 0
2022-07-27 14:00 | 0.849 | 0.65279 | 186065 | 153230.1094 | 2846 | 310630.9048 | 15 | 0 | 0 | 310630.9048 | 0 | 934694.5658 | 254 | 117376.3898 | 2467.3716 | 2467.3716 | 23266.6667 | 140643.0564 | 140643.0564 | 0 | 0 | 0 | 117376.3898 | 0 | 0 | 0 | 0 | 0 | 0
2022-07-27 15:00 | 0.6775 | 0.5431 | 186065 | 122277.2664 | 2846 | 258434.7867 | 15 | 18365.79 | 1.8366 | 240068.9967 | 0 | 1245325.4706 | 254 | 117376.3898 | 2467.3716 | 2467.3716 | 23266.6667 | 140643.0564 | 140643.0564 | 0 | 0 | 0 | 99010.5997 | 18365.79 | 0 | 0 | 0 | 0 | 0
2022-07-27 16:00 | 0.4701 | 0.41073 | 186065 | 84845.0818 | 2846 | 195446.3634 | 15 | 55797.9746 | 5.5798 | 139648.3888 | 0 | 1485394.4673 | 254 | 117376.3898 | 2467.3716 | 2467.3716 | 23266.6667 | 140643.0564 | 140643.0564 | 0 | 0 | 0 | 61578.4151 | 55797.9746 | 0 | 0 | 0 | 0 | 0
2022-07-27 17:00 | 0.2679 | 0.21824 | 186065 | 48351.4091 | 2846 | 103849.7659 | 15 | 92291.6473 | 9.2292 | 11558.1186 | 0 | 1625042.8561 | 254 | 117376.3898 | 2467.3716 | 2467.3716 | 23266.6667 | 140643.0564 | 140643.0564 | 0 | 0 | 0 | 25084.7424 | 92291.6473 | 0 | 0 | 0 | 0 | 0
2022-07-27 18:00 | 0.09565 | 0.06051 | 186065 | 17263.2037 | 2846 | 28793.7561 | 15 | 123379.8527 | 12.338 | 0 | 94586.0966 | 1636600.9746 | 254 | 117376.3898 | 2467.3716 | 2467.3716 | 23266.6667 | 140643.0564 | 140643.0564 | 0 | 0 | 0 | 0 | 117376.3898 | 0 | 0 | 0 | 0 | 0
2022-07-27 19:00 | 0 | 0 | 186065 | 0 | 2846 | 0 | 15 | 140643.0564 | 14.0643 | 0 | 140643.0564 | 1542014.878 | 254 | 117376.3898 | 2467.3716 | 2467.3716 | 23266.6667 | 140643.0564 | 140643.0564 | 0 | 0 | 0 | 0 | 117376.3898 | 0 | 0 | 0 | 0 | 0
2022-07-27 20:00 | 0 | 0 | 186065 | 0 | 2846 | 0 | 15 | 140643.0564 | 14.0643 | 0 | 140643.0564 | 1401371.8216 | 254 | 117376.3898 | 2467.3716 | 2467.3716 | 23266.6667 | 140643.0564 | 140643.0564 | 0 | 0 | 0 | 0 | 117376.3898 | 0 | 0 | 0 | 0 | 0
2022-07-27 21:00 | 0 | 0 | 186065 | 0 | 2846 | 0 | 15 | 140643.0564 | 14.0643 | 0 | 140643.0564 | 1260728.7652 | 254 | 117376.3898 | 2467.3716 | 2467.3716 | 23266.6667 | 140643.0564 | 140643.0564 | 0 | 0 | 0 | 0 | 117376.3898 | 0 | 0 | 0 | 0 | 0
2022-07-27 22:00 | 0 | 0 | 186065 | 0 | 2846 | 0 | 15 | 140643.0564 | 14.0643 | 0 | 140643.0564 | 1120085.7088 | 254 | 117376.3898 | 2467.3716 | 2467.3716 | 23266.6667 | 140643.0564 | 140643.0564 | 0 | 0 | 0 | 0 | 117376.3898 | 0 | 0 | 0 | 0 | 0
2022-07-27 23:00 | 0 | 0 | 186065 | 0 | 2846 | 0 | 15 | 140643.0564 | 14.0643 | 0 | 140643.0564 | 979442.6523 | 254 | 117376.3898 | 2467.3716 | 2467.3716 | 23266.6667 | 140643.0564 | 140643.0564 | 0 | 0 | 0 | 0 | 117376.3898 | 0 | 0 | 0 | 0 | 0
2022-07-28 | 0 | 0 | 186065 | 0 | 2846 | 0 | 15 | 140584.7231 | 14.0585 | 0 | 140584.7231 | 838799.5959 | 254 | 117376.3898 | 2467.3716 | 2467.3716 | 23208.3333 | 140584.7231 | 140584.7231 | 0 | 0 | 0 | 0 | 117376.3898 | 0 | 0 | 0 | 0 | 0
2022-07-28 01:00 | 0 | 0 | 186065 | 0 | 2846 | 0 | 15 | 140584.7231 | 14.0585 | 0 | 140584.7231 | 698214.8728 | 254 | 117376.3898 | 2467.3716 | 2467.3716 | 23208.3333 | 140584.7231 | 140584.7231 | 0 | 0 | 0 | 0 | 117376.3898 | 0 | 0 | 0 | 0 | 0
2022-07-28 02:00 | 0 | 0 | 186065 | 0 | 2846 | 0 | 15 | 140584.7231 | 14.0585 | 0 | 140584.7231 | 557630.1497 | 254 | 117376.3898 | 2467.3716 | 2467.3716 | 23208.3333 | 140584.7231 | 140584.7231 | 0 | 0 | 0 | 0 | 117376.3898 | 0 | 0 | 0 | 0 | 0
2022-07-28 03:00 | 0 | 0 | 186065 | 0 | 2846 | 0 | 15 | 140584.7231 | 14.0585 | 0 | 140584.7231 | 417045.4266 | 254 | 117376.3898 | 2467.3716 | 2467.3716 | 23208.3333 | 140584.7231 | 140584.7231 | 0 | 0 | 0 | 0 | 117376.3898 | 0 | 0 | 0 | 0 | 0
2022-07-28 04:00 | 0 | 0 | 186065 | 0 | 2846 | 0 | 15 | 140584.7231 | 14.0585 | 0 | 140584.7231 | 276460.7036 | 254 | 117376.3898 | 2467.3716 | 2467.3716 | 23208.3333 | 140584.7231 | 140584.7231 | 0 | 0 | 0 | 0 | 117376.3898 | 0 | 0 | 0 | 0 | 0
2022-07-28 05:00 | 0.00418 | 0.00831 | 186065 | 754.4191 | 2846 | 3954.3235 | 15 | 139830.3039 | 13.983 | 0 | 135875.9805 | 135875.9805 | 254 | 117376.3898 | 2467.3716 | 2467.3716 | 23208.3333 | 140584.7231 | 140584.7231 | 0 | 0 | 0 | 0 | 117376.3898 | 0 | 0 | 0 | 0 | 0
2022-07-28 06:00 | 0.11662 | 0.33239 | 186065 | 21047.9333 | 2846 | 158168.1804 | 15 | 119536.7898 | 11.9537 | 0 | 0 | 0 | 254 | 117376.3898 | 2467.3716 | 2467.3716 | 23208.3333 | 140584.7231 | 140584.7231 | 0 | 0 | 0 | 0 | 117376.3898 | 0 | 0 | 0 | 0 | 0
2022-07-28 07:00 | 0.33083 | 0.60016 | 186065 | 59709.2074 | 2846 | 285586.8562 | 15 | 80875.5157 | 8.0876 | 0 | 0 | 0 | 254 | 117376.3898 | 2467.3716 | 2467.3716 | 23208.3333 | 140584.7231 | 140584.7231 | 0 | 0 | 0 | 36500.8741 | 80875.5157 | 0 | 0 | 0 | 0 | 0
2022-07-28 08:00 | 0.5534 | 0.74453 | 186065 | 99879.3199 | 2846 | 354285.4939 | 15 | 40705.4032 | 4.0705 | 0 | 0 | 0 | 254 | 117376.3898 | 2467.3716 | 2467.3716 | 23208.3333 | 140584.7231 | 140584.7231 | 0 | 0 | 0 | 99879.3199 | 17497.0699 | 0 | 0 | 0 | 0 | 0
2022-07-28 09:00 | 0.75108 | 0.83087 | 186065 | 135557.2092 | 2846 | 395370.4865 | 15 | 5027.5139 | 0.50275 | 0 | 0 | 0 | 254 | 117376.3898 | 2467.3716 | 2467.3716 | 23208.3333 | 140584.7231 | 140584.7231 | 0 | 0 | 0 | 117376.3898 | 0 | 0 | 0 | 0 | 0 | 0
2022-07-28 10:00 | 0.90412 | 0.88452 | 186065 | 163178.3352 | 2846 | 420899.9034 | 15 | 0 | 0 | 0 | 0 | 0 | 254 | 117376.3898 | 2467.3716 | 2467.3716 | 23208.3333 | 140584.7231 | 140584.7231 | 0 | 0 | 0 | 117376.3898 | 0 | 0 | 0 | 0 | 0 | 0
2022-07-28 11:00 | 1.0001 | 0.9114 | 186065 | 180501.0983 | 2846 | 433690.7837 | 15 | 0 | 0 | 0 | 0 | 0 | 254 | 117376.3898 | 2467.3716 | 2467.3716 | 23208.3333 | 140584.7231 | 140584.7231 | 0 | 0 | 0 | 117376.3898 | 0 | 0 | 0 | 0 | 0 | 0
2022-07-28 12:00 | 1.0119 | 0.86247 | 186065 | 182630.7983 | 2846 | 410407.3845 | 15 | 0 | 0 | 0 | 0 | 0 | 254 | 117376.3898 | 2467.3716 | 2467.3716 | 23208.3333 | 140584.7231 | 140584.7231 | 0 | 0 | 0 | 117376.3898 | 0 | 0 | 0 | 0 | 0 | 0
2022-07-28 13:00 | 0.9779 | 0.83102 | 186065 | 176494.3746 | 2846 | 395441.8642 | 15 | 0 | 0 | 382043.0906 | 0 | 0 | 254 | 117376.3898 | 2467.3716 | 2467.3716 | 23208.3333 | 140584.7231 | 140584.7231 | 0 | 0 | 0 | 117376.3898 | 0 | 0 | 0 | 0 | 0 | 0
2022-07-28 14:00 | 0.87908 | 0.80522 | 186065 | 158659.0396 | 2846 | 383164.9033 | 15 | 0 | 0 | 383164.9033 | 0 | 382043.0906 | 254 | 117376.3898 | 2467.3716 | 2467.3716 | 23208.3333 | 140584.7231 | 140584.7231 | 0 | 0 | 0 | 117376.3898 | 0 | 0 | 0 | 0 | 0 | 0
2022-07-28 15:00 | 0.72353 | 0.75347 | 186065 | 130584.9012 | 2846 | 358539.6037 | 15 | 9999.8219 | 0.99998 | 348539.7817 | 0 | 765207.9939 | 254 | 117376.3898 | 2467.3716 | 2467.3716 | 23208.3333 | 140584.7231 | 140584.7231 | 0 | 0 | 0 | 117376.3898 | 0 | 0 | 0 | 0 | 0 | 0
2022-07-28 16:00 | 0.52433 | 0.66652 | 186065 | 94632.6776 | 2846 | 317164.3418 | 15 | 45952.0455 | 4.5952 | 271212.2963 | 0 | 1113747.7756 | 254 | 117376.3898 | 2467.3716 | 2467.3716 | 23208.3333 | 140584.7231 | 140584.7231 | 0 | 0 | 0 | 94632.6776 | 22743.7122 | 0 | 0 | 0 | 0 | 0
2022-07-28 17:00 | 0.30348 | 0.51552 | 186065 | 54772.996 | 2846 | 245310.8106 | 15 | 85811.7271 | 8.5812 | 159499.0835 | 0 | 1384960.072 | 254 | 117376.3898 | 2467.3716 | 2467.3716 | 23208.3333 | 140584.7231 | 140584.7231 | 0 | 0 | 0 | 31564.6627 | 85811.7271 | 0 | 0 | 0 | 0 | 0
2022-07-28 18:00 | 0.10597 | 0.2562 | 186065 | 19125.7888 | 2846 | 121913.0774 | 15 | 121458.9343 | 12.1459 | 454.1432 | 0 | 1544459.1555 | 254 | 117376.3898 | 2467.3716 | 2467.3716 | 23208.3333 | 140584.7231 | 140584.7231 | 0 | 0 | 0 | 0 | 117376.3898 | 0 | 0 | 0 | 0 | 0
2022-07-28 19:00 | 0 | 0 | 186065 | 0 | 2846 | 0 | 15 | 140584.7231 | 14.0585 | 0 | 140584.7231 | 1544913.2987 | 254 | 117376.3898 | 2467.3716 | 2467.3716 | 23208.3333 | 140584.7231 | 140584.7231 | 0 | 0 | 0 | 0 | 117376.3898 | 0 | 0 | 0 | 0 | 0
2022-07-28 20:00 | 0 | 0 | 186065 | 0 | 2846 | 0 | 15 | 140584.7231 | 14.0585 | 0 | 140584.7231 | 1404328.5756 | 254 | 117376.3898 | 2467.3716 | 2467.3716 | 23208.3333 | 140584.7231 | 140584.7231 | 0 | 0 | 0 | 0 | 117376.3898 | 0 | 0 | 0 | 0 | 0
2022-07-28 21:00 | 0 | 0 | 186065 | 0 | 2846 | 0 | 15 | 140584.7231 | 14.0585 | 0 | 140584.7231 | 1263743.8525 | 254 | 117376.3898 | 2467.3716 | 2467.3716 | 23208.3333 | 140584.7231 | 140584.7231 | 0 | 0 | 0 | 0 | 117376.3898 | 0 | 0 | 0 | 0 | 0
2022-07-28 22:00 | 0 | 0 | 186065 | 0 | 2846 | 0 | 15 | 140584.7231 | 14.0585 | 0 | 140584.7231 | 1123159.1294 | 254 | 117376.3898 | 2467.3716 | 2467.3716 | 23208.3333 | 140584.7231 | 140584.7231 | 0 | 0 | 0 | 0 | 117376.3898 | 0 | 0 | 0 | 0 | 0
2022-07-28 23:00 | 0 | 0 | 186065 | 0 | 2846 | 0 | 15 | 140584.7231 | 14.0585 | 0 | 140584.7231 | 982574.4063 | 254 | 117376.3898 | 2467.3716 | 2467.3716 | 23208.3333 | 140584.7231 | 140584.7231 | 0 | 0 | 0 | 0 | 117376.3898 | 0 | 0 | 0 | 0 | 0
2022-07-29 | 0 | 0 | 186065 | 0 | 2846 | 0 | 15 | 140834.7231 | 14.0835 | 0 | 140834.7231 | 841989.6832 | 254 | 117376.3898 | 2467.3716 | 2467.3716 | 23458.3333 | 140834.7231 | 140834.7231 | 0 | 0 | 0 | 0 | 117376.3898 | 0 | 0 | 0 | 0 | 0
2022-07-29 01:00 | 0 | 0 | 186065 | 0 | 2846 | 0 | 15 | 140834.7231 | 14.0835 | 0 | 140834.7231 | 701154.9601 | 254 | 117376.3898 | 2467.3716 | 2467.3716 | 23458.3333 | 140834.7231 | 140834.7231 | 0 | 0 | 0 | 0 | 117376.3898 | 0 | 0 | 0 | 0 | 0
2022-07-29 02:00 | 0 | 0 | 186065 | 0 | 2846 | 0 | 15 | 140834.7231 | 14.0835 | 0 | 140834.7231 | 560320.237 | 254 | 117376.3898 | 2467.3716 | 2467.3716 | 23458.3333 | 140834.7231 | 140834.7231 | 0 | 0 | 0 | 0 | 117376.3898 | 0 | 0 | 0 | 0 | 0
2022-07-29 03:00 | 0 | 0 | 186065 | 0 | 2846 | 0 | 15 | 140834.7231 | 14.0835 | 0 | 140834.7231 | 419485.5139 | 254 | 117376.3898 | 2467.3716 | 2467.3716 | 23458.3333 | 140834.7231 | 140834.7231 | 0 | 0 | 0 | 0 | 117376.3898 | 0 | 0 | 0 | 0 | 0
2022-07-29 04:00 | 0 | 0 | 186065 | 0 | 2846 | 0 | 15 | 140834.7231 | 14.0835 | 0 | 140834.7231 | 278650.7909 | 254 | 117376.3898 | 2467.3716 | 2467.3716 | 23458.3333 | 140834.7231 | 140834.7231 | 0 | 0 | 0 | 0 | 117376.3898 | 0 | 0 | 0 | 0 | 0
2022-07-29 05:00 | 0.00378 | 0.00491 | 186065 | 682.2259 | 2846 | 2336.4294 | 15 | 140152.4972 | 14.0152 | 0 | 137816.0678 | 137816.0678 | 254 | 117376.3898 | 2467.3716 | 2467.3716 | 23458.3333 | 140834.7231 | 140834.7231 | 0 | 0 | 0 | 0 | 117376.3898 | 0 | 0 | 0 | 0 | 0
2022-07-29 06:00 | 0.11028 | 0.28535 | 186065 | 19903.6708 | 2846 | 135784.1399 | 15 | 120931.0523 | 12.0931 | 0 | 0 | 0 | 254 | 117376.3898 | 2467.3716 | 2467.3716 | 23458.3333 | 140834.7231 | 140834.7231 | 0 | 0 | 0 | 0 | 117376.3898 | 0 | 0 | 0 | 0 | 0
2022-07-29 07:00 | 0.31923 | 0.54697 | 186065 | 57615.6041 | 2846 | 260276.3309 | 15 | 83219.119 | 8.3219 | 0 | 0 | 0 | 254 | 117376.3898 | 2467.3716 | 2467.3716 | 23458.3333 | 140834.7231 | 140834.7231 | 0 | 0 | 0 | 57615.6041 | 59760.7857 | 0 | 0 | 0 | 0 | 0
2022-07-29 08:00 | 0.54058 | 0.69231 | 186065 | 97565.5272 | 2846 | 329436.5443 | 15 | 43269.1959 | 4.3269 | 0 | 0 | 0 | 254 | 117376.3898 | 2467.3716 | 2467.3716 | 23458.3333 | 140834.7231 | 140834.7231 | 0 | 0 | 0 | 74107.1938 | 43269.1959 | 0 | 0 | 0 | 0 | 0
2022-07-29 09:00 | 0.73688 | 0.77192 | 186065 | 132994.3499 | 2846 | 367319.0583 | 15 | 7840.3732 | 0.78404 | 0 | 0 | 0 | 254 | 117376.3898 | 2467.3716 | 2467.3716 | 23458.3333 | 140834.7231 | 140834.7231 | 0 | 0 | 0 | 117376.3898 | 0 | 0 | 0 | 0 | 0 | 0
2022-07-29 10:00 | 0.89047 | 0.82074 | 186065 | 160714.7415 | 2846 | 390550.1139 | 15 | 0 | 0 | 0 | 0 | 0 | 254 | 117376.3898 | 2467.3716 | 2467.3716 | 23458.3333 | 140834.7231 | 140834.7231 | 0 | 0 | 0 | 117376.3898 | 0 | 0 | 0 | 0 | 0 | 0
2022-07-29 11:00 | 0.98353 | 0.83961 | 186065 | 177510.4942 | 2846 | 399529.426 | 15 | 0 | 0 | 42339.7955 | 0 | 0 | 254 | 117376.3898 | 2467.3716 | 2467.3716 | 23458.3333 | 140834.7231 | 140834.7231 | 0 | 0 | 0 | 117376.3898 | 0 | 0 | 0 | 0 | 0 | 0
2022-07-29 12:00 | 0.98135 | 0.74555 | 186065 | 177117.0411 | 2846 | 354770.8622 | 15 | 0 | 0 | 354770.8622 | 0 | 42339.7955 | 254 | 117376.3898 | 2467.3716 | 2467.3716 | 23458.3333 | 140834.7231 | 140834.7231 | 0 | 0 | 0 | 117376.3898 | 0 | 0 | 0 | 0 | 0 | 0
2022-07-29 13:00 | 0.9473 | 0.71856 | 186065 | 170971.5933 | 2846 | 341927.6383 | 15 | 0 | 0 | 341927.6383 | 0 | 397110.6577 | 254 | 117376.3898 | 2467.3716 | 2467.3716 | 23458.3333 | 140834.7231 | 140834.7231 | 0 | 0 | 0 | 117376.3898 | 0 | 0 | 0 | 0 | 0 | 0
2022-07-29 14:00 | 0.84755 | 0.69764 | 186065 | 152968.409 | 2846 | 331972.8312 | 15 | 0 | 0 | 331972.8312 | 0 | 739038.296 | 254 | 117376.3898 | 2467.3716 | 2467.3716 | 23458.3333 | 140834.7231 | 140834.7231 | 0 | 0 | 0 | 117376.3898 | 0 | 0 | 0 | 0 | 0 | 0
2022-07-29 15:00 | 0.6906 | 0.63566 | 186065 | 124641.5943 | 2846 | 302479.5738 | 15 | 16193.1288 | 1.6193 | 286286.445 | 0 | 1071011.1271 | 254 | 117376.3898 | 2467.3716 | 2467.3716 | 23458.3333 | 140834.7231 | 140834.7231 | 0 | 0 | 0 | 117376.3898 | 0 | 0 | 0 | 0 | 0 | 0
2022-07-29 16:00 | 0.49135 | 0.53983 | 186065 | 88680.3466 | 2846 | 256878.7533 | 15 | 52154.3765 | 5.2154 | 204724.3768 | 0 | 1357297.5722 | 254 | 117376.3898 | 2467.3716 | 2467.3716 | 23458.3333 | 140834.7231 | 140834.7231 | 0 | 0 | 0 | 65222.0133 | 52154.3765 | 0 | 0 | 0 | 0 | 0
2022-07-29 17:00 | 0.27448 | 0.37182 | 186065 | 49538.9876 | 2846 | 176930.9932 | 15 | 91295.7355 | 9.1296 | 85635.2577 | 0 | 1562021.949 | 254 | 117376.3898 | 2467.3716 | 2467.3716 | 23458.3333 | 140834.7231 | 140834.7231 | 0 | 0 | 0 | 49538.9876 | 67837.4022 | 0 | 0 | 0 | 0 | 0
2022-07-29 18:00 | 0.09218 | 0.14865 | 186065 | 16636.9275 | 2846 | 70735.2809 | 15 | 124197.7955 | 12.4198 | 0 | 53462.5147 | 1647657.2066 | 254 | 117376.3898 | 2467.3716 | 2467.3716 | 23458.3333 | 140834.7231 | 140834.7231 | 0 | 0 | 0 | 16636.9275 | 100739.4622 | 0 | 0 | 0 | 0 | 0
2022-07-29 19:00 | 0 | 0 | 186065 | 0 | 2846 | 0 | 15 | 140834.7231 | 14.0835 | 0 | 140834.7231 | 1594194.692 | 254 | 117376.3898 | 2467.3716 | 2467.3716 | 23458.3333 | 140834.7231 | 140834.7231 | 0 | 0 | 0 | 0 | 117376.3898 | 0 | 0 | 0 | 0 | 0
2022-07-29 20:00 | 0 | 0 | 186065 | 0 | 2846 | 0 | 15 | 140834.7231 | 14.0835 | 0 | 140834.7231 | 1453359.9689 | 254 | 117376.3898 | 2467.3716 | 2467.3716 | 23458.3333 | 140834.7231 | 140834.7231 | 0 | 0 | 0 | 0 | 117376.3898 | 0 | 0 | 0 | 0 | 0
2022-07-29 21:00 | 0 | 0 | 186065 | 0 | 2846 | 0 | 15 | 140834.7231 | 14.0835 | 0 | 140834.7231 | 1312525.2458 | 254 | 117376.3898 | 2467.3716 | 2467.3716 | 23458.3333 | 140834.7231 | 140834.7231 | 0 | 0 | 0 | 0 | 117376.3898 | 0 | 0 | 0 | 0 | 0
2022-07-29 22:00 | 0 | 0 | 186065 | 0 | 2846 | 0 | 15 | 140834.7231 | 14.0835 | 0 | 140834.7231 | 1171690.5227 | 254 | 117376.3898 | 2467.3716 | 2467.3716 | 23458.3333 | 140834.7231 | 140834.7231 | 0 | 0 | 0 | 0 | 117376.3898 | 0 | 0 | 0 | 0 | 0
2022-07-29 23:00 | 0 | 0 | 186065 | 0 | 2846 | 0 | 15 | 140834.7231 | 14.0835 | 0 | 140834.7231 | 1030855.7996 | 254 | 117376.3898 | 2467.3716 | 2467.3716 | 23458.3333 | 140834.7231 | 140834.7231 | 0 | 0 | 0 | 0 | 117376.3898 | 0 | 0 | 0 | 0 | 0
2022-07-30 | 0 | 0 | 186065 | 0 | 2846 | 0 | 15 | 139293.0564 | 13.9293 | 0 | 139293.0564 | 890021.0765 | 254 | 117376.3898 | 2467.3716 | 2467.3716 | 21916.6667 | 139293.0564 | 139293.0564 | 0 | 0 | 0 | 0 | 117376.3898 | 0 | 0 | 0 | 0 | 0
2022-07-30 01:00 | 0 | 0 | 186065 | 0 | 2846 | 0 | 15 | 139293.0564 | 13.9293 | 0 | 139293.0564 | 750728.0201 | 254 | 117376.3898 | 2467.3716 | 2467.3716 | 21916.6667 | 139293.0564 | 139293.0564 | 0 | 0 | 0 | 0 | 117376.3898 | 0 | 0 | 0 | 0 | 0
2022-07-30 02:00 | 0 | 0 | 186065 | 0 | 2846 | 0 | 15 | 139293.0564 | 13.9293 | 0 | 139293.0564 | 611434.9637 | 254 | 117376.3898 | 2467.3716 | 2467.3716 | 21916.6667 | 139293.0564 | 139293.0564 | 0 | 0 | 0 | 0 | 117376.3898 | 0 | 0 | 0 | 0 | 0
2022-07-30 03:00 | 0 | 0 | 186065 | 0 | 2846 | 0 | 15 | 139293.0564 | 13.9293 | 0 | 139293.0564 | 472141.9073 | 254 | 117376.3898 | 2467.3716 | 2467.3716 | 21916.6667 | 139293.0564 | 139293.0564 | 0 | 0 | 0 | 0 | 117376.3898 | 0 | 0 | 0 | 0 | 0
2022-07-30 04:00 | 0 | 0 | 186065 | 0 | 2846 | 0 | 15 | 139293.0564 | 13.9293 | 0 | 139293.0564 | 332848.8508 | 254 | 117376.3898 | 2467.3716 | 2467.3716 | 21916.6667 | 139293.0564 | 139293.0564 | 0 | 0 | 0 | 0 | 117376.3898 | 0 | 0 | 0 | 0 | 0
2022-07-30 05:00 | 0.00322 | 0.00105 | 186065 | 581.1554 | 2846 | 499.6438 | 15 | 138711.901 | 13.8712 | 0 | 138212.2572 | 193555.7944 | 254 | 117376.3898 | 2467.3716 | 2467.3716 | 21916.6667 | 139293.0564 | 139293.0564 | 0 | 0 | 0 | 0 | 117376.3898 | 0 | 0 | 0 | 0 | 0
2022-07-30 06:00 | 0.0927 | 0.14126 | 186065 | 16730.7787 | 2846 | 67218.7405 | 15 | 122562.2777 | 12.2562 | 0 | 55343.5372 | 55343.5372 | 254 | 117376.3898 | 2467.3716 | 2467.3716 | 21916.6667 | 139293.0564 | 139293.0564 | 0 | 0 | 0 | 16730.7787 | 100645.611 | 0 | 0 | 0 | 0 | 0
2022-07-30 07:00 | 0.27783 | 0.34497 | 186065 | 50143.6058 | 2846 | 164154.3885 | 15 | 89149.4506 | 8.9149 | 0 | 0 | 0 | 254 | 117376.3898 | 2467.3716 | 2467.3716 | 21916.6667 | 139293.0564 | 139293.0564 | 0 | 0 | 0 | 28226.9391 | 89149.4506 | 0 | 0 | 0 | 0 | 0
2022-07-30 08:00 | 0.49575 | 0.51647 | 186065 | 89474.472 | 2846 | 245762.8693 | 15 | 49818.5844 | 4.9819 | 0 | 0 | 0 | 254 | 117376.3898 | 2467.3716 | 2467.3716 | 21916.6667 | 139293.0564 | 139293.0564 | 0 | 0 | 0 | 67557.8054 | 49818.5844 | 0 | 0 | 0 | 0 | 0
2022-07-30 09:00 | 0.68722 | 0.58621 | 186065 | 124031.5616 | 2846 | 278948.732 | 15 | 15261.4948 | 1.5261 | 0 | 0 | 0 | 254 | 117376.3898 | 2467.3716 | 2467.3716 | 21916.6667 | 139293.0564 | 139293.0564 | 0 | 0 | 0 | 102114.895 | 15261.4948 | 0 | 0 | 0 | 0 | 0
2022-07-30 10:00 | 0.83705 | 0.60787 | 186065 | 151073.337 | 2846 | 289255.6689 | 15 | 0 | 0 | 0 | 0 | 0 | 254 | 117376.3898 | 2467.3716 | 2467.3716 | 21916.6667 | 139293.0564 | 139293.0564 | 0 | 0 | 0 | 117376.3898 | 0 | 0 | 0 | 0 | 0 | 0
2022-07-30 11:00 | 0.93995 | 0.66573 | 186065 | 169645.0428 | 2846 | 316788.4194 | 15 | 0 | 0 | 310983.3491 | 0 | 0 | 254 | 117376.3898 | 2467.3716 | 2467.3716 | 21916.6667 | 139293.0564 | 139293.0564 | 0 | 0 | 0 | 117376.3898 | 0 | 0 | 0 | 0 | 0 | 0
2022-07-30 12:00 | 0.96555 | 0.68108 | 186065 | 174265.4089 | 2846 | 324092.7353 | 15 | 0 | 0 | 324092.7353 | 0 | 310983.3491 | 254 | 117376.3898 | 2467.3716 | 2467.3716 | 21916.6667 | 139293.0564 | 139293.0564 | 0 | 0 | 0 | 117376.3898 | 0 | 0 | 0 | 0 | 0 | 0
2022-07-30 13:00 | 0.9303 | 0.67124 | 186065 | 167903.3814 | 2846 | 319410.3595 | 15 | 0 | 0 | 319410.3595 | 0 | 635076.0844 | 254 | 117376.3898 | 2467.3716 | 2467.3716 | 21916.6667 | 139293.0564 | 139293.0564 | 0 | 0 | 0 | 117376.3898 | 0 | 0 | 0 | 0 | 0 | 0
2022-07-30 14:00 | 0.82675 | 0.63982 | 186065 | 149214.3616 | 2846 | 304459.1148 | 15 | 0 | 0 | 304459.1148 | 0 | 954486.4439 | 254 | 117376.3898 | 2467.3716 | 2467.3716 | 21916.6667 | 139293.0564 | 139293.0564 | 0 | 0 | 0 | 117376.3898 | 0 | 0 | 0 | 0 | 0 | 0
2022-07-30 15:00 | 0.66808 | 0.57467 | 186065 | 120577.116 | 2846 | 273457.4091 | 15 | 18715.9404 | 1.8716 | 254741.4687 | 0 | 1258945.5587 | 254 | 117376.3898 | 2467.3716 | 2467.3716 | 21916.6667 | 139293.0564 | 139293.0564 | 0 | 0 | 0 | 98660.4494 | 18715.9404 | 0 | 0 | 0 | 0 | 0
2022-07-30 16:00 | 0.46988 | 0.48782 | 186065 | 84805.3755 | 2846 | 232129.7324 | 15 | 54487.6809 | 5.4488 | 177642.0515 | 0 | 1513687.0274 | 254 | 117376.3898 | 2467.3716 | 2467.3716 | 21916.6667 | 139293.0564 | 139293.0564 | 0 | 0 | 0 | 62888.7089 | 54487.6809 | 0 | 0 | 0 | 0 | 0
2022-07-30 17:00 | 0.25792 | 0.31549 | 186065 | 46550.1883 | 2846 | 150126.2951 | 15 | 92742.8682 | 9.2743 | 57383.4269 | 0 | 1691329.0789 | 254 | 117376.3898 | 2467.3716 | 2467.3716 | 21916.6667 | 139293.0564 | 139293.0564 | 0 | 0 | 0 | 46550.1883 | 70826.2015 | 0 | 0 | 0 | 0 | 0
2022-07-30 18:00 | 0.08262 | 0.0897 | 186065 | 14911.5096 | 2846 | 42683.8526 | 15 | 124381.5468 | 12.4382 | 0 | 81697.6942 | 1748712.5058 | 254 | 117376.3898 | 2467.3716 | 2467.3716 | 21916.6667 | 139293.0564 | 139293.0564 | 0 | 0 | 0 | 0 | 117376.3898 | 0 | 0 | 0 | 0 | 0
2022-07-30 19:00 | 0 | 0 | 186065 | 0 | 2846 | 0 | 15 | 139293.0564 | 13.9293 | 0 | 139293.0564 | 1667014.8116 | 254 | 117376.3898 | 2467.3716 | 2467.3716 | 21916.6667 | 139293.0564 | 139293.0564 | 0 | 0 | 0 | 0 | 117376.3898 | 0 | 0 | 0 | 0 | 0
2022-07-30 20:00 | 0 | 0 | 186065 | 0 | 2846 | 0 | 15 | 139293.0564 | 13.9293 | 0 | 139293.0564 | 1527721.7552 | 254 | 117376.3898 | 2467.3716 | 2467.3716 | 21916.6667 | 139293.0564 | 139293.0564 | 0 | 0 | 0 | 0 | 117376.3898 | 0 | 0 | 0 | 0 | 0
2022-07-30 21:00 | 0 | 0 | 186065 | 0 | 2846 | 0 | 15 | 139293.0564 | 13.9293 | 0 | 139293.0564 | 1388428.6988 | 254 | 117376.3898 | 2467.3716 | 2467.3716 | 21916.6667 | 139293.0564 | 139293.0564 | 0 | 0 | 0 | 0 | 117376.3898 | 0 | 0 | 0 | 0 | 0
2022-07-30 22:00 | 0 | 0 | 186065 | 0 | 2846 | 0 | 15 | 139293.0564 | 13.9293 | 0 | 139293.0564 | 1249135.6423 | 254 | 117376.3898 | 2467.3716 | 2467.3716 | 21916.6667 | 139293.0564 | 139293.0564 | 0 | 0 | 0 | 0 | 117376.3898 | 0 | 0 | 0 | 0 | 0
2022-07-30 23:00 | 0 | 0 | 186065 | 0 | 2846 | 0 | 15 | 139293.0564 | 13.9293 | 0 | 139293.0564 | 1109842.5859 | 254 | 117376.3898 | 2467.3716 | 2467.3716 | 21916.6667 | 139293.0564 | 139293.0564 | 0 | 0 | 0 | 0 | 117376.3898 | 0 | 0 | 0 | 0 | 0
2022-07-31 | 0 | 0 | 186065 | 0 | 2846 | 0 | 15 | 140501.3898 | 14.0501 | 0 | 140501.3898 | 970549.5295 | 254 | 117376.3898 | 2467.3716 | 2467.3716 | 23125 | 140501.3898 | 140501.3898 | 0 | 0 | 0 | 0 | 117376.3898 | 0 | 0 | 0 | 0 | 0
2022-07-31 01:00 | 0 | 0 | 186065 | 0 | 2846 | 0 | 15 | 140501.3898 | 14.0501 | 0 | 140501.3898 | 830048.1397 | 254 | 117376.3898 | 2467.3716 | 2467.3716 | 23125 | 140501.3898 | 140501.3898 | 0 | 0 | 0 | 0 | 117376.3898 | 0 | 0 | 0 | 0 | 0
2022-07-31 02:00 | 0 | 0 | 186065 | 0 | 2846 | 0 | 15 | 140501.3898 | 14.0501 | 0 | 140501.3898 | 689546.75 | 254 | 117376.3898 | 2467.3716 | 2467.3716 | 23125 | 140501.3898 | 140501.3898 | 0 | 0 | 0 | 0 | 117376.3898 | 0 | 0 | 0 | 0 | 0
2022-07-31 03:00 | 0 | 0 | 186065 | 0 | 2846 | 0 | 15 | 140501.3898 | 14.0501 | 0 | 140501.3898 | 549045.3602 | 254 | 117376.3898 | 2467.3716 | 2467.3716 | 23125 | 140501.3898 | 140501.3898 | 0 | 0 | 0 | 0 | 117376.3898 | 0 | 0 | 0 | 0 | 0
2022-07-31 04:00 | 0 | 0 | 186065 | 0 | 2846 | 0 | 15 | 140501.3898 | 14.0501 | 0 | 140501.3898 | 408543.9705 | 254 | 117376.3898 | 2467.3716 | 2467.3716 | 23125 | 140501.3898 | 140501.3898 | 0 | 0 | 0 | 0 | 117376.3898 | 0 | 0 | 0 | 0 | 0
2022-07-31 05:00 | 0 | 0 | 186065 | 0 | 2846 | 0 | 15 | 140501.3898 | 14.0501 | 0 | 140501.3898 | 268042.5807 | 254 | 117376.3898 | 2467.3716 | 2467.3716 | 23125 | 140501.3898 | 140501.3898 | 0 | 0 | 0 | 0 | 117376.3898 | 0 | 0 | 0 | 0 | 0
2022-07-31 06:00 | 0.09482 | 0.10672 | 186065 | 17113.4028 | 2846 | 50782.8401 | 15 | 123387.987 | 12.3388 | 0 | 72605.1469 | 127541.1909 | 254 | 117376.3898 | 2467.3716 | 2467.3716 | 23125 | 140501.3898 | 140501.3898 | 0 | 0 | 0 | 17113.4028 | 100262.987 | 0 | 0 | 0 | 0 | 0
2022-07-31 07:00 | 0.26712 | 0.30075 | 186065 | 48210.6323 | 2846 | 143112.2484 | 15 | 92290.7574 | 9.2291 | 50821.491 | 0 | 54936.0441 | 254 | 117376.3898 | 2467.3716 | 2467.3716 | 23125 | 140501.3898 | 140501.3898 | 0 | 0 | 0 | 48210.6323 | 69165.7574 | 0 | 0 | 0 | 0 | 0
2022-07-31 08:00 | 0.48152 | 0.48644 | 186065 | 86906.1982 | 2846 | 231473.0577 | 15 | 53595.1915 | 5.3595 | 177877.8662 | 0 | 105757.535 | 254 | 117376.3898 | 2467.3716 | 2467.3716 | 23125 | 140501.3898 | 140501.3898 | 0 | 0 | 0 | 86906.1982 | 30470.1915 | 0 | 0 | 0 | 0 | 0
2022-07-31 09:00 | 0.68322 | 0.58378 | 186065 | 123309.6294 | 2846 | 277792.4135 | 15 | 17191.7603 | 1.7192 | 260600.6532 | 0 | 283635.4012 | 254 | 117376.3898 | 2467.3716 | 2467.3716 | 23125 | 140501.3898 | 140501.3898 | 0 | 0 | 0 | 117376.3898 | 0 | 0 | 0 | 0 | 0 | 0
2022-07-31 10:00 | 0.83692 | 0.65236 | 186065 | 151049.8742 | 2846 | 310426.2888 | 15 | 0 | 0 | 310426.2888 | 0 | 544236.0544 | 254 | 117376.3898 | 2467.3716 | 2467.3716 | 23125 | 140501.3898 | 140501.3898 | 0 | 0 | 0 | 117376.3898 | 0 | 0 | 0 | 0 | 0 | 0
2022-07-31 11:00 | 0.93197 | 0.65479 | 186065 | 168204.7881 | 2846 | 311582.6072 | 15 | 0 | 0 | 311582.6072 | 0 | 854662.3433 | 254 | 117376.3898 | 2467.3716 | 2467.3716 | 23125 | 140501.3898 | 140501.3898 | 0 | 0 | 0 | 117376.3898 | 0 | 0 | 0 | 0 | 0 | 0
2022-07-31 12:00 | 0.9588 | 0.65722 | 186065 | 173047.1483 | 2846 | 312738.9257 | 15 | 0 | 0 | 312738.9257 | 0 | 1166244.9505 | 254 | 117376.3898 | 2467.3716 | 2467.3716 | 23125 | 140501.3898 | 140501.3898 | 0 | 0 | 0 | 117376.3898 | 0 | 0 | 0 | 0 | 0 | 0
2022-07-31 13:00 | 0.9254 | 0.66999 | 186065 | 167019.0145 | 2846 | 318815.5455 | 15 | 0 | 0 | 318815.5455 | 0 | 1478983.8762 | 254 | 117376.3898 | 2467.3716 | 2467.3716 | 23125 | 140501.3898 | 140501.3898 | 0 | 0 | 0 | 117376.3898 | 0 | 0 | 0 | 0 | 0 | 0
2022-07-31 14:00 | 0.8369 | 0.65974 | 186065 | 151046.2645 | 2846 | 313938.0707 | 15 | 0 | 0 | 313938.0707 | 0 | 1797799.4217 | 254 | 117376.3898 | 2467.3716 | 2467.3716 | 23125 | 140501.3898 | 140501.3898 | 0 | 0 | 0 | 117376.3898 | 0 | 0 | 0 | 0 | 0 | 0
2022-07-31 15:00 | 0.67775 | 0.59286 | 186065 | 122322.3871 | 2846 | 282113.1424 | 15 | 18179.0026 | 1.8179 | 263934.1398 | 0 | 2111737.4923 | 254 | 117376.3898 | 2467.3716 | 2467.3716 | 23125 | 140501.3898 | 140501.3898 | 0 | 0 | 0 | 99197.3871 | 18179.0026 | 0 | 0 | 0 | 0 | 0
2022-07-31 16:00 | 0.47715 | 0.48202 | 186065 | 86117.4873 | 2846 | 229369.7954 | 15 | 54383.9024 | 5.4384 | 174985.893 | 0 | 2375671.6322 | 254 | 117376.3898 | 2467.3716 | 2467.3716 | 23125 | 140501.3898 | 140501.3898 | 0 | 0 | 0 | 62992.4873 | 54383.9024 | 0 | 0 | 0 | 0 | 0
2022-07-31 17:00 | 0.25877 | 0.29783 | 186065 | 46703.5988 | 2846 | 141722.7629 | 15 | 93797.7909 | 9.3798 | 47924.972 | 0 | 2550657.5251 | 254 | 117376.3898 | 2467.3716 | 2467.3716 | 23125 | 140501.3898 | 140501.3898 | 0 | 0 | 0 | 46703.5988 | 70672.7909 | 0 | 0 | 0 | 0 | 0
2022-07-31 18:00 | 0.08505 | 0.10994 | 186065 | 15350.0834 | 2846 | 52315.0809 | 15 | 125151.3064 | 12.5151 | 0 | 72836.2254 | 2598582.4971 | 254 | 117376.3898 | 2467.3716 | 2467.3716 | 23125 | 140501.3898 | 140501.3898 | 0 | 0 | 0 | 15350.0834 | 102026.3064 | 0 | 0 | 0 | 0 | 0
2022-07-31 19:00 | 0 | 0 | 186065 | 0 | 2846 | 0 | 15 | 140501.3898 | 14.0501 | 0 | 140501.3898 | 2525746.2717 | 254 | 117376.3898 | 2467.3716 | 2467.3716 | 23125 | 140501.3898 | 140501.3898 | 0 | 0 | 0 | 0 | 117376.3898 | 0 | 0 | 0 | 0 | 0
2022-07-31 20:00 | 0 | 0 | 186065 | 0 | 2846 | 0 | 15 | 140501.3898 | 14.0501 | 0 | 140501.3898 | 2385244.8819 | 254 | 117376.3898 | 2467.3716 | 2467.3716 | 23125 | 140501.3898 | 140501.3898 | 0 | 0 | 0 | 0 | 117376.3898 | 0 | 0 | 0 | 0 | 0
2022-07-31 21:00 | 0 | 0 | 186065 | 0 | 2846 | 0 | 15 | 140501.3898 | 14.0501 | 0 | 140501.3898 | 2244743.4922 | 254 | 117376.3898 | 2467.3716 | 2467.3716 | 23125 | 140501.3898 | 140501.3898 | 0 | 0 | 0 | 0 | 117376.3898 | 0 | 0 | 0 | 0 | 0
2022-07-31 22:00 | 0 | 0 | 186065 | 0 | 2846 | 0 | 15 | 140501.3898 | 14.0501 | 0 | 140501.3898 | 2104242.1024 | 254 | 117376.3898 | 2467.3716 | 2467.3716 | 23125 | 140501.3898 | 140501.3898 | 0 | 0 | 0 | 0 | 117376.3898 | 0 | 0 | 0 | 0 | 0
2022-07-31 23:00 | 0 | 0 | 186065 | 0 | 2846 | 0 | 15 | 140501.3898 | 14.0501 | 0 | 140501.3898 | 1963740.7127 | 254 | 117376.3898 | 2467.3716 | 2467.3716 | 23125 | 140501.3898 | 140501.3898 | 0 | 0 | 0 | 0 | 117376.3898 | 0 | 0 | 0 | 0 | 0
2022-08-01 | 0 | 0 | 186065 | 0 | 2846 | 0 | 15 | 148666.538 | 14.8667 | 0 | 148666.538 | 1823239.3229 | 254 | 126208.2046 | 2653.0253 | 2653.0253 | 22458.3333 | 148666.538 | 148666.538 | 0 | 0 | 0 | 0 | 126208.2046 | 0 | 0 | 0 | 0 | 0
2022-08-01 01:00 | 0 | 0 | 186065 | 0 | 2846 | 0 | 15 | 148666.538 | 14.8667 | 0 | 148666.538 | 1674572.7849 | 254 | 126208.2046 | 2653.0253 | 2653.0253 | 22458.3333 | 148666.538 | 148666.538 | 0 | 0 | 0 | 0 | 126208.2046 | 0 | 0 | 0 | 0 | 0
2022-08-01 02:00 | 0 | 0 | 186065 | 0 | 2846 | 0 | 15 | 148666.538 | 14.8667 | 0 | 148666.538 | 1525906.247 | 254 | 126208.2046 | 2653.0253 | 2653.0253 | 22458.3333 | 148666.538 | 148666.538 | 0 | 0 | 0 | 0 | 126208.2046 | 0 | 0 | 0 | 0 | 0
2022-08-01 03:00 | 0 | 0 | 186065 | 0 | 2846 | 0 | 15 | 148666.538 | 14.8667 | 0 | 148666.538 | 1377239.709 | 254 | 126208.2046 | 2653.0253 | 2653.0253 | 22458.3333 | 148666.538 | 148666.538 | 0 | 0 | 0 | 0 | 126208.2046 | 0 | 0 | 0 | 0 | 0
2022-08-01 04:00 | 0 | 0 | 186065 | 0 | 2846 | 0 | 15 | 148666.538 | 14.8667 | 0 | 148666.538 | 1228573.171 | 254 | 126208.2046 | 2653.0253 | 2653.0253 | 22458.3333 | 148666.538 | 148666.538 | 0 | 0 | 0 | 0 | 126208.2046 | 0 | 0 | 0 | 0 | 0
2022-08-01 05:00 | 0 | 0 | 186065 | 0 | 2846 | 0 | 15 | 148666.538 | 14.8667 | 0 | 148666.538 | 1079906.6331 | 254 | 126208.2046 | 2653.0253 | 2653.0253 | 22458.3333 | 148666.538 | 148666.538 | 0 | 0 | 0 | 0 | 126208.2046 | 0 | 0 | 0 | 0 | 0
2022-08-01 06:00 | 0.09565 | 0.13975 | 186065 | 17263.2037 | 2846 | 66500.2052 | 15 | 131403.3342 | 13.1403 | 0 | 64903.129 | 931240.0951 | 254 | 126208.2046 | 2653.0253 | 2653.0253 | 22458.3333 | 148666.538 | 148666.538 | 0 | 0 | 0 | 17263.2037 | 108945.0009 | 0 | 0 | 0 | 0 | 0
2022-08-01 07:00 | 0.27395 | 0.3405 | 186065 | 49443.3315 | 2846 | 162027.3336 | 15 | 99223.2064 | 9.9223 | 62804.1272 | 0 | 866336.9661 | 254 | 126208.2046 | 2653.0253 | 2653.0253 | 22458.3333 | 148666.538 | 148666.538 | 0 | 0 | 0 | 49443.3315 | 76764.8731 | 0 | 0 | 0 | 0 | 0
2022-08-01 08:00 | 0.48733 | 0.49795 | 186065 | 87954.8048 | 2846 | 236950.105 | 15 | 60711.7332 | 6.0712 | 176238.3718 | 0 | 929141.0933 | 254 | 126208.2046 | 2653.0253 | 2653.0253 | 22458.3333 | 148666.538 | 148666.538 | 0 | 0 | 0 | 87954.8048 | 38253.3999 | 0 | 0 | 0 | 0 | 0
2022-08-01 09:00 | 0.6836 | 0.5991 | 186065 | 123378.213 | 2846 | 285082.4539 | 15 | 25288.325 | 2.5288 | 259794.1289 | 0 | 1105379.4651 | 254 | 126208.2046 | 2653.0253 | 2653.0253 | 22458.3333 | 148666.538 | 148666.538 | 0 | 0 | 0 | 123378.213 | 2829.9917 | 0 | 0 | 0 | 0 | 0
2022-08-01 10:00 | 0.8381 | 0.6515 | 186065 | 151262.8442 | 2846 | 310017.0568 | 15 | 0 | 0 | 310017.0568 | 0 | 1365173.594 | 254 | 126208.2046 | 2653.0253 | 2653.0253 | 22458.3333 | 148666.538 | 148666.538 | 0 | 0 | 0 | 126208.2046 | 0 | 0 | 0 | 0 | 0 | 0
2022-08-01 11:00 | 0.93547 | 0.67813 | 186065 | 168836.4788 | 2846 | 322688.9743 | 15 | 0 | 0 | 322688.9743 | 0 | 1675190.6508 | 254 | 126208.2046 | 2653.0253 | 2653.0253 | 22458.3333 | 148666.538 | 148666.538 | 0 | 0 | 0 | 126208.2046 | 0 | 0 | 0 | 0 | 0 | 0
2022-08-01 12:00 | 0.97605 | 0.74596 | 186065 | 176160.481 | 2846 | 354965.9612 | 15 | 0 | 0 | 354965.9612 | 0 | 1997879.6251 | 254 | 126208.2046 | 2653.0253 | 2653.0253 | 22458.3333 | 148666.538 | 148666.538 | 0 | 0 | 0 | 126208.2046 | 0 | 0 | 0 | 0 | 0 | 0
2022-08-01 13:00 | 0.93688 | 0.68493 | 186065 | 169090.9599 | 2846 | 325924.7624 | 15 | 0 | 0 | 325924.7624 | 0 | 2352845.5862 | 254 | 126208.2046 | 2653.0253 | 2653.0253 | 22458.3333 | 148666.538 | 148666.538 | 0 | 0 | 0 | 126208.2046 | 0 | 0 | 0 | 0 | 0 | 0
2022-08-01 14:00 | 0.83842 | 0.70876 | 186065 | 151320.5988 | 2846 | 337264.2965 | 15 | 0 | 0 | 337264.2965 | 0 | 2678770.3487 | 254 | 126208.2046 | 2653.0253 | 2653.0253 | 22458.3333 | 148666.538 | 148666.538 | 0 | 0 | 0 | 126208.2046 | 0 | 0 | 0 | 0 | 0 | 0
2022-08-01 15:00 | 0.68275 | 0.64482 | 186065 | 123224.8024 | 2846 | 306838.3708 | 15 | 25441.7356 | 2.5442 | 281396.6352 | 0 | 3016034.6452 | 254 | 126208.2046 | 2653.0253 | 2653.0253 | 22458.3333 | 148666.538 | 148666.538 | 0 | 0 | 0 | 123224.8024 | 2983.4022 | 0 | 0 | 0 | 0 | 0
2022-08-01 16:00 | 0.4854 | 0.55041 | 186065 | 87606.4725 | 2846 | 261913.259 | 15 | 61060.0655 | 6.106 | 200853.1935 | 0 | 3297431.2804 | 254 | 126208.2046 | 2653.0253 | 2653.0253 | 22458.3333 | 148666.538 | 148666.538 | 0 | 0 | 0 | 87606.4725 | 38601.7322 | 0 | 0 | 0 | 0 | 0
2022-08-01 17:00 | 0.26992 | 0.35142 | 186065 | 48715.9849 | 2846 | 167223.6287 | 15 | 99950.5531 | 9.9951 | 67273.0756 | 0 | 3498284.4739 | 254 | 126208.2046 | 2653.0253 | 2653.0253 | 22458.3333 | 148666.538 | 148666.538 | 0 | 0 | 0 | 48715.9849 | 77492.2198 | 0 | 0 | 0 | 0 | 0
2022-08-01 18:00 | 0.0852 | 0.10959 | 186065 | 15377.1559 | 2846 | 52148.533 | 15 | 133289.3821 | 13.3289 | 0 | 81140.8491 | 3565557.5495 | 254 | 126208.2046 | 2653.0253 | 2653.0253 | 22458.3333 | 148666.538 | 148666.538 | 0 | 0 | 0 | 0 | 126208.2046 | 0 | 0 | 0 | 0 | 0
2022-08-01 19:00 | 0 | 0 | 186065 | 0 | 2846 | 0 | 15 | 148666.538 | 14.8667 | 0 | 148666.538 | 3484416.7004 | 254 | 126208.2046 | 2653.0253 | 2653.0253 | 22458.3333 | 148666.538 | 148666.538 | 0 | 0 | 0 | 0 | 126208.2046 | 0 | 0 | 0 | 0 | 0
2022-08-01 20:00 | 0 | 0 | 186065 | 0 | 2846 | 0 | 15 | 148666.538 | 14.8667 | 0 | 148666.538 | 3335750.1624 | 254 | 126208.2046 | 2653.0253 | 2653.0253 | 22458.3333 | 148666.538 | 148666.538 | 0 | 0 | 0 | 0 | 126208.2046 | 0 | 0 | 0 | 0 | 0
2022-08-01 21:00 | 0 | 0 | 186065 | 0 | 2846 | 0 | 15 | 148666.538 | 14.8667 | 0 | 148666.538 | 3187083.6244 | 254 | 126208.2046 | 2653.0253 | 2653.0253 | 22458.3333 | 148666.538 | 148666.538 | 0 | 0 | 0 | 0 | 126208.2046 | 0 | 0 | 0 | 0 | 0
2022-08-01 22:00 | 0 | 0 | 186065 | 0 | 2846 | 0 | 15 | 148666.538 | 14.8667 | 0 | 148666.538 | 3038417.0865 | 254 | 126208.2046 | 2653.0253 | 2653.0253 | 22458.3333 | 148666.538 | 148666.538 | 0 | 0 | 0 | 0 | 126208.2046 | 0 | 0 | 0 | 0 | 0
2022-08-01 23:00 | 0 | 0 | 186065 | 0 | 2846 | 0 | 15 | 148666.538 | 14.8667 | 0 | 148666.538 | 2889750.5485 | 254 | 126208.2046 | 2653.0253 | 2653.0253 | 22458.3333 | 148666.538 | 148666.538 | 0 | 0 | 0 | 0 | 126208.2046 | 0 | 0 | 0 | 0 | 0
2022-08-02 | 0 | 0 | 186065 | 0 | 2846 | 0 | 15 | 148416.538 | 14.8417 | 0 | 148416.538 | 2741084.0106 | 254 | 126208.2046 | 2653.0253 | 2653.0253 | 22208.3333 | 148416.538 | 148416.538 | 0 | 0 | 0 | 0 | 126208.2046 | 0 | 0 | 0 | 0 | 0
2022-08-02 01:00 | 0 | 0 | 186065 | 0 | 2846 | 0 | 15 | 148416.538 | 14.8417 | 0 | 148416.538 | 2592667.4726 | 254 | 126208.2046 | 2653.0253 | 2653.0253 | 22208.3333 | 148416.538 | 148416.538 | 0 | 0 | 0 | 0 | 126208.2046 | 0 | 0 | 0 | 0 | 0
2022-08-02 02:00 | 0 | 0 | 186065 | 0 | 2846 | 0 | 15 | 148416.538 | 14.8417 | 0 | 148416.538 | 2444250.9346 | 254 | 126208.2046 | 2653.0253 | 2653.0253 | 22208.3333 | 148416.538 | 148416.538 | 0 | 0 | 0 | 0 | 126208.2046 | 0 | 0 | 0 | 0 | 0
2022-08-02 03:00 | 0 | 0 | 186065 | 0 | 2846 | 0 | 15 | 148416.538 | 14.8417 | 0 | 148416.538 | 2295834.3967 | 254 | 126208.2046 | 2653.0253 | 2653.0253 | 22208.3333 | 148416.538 | 148416.538 | 0 | 0 | 0 | 0 | 126208.2046 | 0 | 0 | 0 | 0 | 0
2022-08-02 04:00 | 0 | 0 | 186065 | 0 | 2846 | 0 | 15 | 148416.538 | 14.8417 | 0 | 148416.538 | 2147417.8587 | 254 | 126208.2046 | 2653.0253 | 2653.0253 | 22208.3333 | 148416.538 | 148416.538 | 0 | 0 | 0 | 0 | 126208.2046 | 0 | 0 | 0 | 0 | 0
2022-08-02 05:00 | 0 | 0 | 186065 | 0 | 2846 | 0 | 15 | 148416.538 | 14.8417 | 0 | 148416.538 | 1999001.3207 | 254 | 126208.2046 | 2653.0253 | 2653.0253 | 22208.3333 | 148416.538 | 148416.538 | 0 | 0 | 0 | 0 | 126208.2046 | 0 | 0 | 0 | 0 | 0
2022-08-02 06:00 | 0.09005 | 0.09913 | 186065 | 16252.4987 | 2846 | 47171.1295 | 15 | 132164.0393 | 13.2164 | 0 | 84992.9099 | 1850584.7828 | 254 | 126208.2046 | 2653.0253 | 2653.0253 | 22208.3333 | 148416.538 | 148416.538 | 0 | 0 | 0 | 16252.4987 | 109955.706 | 0 | 0 | 0 | 0 | 0
2022-08-02 07:00 | 0.26677 | 0.30173 | 186065 | 48147.4632 | 2846 | 143578.5826 | 15 | 100269.0747 | 10.0269 | 43309.5079 | 0 | 1765591.8729 | 254 | 126208.2046 | 2653.0253 | 2653.0253 | 22208.3333 | 148416.538 | 148416.538 | 0 | 0 | 0 | 48147.4632 | 78060.7414 | 0 | 0 | 0 | 0 | 0
2022-08-02 08:00 | 0.47555 | 0.43967 | 186065 | 85828.7144 | 2846 | 209217.4971 | 15 | 62587.8235 | 6.2588 | 146629.6736 | 0 | 1808901.3808 | 254 | 126208.2046 | 2653.0253 | 2653.0253 | 22208.3333 | 148416.538 | 148416.538 | 0 | 0 | 0 | 63620.3811 | 62587.8235 | 0 | 0 | 0 | 0 | 0
2022-08-02 09:00 | 0.68538 | 0.57945 | 186065 | 123699.4728 | 2846 | 275731.9778 | 15 | 24717.0652 | 2.4717 | 251014.9127 | 0 | 1955531.0543 | 254 | 126208.2046 | 2653.0253 | 2653.0253 | 22208.3333 | 148416.538 | 148416.538 | 0 | 0 | 0 | 101491.1395 | 24717.0652 | 0 | 0 | 0 | 0 | 0
2022-08-02 10:00 | 0.84867 | 0.67219 | 186065 | 153170.55 | 2846 | 319862.4181 | 15 | 0 | 0 | 319862.4181 | 0 | 2206545.967 | 254 | 126208.2046 | 2653.0253 | 2653.0253 | 22208.3333 | 148416.538 | 148416.538 | 0 | 0 | 0 | 126208.2046 | 0 | 0 | 0 | 0 | 0 | 0
2022-08-02 11:00 | 0.94672 | 0.70867 | 186065 | 170866.9131 | 2846 | 337221.4699 | 15 | 0 | 0 | 337221.4699 | 0 | 2526408.3851 | 254 | 126208.2046 | 2653.0253 | 2653.0253 | 22208.3333 | 148416.538 | 148416.538 | 0 | 0 | 0 | 126208.2046 | 0 | 0 | 0 | 0 | 0 | 0
2022-08-02 12:00 | 0.98978 | 0.78637 | 186065 | 178638.5132 | 2846 | 374195.1081 | 15 | 0 | 0 | 374195.1081 | 0 | 2863629.8551 | 254 | 126208.2046 | 2653.0253 | 2653.0253 | 22208.3333 | 148416.538 | 148416.538 | 0 | 0 | 0 | 126208.2046 | 0 | 0 | 0 | 0 | 0 | 0
2022-08-02 13:00 | 0.9532 | 0.74697 | 186065 | 172036.4433 | 2846 | 355446.5709 | 15 | 0 | 0 | 355446.5709 | 0 | 3237824.9632 | 254 | 126208.2046 | 2653.0253 | 2653.0253 | 22208.3333 | 148416.538 | 148416.538 | 0 | 0 | 0 | 126208.2046 | 0 | 0 | 0 | 0 | 0 | 0
2022-08-02 14:00 | 0.85247 | 0.72025 | 186065 | 153856.3856 | 2846 | 342731.8268 | 15 | 0 | 0 | 342731.8268 | 0 | 3593271.5341 | 254 | 126208.2046 | 2653.0253 | 2653.0253 | 22208.3333 | 148416.538 | 148416.538 | 0 | 0 | 0 | 126208.2046 | 0 | 0 | 0 | 0 | 0 | 0
2022-08-02 15:00 | 0.6925 | 0.66056 | 186065 | 124984.5121 | 2846 | 314328.2687 | 15 | 23432.0258 | 2.3432 | 290896.2428 | 0 | 3936003.3609 | 254 | 126208.2046 | 2653.0253 | 2653.0253 | 22208.3333 | 148416.538 | 148416.538 | 0 | 0 | 0 | 124984.5121 | 1223.6925 | 0 | 0 | 0 | 0 | 0
2022-08-02 16:00 | 0.49123 | 0.54919 | 186065 | 88658.6887 | 2846 | 261332.7205 | 15 | 59757.8493 | 5.9758 | 201574.8712 | 0 | 4226899.6037 | 254 | 126208.2046 | 2653.0253 | 2653.0253 | 22208.3333 | 148416.538 | 148416.538 | 0 | 0 | 0 | 66450.3553 | 59757.8493 | 0 | 0 | 0 | 0 | 0
2022-08-02 17:00 | 0.27325 | 0.3615 | 186065 | 49316.9934 | 2846 | 172020.2088 | 15 | 99099.5446 | 9.91 | 72920.6642 | 0 | 4428474.4749 | 254 | 126208.2046 | 2653.0253 | 2653.0253 | 22208.3333 | 148416.538 | 148416.538 | 0 | 0 | 0 | 49316.9934 | 76891.2112 | 0 | 0 | 0 | 0 | 0
2022-08-02 18:00 | 0.08485 | 0.10189 | 186065 | 15313.9868 | 2846 | 48484.4788 | 15 | 133102.5512 | 13.3103 | 0 | 84618.0724 | 4501395.1392 | 254 | 126208.2046 | 2653.0253 | 2653.0253 | 22208.3333 | 148416.538 | 148416.538 | 0 | 0 | 0 | 15313.9868 | 110894.2178 | 0 | 0 | 0 | 0 | 0
2022-08-02 19:00 | 0 | 0 | 186065 | 0 | 2846 | 0 | 15 | 148416.538 | 14.8417 | 0 | 148416.538 | 4416777.0668 | 254 | 126208.2046 | 2653.0253 | 2653.0253 | 22208.3333 | 148416.538 | 148416.538 | 0 | 0 | 0 | 0 | 126208.2046 | -2.8422e-14 | 0 | 0 | 0 | 0
2022-08-02 20:00 | 0 | 0 | 186065 | 0 | 2846 | 0 | 15 | 148416.538 | 14.8417 | 0 | 148416.538 | 4268360.5288 | 254 | 126208.2046 | 2653.0253 | 2653.0253 | 22208.3333 | 148416.538 | 148416.538 | 0 | 0 | 0 | 0 | 126208.2046 | 0 | 0 | 2.9632e-14 | 0 | 0
2022-08-02 21:00 | 0 | 0 | 186065 | 0 | 2846 | 0 | 15 | 148416.538 | 14.8417 | 0 | 148416.538 | 4119943.9908 | 254 | 126208.2046 | 2653.0253 | 2653.0253 | 22208.3333 | 148416.538 | 148416.538 | 0 | 0 | 0 | 0 | 126208.2046 | 0 | 0 | 2.9632e-14 | 0 | 0
2022-08-02 22:00 | 0 | 0 | 186065 | 0 | 2846 | 0 | 15 | 148416.538 | 14.8417 | 0 | 148416.538 | 3971527.4529 | 254 | 126208.2046 | 2653.0253 | 2653.0253 | 22208.3333 | 148416.538 | 148416.538 | 0 | 0 | 0 | 0 | 126208.2046 | 0 | 0 | 2.9632e-14 | 0 | 0
2022-08-02 23:00 | 0 | 0 | 186065 | 0 | 2846 | 0 | 15 | 148416.538 | 14.8417 | 0 | 148416.538 | 3823110.9149 | 254 | 126208.2046 | 2653.0253 | 2653.0253 | 22208.3333 | 148416.538 | 148416.538 | 0 | 0 | 0 | 0 | 126208.2046 | 0 | 0 | 2.9632e-14 | 0 | 0
2022-08-03 | 0 | 0 | 186065 | 0 | 2846 | 0 | 15 | 150000 | 15 | 0 | 150000 | 3674694.3769 | 254 | 126125 | 2653.0253 | 2651.2763 | 23875 | 150083.2046 | 150000 | 0 | 83.2046 | 83.2046 | 0 | 126125 | 0 | 0 | 2.9632e-14 | 0 | 0
2022-08-03 01:00 | 0 | 0 | 186065 | 0 | 2846 | 0 | 15 | 150000 | 15 | 0 | 150000 | 3524694.3769 | 254 | 126125 | 2653.0253 | 2651.2763 | 23875 | 150083.2046 | 150000 | 0 | 83.2046 | 83.2046 | 0 | 126125 | 2.8422e-14 | 0 | 2.9632e-14 | 0 | 0
2022-08-03 02:00 | 0 | 0 | 186065 | 0 | 2846 | 0 | 15 | 150000 | 15 | 0 | 150000 | 3374694.3769 | 254 | 126125 | 2653.0253 | 2651.2763 | 23875 | 150083.2046 | 150000 | 0 | 83.2046 | 83.2046 | 0 | 126125 | 0 | 0 | 0 | 0 | 0
2022-08-03 03:00 | 0 | 0 | 186065 | 0 | 2846 | 0 | 15 | 150000 | 15 | 0 | 150000 | 3224694.3769 | 254 | 126125 | 2653.0253 | 2651.2763 | 23875 | 150083.2046 | 150000 | 0 | 83.2046 | 83.2046 | 0 | 126125 | 0 | 0 | 0 | 0 | 0
2022-08-03 04:00 | 0 | 0 | 186065 | 0 | 2846 | 0 | 15 | 150000 | 15 | 0 | 150000 | 3074694.3769 | 254 | 126125 | 2653.0253 | 2651.2763 | 23875 | 150083.2046 | 150000 | 0 | 83.2046 | 83.2046 | 0 | 126125 | 0 | 0 | 0 | 0 | 0
2022-08-03 05:00 | 0 | 0 | 186065 | 0 | 2846 | 0 | 15 | 150000 | 15 | 0 | 150000 | 2924694.3769 | 254 | 126125 | 2653.0253 | 2651.2763 | 23875 | 150083.2046 | 150000 | 0 | 83.2046 | 83.2046 | 0 | 126125 | 0 | 0 | 0 | 0 | 0
2022-08-03 06:00 | 0.0872 | 0.08137 | 186065 | 15738.122 | 2846 | 38720.0121 | 15 | 134345.0827 | 13.4345 | 0 | 95625.0705 | 2774694.3769 | 254 | 126208.2046 | 2653.0253 | 2653.0253 | 23875 | 150083.2046 | 150083.2046 | 0 | 0 | 0 | 0 | 126208.2046 | 0 | 0 | 0 | 0 | 0
2022-08-03 07:00 | 0.2592 | 0.26118 | 186065 | 46781.2066 | 2846 | 124282.8164 | 15 | 103301.9981 | 10.3302 | 20980.8183 | 0 | 2679069.3064 | 254 | 126208.2046 | 2653.0253 | 2653.0253 | 23875 | 150083.2046 | 150083.2046 | 0 | 0 | 0 | 22906.2066 | 103301.9981 | 0 | 0 | 0 | 0 | 0
2022-08-03 08:00 | 0.46383 | 0.37915 | 186065 | 83713.4531 | 2846 | 180418.9825 | 15 | 66369.7515 | 6.637 | 114049.2309 | 0 | 2700050.1247 | 254 | 126208.2046 | 2653.0253 | 2653.0253 | 23875 | 150083.2046 | 150083.2046 | 0 | 0 | 0 | 59838.4531 | 66369.7515 | 0 | 0 | 0 | 0 | 0
2022-08-03 09:00 | 0.64633 | 0.43655 | 186065 | 116651.6097 | 2846 | 207732.8414 | 15 | 33431.5949 | 3.3432 | 174301.2464 | 0 | 2814099.3557 | 254 | 126208.2046 | 2653.0253 | 2653.0253 | 23875 | 150083.2046 | 150083.2046 | 0 | 0 | 0 | 116651.6097 | 9556.5949 | 0 | 0 | 0 | 0 | 0
2022-08-03 10:00 | 0.803 | 0.47637 | 186065 | 144927.8892 | 2846 | 226681.2361 | 15 | 5155.3155 | 0.51553 | 221525.9207 | 0 | 2988400.6021 | 254 | 126208.2046 | 2653.0253 | 2653.0253 | 23875 | 150083.2046 | 150083.2046 | 0 | 0 | 0 | 126208.2046 | 0 | 0 | 0 | 0 | 0 | 0
2022-08-03 11:00 | 0.90397 | 0.50803 | 186065 | 163151.2627 | 2846 | 241746.6851 | 15 | 0 | 0 | 241746.6851 | 0 | 3209926.5228 | 254 | 126208.2046 | 2653.0253 | 2653.0253 | 23875 | 150083.2046 | 150083.2046 | 0 | 0 | 0 | 126208.2046 | 0 | 0 | 0 | 0 | 0 | 0
2022-08-03 12:00 | 0.96097 | 0.64224 | 186065 | 173438.7966 | 2846 | 305610.6747 | 15 | 0 | 0 | 305610.6747 | 0 | 3451673.2079 | 254 | 126208.2046 | 2653.0253 | 2653.0253 | 23875 | 150083.2046 | 150083.2046 | 0 | 0 | 0 | 126208.2046 | 0 | 0 | 0 | 0 | 0 | 0
2022-08-03 13:00 | 0.92292 | 0.6035 | 186065 | 166571.4165 | 2846 | 287176.1992 | 15 | 0 | 0 | 287176.1992 | 0 | 3757283.8826 | 254 | 126208.2046 | 2653.0253 | 2653.0253 | 23875 | 150083.2046 | 150083.2046 | 0 | 0 | 0 | 126208.2046 | 0 | 0 | 0 | 0 | 0 | 0
2022-08-03 14:00 | 0.81658 | 0.54889 | 186065 | 147378.849 | 2846 | 261189.9652 | 15 | 2704.3557 | 0.27044 | 258485.6095 | 0 | 4044460.0818 | 254 | 126208.2046 | 2653.0253 | 2653.0253 | 23875 | 150083.2046 | 150083.2046 | 0 | 0 | 0 | 123503.849 | 2704.3557 | 0 | 0 | 0 | 0 | 0
2022-08-03 15:00 | 0.65165 | 0.46467 | 186065 | 117611.7795 | 2846 | 221113.7771 | 15 | 32471.4251 | 3.2471 | 188642.352 | 0 | 4302945.6913 | 254 | 126208.2046 | 2653.0253 | 2653.0253 | 23875 | 150083.2046 | 150083.2046 | 0 | 0 | 0 | 93736.7795 | 32471.4251 | 0 | 0 | 0 | 0 | 0
2022-08-03 16:00 | 0.4473 | 0.34171 | 186065 | 80730.0683 | 2846 | 162603.1136 | 15 | 69353.1364 | 6.9353 | 93249.9772 | 0 | 4491588.0433 | 254 | 126208.2046 | 2653.0253 | 2653.0253 | 23875 | 150083.2046 | 150083.2046 | 0 | 0 | 0 | 56855.0683 | 69353.1364 | 0 | 0 | 0 | 0 | 0
2022-08-03 17:00 | 0.23473 | 0.18647 | 186065 | 42364.7863 | 2846 | 88731.9733 | 15 | 107718.4183 | 10.7718 | 0 | 18986.445 | 4584838.0205 | 254 | 126208.2046 | 2653.0253 | 2653.0253 | 23875 | 150083.2046 | 150083.2046 | 0 | 0 | 0 | 18489.7863 | 107718.4183 | 0 | 0 | 0 | 0 | 0
2022-08-03 18:00 | 0.07007 | 0.03227 | 186065 | 12646.4473 | 2846 | 15355.7182 | 15 | 137436.7573 | 13.7437 | 0 | 122081.0391 | 4565851.5755 | 254 | 126208.2046 | 2653.0253 | 2653.0253 | 23875 | 150083.2046 | 150083.2046 | 0 | 0 | 0 | 0 | 126208.2046 | 0 | 1.4211e-14 | 0 | 0 | 0
2022-08-03 19:00 | 0 | 0 | 186065 | 0 | 2846 | 0 | 15 | 150000 | 15 | 0 | 150000 | 4443770.5364 | 254 | 126125 | 2653.0253 | 2651.2763 | 23875 | 150083.2046 | 150000 | 0 | 83.2046 | 83.2046 | 0 | 126125 | 0 | 0 | 1.3631e-14 | 0 | 0
2022-08-03 20:00 | 0 | 0 | 186065 | 0 | 2846 | 0 | 15 | 150000 | 15 | 0 | 150000 | 4293770.5364 | 254 | 126125 | 2653.0253 | 2651.2763 | 23875 | 150083.2046 | 150000 | 0 | 83.2046 | 83.2046 | 0 | 126125 | 0 | 0 | 1.3631e-14 | 0 | 0
2022-08-03 21:00 | 0 | 0 | 186065 | 0 | 2846 | 0 | 15 | 150000 | 15 | 0 | 150000 | 4143770.5364 | 254 | 126125 | 2653.0253 | 2651.2763 | 23875 | 150083.2046 | 150000 | 0 | 83.2046 | 83.2046 | 0 | 126125 | 0 | 0 | 0 | 0 | 0
2022-08-03 22:00 | 0 | 0 | 186065 | 0 | 2846 | 0 | 15 | 150000 | 15 | 0 | 150000 | 3993770.5364 | 254 | 126125 | 2653.0253 | 2651.2763 | 23875 | 150083.2046 | 150000 | 0 | 83.2046 | 83.2046 | 0 | 126125 | 0 | 0 | 0 | 0 | 0
2022-08-03 23:00 | 0 | 0 | 186065 | 0 | 2846 | 0 | 15 | 150000 | 15 | 0 | 150000 | 3843770.5364 | 254 | 126125 | 2653.0253 | 2651.2763 | 23875 | 150083.2046 | 150000 | 0 | 83.2046 | 83.2046 | 0 | 126125 | 0 | 0 | 0 | 0 | 0
2022-08-04 | 0 | 0 | 186065 | 0 | 2846 | 0 | 15 | 150000 | 15 | 0 | 150000 | 3693770.5364 | 254 | 125625 | 2653.0253 | 2640.7658 | 24375 | 150583.2046 | 150000 | 0 | 583.2046 | 583.2046 | 0 | 125625 | 0 | 0 | 0 | 0 | 0
2022-08-04 01:00 | 0 | 0 | 186065 | 0 | 2846 | 0 | 15 | 150000 | 15 | 0 | 150000 | 3543770.5364 | 254 | 125625 | 2653.0253 | 2640.7658 | 24375 | 150583.2046 | 150000 | 0 | 583.2046 | 583.2046 | 0 | 125625 | -1.3074e-14 | 0 | -1.3631e-14 | 0 | 0
2022-08-04 02:00 | 0 | 0 | 186065 | 0 | 2846 | 0 | 15 | 150000 | 15 | 0 | 150000 | 3393770.5364 | 254 | 125625 | 2653.0253 | 2640.7658 | 24375 | 150583.2046 | 150000 | 0 | 583.2046 | 583.2046 | 0 | 125625 | 0 | 0 | 0 | 0 | 0
2022-08-04 03:00 | 0 | 0 | 186065 | 0 | 2846 | 0 | 15 | 150000 | 15 | 0 | 150000 | 3243770.5364 | 254 | 125625 | 2653.0253 | 2640.7658 | 24375 | 150583.2046 | 150000 | 0 | 583.2046 | 583.2046 | 0 | 125625 | 0 | 0 | 0 | 0 | 0
2022-08-04 04:00 | 0 | 0 | 186065 | 0 | 2846 | 0 | 15 | 150000 | 15 | 0 | 150000 | 3093770.5364 | 254 | 125625 | 2653.0253 | 2640.7658 | 24375 | 150583.2046 | 150000 | 0 | 583.2046 | 583.2046 | 0 | 125625 | 0 | 0 | 0 | 0 | 0
2022-08-04 05:00 | 0 | 0 | 186065 | 0 | 2846 | 0 | 15 | 150000 | 15 | 0 | 150000 | 2943770.5364 | 254 | 125625 | 2653.0253 | 2640.7658 | 24375 | 150583.2046 | 150000 | 0 | 583.2046 | 583.2046 | 0 | 125625 | 0 | 0 | 0 | 0 | 0
2022-08-04 06:00 | 0.07247 | 0.02165 | 186065 | 13079.6066 | 2846 | 10302.1785 | 15 | 137503.598 | 13.7504 | 0 | 127201.4195 | 2793770.5364 | 254 | 126208.2046 | 2653.0253 | 2653.0253 | 24375 | 150583.2046 | 150583.2046 | 0 | 0 | 0 | 13079.6066 | 113128.598 | 0 | 0 | 0 | 0 | 0
2022-08-04 07:00 | 0.22012 | 0.1287 | 186065 | 39727.929 | 2846 | 61242.0494 | 15 | 110855.2757 | 11.0855 | 0 | 49613.2262 | 2666569.1168 | 254 | 126208.2046 | 2653.0253 | 2653.0253 | 24375 | 150583.2046 | 150583.2046 | 0 | 0 | 0 | 15352.929 | 110855.2757 | 0 | 0 | 0 | 0 | 0
2022-08-04 08:00 | 0.41392 | 0.2551 | 186065 | 74705.5441 | 2846 | 121389.6411 | 15 | 75877.6606 | 7.5878 | 45511.9805 | 0 | 2616955.8906 | 254 | 126208.2046 | 2653.0253 | 2653.0253 | 24375 | 150583.2046 | 150583.2046 | 0 | 0 | 0 | 50330.5441 | 75877.6606 | 0 | 0 | 0 | 0 | 0
2022-08-04 09:00 | 0.60128 | 0.33884 | 186065 | 108520.8483 | 2846 | 161237.4206 | 15 | 42062.3563 | 4.2062 | 119175.0643 | 0 | 2662467.8712 | 254 | 126208.2046 | 2653.0253 | 2653.0253 | 24375 | 150583.2046 | 150583.2046 | 0 | 0 | 0 | 84145.8483 | 42062.3563 | 0 | 0 | 0 | 0 | 0
2022-08-04 10:00 | 0.75167 | 0.40881 | 186065 | 135663.6942 | 2846 | 194532.7291 | 15 | 14919.5104 | 1.492 | 179613.2186 | 0 | 2781642.9354 | 254 | 126208.2046 | 2653.0253 | 2653.0253 | 24375 | 150583.2046 | 150583.2046 | 0 | 0 | 0 | 126208.2046 | 0 | 0 | 0 | 0 | 0 | 0
2022-08-04 11:00 | 0.84517 | 0.4337 | 186065 | 152538.8594 | 2846 | 206376.6654 | 15 | 0 | 0 | 206376.6654 | 0 | 2961256.1541 | 254 | 126208.2046 | 2653.0253 | 2653.0253 | 24375 | 150583.2046 | 150583.2046 | 0 | 0 | 0 | 126208.2046 | 0 | 0 | 0 | 0 | 0 | 0
2022-08-04 12:00 | 0.8988 | 0.50535 | 186065 | 162218.1653 | 2846 | 240471.4039 | 15 | 0 | 0 | 240471.4039 | 0 | 3167632.8195 | 254 | 126208.2046 | 2653.0253 | 2653.0253 | 24375 | 150583.2046 | 150583.2046 | 0 | 0 | 0 | 126208.2046 | 0 | 0 | 0 | 0 | 0 | 0
2022-08-04 13:00 | 0.85605 | 0.47526 | 186065 | 154502.515 | 2846 | 226153.0413 | 15 | 0 | 0 | 226153.0413 | 0 | 3408104.2234 | 254 | 126208.2046 | 2653.0253 | 2653.0253 | 24375 | 150583.2046 | 150583.2046 | 0 | 0 | 0 | 126208.2046 | 0 | 0 | 0 | 0 | 0 | 0
2022-08-04 14:00 | 0.76808 | 0.42908 | 186065 | 138625.421 | 2846 | 204178.2329 | 15 | 11957.7836 | 1.1958 | 192220.4493 | 0 | 3634257.2647 | 254 | 126208.2046 | 2653.0253 | 2653.0253 | 24375 | 150583.2046 | 150583.2046 | 0 | 0 | 0 | 126208.2046 | 0 | 0 | 0 | 0 | 0 | 0
2022-08-04 15:00 | 0.5996 | 0.35181 | 186065 | 108217.6368 | 2846 | 167409.2107 | 15 | 42365.5679 | 4.2366 | 125043.6428 | 0 | 3826477.7141 | 254 | 126208.2046 | 2653.0253 | 2653.0253 | 24375 | 150583.2046 | 150583.2046 | 0 | 0 | 0 | 83842.6368 | 42365.5679 | 0 | 0 | 0 | 0 | 0
2022-08-04 16:00 | 0.40233 | 0.24301 | 186065 | 72613.7455 | 2846 | 115636.6001 | 15 | 77969.4591 | 7.7969 | 37667.141 | 0 | 3951521.3569 | 254 | 126208.2046 | 2653.0253 | 2653.0253 | 24375 | 150583.2046 | 150583.2046 | 0 | 0 | 0 | 48238.7455 | 77969.4591 | 0 | 0 | 0 | 0 | 0
2022-08-04 17:00 | 0.20482 | 0.12201 | 186065 | 36966.5383 | 2846 | 58058.6049 | 15 | 113616.6663 | 11.3617 | 0 | 55558.0614 | 3989188.4979 | 254 | 126208.2046 | 2653.0253 | 2653.0253 | 24375 | 150583.2046 | 150583.2046 | 0 | 0 | 0 | 36966.5383 | 89241.6663 | 0 | 0 | 0 | 0 | 0
2022-08-04 18:00 | 0.0603 | 0.01342 | 186065 | 10883.1279 | 2846 | 6385.9231 | 15 | 139700.0767 | 13.97 | 0 | 133314.1536 | 3933630.4364 | 254 | 126208.2046 | 2653.0253 | 2653.0253 | 24375 | 150583.2046 | 150583.2046 | 0 | 0 | 0 | 10883.1279 | 115325.0767 | 0 | 0 | 0 | 0 | 0
2022-08-04 19:00 | 0 | 0 | 186065 | 0 | 2846 | 0 | 15 | 150000 | 15 | 0 | 150000 | 3800316.2828 | 254 | 125625 | 2653.0253 | 2640.7658 | 24375 | 150583.2046 | 150000 | 0 | 583.2046 | 583.2046 | 0 | 125625 | 0 | 0 | 0 | 0 | 0
2022-08-04 20:00 | 0 | 0 | 186065 | 0 | 2846 | 0 | 15 | 150000 | 15 | 0 | 150000 | 3650316.2828 | 254 | 125625 | 2653.0253 | 2640.7658 | 24375 | 150583.2046 | 150000 | 0 | 583.2046 | 583.2046 | 0 | 125625 | 0 | 0 | 0 | 0 | 0
2022-08-04 21:00 | 0 | 0 | 186065 | 0 | 2846 | 0 | 15 | 150000 | 15 | 0 | 150000 | 3500316.2828 | 254 | 125625 | 2653.0253 | 2640.7658 | 24375 | 150583.2046 | 150000 | 0 | 583.2046 | 583.2046 | 0 | 125625 | 0 | 0 | 0 | 0 | 0
2022-08-04 22:00 | 0 | 0 | 186065 | 0 | 2846 | 0 | 15 | 150000 | 15 | 0 | 150000 | 3350316.2828 | 254 | 125625 | 2653.0253 | 2640.7658 | 24375 | 150583.2046 | 150000 | 0 | 583.2046 | 583.2046 | 0 | 125625 | 0 | 0 | 0 | 0 | 0
2022-08-04 23:00 | 0 | 0 | 186065 | 0 | 2846 | 0 | 15 | 150000 | 15 | 0 | 150000 | 3200316.2828 | 254 | 125625 | 2653.0253 | 2640.7658 | 24375 | 150583.2046 | 150000 | 0 | 583.2046 | 583.2046 | 0 | 125625 | 0 | 0 | 0 | 0 | 0
2022-08-05 | 0 | 0 | 186065 | 0 | 2846 | 0 | 15 | 149291.538 | 14.9292 | 0 | 149291.538 | 3050316.2828 | 254 | 126208.2046 | 2653.0253 | 2653.0253 | 23083.3333 | 149291.538 | 149291.538 | 0 | 0 | 0 | 0 | 126208.2046 | 0 | 0 | 0 | 0 | 0
2022-08-05 01:00 | 0 | 0 | 186065 | 0 | 2846 | 0 | 15 | 149291.538 | 14.9292 | 0 | 149291.538 | 2901024.7449 | 254 | 126208.2046 | 2653.0253 | 2653.0253 | 23083.3333 | 149291.538 | 149291.538 | 0 | 0 | 0 | 0 | 126208.2046 | 0 | 0 | 0 | 0 | 0
2022-08-05 02:00 | 0 | 0 | 186065 | 0 | 2846 | 0 | 15 | 149291.538 | 14.9292 | 0 | 149291.538 | 2751733.2069 | 254 | 126208.2046 | 2653.0253 | 2653.0253 | 23083.3333 | 149291.538 | 149291.538 | 0 | 0 | 0 | 0 | 126208.2046 | 0 | 0 | 0 | 0 | 0
2022-08-05 03:00 | 0 | 0 | 186065 | 0 | 2846 | 0 | 15 | 149291.538 | 14.9292 | 0 | 149291.538 | 2602441.6689 | 254 | 126208.2046 | 2653.0253 | 2653.0253 | 23083.3333 | 149291.538 | 149291.538 | 0 | 0 | 0 | 0 | 126208.2046 | 0 | 0 | 0 | 0 | 0
2022-08-05 04:00 | 0 | 0 | 186065 | 0 | 2846 | 0 | 15 | 149291.538 | 14.9292 | 0 | 149291.538 | 2453150.131 | 254 | 126208.2046 | 2653.0253 | 2653.0253 | 23083.3333 | 149291.538 | 149291.538 | 0 | 0 | 0 | 0 | 126208.2046 | 0 | 0 | 0 | 0 | 0
2022-08-05 05:00 | 0 | 0 | 186065 | 0 | 2846 | 0 | 15 | 149291.538 | 14.9292 | 0 | 149291.538 | 2303858.593 | 254 | 126208.2046 | 2653.0253 | 2653.0253 | 23083.3333 | 149291.538 | 149291.538 | 0 | 0 | 0 | 0 | 126208.2046 | 0 | 0 | 0 | 0 | 0
2022-08-05 06:00 | 0.0718 | 0.02734 | 186065 | 12958.683 | 2846 | 13009.7718 | 15 | 136332.855 | 13.6333 | 0 | 123323.0832 | 2154567.055 | 254 | 126208.2046 | 2653.0253 | 2653.0253 | 23083.3333 | 149291.538 | 149291.538 | 0 | 0 | 0 | 0 | 126208.2046 | 0 | 0 | 0 | 0 | 0
2022-08-05 07:00 | 0.2135 | 0.1178 | 186065 | 38533.1312 | 2846 | 56055.2714 | 15 | 110758.4068 | 11.0758 | 0 | 54703.1354 | 2031243.9719 | 254 | 126208.2046 | 2653.0253 | 2653.0253 | 23083.3333 | 149291.538 | 149291.538 | 0 | 0 | 0 | 38533.1312 | 87675.0735 | 0 | 0 | 0 | 0 | 0
2022-08-05 08:00 | 0.40555 | 0.23318 | 186065 | 73194.9009 | 2846 | 110958.9828 | 15 | 76096.637 | 7.6097 | 34862.3458 | 0 | 1976540.8364 | 254 | 126208.2046 | 2653.0253 | 2653.0253 | 23083.3333 | 149291.538 | 149291.538 | 0 | 0 | 0 | 50111.5676 | 76096.637 | 0 | 0 | 0 | 0 | 0
2022-08-05 09:00 | 0.5969 | 0.32674 | 186065 | 107730.3325 | 2846 | 155479.6211 | 15 | 41561.2054 | 4.1561 | 113918.4157 | 0 | 2011403.1822 | 254 | 126208.2046 | 2653.0253 | 2653.0253 | 23083.3333 | 149291.538 | 149291.538 | 0 | 0 | 0 | 84646.9992 | 41561.2054 | 0 | 0 | 0 | 0 | 0
2022-08-05 10:00 | 0.75295 | 0.39635 | 186065 | 135894.7125 | 2846 | 188603.6231 | 15 | 13396.8255 | 1.3397 | 175206.7977 | 0 | 2125321.5979 | 254 | 126208.2046 | 2653.0253 | 2653.0253 | 23083.3333 | 149291.538 | 149291.538 | 0 | 0 | 0 | 126208.2046 | 0 | 0 | 0 | 0 | 0 | 0
2022-08-05 11:00 | 0.85245 | 0.43607 | 186065 | 153852.776 | 2846 | 207504.4328 | 15 | 0 | 0 | 207504.4328 | 0 | 2300528.3955 | 254 | 126208.2046 | 2653.0253 | 2653.0253 | 23083.3333 | 149291.538 | 149291.538 | 0 | 0 | 0 | 126208.2046 | 0 | 0 | 0 | 0 | 0 | 0
2022-08-05 12:00 | 0.91783 | 0.54774 | 186065 | 165652.7578 | 2846 | 260642.7363 | 15 | 0 | 0 | 260642.7363 | 0 | 2508032.8283 | 254 | 126208.2046 | 2653.0253 | 2653.0253 | 23083.3333 | 149291.538 | 149291.538 | 0 | 0 | 0 | 126208.2046 | 0 | 0 | 0 | 0 | 0 | 0
2022-08-05 13:00 | 0.83992 | 0.45883 | 186065 | 151591.3234 | 2846 | 218334.8061 | 15 | 0 | 0 | 218334.8061 | 0 | 2768675.5646 | 254 | 126208.2046 | 2653.0253 | 2653.0253 | 23083.3333 | 149291.538 | 149291.538 | 0 | 0 | 0 | 126208.2046 | 0 | 0 | 0 | 0 | 0 | 0
2022-08-05 14:00 | 0.68167 | 0.28091 | 186065 | 123029.8807 | 2846 | 133671.3606 | 15 | 26261.6573 | 2.6262 | 107409.7033 | 0 | 2987010.3707 | 254 | 126208.2046 | 2653.0253 | 2653.0253 | 23083.3333 | 149291.538 | 149291.538 | 0 | 0 | 0 | 99946.5474 | 26261.6573 | 0 | 0 | 0 | 0 | 0
2022-08-05 15:00 | 0.4393 | 0.19922 | 186065 | 79286.2039 | 2846 | 94799.0761 | 15 | 70005.3341 | 7.0005 | 24793.742 | 0 | 3094420.074 | 254 | 126208.2046 | 2653.0253 | 2653.0253 | 23083.3333 | 149291.538 | 149291.538 | 0 | 0 | 0 | 56202.8705 | 70005.3341 | 0 | 0 | 0 | 0 | 0
2022-08-05 16:00 | 0.10922 | 0.03295 | 186065 | 19712.3587 | 2846 | 15679.297 | 15 | 129579.1792 | 12.9579 | 0 | 113899.8822 | 3119213.816 | 254 | 126208.2046 | 2653.0253 | 2653.0253 | 23083.3333 | 149291.538 | 149291.538 | 0 | 0 | 0 | 0 | 126208.2046 | 0 | 0 | 0 | 0 | 0
2022-08-05 17:00 | 0.0475 | 0.00421 | 186065 | 8572.9449 | 2846 | 2003.3336 | 15 | 140718.5931 | 14.0719 | 0 | 138715.2595 | 3005313.9338 | 254 | 126208.2046 | 2653.0253 | 2653.0253 | 23083.3333 | 149291.538 | 149291.538 | 0 | 0 | 0 | 0 | 126208.2046 | 0 | 0 | 0 | 0 | 0
2022-08-05 18:00 | 0.01432 | 0.00063 | 186065 | 2584.5173 | 2846 | 299.7863 | 15 | 146707.0207 | 14.6707 | 0 | 146407.2344 | 2866598.6743 | 254 | 126208.2046 | 2653.0253 | 2653.0253 | 23083.3333 | 149291.538 | 149291.538 | 0 | 0 | 0 | 0 | 126208.2046 | 0 | 0 | 0 | 0 | 0
2022-08-05 19:00 | 0 | 0 | 186065 | 0 | 2846 | 0 | 15 | 149291.538 | 14.9292 | 0 | 149291.538 | 2720191.4398 | 254 | 126208.2046 | 2653.0253 | 2653.0253 | 23083.3333 | 149291.538 | 149291.538 | 0 | 0 | 0 | 0 | 126208.2046 | 0 | 0 | 0 | 0 | 0
2022-08-05 20:00 | 0 | 0 | 186065 | 0 | 2846 | 0 | 15 | 149291.538 | 14.9292 | 0 | 149291.538 | 2570899.9019 | 254 | 126208.2046 | 2653.0253 | 2653.0253 | 23083.3333 | 149291.538 | 149291.538 | 0 | 0 | 0 | 0 | 126208.2046 | 0 | 0 | 0 | 0 | 0
2022-08-05 21:00 | 0 | 0 | 186065 | 0 | 2846 | 0 | 15 | 149291.538 | 14.9292 | 0 | 149291.538 | 2421608.3639 | 254 | 126208.2046 | 2653.0253 | 2653.0253 | 23083.3333 | 149291.538 | 149291.538 | 0 | 0 | 0 | 0 | 126208.2046 | 0 | 0 | 0 | 0 | 0
2022-08-05 22:00 | 0 | 0 | 186065 | 0 | 2846 | 0 | 15 | 149291.538 | 14.9292 | 0 | 149291.538 | 2272316.8259 | 254 | 126208.2046 | 2653.0253 | 2653.0253 | 23083.3333 | 149291.538 | 149291.538 | 0 | 0 | 0 | 0 | 126208.2046 | 0 | 0 | 0 | 0 | 0
2022-08-05 23:00 | 0 | 0 | 186065 | 0 | 2846 | 0 | 15 | 149291.538 | 14.9292 | 0 | 149291.538 | 2123025.288 | 254 | 126208.2046 | 2653.0253 | 2653.0253 | 23083.3333 | 149291.538 | 149291.538 | 0 | 0 | 0 | 0 | 126208.2046 | 0 | 0 | 0 | 0 | 0
2022-08-06 | 0 | 0 | 186065 | 0 | 2846 | 0 | 15 | 149416.538 | 14.9417 | 0 | 149416.538 | 1973733.75 | 254 | 126208.2046 | 2653.0253 | 2653.0253 | 23208.3333 | 149416.538 | 149416.538 | 0 | 0 | 0 | 0 | 126208.2046 | 0 | 0 | 0 | 0 | 0
2022-08-06 01:00 | 0 | 0 | 186065 | 0 | 2846 | 0 | 15 | 149416.538 | 14.9417 | 0 | 149416.538 | 1824317.212 | 254 | 126208.2046 | 2653.0253 | 2653.0253 | 23208.3333 | 149416.538 | 149416.538 | 0 | 0 | 0 | 0 | 126208.2046 | 0 | 0 | 0 | 0 | 0
2022-08-06 02:00 | 0 | 0 | 186065 | 0 | 2846 | 0 | 15 | 149416.538 | 14.9417 | 0 | 149416.538 | 1674900.6741 | 254 | 126208.2046 | 2653.0253 | 2653.0253 | 23208.3333 | 149416.538 | 149416.538 | 0 | 0 | 0 | 0 | 126208.2046 | 0 | 0 | 0 | 0 | 0
2022-08-06 03:00 | 0 | 0 | 186065 | 0 | 2846 | 0 | 15 | 149416.538 | 14.9417 | 0 | 149416.538 | 1525484.1361 | 254 | 126208.2046 | 2653.0253 | 2653.0253 | 23208.3333 | 149416.538 | 149416.538 | 0 | 0 | 0 | 0 | 126208.2046 | 0 | 0 | 0 | 0 | 0
2022-08-06 04:00 | 0 | 0 | 186065 | 0 | 2846 | 0 | 15 | 149416.538 | 14.9417 | 0 | 149416.538 | 1376067.5981 | 254 | 126208.2046 | 2653.0253 | 2653.0253 | 23208.3333 | 149416.538 | 149416.538 | 0 | 0 | 0 | 0 | 126208.2046 | 0 | 0 | 0 | 0 | 0
2022-08-06 05:00 | 0 | 0 | 186065 | 0 | 2846 | 0 | 15 | 149416.538 | 14.9417 | 0 | 149416.538 | 1226651.0602 | 254 | 126208.2046 | 2653.0253 | 2653.0253 | 23208.3333 | 149416.538 | 149416.538 | 0 | 0 | 0 | 0 | 126208.2046 | 0 | 0 | 0 | 0 | 0
2022-08-06 06:00 | 0.0677 | 0.02198 | 186065 | 12218.7025 | 2846 | 10459.2094 | 15 | 137197.8355 | 13.7198 | 0 | 126738.6261 | 1077234.5222 | 254 | 126208.2046 | 2653.0253 | 2653.0253 | 23208.3333 | 149416.538 | 149416.538 | 0 | 0 | 0 | 0 | 126208.2046 | 0 | 0 | 0 | 0 | 0
2022-08-06 07:00 | 0.2078 | 0.11658 | 186065 | 37504.3778 | 2846 | 55474.7329 | 15 | 111912.1602 | 11.1912 | 0 | 56437.4273 | 950495.8961 | 254 | 126208.2046 | 2653.0253 | 2653.0253 | 23208.3333 | 149416.538 | 149416.538 | 0 | 0 | 0 | 37504.3778 | 88703.8268 | 0 | 0 | 0 | 0 | 0
2022-08-06 08:00 | 0.39817 | 0.21405 | 186065 | 71862.936 | 2846 | 101855.9494 | 15 | 77553.6019 | 7.7554 | 24302.3474 | 0 | 894058.4688 | 254 | 126208.2046 | 2653.0253 | 2653.0253 | 23208.3333 | 149416.538 | 149416.538 | 0 | 0 | 0 | 48654.6027 | 77553.6019 | 0 | 0 | 0 | 0 | 0
2022-08-06 09:00 | 0.62135 | 0.39324 | 186065 | 112143.1431 | 2846 | 187123.7259 | 15 | 37273.3948 | 3.7273 | 149850.331 | 0 | 918360.8162 | 254 | 126208.2046 | 2653.0253 | 2653.0253 | 23208.3333 | 149416.538 | 149416.538 | 0 | 0 | 0 | 88934.8098 | 37273.3948 | 0 | 0 | 0 | 0 | 0
2022-08-06 10:00 | 0.80142 | 0.51869 | 186065 | 144642.7259 | 2846 | 246819.2589 | 15 | 4773.812 | 0.47738 | 242045.4469 | 0 | 1068211.1473 | 254 | 126208.2046 | 2653.0253 | 2653.0253 | 23208.3333 | 149416.538 | 149416.538 | 0 | 0 | 0 | 126208.2046 | 0 | 0 | 0 | 0 | 0 | 0
2022-08-06 11:00 | 0.9103 | 0.592 | 186065 | 164293.7204 | 2846 | 281703.9104 | 15 | 0 | 0 | 281703.9104 | 0 | 1310256.5942 | 254 | 126208.2046 | 2653.0253 | 2653.0253 | 23208.3333 | 149416.538 | 149416.538 | 0 | 0 | 0 | 126208.2046 | 0 | 0 | 0 | 0 | 0 | 0
2022-08-06 12:00 | 0.91528 | 0.54178 | 186065 | 165192.526 | 2846 | 257806.6631 | 15 | 0 | 0 | 257806.6631 | 0 | 1591960.5046 | 254 | 126208.2046 | 2653.0253 | 2653.0253 | 23208.3333 | 149416.538 | 149416.538 | 0 | 0 | 0 | 126208.2046 | 0 | 0 | 0 | 0 | 0 | 0
2022-08-06 13:00 | 0.89097 | 0.54179 | 186065 | 160804.9831 | 2846 | 257811.4216 | 15 | 0 | 0 | 257811.4216 | 0 | 1849767.1677 | 254 | 126208.2046 | 2653.0253 | 2653.0253 | 23208.3333 | 149416.538 | 149416.538 | 0 | 0 | 0 | 126208.2046 | 0 | 0 | 0 | 0 | 0 | 0
2022-08-06 14:00 | 0.7533 | 0.44497 | 186065 | 135957.8816 | 2846 | 211739.5085 | 15 | 13458.6564 | 1.3459 | 198280.8521 | 0 | 2107578.5894 | 254 | 126208.2046 | 2653.0253 | 2653.0253 | 23208.3333 | 149416.538 | 149416.538 | 0 | 0 | 0 | 126208.2046 | 0 | 0 | 0 | 0 | 0 | 0
2022-08-06 15:00 | 0.5945 | 0.41348 | 186065 | 107297.1732 | 2846 | 196754.9542 | 15 | 42119.3647 | 4.2119 | 154635.5894 | 0 | 2305859.4414 | 254 | 126208.2046 | 2653.0253 | 2653.0253 | 23208.3333 | 149416.538 | 149416.538 | 0 | 0 | 0 | 84088.8399 | 42119.3647 | 0 | 0 | 0 | 0 | 0
2022-08-06 16:00 | 0.41535 | 0.30861 | 186065 | 74963.6348 | 2846 | 146852.4388 | 15 | 74452.9031 | 7.4453 | 72399.5357 | 0 | 2460495.0309 | 254 | 126208.2046 | 2653.0253 | 2653.0253 | 23208.3333 | 149416.538 | 149416.538 | 0 | 0 | 0 | 51755.3015 | 74452.9031 | 0 | 0 | 0 | 0 | 0
2022-08-06 17:00 | 0.22515 | 0.18602 | 186065 | 40635.7587 | 2846 | 88517.8402 | 15 | 108780.7793 | 10.8781 | 0 | 20262.939 | 2532894.5666 | 254 | 126208.2046 | 2653.0253 | 2653.0253 | 23208.3333 | 149416.538 | 149416.538 | 0 | 0 | 0 | 40635.7587 | 85572.4459 | 0 | 0 | 0 | 0 | 0
2022-08-06 18:00 | 0.06532 | 0.03198 | 186065 | 11789.1528 | 2846 | 15217.7214 | 15 | 137627.3851 | 13.7627 | 0 | 122409.6638 | 2512631.6275 | 254 | 126208.2046 | 2653.0253 | 2653.0253 | 23208.3333 | 149416.538 | 149416.538 | 0 | 0 | 0 | 11789.1528 | 114419.0518 | 0 | 0 | 0 | 0 | 0
2022-08-06 19:00 | 0 | 0 | 186065 | 0 | 2846 | 0 | 15 | 149416.538 | 14.9417 | 0 | 149416.538 | 2390221.9638 | 254 | 126208.2046 | 2653.0253 | 2653.0253 | 23208.3333 | 149416.538 | 149416.538 | 0 | 0 | 0 | 0 | 126208.2046 | 0 | 0 | 0 | 0 | 0
2022-08-06 20:00 | 0 | 0 | 186065 | 0 | 2846 | 0 | 15 | 149416.538 | 14.9417 | 0 | 149416.538 | 2240805.4258 | 254 | 126208.2046 | 2653.0253 | 2653.0253 | 23208.3333 | 149416.538 | 149416.538 | 0 | 0 | 0 | 0 | 126208.2046 | 0 | 0 | 0 | 0 | 0
2022-08-06 21:00 | 0 | 0 | 186065 | 0 | 2846 | 0 | 15 | 149416.538 | 14.9417 | 0 | 149416.538 | 2091388.8878 | 254 | 126208.2046 | 2653.0253 | 2653.0253 | 23208.3333 | 149416.538 | 149416.538 | 0 | 0 | 0 | 0 | 126208.2046 | 0 | 0 | 0 | 0 | 0
2022-08-06 22:00 | 0 | 0 | 186065 | 0 | 2846 | 0 | 15 | 149416.538 | 14.9417 | 0 | 149416.538 | 1941972.3499 | 254 | 126208.2046 | 2653.0253 | 2653.0253 | 23208.3333 | 149416.538 | 149416.538 | 0 | 0 | 0 | 0 | 126208.2046 | 0 | 0 | 0 | 0 | 0
2022-08-06 23:00 | 0 | 0 | 186065 | 0 | 2846 | 0 | 15 | 149416.538 | 14.9417 | 0 | 149416.538 | 1792555.8119 | 254 | 126208.2046 | 2653.0253 | 2653.0253 | 23208.3333 | 149416.538 | 149416.538 | 0 | 0 | 0 | 0 | 126208.2046 | 0 | 0 | 0 | 0 | 0
2022-08-07 | 0 | 0 | 186065 | 0 | 2846 | 0 | 15 | 148804.038 | 14.8804 | 0 | 148804.038 | 1643139.2739 | 254 | 126208.2046 | 2653.0253 | 2653.0253 | 22595.8333 | 148804.038 | 148804.038 | 0 | 0 | 0 | 0 | 126208.2046 | 0 | 0 | 0 | 0 | 0
2022-08-07 01:00 | 0 | 0 | 186065 | 0 | 2846 | 0 | 15 | 148804.038 | 14.8804 | 0 | 148804.038 | 1494335.236 | 254 | 126208.2046 | 2653.0253 | 2653.0253 | 22595.8333 | 148804.038 | 148804.038 | 0 | 0 | 0 | 0 | 126208.2046 | 0 | 0 | 0 | 0 | 0
2022-08-07 02:00 | 0 | 0 | 186065 | 0 | 2846 | 0 | 15 | 148804.038 | 14.8804 | 0 | 148804.038 | 1345531.198 | 254 | 126208.2046 | 2653.0253 | 2653.0253 | 22595.8333 | 148804.038 | 148804.038 | 0 | 0 | 0 | 0 | 126208.2046 | 0 | 0 | 0 | 0 | 0
2022-08-07 03:00 | 0 | 0 | 186065 | 0 | 2846 | 0 | 15 | 148804.038 | 14.8804 | 0 | 148804.038 | 1196727.16 | 254 | 126208.2046 | 2653.0253 | 2653.0253 | 22595.8333 | 148804.038 | 148804.038 | 0 | 0 | 0 | 0 | 126208.2046 | 0 | 0 | 0 | 0 | 0
2022-08-07 04:00 | 0 | 0 | 186065 | 0 | 2846 | 0 | 15 | 148804.038 | 14.8804 | 0 | 148804.038 | 1047923.1221 | 254 | 126208.2046 | 2653.0253 | 2653.0253 | 22595.8333 | 148804.038 | 148804.038 | 0 | 0 | 0 | 0 | 126208.2046 | 0 | 0 | 0 | 0 | 0
2022-08-07 05:00 | 0 | 0 | 186065 | 0 | 2846 | 0 | 15 | 148804.038 | 14.8804 | 0 | 148804.038 | 899119.0841 | 254 | 126208.2046 | 2653.0253 | 2653.0253 | 22595.8333 | 148804.038 | 148804.038 | 0 | 0 | 0 | 0 | 126208.2046 | 0 | 0 | 0 | 0 | 0
2022-08-07 06:00 | 0.06972 | 0.02855 | 186065 | 12583.2782 | 2846 | 13585.5518 | 15 | 136220.7597 | 13.6221 | 0 | 122635.208 | 750315.0461 | 254 | 126208.2046 | 2653.0253 | 2653.0253 | 22595.8333 | 148804.038 | 148804.038 | 0 | 0 | 0 | 0 | 126208.2046 | 0 | 0 | 0 | 0 | 0
2022-08-07 07:00 | 0.19645 | 0.07587 | 186065 | 35455.8952 | 2846 | 36102.8305 | 15 | 113348.1428 | 11.3348 | 0 | 77245.3122 | 627679.8382 | 254 | 126208.2046 | 2653.0253 | 2653.0253 | 22595.8333 | 148804.038 | 148804.038 | 0 | 0 | 0 | 12860.0618 | 113348.1428 | 0 | 0 | 0 | 0 | 0
2022-08-07 08:00 | 0.3725 | 0.04472 | 186065 | 67229.9361 | 2846 | 21280.0657 | 15 | 81574.1018 | 8.1574 | 0 | 60294.0362 | 550434.5259 | 254 | 126208.2046 | 2653.0253 | 2653.0253 | 22595.8333 | 148804.038 | 148804.038 | 0 | 0 | 0 | 67229.9361 | 58978.2685 | 0 | 0 | 0 | 0 | 0
2022-08-07 09:00 | 0.52185 | 0.19209 | 186065 | 94185.0796 | 2846 | 91406.257 | 15 | 54618.9583 | 5.4619 | 36787.2987 | 0 | 490140.4898 | 254 | 126208.2046 | 2653.0253 | 2653.0253 | 22595.8333 | 148804.038 | 148804.038 | 0 | 0 | 0 | 94185.0796 | 32023.125 | 0 | 0 | 0 | 0 | 0
2022-08-07 10:00 | 0.70222 | 0.43796 | 186065 | 126738.8074 | 2846 | 208403.7916 | 15 | 22065.2306 | 2.2065 | 186338.561 | 0 | 526927.7884 | 254 | 126208.2046 | 2653.0253 | 2653.0253 | 22595.8333 | 148804.038 | 148804.038 | 0 | 0 | 0 | 104142.974 | 22065.2306 | 0 | 0 | 0 | 0 | 0
2022-08-07 11:00 | 0.88128 | 0.55414 | 186065 | 159056.1023 | 2846 | 263688.184 | 15 | 0 | 0 | 263688.184 | 0 | 713266.3494 | 254 | 126208.2046 | 2653.0253 | 2653.0253 | 22595.8333 | 148804.038 | 148804.038 | 0 | 0 | 0 | 126208.2046 | 0 | 0 | 0 | 0 | 0 | 0
2022-08-07 12:00 | 0.87822 | 0.4876 | 186065 | 158503.8242 | 2846 | 232025.0451 | 15 | 0 | 0 | 232025.0451 | 0 | 976954.5334 | 254 | 126208.2046 | 2653.0253 | 2653.0253 | 22595.8333 | 148804.038 | 148804.038 | 0 | 0 | 0 | 126208.2046 | 0 | 0 | 0 | 0 | 0 | 0
2022-08-07 13:00 | 0.8522 | 0.52751 | 186065 | 153807.6552 | 2846 | 251016.2665 | 15 | 0 | 0 | 251016.2665 | 0 | 1208979.5785 | 254 | 126208.2046 | 2653.0253 | 2653.0253 | 22595.8333 | 148804.038 | 148804.038 | 0 | 0 | 0 | 126208.2046 | 0 | 0 | 0 | 0 | 0 | 0
2022-08-07 14:00 | 0.73908 | 0.40804 | 186065 | 133391.4126 | 2846 | 194166.3236 | 15 | 15412.6254 | 1.5413 | 178753.6983 | 0 | 1459995.845 | 254 | 126208.2046 | 2653.0253 | 2653.0253 | 22595.8333 | 148804.038 | 148804.038 | 0 | 0 | 0 | 126208.2046 | 0 | 0 | 0 | 0 | 0 | 0
2022-08-07 15:00 | 0.6119 | 0.4418 | 186065 | 110437.5783 | 2846 | 210231.0602 | 15 | 38366.4597 | 3.8366 | 171864.6005 | 0 | 1638749.5433 | 254 | 126208.2046 | 2653.0253 | 2653.0253 | 22595.8333 | 148804.038 | 148804.038 | 0 | 0 | 0 | 87841.745 | 38366.4597 | 0 | 0 | 0 | 0 | 0
2022-08-07 16:00 | 0.41252 | 0.32 | 186065 | 74452.8678 | 2846 | 152272.384 | 15 | 74351.1702 | 7.4351 | 77921.2138 | 0 | 1810614.1438 | 254 | 126208.2046 | 2653.0253 | 2653.0253 | 22595.8333 | 148804.038 | 148804.038 | 0 | 0 | 0 | 74452.8678 | 51755.3368 | 0 | 0 | 0 | 0 | 0
2022-08-07 17:00 | 0.21532 | 0.19483 | 186065 | 38861.6103 | 2846 | 92710.0893 | 15 | 109942.4276 | 10.9942 | 0 | 17232.3383 | 1888535.3576 | 254 | 126208.2046 | 2653.0253 | 2653.0253 | 22595.8333 | 148804.038 | 148804.038 | 0 | 0 | 0 | 38861.6103 | 87346.5943 | 0 | 0 | 0 | 0 | 0
2022-08-07 18:00 | 0.0616 | 0.02987 | 186065 | 11117.7559 | 2846 | 14213.6753 | 15 | 137686.2821 | 13.7686 | 0 | 123472.6067 | 1871303.0193 | 254 | 126208.2046 | 2653.0253 | 2653.0253 | 22595.8333 | 148804.038 | 148804.038 | 0 | 0 | 0 | 0 | 126208.2046 | 0 | 0 | 0 | 0 | 0
2022-08-07 19:00 | 0 | 0 | 186065 | 0 | 2846 | 0 | 15 | 148804.038 | 14.8804 | 0 | 148804.038 | 1747830.4125 | 254 | 126208.2046 | 2653.0253 | 2653.0253 | 22595.8333 | 148804.038 | 148804.038 | 0 | 0 | 0 | 0 | 126208.2046 | 0 | 0 | 0 | 0 | 0
2022-08-07 20:00 | 0 | 0 | 186065 | 0 | 2846 | 0 | 15 | 148804.038 | 14.8804 | 0 | 148804.038 | 1599026.3745 | 254 | 126208.2046 | 2653.0253 | 2653.0253 | 22595.8333 | 148804.038 | 148804.038 | 0 | 0 | 0 | 0 | 126208.2046 | 0 | 0 | 0 | 0 | 0
2022-08-07 21:00 | 0 | 0 | 186065 | 0 | 2846 | 0 | 15 | 148804.038 | 14.8804 | 0 | 148804.038 | 1450222.3366 | 254 | 126208.2046 | 2653.0253 | 2653.0253 | 22595.8333 | 148804.038 | 148804.038 | 0 | 0 | 0 | 0 | 126208.2046 | 0 | 0 | 0 | 0 | 0
2022-08-07 22:00 | 0 | 0 | 186065 | 0 | 2846 | 0 | 15 | 148804.038 | 14.8804 | 0 | 148804.038 | 1301418.2986 | 254 | 126208.2046 | 2653.0253 | 2653.0253 | 22595.8333 | 148804.038 | 148804.038 | 0 | 0 | 0 | 0 | 126208.2046 | 0 | 0 | 0 | 0 | 0
2022-08-07 23:00 | 0 | 0 | 186065 | 0 | 2846 | 0 | 15 | 148804.038 | 14.8804 | 0 | 148804.038 | 1152614.2607 | 254 | 126208.2046 | 2653.0253 | 2653.0253 | 22595.8333 | 148804.038 | 148804.038 | 0 | 0 | 0 | 0 | 126208.2046 | 0 | 0 | 0 | 0 | 0
2022-08-08 | 0 | 0 | 186065 | 0 | 2846 | 0 | 15 | 149370.7046 | 14.9371 | 0 | 149370.7046 | 1003810.2227 | 254 | 126208.2046 | 2653.0253 | 2653.0253 | 23162.5 | 149370.7046 | 149370.7046 | 0 | 0 | 0 | 0 | 126208.2046 | 0 | 0 | 0 | 0 | 0
2022-08-08 01:00 | 0 | 0 | 186065 | 0 | 2846 | 0 | 15 | 149370.7046 | 14.9371 | 0 | 149370.7046 | 854439.5181 | 254 | 126208.2046 | 2653.0253 | 2653.0253 | 23162.5 | 149370.7046 | 149370.7046 | 0 | 0 | 0 | 0 | 126208.2046 | 0 | 0 | 0 | 0 | 0
2022-08-08 02:00 | 0 | 0 | 186065 | 0 | 2846 | 0 | 15 | 149370.7046 | 14.9371 | 0 | 149370.7046 | 705068.8134 | 254 | 126208.2046 | 2653.0253 | 2653.0253 | 23162.5 | 149370.7046 | 149370.7046 | 0 | 0 | 0 | 0 | 126208.2046 | 0 | 0 | 0 | 0 | 0
2022-08-08 03:00 | 0 | 0 | 186065 | 0 | 2846 | 0 | 15 | 149370.7046 | 14.9371 | 0 | 149370.7046 | 555698.1088 | 254 | 126208.2046 | 2653.0253 | 2653.0253 | 23162.5 | 149370.7046 | 149370.7046 | 0 | 0 | 0 | 0 | 126208.2046 | 0 | 0 | 0 | 0 | 0
2022-08-08 04:00 | 0 | 0 | 186065 | 0 | 2846 | 0 | 15 | 149370.7046 | 14.9371 | 0 | 149370.7046 | 406327.4042 | 254 | 126208.2046 | 2653.0253 | 2653.0253 | 23162.5 | 149370.7046 | 149370.7046 | 0 | 0 | 0 | 0 | 126208.2046 | 0 | 0 | 0 | 0 | 0
2022-08-08 05:00 | 0 | 0 | 186065 | 0 | 2846 | 0 | 15 | 149370.7046 | 14.9371 | 0 | 149370.7046 | 256956.6995 | 254 | 126208.2046 | 2653.0253 | 2653.0253 | 23162.5 | 149370.7046 | 149370.7046 | 0 | 0 | 0 | 0 | 126208.2046 | 0 | 0 | 0 | 0 | 0
2022-08-08 06:00 | 0.07625 | 0.05889 | 186065 | 13761.8326 | 2846 | 28022.8772 | 15 | 135608.8721 | 13.5609 | 0 | 107585.9949 | 107585.9949 | 254 | 126208.2046 | 2653.0253 | 2653.0253 | 23162.5 | 149370.7046 | 149370.7046 | 0 | 0 | 0 | 0 | 126208.2046 | 0 | 0 | 0 | 0 | 0
2022-08-08 07:00 | 0.2488 | 0.25816 | 186065 | 44904.1828 | 2846 | 122845.7458 | 15 | 104466.5218 | 10.4467 | 0 | 0 | 0 | 254 | 126208.2046 | 2653.0253 | 2653.0253 | 23162.5 | 149370.7046 | 149370.7046 | 0 | 0 | 0 | 21741.6828 | 104466.5218 | 0 | 0 | 0 | 0 | 0
2022-08-08 08:00 | 0.458 | 0.42282 | 186065 | 82661.2369 | 2846 | 201199.4044 | 15 | 66709.4677 | 6.6709 | 0 | 0 | 0 | 254 | 126208.2046 | 2653.0253 | 2653.0253 | 23162.5 | 149370.7046 | 149370.7046 | 0 | 0 | 0 | 82661.2369 | 43546.9677 | 0 | 0 | 0 | 0 | 0
2022-08-08 09:00 | 0.65378 | 0.51364 | 186065 | 117996.2084 | 2846 | 244416.2104 | 15 | 31374.4962 | 3.1374 | 142423.9421 | 0 | 0 | 254 | 126208.2046 | 2653.0253 | 2653.0253 | 23162.5 | 149370.7046 | 149370.7046 | 0 | 0 | 0 | 94833.7084 | 31374.4962 | 0 | 0 | 0 | 0 | 0
2022-08-08 10:00 | 0.80815 | 0.57833 | 186065 | 145857.3769 | 2846 | 275199.0245 | 15 | 3513.3278 | 0.35133 | 271685.6967 | 0 | 142423.9421 | 254 | 126208.2046 | 2653.0253 | 2653.0253 | 23162.5 | 149370.7046 | 149370.7046 | 0 | 0 | 0 | 126208.2046 | 0 | 0 | 0 | 0 | 0 | 0
2022-08-08 11:00 | 0.9051 | 0.61079 | 186065 | 163355.2086 | 2846 | 290645.1544 | 15 | 0 | 0 | 290645.1544 | 0 | 414109.6388 | 254 | 126208.2046 | 2653.0253 | 2653.0253 | 23162.5 | 149370.7046 | 149370.7046 | 0 | 0 | 0 | 126208.2046 | 0 | 0 | 0 | 0 | 0 | 0
2022-08-08 12:00 | 0.94038 | 0.66372 | 186065 | 169722.6506 | 2846 | 315831.9585 | 15 | 0 | 0 | 315831.9585 | 0 | 704754.7933 | 254 | 126208.2046 | 2653.0253 | 2653.0253 | 23162.5 | 149370.7046 | 149370.7046 | 0 | 0 | 0 | 126208.2046 | 0 | 0 | 0 | 0 | 0 | 0
2022-08-08 13:00 | 0.90158 | 0.62428 | 186065 | 162719.9082 | 2846 | 297064.3871 | 15 | 0 | 0 | 297064.3871 | 0 | 1020586.7517 | 254 | 126208.2046 | 2653.0253 | 2653.0253 | 23162.5 | 149370.7046 | 149370.7046 | 0 | 0 | 0 | 126208.2046 | 0 | 0 | 0 | 0 | 0 | 0
2022-08-08 14:00 | 0.79742 | 0.56105 | 186065 | 143920.7937 | 2846 | 266976.3158 | 15 | 5449.9109 | 0.54499 | 261526.4049 | 0 | 1317651.1389 | 254 | 126208.2046 | 2653.0253 | 2653.0253 | 23162.5 | 149370.7046 | 149370.7046 | 0 | 0 | 0 | 120758.2937 | 5449.9109 | 0 | 0 | 0 | 0 | 0
2022-08-08 15:00 | 0.63022 | 0.49028 | 186065 | 113744.0278 | 2846 | 233300.3263 | 15 | 35626.6769 | 3.5627 | 197673.6495 | 0 | 1579177.5437 | 254 | 126208.2046 | 2653.0253 | 2653.0253 | 23162.5 | 149370.7046 | 149370.7046 | 0 | 0 | 0 | 113744.0278 | 12464.1769 | 0 | 0 | 0 | 0 | 0
2022-08-08 16:00 | 0.43175 | 0.3771 | 186065 | 77923.5568 | 2846 | 179443.4875 | 15 | 71447.1478 | 7.1447 | 107996.3397 | 0 | 1776851.1932 | 254 | 126208.2046 | 2653.0253 | 2653.0253 | 23162.5 | 149370.7046 | 149370.7046 | 0 | 0 | 0 | 77923.5568 | 48284.6478 | 0 | 0 | 0 | 0 | 0
2022-08-08 17:00 | 0.22573 | 0.22161 | 186065 | 40740.4389 | 2846 | 105453.3844 | 15 | 108630.2658 | 10.863 | 0 | 3176.8813 | 1884847.5329 | 254 | 126208.2046 | 2653.0253 | 2653.0253 | 23162.5 | 149370.7046 | 149370.7046 | 0 | 0 | 0 | 40740.4389 | 85467.7658 | 0 | 0 | 0 | 0 | 0
2022-08-08 18:00 | 0.0616 | 0.03088 | 186065 | 11117.7559 | 2846 | 14694.2851 | 15 | 138252.9488 | 13.8253 | 0 | 123558.6637 | 1881670.6516 | 254 | 126208.2046 | 2653.0253 | 2653.0253 | 23162.5 | 149370.7046 | 149370.7046 | 0 | 0 | 0 | 0 | 126208.2046 | 0 | 0 | 0 | 0 | 0
2022-08-08 19:00 | 0 | 0 | 186065 | 0 | 2846 | 0 | 15 | 149370.7046 | 14.9371 | 0 | 149370.7046 | 1758111.9879 | 254 | 126208.2046 | 2653.0253 | 2653.0253 | 23162.5 | 149370.7046 | 149370.7046 | 0 | 0 | 0 | 0 | 126208.2046 | 0 | 0 | 0 | 0 | 0
2022-08-08 20:00 | 0 | 0 | 186065 | 0 | 2846 | 0 | 15 | 149370.7046 | 14.9371 | 0 | 149370.7046 | 1608741.2833 | 254 | 126208.2046 | 2653.0253 | 2653.0253 | 23162.5 | 149370.7046 | 149370.7046 | 0 | 0 | 0 | 0 | 126208.2046 | 0 | 0 | 0 | 0 | 0
2022-08-08 21:00 | 0 | 0 | 186065 | 0 | 2846 | 0 | 15 | 149370.7046 | 14.9371 | 0 | 149370.7046 | 1459370.5787 | 254 | 126208.2046 | 2653.0253 | 2653.0253 | 23162.5 | 149370.7046 | 149370.7046 | 0 | 0 | 0 | 0 | 126208.2046 | 0 | 0 | 0 | 0 | 0
2022-08-08 22:00 | 0 | 0 | 186065 | 0 | 2846 | 0 | 15 | 149370.7046 | 14.9371 | 0 | 149370.7046 | 1309999.874 | 254 | 126208.2046 | 2653.0253 | 2653.0253 | 23162.5 | 149370.7046 | 149370.7046 | 0 | 0 | 0 | 0 | 126208.2046 | 0 | 0 | 0 | 0 | 0
2022-08-08 23:00 | 0 | 0 | 186065 | 0 | 2846 | 0 | 15 | 149370.7046 | 14.9371 | 0 | 149370.7046 | 1160629.1694 | 254 | 126208.2046 | 2653.0253 | 2653.0253 | 23162.5 | 149370.7046 | 149370.7046 | 0 | 0 | 0 | 0 | 126208.2046 | 0 | 0 | 0 | 0 | 0
2022-08-09 | 0 | 0 | 186065 | 0 | 2846 | 0 | 15 | 150000 | 15 | 0 | 150000 | 1011258.4648 | 254 | 125625 | 2653.0253 | 2640.7658 | 24375 | 150583.2046 | 150000 | 0 | 583.2046 | 583.2046 | 0 | 125625 | 0 | 0 | 0 | 0 | 0
2022-08-09 01:00 | 0 | 0 | 186065 | 0 | 2846 | 0 | 15 | 150000 | 15 | 0 | 150000 | 861258.4648 | 254 | 125625 | 2653.0253 | 2640.7658 | 24375 | 150583.2046 | 150000 | 0 | 583.2046 | 583.2046 | 0 | 125625 | 0 | 0 | 0 | 0 | 0
2022-08-09 02:00 | 0 | 0 | 186065 | 0 | 2846 | 0 | 15 | 150000 | 15 | 0 | 150000 | 711258.4648 | 254 | 125625 | 2653.0253 | 2640.7658 | 24375 | 150583.2046 | 150000 | 0 | 583.2046 | 583.2046 | 0 | 125625 | 0 | 0 | 0 | 0 | 0
2022-08-09 03:00 | 0 | 0 | 186065 | 0 | 2846 | 0 | 15 | 150000 | 15 | 0 | 150000 | 561258.4648 | 254 | 125625 | 2653.0253 | 2640.7658 | 24375 | 150583.2046 | 150000 | 0 | 583.2046 | 583.2046 | 0 | 125625 | 0 | 0 | 0 | 0 | 0
2022-08-09 04:00 | 0 | 0 | 186065 | 0 | 2846 | 0 | 15 | 150000 | 15 | 0 | 150000 | 411258.4648 | 254 | 125625 | 2653.0253 | 2640.7658 | 24375 | 150583.2046 | 150000 | 0 | 583.2046 | 583.2046 | 0 | 125625 | 0 | 0 | 0 | 0 | 0
2022-08-09 05:00 | 0 | 0 | 186065 | 0 | 2846 | 0 | 15 | 150000 | 15 | 0 | 150000 | 261258.4648 | 254 | 125625 | 2653.0253 | 2640.7658 | 24375 | 150583.2046 | 150000 | 0 | 583.2046 | 583.2046 | 0 | 125625 | 0 | 0 | 0 | 0 | 0
2022-08-09 06:00 | 0.07488 | 0.05424 | 186065 | 13514.5708 | 2846 | 25810.1691 | 15 | 137068.6338 | 13.7069 | 0 | 111258.4648 | 111258.4648 | 254 | 126208.2046 | 2653.0253 | 2653.0253 | 24375 | 150583.2046 | 150583.2046 | 0 | 0 | 0 | 0 | 126208.2046 | 0 | 0 | 0 | 0 | 0
2022-08-09 07:00 | 0.24607 | 0.24989 | 186065 | 44411.4641 | 2846 | 118910.4564 | 15 | 106171.7405 | 10.6172 | 0 | 0 | 0 | 254 | 126208.2046 | 2653.0253 | 2653.0253 | 24375 | 150583.2046 | 150583.2046 | 0 | 0 | 0 | 20036.4641 | 106171.7405 | 0 | 0 | 0 | 0 | 0
2022-08-09 08:00 | 0.4533 | 0.39302 | 186065 | 81812.9666 | 2846 | 187019.0386 | 15 | 68770.2381 | 6.877 | 0 | 0 | 0 | 254 | 126208.2046 | 2653.0253 | 2653.0253 | 24375 | 150583.2046 | 150583.2046 | 0 | 0 | 0 | 81812.9666 | 44395.2381 | 0 | 0 | 0 | 0 | 0
2022-08-09 09:00 | 0.64915 | 0.50632 | 186065 | 117160.5719 | 2846 | 240932.9796 | 15 | 33422.6327 | 3.3423 | 135843.9912 | 0 | 0 | 254 | 126208.2046 | 2653.0253 | 2653.0253 | 24375 | 150583.2046 | 150583.2046 | 0 | 0 | 0 | 117160.5719 | 9047.6327 | 0 | 0 | 0 | 0 | 0
2022-08-09 10:00 | 0.80435 | 0.55468 | 186065 | 145171.5413 | 2846 | 263945.1436 | 15 | 5411.6634 | 0.54117 | 258533.4803 | 0 | 135843.9912 | 254 | 126208.2046 | 2653.0253 | 2653.0253 | 24375 | 150583.2046 | 150583.2046 | 0 | 0 | 0 | 126208.2046 | 0 | 0 | 0 | 0 | 0 | 0
2022-08-09 11:00 | 0.90225 | 0.61073 | 186065 | 162840.8319 | 2846 | 290616.6034 | 15 | 0 | 0 | 290616.6034 | 0 | 394377.4715 | 254 | 126208.2046 | 2653.0253 | 2653.0253 | 24375 | 150583.2046 | 150583.2046 | 0 | 0 | 0 | 126208.2046 | 0 | 0 | 0 | 0 | 0 | 0
2022-08-09 12:00 | 0.9233 | 0.61286 | 186065 | 166640.0001 | 2846 | 291630.1664 | 15 | 0 | 0 | 291630.1664 | 0 | 684994.0749 | 254 | 126208.2046 | 2653.0253 | 2653.0253 | 24375 | 150583.2046 | 150583.2046 | 0 | 0 | 0 | 126208.2046 | 0 | 0 | 0 | 0 | 0 | 0
2022-08-09 13:00 | 0.89008 | 0.59446 | 186065 | 160644.3531 | 2846 | 282874.5044 | 15 | 0 | 0 | 282874.5044 | 0 | 976624.2413 | 254 | 126208.2046 | 2653.0253 | 2653.0253 | 24375 | 150583.2046 | 150583.2046 | 0 | 0 | 0 | 126208.2046 | 0 | 0 | 0 | 0 | 0 | 0
2022-08-09 14:00 | 0.79028 | 0.55748 | 186065 | 142632.1448 | 2846 | 265277.527 | 15 | 7951.0599 | 0.79511 | 257326.4671 | 0 | 1259498.7457 | 254 | 126208.2046 | 2653.0253 | 2653.0253 | 24375 | 150583.2046 | 150583.2046 | 0 | 0 | 0 | 126208.2046 | 0 | 0 | 0 | 0 | 0 | 0
2022-08-09 15:00 | 0.63362 | 0.49972 | 186065 | 114357.6701 | 2846 | 237792.3617 | 15 | 36225.5345 | 3.6226 | 201566.8272 | 0 | 1516825.2128 | 254 | 126208.2046 | 2653.0253 | 2653.0253 | 24375 | 150583.2046 | 150583.2046 | 0 | 0 | 0 | 89982.6701 | 36225.5345 | 0 | 0 | 0 | 0 | 0
2022-08-09 16:00 | 0.43775 | 0.39817 | 186065 | 79006.4551 | 2846 | 189469.6723 | 15 | 71576.7495 | 7.1577 | 117892.9228 | 0 | 1718392.0399 | 254 | 126208.2046 | 2653.0253 | 2653.0253 | 24375 | 150583.2046 | 150583.2046 | 0 | 0 | 0 | 79006.4551 | 47201.7495 | 0 | 0 | 0 | 0 | 0
2022-08-09 17:00 | 0.2306 | 0.25057 | 186065 | 41619.3913 | 2846 | 119234.0352 | 15 | 108963.8133 | 10.8964 | 10270.2219 | 0 | 1836284.9627 | 254 | 126208.2046 | 2653.0253 | 2653.0253 | 24375 | 150583.2046 | 150583.2046 | 0 | 0 | 0 | 41619.3913 | 84588.8133 | 0 | 0 | 0 | 0 | 0
2022-08-09 18:00 | 0.06222 | 0.04788 | 186065 | 11229.6554 | 2846 | 22783.7555 | 15 | 139353.5493 | 13.9354 | 0 | 116569.7938 | 1846555.1846 | 254 | 126208.2046 | 2653.0253 | 2653.0253 | 24375 | 150583.2046 | 150583.2046 | 0 | 0 | 0 | 0 | 126208.2046 | 0 | 0 | 0 | 0 | 0
2022-08-09 19:00 | 0 | 0 | 186065 | 0 | 2846 | 0 | 15 | 150000 | 15 | 0 | 150000 | 1729985.3908 | 254 | 125625 | 2653.0253 | 2640.7658 | 24375 | 150583.2046 | 150000 | 0 | 583.2046 | 583.2046 | 0 | 125625 | 0 | 0 | 0 | 0 | 0
2022-08-09 20:00 | 0 | 0 | 186065 | 0 | 2846 | 0 | 15 | 150000 | 15 | 0 | 150000 | 1579985.3908 | 254 | 125625 | 2653.0253 | 2640.7658 | 24375 | 150583.2046 | 150000 | 0 | 583.2046 | 583.2046 | 0 | 125625 | 0 | 0 | 0 | 0 | 0
2022-08-09 21:00 | 0 | 0 | 186065 | 0 | 2846 | 0 | 15 | 150000 | 15 | 0 | 150000 | 1429985.3908 | 254 | 125625 | 2653.0253 | 2640.7658 | 24375 | 150583.2046 | 150000 | 0 | 583.2046 | 583.2046 | 0 | 125625 | 0 | 0 | 0 | 0 | 0
2022-08-09 22:00 | 0 | 0 | 186065 | 0 | 2846 | 0 | 15 | 150000 | 15 | 0 | 150000 | 1279985.3908 | 254 | 125625 | 2653.0253 | 2640.7658 | 24375 | 150583.2046 | 150000 | 0 | 583.2046 | 583.2046 | 0 | 125625 | 0 | 0 | 0 | 0 | 0
2022-08-09 23:00 | 0 | 0 | 186065 | 0 | 2846 | 0 | 15 | 150000 | 15 | 0 | 150000 | 1129985.3908 | 254 | 125625 | 2653.0253 | 2640.7658 | 24375 | 150583.2046 | 150000 | 0 | 583.2046 | 583.2046 | 0 | 125625 | 0 | 0 | 0 | 0 | 0
2022-08-10 | 0 | 0 | 186065 | 0 | 2846 | 0 | 15 | 149941.538 | 14.9942 | 0 | 149941.538 | 979985.3908 | 254 | 126208.2046 | 2653.0253 | 2653.0253 | 23733.3333 | 149941.538 | 149941.538 | 0 | 0 | 0 | 0 | 126208.2046 | 0 | 0 | 0 | 0 | 0
2022-08-10 01:00 | 0 | 0 | 186065 | 0 | 2846 | 0 | 15 | 149941.538 | 14.9942 | 0 | 149941.538 | 830043.8529 | 254 | 126208.2046 | 2653.0253 | 2653.0253 | 23733.3333 | 149941.538 | 149941.538 | 0 | 0 | 0 | 0 | 126208.2046 | 0 | 0 | 0 | 0 | 0
2022-08-10 02:00 | 0 | 0 | 186065 | 0 | 2846 | 0 | 15 | 149941.538 | 14.9942 | 0 | 149941.538 | 680102.3149 | 254 | 126208.2046 | 2653.0253 | 2653.0253 | 23733.3333 | 149941.538 | 149941.538 | 0 | 0 | 0 | 0 | 126208.2046 | 0 | 0 | 0 | 0 | 0
2022-08-10 03:00 | 0 | 0 | 186065 | 0 | 2846 | 0 | 15 | 149941.538 | 14.9942 | 0 | 149941.538 | 530160.7769 | 254 | 126208.2046 | 2653.0253 | 2653.0253 | 23733.3333 | 149941.538 | 149941.538 | 0 | 0 | 0 | 0 | 126208.2046 | 0 | 0 | 0 | 0 | 0
2022-08-10 04:00 | 0 | 0 | 186065 | 0 | 2846 | 0 | 15 | 149941.538 | 14.9942 | 0 | 149941.538 | 380219.239 | 254 | 126208.2046 | 2653.0253 | 2653.0253 | 23733.3333 | 149941.538 | 149941.538 | 0 | 0 | 0 | 0 | 126208.2046 | 0 | 0 | 0 | 0 | 0
2022-08-10 05:00 | 0 | 0 | 186065 | 0 | 2846 | 0 | 15 | 149941.538 | 14.9942 | 0 | 149941.538 | 230277.701 | 254 | 126208.2046 | 2653.0253 | 2653.0253 | 23733.3333 | 149941.538 | 149941.538 | 0 | 0 | 0 | 0 | 126208.2046 | 0 | 0 | 0 | 0 | 0
2022-08-10 06:00 | 0.08093 | 0.11558 | 186065 | 14606.4932 | 2846 | 54998.8817 | 15 | 135335.0447 | 13.5335 | 0 | 80336.163 | 80336.163 | 254 | 126208.2046 | 2653.0253 | 2653.0253 | 23733.3333 | 149941.538 | 149941.538 | 0 | 0 | 0 | 14606.4932 | 111601.7114 | 0 | 0 | 0 | 0 | 0
2022-08-10 07:00 | 0.2601 | 0.32202 | 186065 | 46943.6413 | 2846 | 153233.6034 | 15 | 102997.8967 | 10.2998 | 0 | 0 | 0 | 254 | 126208.2046 | 2653.0253 | 2653.0253 | 23733.3333 | 149941.538 | 149941.538 | 0 | 0 | 0 | 46943.6413 | 79264.5633 | 0 | 0 | 0 | 0 | 0
2022-08-10 08:00 | 0.47473 | 0.48523 | 186065 | 85680.7183 | 2846 | 230897.2778 | 15 | 64260.8196 | 6.4261 | 0 | 0 | 0 | 254 | 126208.2046 | 2653.0253 | 2653.0253 | 23733.3333 | 149941.538 | 149941.538 | 0 | 0 | 0 | 85680.7183 | 40527.4863 | 0 | 0 | 0 | 0 | 0
2022-08-10 09:00 | 0.67228 | 0.59673 | 186065 | 121335.1449 | 2846 | 283954.6866 | 15 | 28606.3931 | 2.8606 | 0 | 0 | 0 | 254 | 126208.2046 | 2653.0253 | 2653.0253 | 23733.3333 | 149941.538 | 149941.538 | 0 | 0 | 0 | 97601.8115 | 28606.3931 | 0 | 0 | 0 | 0 | 0
2022-08-10 10:00 | 0.82835 | 0.66577 | 186065 | 149503.1345 | 2846 | 316807.4534 | 15 | 438.4035 | 0.04384 | 221894.6749 | 0 | 0 | 254 | 126208.2046 | 2653.0253 | 2653.0253 | 23733.3333 | 149941.538 | 149941.538 | 0 | 0 | 0 | 126208.2046 | 0 | 0 | 0 | 0 | 0 | 0
2022-08-10 11:00 | 0.92675 | 0.70746 | 186065 | 167262.6666 | 2846 | 336645.69 | 15 | 0 | 0 | 336645.69 | 0 | 221894.6749 | 254 | 126208.2046 | 2653.0253 | 2653.0253 | 23733.3333 | 149941.538 | 149941.538 | 0 | 0 | 0 | 126208.2046 | 0 | 0 | 0 | 0 | 0 | 0
2022-08-10 12:00 | 0.93783 | 0.65608 | 186065 | 169262.4188 | 2846 | 312196.4553 | 15 | 0 | 0 | 312196.4553 | 0 | 558540.3649 | 254 | 126208.2046 | 2653.0253 | 2653.0253 | 23733.3333 | 149941.538 | 149941.538 | 0 | 0 | 0 | 126208.2046 | 0 | 0 | 0 | 0 | 0 | 0
2022-08-10 13:00 | 0.90295 | 0.62449 | 186065 | 162967.17 | 2846 | 297164.3159 | 15 | 0 | 0 | 297164.3159 | 0 | 870736.8202 | 254 | 126208.2046 | 2653.0253 | 2653.0253 | 23733.3333 | 149941.538 | 149941.538 | 0 | 0 | 0 | 126208.2046 | 0 | 0 | 0 | 0 | 0 | 0
2022-08-10 14:00 | 0.80297 | 0.59569 | 186065 | 144922.4747 | 2846 | 283459.8013 | 15 | 5019.0633 | 0.50191 | 278440.738 | 0 | 1167901.1361 | 254 | 126208.2046 | 2653.0253 | 2653.0253 | 23733.3333 | 149941.538 | 149941.538 | 0 | 0 | 0 | 126208.2046 | 0 | 0 | 0 | 0 | 0 | 0
2022-08-10 15:00 | 0.64597 | 0.54257 | 186065 | 116586.6358 | 2846 | 258182.5856 | 15 | 33354.9022 | 3.3355 | 224827.6834 | 0 | 1446341.8741 | 254 | 126208.2046 | 2653.0253 | 2653.0253 | 23733.3333 | 149941.538 | 149941.538 | 0 | 0 | 0 | 92853.3025 | 33354.9022 | 0 | 0 | 0 | 0 | 0
2022-08-10 16:00 | 0.44838 | 0.44269 | 186065 | 80924.99 | 2846 | 210654.5677 | 15 | 69016.548 | 6.9017 | 141638.0197 | 0 | 1671169.5575 | 254 | 126208.2046 | 2653.0253 | 2653.0253 | 23733.3333 | 149941.538 | 149941.538 | 0 | 0 | 0 | 57191.6566 | 69016.548 | 0 | 0 | 0 | 0 | 0
2022-08-10 17:00 | 0.23698 | 0.28778 | 186065 | 42770.8732 | 2846 | 136940.4583 | 15 | 107170.6648 | 10.7171 | 29769.7936 | 0 | 1812807.5772 | 254 | 126208.2046 | 2653.0253 | 2653.0253 | 23733.3333 | 149941.538 | 149941.538 | 0 | 0 | 0 | 19037.5399 | 107170.6648 | 0 | 0 | 0 | 0 | 0
2022-08-10 18:00 | 0.06203 | 0.05633 | 186065 | 11195.3636 | 2846 | 26804.6981 | 15 | 138746.1744 | 13.8746 | 0 | 111941.4763 | 1842577.3708 | 254 | 126208.2046 | 2653.0253 | 2653.0253 | 23733.3333 | 149941.538 | 149941.538 | 0 | 0 | 0 | 0 | 126208.2046 | 0 | 0 | 0 | 0 | 0
2022-08-10 19:00 | 0 | 0 | 186065 | 0 | 2846 | 0 | 15 | 149941.538 | 14.9942 | 0 | 149941.538 | 1730635.8945 | 254 | 126208.2046 | 2653.0253 | 2653.0253 | 23733.3333 | 149941.538 | 149941.538 | 0 | 0 | 0 | 0 | 126208.2046 | 0 | 0 | 0 | 0 | 0
2022-08-10 20:00 | 0 | 0 | 186065 | 0 | 2846 | 0 | 15 | 149941.538 | 14.9942 | 0 | 149941.538 | 1580694.3566 | 254 | 126208.2046 | 2653.0253 | 2653.0253 | 23733.3333 | 149941.538 | 149941.538 | 0 | 0 | 0 | 0 | 126208.2046 | 0 | 0 | 0 | 0 | 0
2022-08-10 21:00 | 0 | 0 | 186065 | 0 | 2846 | 0 | 15 | 149941.538 | 14.9942 | 0 | 149941.538 | 1430752.8186 | 254 | 126208.2046 | 2653.0253 | 2653.0253 | 23733.3333 | 149941.538 | 149941.538 | 0 | 0 | 0 | 0 | 126208.2046 | 0 | 0 | 0 | 0 | 0
2022-08-10 22:00 | 0 | 0 | 186065 | 0 | 2846 | 0 | 15 | 149941.538 | 14.9942 | 0 | 149941.538 | 1280811.2806 | 254 | 126208.2046 | 2653.0253 | 2653.0253 | 23733.3333 | 149941.538 | 149941.538 | 0 | 0 | 0 | 0 | 126208.2046 | 0 | 0 | 0 | 0 | 0
2022-08-10 23:00 | 0 | 0 | 186065 | 0 | 2846 | 0 | 15 | 149941.538 | 14.9942 | 0 | 149941.538 | 1130869.7427 | 254 | 126208.2046 | 2653.0253 | 2653.0253 | 23733.3333 | 149941.538 | 149941.538 | 0 | 0 | 0 | 0 | 126208.2046 | 0 | 0 | 0 | 0 | 0
2022-08-11 | 0 | 0 | 186065 | 0 | 2846 | 0 | 15 | 150000 | 15 | 0 | 150000 | 980928.2047 | 254 | 126020.8333 | 2653.0253 | 2649.0866 | 23979.1667 | 150187.3713 | 150000 | 0 | 187.3713 | 187.3713 | 0 | 126020.8333 | 0 | 0 | 0 | 0 | 0
2022-08-11 01:00 | 0 | 0 | 186065 | 0 | 2846 | 0 | 15 | 150000 | 15 | 0 | 150000 | 830928.2047 | 254 | 126020.8333 | 2653.0253 | 2649.0866 | 23979.1667 | 150187.3713 | 150000 | 0 | 187.3713 | 187.3713 | 0 | 126020.8333 | 0 | 0 | 0 | 0 | 0
2022-08-11 02:00 | 0 | 0 | 186065 | 0 | 2846 | 0 | 15 | 150000 | 15 | 0 | 150000 | 680928.2047 | 254 | 126020.8333 | 2653.0253 | 2649.0866 | 23979.1667 | 150187.3713 | 150000 | 0 | 187.3713 | 187.3713 | 0 | 126020.8333 | 0 | 0 | 0 | 0 | 0
2022-08-11 03:00 | 0 | 0 | 186065 | 0 | 2846 | 0 | 15 | 150000 | 15 | 0 | 150000 | 530928.2047 | 254 | 126020.8333 | 2653.0253 | 2649.0866 | 23979.1667 | 150187.3713 | 150000 | 0 | 187.3713 | 187.3713 | 0 | 126020.8333 | 0 | 0 | 0 | 0 | 0
2022-08-11 04:00 | 0 | 0 | 186065 | 0 | 2846 | 0 | 15 | 150000 | 15 | 0 | 150000 | 380928.2047 | 254 | 126020.8333 | 2653.0253 | 2649.0866 | 23979.1667 | 150187.3713 | 150000 | 0 | 187.3713 | 187.3713 | 0 | 126020.8333 | 0 | 0 | 0 | 0 | 0
2022-08-11 05:00 | 0 | 0 | 186065 | 0 | 2846 | 0 | 15 | 150000 | 15 | 0 | 150000 | 230928.2047 | 254 | 126020.8333 | 2653.0253 | 2649.0866 | 23979.1667 | 150187.3713 | 150000 | 0 | 187.3713 | 187.3713 | 0 | 126020.8333 | 0 | 0 | 0 | 0 | 0
2022-08-11 06:00 | 0.07975 | 0.1153 | 186065 | 14393.5232 | 2846 | 54865.6434 | 15 | 135793.8481 | 13.5794 | 0 | 80928.2047 | 80928.2047 | 254 | 126208.2046 | 2653.0253 | 2653.0253 | 23979.1667 | 150187.3713 | 150187.3713 | 0 | 0 | 0 | 14393.5232 | 111814.6814 | 0 | 0 | 0 | 0 | 0
2022-08-11 07:00 | 0.26415 | 0.34969 | 186065 | 47674.5977 | 2846 | 166400.4061 | 15 | 102512.7736 | 10.2513 | 0 | 0 | 0 | 254 | 126208.2046 | 2653.0253 | 2653.0253 | 23979.1667 | 150187.3713 | 150187.3713 | 0 | 0 | 0 | 23695.431 | 102512.7736 | 0 | 0 | 0 | 0 | 0
2022-08-11 08:00 | 0.48242 | 0.51791 | 186065 | 87068.633 | 2846 | 246448.095 | 15 | 63118.7383 | 6.3119 | 0 | 0 | 0 | 254 | 126208.2046 | 2653.0253 | 2653.0253 | 23979.1667 | 150187.3713 | 150187.3713 | 0 | 0 | 0 | 63089.4663 | 63118.7383 | 0 | 0 | 0 | 0 | 0
2022-08-11 09:00 | 0.6822 | 0.63515 | 186065 | 123125.5367 | 2846 | 302236.8897 | 15 | 27061.8346 | 2.7062 | 0 | 0 | 0 | 254 | 126208.2046 | 2653.0253 | 2653.0253 | 23979.1667 | 150187.3713 | 150187.3713 | 0 | 0 | 0 | 99146.37 | 27061.8346 | 0 | 0 | 0 | 0 | 0
2022-08-11 10:00 | 0.83935 | 0.70719 | 186065 | 151488.448 | 2846 | 336517.2101 | 15 | 0 | 0 | 68378.4697 | 0 | 0 | 254 | 126208.2046 | 2653.0253 | 2653.0253 | 23979.1667 | 150187.3713 | 150187.3713 | 0 | 0 | 0 | 126208.2046 | 0 | 0 | 0 | 0 | 0 | 0
2022-08-11 11:00 | 0.93772 | 0.74963 | 186065 | 169242.5656 | 2846 | 356712.3351 | 15 | 0 | 0 | 356712.3351 | 0 | 68378.4697 | 254 | 126208.2046 | 2653.0253 | 2653.0253 | 23979.1667 | 150187.3713 | 150187.3713 | 0 | 0 | 0 | 126208.2046 | 0 | 0 | 0 | 0 | 0 | 0
2022-08-11 12:00 | 0.95478 | 0.72082 | 186065 | 172321.6065 | 2846 | 343003.062 | 15 | 0 | 0 | 343003.062 | 0 | 425090.8047 | 254 | 126208.2046 | 2653.0253 | 2653.0253 | 23979.1667 | 150187.3713 | 150187.3713 | 0 | 0 | 0 | 126208.2046 | 0 | 0 | 0 | 0 | 0 | 0
2022-08-11 13:00 | 0.918 | 0.68226 | 186065 | 165683.4399 | 2846 | 324654.2397 | 15 | 0 | 0 | 324654.2397 | 0 | 768093.8667 | 254 | 126208.2046 | 2653.0253 | 2653.0253 | 23979.1667 | 150187.3713 | 150187.3713 | 0 | 0 | 0 | 126208.2046 | 0 | 0 | 0 | 0 | 0 | 0
2022-08-11 14:00 | 0.81622 | 0.64847 | 186065 | 147313.8751 | 2846 | 308575.2277 | 15 | 2873.4962 | 0.28735 | 305701.7314 | 0 | 1092748.1064 | 254 | 126208.2046 | 2653.0253 | 2653.0253 | 23979.1667 | 150187.3713 | 150187.3713 | 0 | 0 | 0 | 123334.7084 | 2873.4962 | 0 | 0 | 0 | 0 | 0
2022-08-11 15:00 | 0.65695 | 0.58863 | 186065 | 118568.3397 | 2846 | 280100.2919 | 15 | 31619.0316 | 3.1619 | 248481.2603 | 0 | 1398449.8379 | 254 | 126208.2046 | 2653.0253 | 2653.0253 | 23979.1667 | 150187.3713 | 150187.3713 | 0 | 0 | 0 | 94589.173 | 31619.0316 | 0 | 0 | 0 | 0 | 0
2022-08-11 16:00 | 0.4568 | 0.48539 | 186065 | 82444.6572 | 2846 | 230973.414 | 15 | 67742.7141 | 6.7743 | 163230.6999 | 0 | 1646931.0981 | 254 | 126208.2046 | 2653.0253 | 2653.0253 | 23979.1667 | 150187.3713 | 150187.3713 | 0 | 0 | 0 | 58465.4906 | 67742.7141 | 0 | 0 | 0 | 0 | 0
2022-08-11 17:00 | 0.24173 | 0.3197 | 186065 | 43628.1677 | 2846 | 152129.6286 | 15 | 106559.2036 | 10.6559 | 45570.425 | 0 | 1810161.798 | 254 | 126208.2046 | 2653.0253 | 2653.0253 | 23979.1667 | 150187.3713 | 150187.3713 | 0 | 0 | 0 | 43628.1677 | 82580.037 | 0 | -3.0893e-14 | 0 | 0 | 0
2022-08-11 18:00 | 0.06128 | 0.06382 | 186065 | 11060.0013 | 2846 | 30368.8236 | 15 | 139127.37 | 13.9127 | 0 | 108758.5464 | 1855732.2231 | 254 | 126208.2046 | 2653.0253 | 2653.0253 | 23979.1667 | 150187.3713 | 150187.3713 | 0 | 0 | 0 | 0 | 126208.2046 | 0 | 0 | -2.9632e-14 | 0 | 0
2022-08-11 19:00 | 0 | 0 | 186065 | 0 | 2846 | 0 | 15 | 150000 | 15 | 0 | 150000 | 1746973.6767 | 254 | 126020.8333 | 2653.0253 | 2649.0866 | 23979.1667 | 150187.3713 | 150000 | 0 | 187.3713 | 187.3713 | 0 | 126020.8333 | 0 | 0 | -2.9632e-14 | 0 | 0
2022-08-11 20:00 | 0 | 0 | 186065 | 0 | 2846 | 0 | 15 | 150000 | 15 | 0 | 150000 | 1596973.6767 | 254 | 126020.8333 | 2653.0253 | 2649.0866 | 23979.1667 | 150187.3713 | 150000 | 0 | 187.3713 | 187.3713 | 0 | 126020.8333 | 0 | 0 | -5.9263e-14 | 0 | 0
2022-08-11 21:00 | 0 | 0 | 186065 | 0 | 2846 | 0 | 15 | 150000 | 15 | 0 | 150000 | 1446973.6767 | 254 | 126020.8333 | 2653.0253 | 2649.0866 | 23979.1667 | 150187.3713 | 150000 | 0 | 187.3713 | 187.3713 | 0 | 126020.8333 | 0 | 0 | 0 | 0 | 0
2022-08-11 22:00 | 0 | 0 | 186065 | 0 | 2846 | 0 | 15 | 150000 | 15 | 0 | 150000 | 1296973.6767 | 254 | 126020.8333 | 2653.0253 | 2649.0866 | 23979.1667 | 150187.3713 | 150000 | 0 | 187.3713 | 187.3713 | 0 | 126020.8333 | 0 | 0 | 0 | 0 | 0
2022-08-11 23:00 | 0 | 0 | 186065 | 0 | 2846 | 0 | 15 | 150000 | 15 | 0 | 150000 | 1146973.6767 | 254 | 126020.8333 | 2653.0253 | 2649.0866 | 23979.1667 | 150187.3713 | 150000 | 0 | 187.3713 | 187.3713 | 0 | 126020.8333 | 0 | 0 | 0 | 0 | 0
2022-08-12 | 0 | 0 | 186065 | 0 | 2846 | 0 | 15 | 150000 | 15 | 0 | 150000 | 996973.6767 | 254 | 126020.8333 | 2653.0253 | 2649.0866 | 23979.1667 | 150187.3713 | 150000 | 0 | 187.3713 | 187.3713 | 0 | 126020.8333 | 0 | 0 | 0 | 0 | 0
2022-08-12 01:00 | 0 | 0 | 186065 | 0 | 2846 | 0 | 15 | 150000 | 15 | 0 | 150000 | 846973.6767 | 254 | 126020.8333 | 2653.0253 | 2649.0866 | 23979.1667 | 150187.3713 | 150000 | 0 | 187.3713 | 187.3713 | 0 | 126020.8333 | 0 | 0 | 0 | 0 | 0
2022-08-12 02:00 | 0 | 0 | 186065 | 0 | 2846 | 0 | 15 | 150000 | 15 | 0 | 150000 | 696973.6767 | 254 | 126020.8333 | 2653.0253 | 2649.0866 | 23979.1667 | 150187.3713 | 150000 | 0 | 187.3713 | 187.3713 | 0 | 126020.8333 | -1.1369e-13 | 0 | 0 | 0 | 0
2022-08-12 03:00 | 0 | 0 | 186065 | 0 | 2846 | 0 | 15 | 150000 | 15 | 0 | 150000 | 546973.6767 | 254 | 126020.8333 | 2653.0253 | 2649.0866 | 23979.1667 | 150187.3713 | 150000 | 0 | 187.3713 | 187.3713 | 0 | 126020.8333 | 0 | 0 | 0 | 0 | 0
2022-08-12 04:00 | 0 | 0 | 186065 | 0 | 2846 | 0 | 15 | 150000 | 15 | 0 | 150000 | 396973.6767 | 254 | 126020.8333 | 2653.0253 | 2649.0866 | 23979.1667 | 150187.3713 | 150000 | 0 | 187.3713 | 187.3713 | 0 | 126020.8333 | -2.8422e-14 | 0 | 0 | 0 | 0
2022-08-12 05:00 | 0 | 0 | 186065 | 0 | 2846 | 0 | 15 | 150000 | 15 | 0 | 150000 | 246973.6767 | 254 | 126020.8333 | 2653.0253 | 2649.0866 | 23979.1667 | 150187.3713 | 150000 | 0 | 187.3713 | 187.3713 | 0 | 126020.8333 | 8.5265e-14 | 0 | 0 | 0 | 0
2022-08-12 06:00 | 0.07432 | 0.08364 | 186065 | 13413.5003 | 2846 | 39800.1944 | 15 | 136773.871 | 13.6774 | 0 | 96973.6767 | 96973.6767 | 254 | 126208.2046 | 2653.0253 | 2653.0253 | 23979.1667 | 150187.3713 | 150187.3713 | 0 | 0 | 0 | 0 | 126208.2046 | 2.8422e-14 | 0 | 0 | 0 | 0
2022-08-12 07:00 | 0.25575 | 0.3296 | 186065 | 46158.54 | 2846 | 156840.5555 | 15 | 104028.8313 | 10.4029 | 0 | 0 | 0 | 254 | 126208.2046 | 2653.0253 | 2653.0253 | 23979.1667 | 150187.3713 | 150187.3713 | 0 | 0 | 0 | 22179.3734 | 104028.8313 | 0 | 0 | 0 | 0 | 0
2022-08-12 08:00 | 0.46825 | 0.48903 | 186065 | 84511.1882 | 2846 | 232705.5123 | 15 | 65676.1831 | 6.5676 | 0 | 0 | 0 | 254 | 126208.2046 | 2653.0253 | 2653.0253 | 23979.1667 | 150187.3713 | 150187.3713 | 0 | 0 | 0 | 84511.1882 | 41697.0165 | 0 | 0 | 0 | 0 | 0
2022-08-12 09:00 | 0.66592 | 0.6054 | 186065 | 120187.2727 | 2846 | 288080.3165 | 15 | 30000.0986 | 3 | 0 | 0 | 0 | 254 | 126208.2046 | 2653.0253 | 2653.0253 | 23979.1667 | 150187.3713 | 150187.3713 | 0 | 0 | 0 | 96208.106 | 30000.0986 | 0 | 0 | 0 | 0 | 0
2022-08-12 10:00 | 0.8249 | 0.65824 | 186065 | 148880.4679 | 2846 | 313224.2939 | 15 | 1306.9034 | 0.13069 | 0 | 0 | 0 | 254 | 126208.2046 | 2653.0253 | 2653.0253 | 23979.1667 | 150187.3713 | 150187.3713 | 0 | 0 | 0 | 126208.2046 | 0 | 0 | 0 | 0 | 0 | 0
2022-08-12 11:00 | 0.92683 | 0.69767 | 186065 | 167277.1052 | 2846 | 331987.1067 | 15 | 0 | 0 | 219543.878 | 0 | 0 | 254 | 126208.2046 | 2653.0253 | 2653.0253 | 23979.1667 | 150187.3713 | 150187.3713 | 0 | 0 | 0 | 126208.2046 | 0 | 0 | 0 | 0 | 0 | 0
2022-08-12 12:00 | 0.97042 | 0.78222 | 186065 | 175144.3614 | 2846 | 372220.3257 | 15 | 0 | 0 | 372220.3257 | 0 | 219543.878 | 254 | 126208.2046 | 2653.0253 | 2653.0253 | 23979.1667 | 150187.3713 | 150187.3713 | 0 | 0 | 0 | 126208.2046 | 0 | 0 | 0 | 0 | 0 | 0
2022-08-12 13:00 | 0.93408 | 0.73844 | 186065 | 168585.6073 | 2846 | 351387.5601 | 15 | 0 | 0 | 351387.5601 | 0 | 591764.2037 | 254 | 126208.2046 | 2653.0253 | 2653.0253 | 23979.1667 | 150187.3713 | 150187.3713 | 0 | 0 | 0 | 126208.2046 | 0 | 0 | 0 | 0 | 0 | 0
2022-08-12 14:00 | 0.83225 | 0.70306 | 186065 | 150207.0184 | 2846 | 334551.9447 | 15 | 0 | 0 | 334551.9447 | 0 | 943151.7638 | 254 | 126208.2046 | 2653.0253 | 2653.0253 | 23979.1667 | 150187.3713 | 150187.3713 | 0 | 0 | 0 | 126208.2046 | 0 | 0 | 0 | 0 | 0 | 0
2022-08-12 15:00 | 0.67255 | 0.6431 | 186065 | 121383.8753 | 2846 | 306019.9067 | 15 | 28803.496 | 2.8803 | 277216.4107 | 0 | 1277703.7085 | 254 | 126208.2046 | 2653.0253 | 2653.0253 | 23979.1667 | 150187.3713 | 150187.3713 | 0 | 0 | 0 | 97404.7086 | 28803.496 | 0 | 0 | 0 | 0 | 0
2022-08-12 16:00 | 0.4711 | 0.54101 | 186065 | 85025.5649 | 2846 | 257440.2577 | 15 | 65161.8064 | 6.5162 | 192278.4513 | 0 | 1554920.1192 | 254 | 126208.2046 | 2653.0253 | 2653.0253 | 23979.1667 | 150187.3713 | 150187.3713 | 0 | 0 | 0 | 61046.3982 | 65161.8064 | 0 | 0 | 0 | 0 | 0
2022-08-12 17:00 | 0.25218 | 0.37413 | 186065 | 45514.2155 | 2846 | 178030.2095 | 15 | 104673.1557 | 10.4673 | 73357.0537 | 0 | 1747198.5704 | 254 | 126208.2046 | 2653.0253 | 2653.0253 | 23979.1667 | 150187.3713 | 150187.3713 | 0 | 0 | 0 | 21535.0489 | 104673.1557 | 0 | 0 | 0 | 0 | 0
2022-08-12 18:00 | 0.06342 | 0.08479 | 186065 | 11446.235 | 2846 | 40347.4232 | 15 | 138741.1363 | 13.8741 | 0 | 98393.713 | 1820555.6241 | 254 | 126208.2046 | 2653.0253 | 2653.0253 | 23979.1667 | 150187.3713 | 150187.3713 | 0 | 0 | 0 | 0 | 126208.2046 | 0 | 0 | 0 | 0 | 0
2022-08-12 19:00 | 0 | 0 | 186065 | 0 | 2846 | 0 | 15 | 150000 | 15 | 0 | 150000 | 1722161.9111 | 254 | 126020.8333 | 2653.0253 | 2649.0866 | 23979.1667 | 150187.3713 | 150000 | 0 | 187.3713 | 187.3713 | 0 | 126020.8333 | 0 | 0 | 0 | 0 | 0
2022-08-12 20:00 | 0 | 0 | 186065 | 0 | 2846 | 0 | 15 | 150000 | 15 | 0 | 150000 | 1572161.9111 | 254 | 126020.8333 | 2653.0253 | 2649.0866 | 23979.1667 | 150187.3713 | 150000 | 0 | 187.3713 | 187.3713 | 0 | 126020.8333 | 0 | 0 | 0 | 0 | 0
2022-08-12 21:00 | 0 | 0 | 186065 | 0 | 2846 | 0 | 15 | 150000 | 15 | 0 | 150000 | 1422161.9111 | 254 | 126020.8333 | 2653.0253 | 2649.0866 | 23979.1667 | 150187.3713 | 150000 | 0 | 187.3713 | 187.3713 | 0 | 126020.8333 | 0 | 0 | 0 | 0 | 0
2022-08-12 22:00 | 0 | 0 | 186065 | 0 | 2846 | 0 | 15 | 150000 | 15 | 0 | 150000 | 1272161.9111 | 254 | 126020.8333 | 2653.0253 | 2649.0866 | 23979.1667 | 150187.3713 | 150000 | 0 | 187.3713 | 187.3713 | 0 | 126020.8333 | 0 | 0 | 0 | 0 | 0
2022-08-12 23:00 | 0 | 0 | 186065 | 0 | 2846 | 0 | 15 | 150000 | 15 | 0 | 150000 | 1122161.9111 | 254 | 126020.8333 | 2653.0253 | 2649.0866 | 23979.1667 | 150187.3713 | 150000 | 0 | 187.3713 | 187.3713 | 0 | 126020.8333 | 0 | 0 | 0 | 0 | 0
2022-08-13 | 0 | 0 | 186065 | 0 | 2846 | 0 | 15 | 150000 | 15 | 0 | 150000 | 972161.9111 | 254 | 126083.3333 | 2653.0253 | 2650.4004 | 23916.6667 | 150124.8713 | 150000 | 0 | 124.8713 | 124.8713 | 0 | 126083.3333 | 2.8422e-14 | 0 | 0 | 0 | 0
2022-08-13 01:00 | 0 | 0 | 186065 | 0 | 2846 | 0 | 15 | 150000 | 15 | 0 | 150000 | 822161.9111 | 254 | 126083.3333 | 2653.0253 | 2650.4004 | 23916.6667 | 150124.8713 | 150000 | 0 | 124.8713 | 124.8713 | 0 | 126083.3333 | 0 | 0 | 0 | 0 | 0
2022-08-13 02:00 | 0 | 0 | 186065 | 0 | 2846 | 0 | 15 | 150000 | 15 | 0 | 150000 | 672161.9111 | 254 | 126083.3333 | 2653.0253 | 2650.4004 | 23916.6667 | 150124.8713 | 150000 | 0 | 124.8713 | 124.8713 | 0 | 126083.3333 | 0 | 0 | 0 | 0 | 0
2022-08-13 03:00 | 0 | 0 | 186065 | 0 | 2846 | 0 | 15 | 150000 | 15 | 0 | 150000 | 522161.9111 | 254 | 126083.3333 | 2653.0253 | 2650.4004 | 23916.6667 | 150124.8713 | 150000 | 0 | 124.8713 | 124.8713 | 0 | 126083.3333 | 0 | 0 | 0 | 0 | 0
2022-08-13 04:00 | 0 | 0 | 186065 | 0 | 2846 | 0 | 15 | 150000 | 15 | 0 | 150000 | 372161.9111 | 254 | 126083.3333 | 2653.0253 | 2650.4004 | 23916.6667 | 150124.8713 | 150000 | 0 | 124.8713 | 124.8713 | 0 | 126083.3333 | 0 | 0 | 0 | 0 | 0
2022-08-13 05:00 | 0 | 0 | 186065 | 0 | 2846 | 0 | 15 | 150000 | 15 | 0 | 150000 | 222161.9111 | 254 | 126083.3333 | 2653.0253 | 2650.4004 | 23916.6667 | 150124.8713 | 150000 | 0 | 124.8713 | 124.8713 | 0 | 126083.3333 | 0 | 0 | 1.4816e-14 | 0 | 0
2022-08-13 06:00 | 0.08115 | 0.13306 | 186065 | 14646.1995 | 2846 | 63316.7607 | 15 | 135478.6718 | 13.5479 | 0 | 72161.9111 | 72161.9111 | 254 | 126208.2046 | 2653.0253 | 2653.0253 | 23916.6667 | 150124.8713 | 150124.8713 | 0 | 0 | 0 | 14646.1995 | 111562.0051 | 1.4211e-14 | 0 | 1.4816e-14 | 0 | 0
2022-08-13 07:00 | 0.27655 | 0.42364 | 186065 | 49912.5875 | 2846 | 201589.6024 | 15 | 100212.2838 | 10.0212 | 0 | 0 | 0 | 254 | 126208.2046 | 2653.0253 | 2653.0253 | 23916.6667 | 150124.8713 | 150124.8713 | 0 | 0 | 0 | 25995.9208 | 100212.2838 | 0 | 0 | 0 | 0 | 0
2022-08-13 08:00 | 0.4964 | 0.57943 | 186065 | 89591.786 | 2846 | 275722.4608 | 15 | 60533.0853 | 6.0533 | 0 | 0 | 0 | 254 | 126208.2046 | 2653.0253 | 2653.0253 | 23916.6667 | 150124.8713 | 150124.8713 | 0 | 0 | 0 | 89591.786 | 36616.4186 | 0 | 0 | 0 | 0 | 0
2022-08-13 09:00 | 0.69608 | 0.6823 | 186065 | 125630.6414 | 2846 | 324673.2738 | 15 | 24494.2299 | 2.4494 | 0 | 0 | 0 | 254 | 126208.2046 | 2653.0253 | 2653.0253 | 23916.6667 | 150124.8713 | 150124.8713 | 0 | 0 | 0 | 101713.9748 | 24494.2299 | 0 | 0 | 0 | 0 | 0
2022-08-13 10:00 | 0.85145 | 0.73391 | 186065 | 153672.2929 | 2846 | 349231.9542 | 15 | 0 | 0 | 0 | 0 | 0 | 254 | 126208.2046 | 2653.0253 | 2653.0253 | 23916.6667 | 150124.8713 | 150124.8713 | 0 | 0 | 0 | 126208.2046 | 0 | 0 | 0 | 0 | 0 | 0
2022-08-13 11:00 | 0.9479 | 0.76328 | 186065 | 171079.8831 | 2846 | 363207.7039 | 15 | 0 | 0 | 173413.322 | 0 | 0 | 254 | 126208.2046 | 2653.0253 | 2653.0253 | 23916.6667 | 150124.8713 | 150124.8713 | 0 | 0 | 0 | 126208.2046 | 0 | 0 | 0 | 0 | 0 | 0
2022-08-13 12:00 | 0.97825 | 0.80343 | 186065 | 176557.5437 | 2846 | 382313.1296 | 15 | 0 | 0 | 382313.1296 | 0 | 173413.322 | 254 | 126208.2046 | 2653.0253 | 2653.0253 | 23916.6667 | 150124.8713 | 150124.8713 | 0 | 0 | 0 | 126208.2046 | 0 | 0 | 0 | 0 | 0 | 0
2022-08-13 13:00 | 0.93905 | 0.75348 | 186065 | 169482.6081 | 2846 | 358544.3622 | 15 | 0 | 0 | 358544.3622 | 0 | 555726.4517 | 254 | 126208.2046 | 2653.0253 | 2653.0253 | 23916.6667 | 150124.8713 | 150124.8713 | 0 | 0 | 0 | 126208.2046 | 0 | 0 | 0 | 0 | 0 | 0
2022-08-13 14:00 | 0.8341 | 0.71566 | 186065 | 150540.912 | 2846 | 340547.6698 | 15 | 0 | 0 | 340547.6698 | 0 | 914270.8138 | 254 | 126208.2046 | 2653.0253 | 2653.0253 | 23916.6667 | 150124.8713 | 150124.8713 | 0 | 0 | 0 | 126208.2046 | 0 | 0 | 0 | 0 | 0 | 0
2022-08-13 15:00 | 0.67245 | 0.6488 | 186065 | 121365.827 | 2846 | 308732.2586 | 15 | 28759.0443 | 2.8759 | 279973.2142 | 0 | 1254818.4836 | 254 | 126208.2046 | 2653.0253 | 2653.0253 | 23916.6667 | 150124.8713 | 150124.8713 | 0 | 0 | 0 | 97449.1603 | 28759.0443 | 0 | 0 | 0 | 0 | 0
2022-08-13 16:00 | 0.4699 | 0.54528 | 186065 | 84808.9852 | 2846 | 259472.1423 | 15 | 65315.8861 | 6.5316 | 194156.2562 | 0 | 1534791.6979 | 254 | 126208.2046 | 2653.0253 | 2653.0253 | 23916.6667 | 150124.8713 | 150124.8713 | 0 | 0 | 0 | 84808.9852 | 41399.2194 | 0 | 0 | 0 | 0 | 0
2022-08-13 17:00 | 0.24968 | 0.37374 | 186065 | 45063.0079 | 2846 | 177844.6275 | 15 | 105061.8634 | 10.5062 | 72782.7641 | 0 | 1728947.9541 | 254 | 126208.2046 | 2653.0253 | 2653.0253 | 23916.6667 | 150124.8713 | 150124.8713 | 0 | 0 | 0 | 45063.0079 | 81145.1967 | 0 | 0 | 0 | 0 | 0
2022-08-13 18:00 | 0.0608 | 0.07961 | 186065 | 10973.3694 | 2846 | 37882.514 | 15 | 139151.5019 | 13.9152 | 0 | 101268.9878 | 1801730.7182 | 254 | 126208.2046 | 2653.0253 | 2653.0253 | 23916.6667 | 150124.8713 | 150124.8713 | 0 | 0 | 0 | 0 | 126208.2046 | 0 | 0 | 0 | 0 | 0
2022-08-13 19:00 | 0 | 0 | 186065 | 0 | 2846 | 0 | 15 | 150000 | 15 | 0 | 150000 | 1700461.7304 | 254 | 126083.3333 | 2653.0253 | 2650.4004 | 23916.6667 | 150124.8713 | 150000 | 0 | 124.8713 | 124.8713 | 0 | 126083.3333 | 0 | 0 | 0 | 0 | 0
2022-08-13 20:00 | 0 | 0 | 186065 | 0 | 2846 | 0 | 15 | 150000 | 15 | 0 | 150000 | 1550461.7304 | 254 | 126083.3333 | 2653.0253 | 2650.4004 | 23916.6667 | 150124.8713 | 150000 | 0 | 124.8713 | 124.8713 | 0 | 126083.3333 | 0 | 0 | 0 | 0 | 0
2022-08-13 21:00 | 0 | 0 | 186065 | 0 | 2846 | 0 | 15 | 150000 | 15 | 0 | 150000 | 1400461.7304 | 254 | 126083.3333 | 2653.0253 | 2650.4004 | 23916.6667 | 150124.8713 | 150000 | 0 | 124.8713 | 124.8713 | 0 | 126083.3333 | 0 | 0 | 0 | 0 | 0
2022-08-13 22:00 | 0 | 0 | 186065 | 0 | 2846 | 0 | 15 | 150000 | 15 | 0 | 150000 | 1250461.7304 | 254 | 126083.3333 | 2653.0253 | 2650.4004 | 23916.6667 | 150124.8713 | 150000 | 0 | 124.8713 | 124.8713 | 0 | 126083.3333 | 0 | 0 | 0 | 0 | 0
2022-08-13 23:00 | 0 | 0 | 186065 | 0 | 2846 | 0 | 15 | 150000 | 15 | 0 | 150000 | 1100461.7304 | 254 | 126083.3333 | 2653.0253 | 2650.4004 | 23916.6667 | 150124.8713 | 150000 | 0 | 124.8713 | 124.8713 | 0 | 126083.3333 | -5.6843e-14 | 0 | 0 | 0 | 0
2022-08-14 | 0 | 0 | 186065 | 0 | 2846 | 0 | 15 | 147462.3713 | 14.7462 | 0 | 147462.3713 | 950461.7304 | 254 | 126208.2046 | 2653.0253 | 2653.0253 | 21254.1667 | 147462.3713 | 147462.3713 | 0 | 0 | 0 | 0 | 126208.2046 | 0 | 0 | 0 | 0 | 0
2022-08-14 01:00 | 0 | 0 | 186065 | 0 | 2846 | 0 | 15 | 147462.3713 | 14.7462 | 0 | 147462.3713 | 802999.3591 | 254 | 126208.2046 | 2653.0253 | 2653.0253 | 21254.1667 | 147462.3713 | 147462.3713 | 0 | 0 | 0 | 0 | 126208.2046 | 0 | 0 | 0 | 0 | 0
2022-08-14 02:00 | 0 | 0 | 186065 | 0 | 2846 | 0 | 15 | 147462.3713 | 14.7462 | 0 | 147462.3713 | 655536.9878 | 254 | 126208.2046 | 2653.0253 | 2653.0253 | 21254.1667 | 147462.3713 | 147462.3713 | 0 | 0 | 0 | 0 | 126208.2046 | 0 | 0 | 0 | 0 | 0
2022-08-14 03:00 | 0 | 0 | 186065 | 0 | 2846 | 0 | 15 | 147462.3713 | 14.7462 | 0 | 147462.3713 | 508074.6165 | 254 | 126208.2046 | 2653.0253 | 2653.0253 | 21254.1667 | 147462.3713 | 147462.3713 | 0 | 0 | 0 | 0 | 126208.2046 | 0 | 0 | 0 | 0 | 0
2022-08-14 04:00 | 0 | 0 | 186065 | 0 | 2846 | 0 | 15 | 147462.3713 | 14.7462 | 0 | 147462.3713 | 360612.2452 | 254 | 126208.2046 | 2653.0253 | 2653.0253 | 21254.1667 | 147462.3713 | 147462.3713 | 0 | 0 | 0 | 0 | 126208.2046 | 0 | 0 | 0 | 0 | 0
2022-08-14 05:00 | 0 | 0 | 186065 | 0 | 2846 | 0 | 15 | 147462.3713 | 14.7462 | 0 | 147462.3713 | 213149.8739 | 254 | 126208.2046 | 2653.0253 | 2653.0253 | 21254.1667 | 147462.3713 | 147462.3713 | 0 | 0 | 0 | 0 | 126208.2046 | 0 | 0 | 0 | 0 | 0
2022-08-14 06:00 | 0.08015 | 0.14145 | 186065 | 14465.7165 | 2846 | 67309.1522 | 15 | 132996.6548 | 13.2997 | 0 | 65687.5026 | 65687.5026 | 254 | 126208.2046 | 2653.0253 | 2653.0253 | 21254.1667 | 147462.3713 | 147462.3713 | 0 | 0 | 0 | 14465.7165 | 111742.4882 | 0 | 0 | 0 | 0 | 0
2022-08-14 07:00 | 0.27667 | 0.44235 | 186065 | 49934.2454 | 2846 | 210492.7783 | 15 | 97528.1259 | 9.7528 | 0 | 0 | 0 | 254 | 126208.2046 | 2653.0253 | 2653.0253 | 21254.1667 | 147462.3713 | 147462.3713 | 0 | 0 | 0 | 28680.0788 | 97528.1259 | 0 | 0 | 0 | 0 | 0
2022-08-14 08:00 | 0.49815 | 0.60391 | 186065 | 89907.6314 | 2846 | 287371.2982 | 15 | 57554.7399 | 5.7555 | 0 | 0 | 0 | 254 | 126208.2046 | 2653.0253 | 2653.0253 | 21254.1667 | 147462.3713 | 147462.3713 | 0 | 0 | 0 | 89907.6314 | 36300.5733 | 0 | 0 | 0 | 0 | 0
2022-08-14 09:00 | 0.69815 | 0.71175 | 186065 | 126004.2414 | 2846 | 338687.0916 | 15 | 21458.1299 | 2.1458 | 0 | 0 | 0 | 254 | 126208.2046 | 2653.0253 | 2653.0253 | 21254.1667 | 147462.3713 | 147462.3713 | 0 | 0 | 0 | 126004.2414 | 203.9633 | 0 | 0 | 0 | 0 | 0
2022-08-14 10:00 | 0.8553 | 0.77006 | 186065 | 154367.1527 | 2846 | 366433.9751 | 15 | 0 | 0 | 0 | 0 | 0 | 254 | 126208.2046 | 2653.0253 | 2653.0253 | 21254.1667 | 147462.3713 | 147462.3713 | 0 | 0 | 0 | 126208.2046 | 0 | 0 | 0 | 0 | 0 | 0
2022-08-14 11:00 | 0.95412 | 0.80876 | 186065 | 172202.4877 | 2846 | 384849.4165 | 15 | 0 | 0 | 345904.6161 | 0 | 0 | 254 | 126208.2046 | 2653.0253 | 2653.0253 | 21254.1667 | 147462.3713 | 147462.3713 | 0 | 0 | 0 | 126208.2046 | 0 | 0 | 0 | 0 | 0 | 0
2022-08-14 12:00 | 0.95522 | 0.72205 | 186065 | 172401.019 | 2846 | 343588.359 | 15 | 0 | 0 | 343588.359 | 0 | 345904.6161 | 254 | 126208.2046 | 2653.0253 | 2653.0253 | 21254.1667 | 147462.3713 | 147462.3713 | 0 | 0 | 0 | 126208.2046 | 0 | 0 | 0 | 0 | 0 | 0
2022-08-14 13:00 | 0.91742 | 0.68409 | 186065 | 165578.7597 | 2846 | 325525.0474 | 15 | 0 | 0 | 325525.0474 | 0 | 689492.9751 | 254 | 126208.2046 | 2653.0253 | 2653.0253 | 21254.1667 | 147462.3713 | 147462.3713 | 0 | 0 | 0 | 126208.2046 | 0 | 0 | 0 | 0 | 0 | 0
2022-08-14 14:00 | 0.81317 | 0.6543 | 186065 | 146763.4018 | 2846 | 311349.4402 | 15 | 698.9695 | 0.069897 | 310650.4706 | 0 | 1015018.0225 | 254 | 126208.2046 | 2653.0253 | 2653.0253 | 21254.1667 | 147462.3713 | 147462.3713 | 0 | 0 | 0 | 126208.2046 | 0 | 0 | 0 | 0 | 0 | 0
2022-08-14 15:00 | 0.6519 | 0.59248 | 186065 | 117656.9003 | 2846 | 281932.319 | 15 | 29805.471 | 2.9805 | 252126.848 | 0 | 1325668.4931 | 254 | 126208.2046 | 2653.0253 | 2653.0253 | 21254.1667 | 147462.3713 | 147462.3713 | 0 | 0 | 0 | 96402.7336 | 29805.471 | 0 | 0 | 0 | 0 | 0
2022-08-14 16:00 | 0.45077 | 0.49143 | 186065 | 81356.3444 | 2846 | 233847.5552 | 15 | 66106.0268 | 6.6106 | 167741.5284 | 0 | 1577795.3411 | 254 | 126208.2046 | 2653.0253 | 2653.0253 | 21254.1667 | 147462.3713 | 147462.3713 | 0 | 0 | 0 | 60102.1778 | 66106.0268 | 0 | 0 | 0 | 0 | 0
2022-08-14 17:00 | 0.23552 | 0.32727 | 186065 | 42507.3679 | 2846 | 155731.8222 | 15 | 104955.0034 | 10.4955 | 50776.8189 | 0 | 1745536.8694 | 254 | 126208.2046 | 2653.0253 | 2653.0253 | 21254.1667 | 147462.3713 | 147462.3713 | 0 | 0 | 0 | 21253.2013 | 104955.0034 | 0 | 0 | 0 | 0 | 0
2022-08-14 18:00 | 0.05615 | 0.06931 | 186065 | 10134.1233 | 2846 | 32981.2467 | 15 | 137328.248 | 13.7328 | 0 | 104347.0014 | 1796313.6883 | 254 | 126208.2046 | 2653.0253 | 2653.0253 | 21254.1667 | 147462.3713 | 147462.3713 | 0 | 0 | 0 | 0 | 126208.2046 | 0 | 0 | 0 | 0 | 0
2022-08-14 19:00 | 0 | 0 | 186065 | 0 | 2846 | 0 | 15 | 147462.3713 | 14.7462 | 0 | 147462.3713 | 1691966.6869 | 254 | 126208.2046 | 2653.0253 | 2653.0253 | 21254.1667 | 147462.3713 | 147462.3713 | 0 | 0 | 0 | 0 | 126208.2046 | 0 | 0 | 0 | 0 | 0
2022-08-14 20:00 | 0 | 0 | 186065 | 0 | 2846 | 0 | 15 | 147462.3713 | 14.7462 | 0 | 147462.3713 | 1544504.3156 | 254 | 126208.2046 | 2653.0253 | 2653.0253 | 21254.1667 | 147462.3713 | 147462.3713 | 0 | 0 | 0 | 0 | 126208.2046 | 0 | 0 | 0 | 0 | 0
2022-08-14 21:00 | 0 | 0 | 186065 | 0 | 2846 | 0 | 15 | 147462.3713 | 14.7462 | 0 | 147462.3713 | 1397041.9443 | 254 | 126208.2046 | 2653.0253 | 2653.0253 | 21254.1667 | 147462.3713 | 147462.3713 | 0 | 0 | 0 | 0 | 126208.2046 | 0 | 0 | 0 | 0 | 0
2022-08-14 22:00 | 0 | 0 | 186065 | 0 | 2846 | 0 | 15 | 147462.3713 | 14.7462 | 0 | 147462.3713 | 1249579.573 | 254 | 126208.2046 | 2653.0253 | 2653.0253 | 21254.1667 | 147462.3713 | 147462.3713 | 0 | 0 | 0 | 0 | 126208.2046 | 0 | 0 | 0 | 0 | 0
2022-08-14 23:00 | 0 | 0 | 186065 | 0 | 2846 | 0 | 15 | 147462.3713 | 14.7462 | 0 | 147462.3713 | 1102117.2017 | 254 | 126208.2046 | 2653.0253 | 2653.0253 | 21254.1667 | 147462.3713 | 147462.3713 | 0 | 0 | 0 | 0 | 126208.2046 | 0 | 0 | 0 | 0 | 0
2022-08-15 | 0 | 0 | 186065 | 0 | 2846 | 0 | 15 | 149270.7046 | 14.9271 | 0 | 149270.7046 | 954654.8304 | 254 | 126208.2046 | 2653.0253 | 2653.0253 | 23062.5 | 149270.7046 | 149270.7046 | 0 | 0 | 0 | 0 | 126208.2046 | 0 | 0 | 0 | 0 | 0
2022-08-15 01:00 | 0 | 0 | 186065 | 0 | 2846 | 0 | 15 | 149270.7046 | 14.9271 | 0 | 149270.7046 | 805384.1258 | 254 | 126208.2046 | 2653.0253 | 2653.0253 | 23062.5 | 149270.7046 | 149270.7046 | 0 | 0 | 0 | 0 | 126208.2046 | 0 | 0 | 0 | 0 | 0
2022-08-15 02:00 | 0 | 0 | 186065 | 0 | 2846 | 0 | 15 | 149270.7046 | 14.9271 | 0 | 149270.7046 | 656113.4212 | 254 | 126208.2046 | 2653.0253 | 2653.0253 | 23062.5 | 149270.7046 | 149270.7046 | 0 | 0 | 0 | 0 | 126208.2046 | 0 | 0 | 0 | 0 | 0
2022-08-15 03:00 | 0 | 0 | 186065 | 0 | 2846 | 0 | 15 | 149270.7046 | 14.9271 | 0 | 149270.7046 | 506842.7165 | 254 | 126208.2046 | 2653.0253 | 2653.0253 | 23062.5 | 149270.7046 | 149270.7046 | 0 | 0 | 0 | 0 | 126208.2046 | 0 | 0 | 0 | 0 | 0
2022-08-15 04:00 | 0 | 0 | 186065 | 0 | 2846 | 0 | 15 | 149270.7046 | 14.9271 | 0 | 149270.7046 | 357572.0119 | 254 | 126208.2046 | 2653.0253 | 2653.0253 | 23062.5 | 149270.7046 | 149270.7046 | 0 | 0 | 0 | 0 | 126208.2046 | 0 | 0 | 0 | 0 | 0
2022-08-15 05:00 | 0 | 0 | 186065 | 0 | 2846 | 0 | 15 | 149270.7046 | 14.9271 | 0 | 149270.7046 | 208301.3073 | 254 | 126208.2046 | 2653.0253 | 2653.0253 | 23062.5 | 149270.7046 | 149270.7046 | 0 | 0 | 0 | 0 | 126208.2046 | 0 | 0 | 0 | 0 | 0
2022-08-15 06:00 | 0.07978 | 0.15938 | 186065 | 14398.9377 | 2846 | 75841.1643 | 15 | 134871.7669 | 13.4872 | 0 | 59030.6026 | 59030.6026 | 254 | 126208.2046 | 2653.0253 | 2653.0253 | 23062.5 | 149270.7046 | 149270.7046 | 0 | 0 | 0 | 0 | 126208.2046 | 0 | 0 | 0 | 0 | 0
2022-08-15 07:00 | 0.27333 | 0.43652 | 186065 | 49331.4321 | 2846 | 207718.5658 | 15 | 99939.2726 | 9.9939 | 0 | 0 | 0 | 254 | 126208.2046 | 2653.0253 | 2653.0253 | 23062.5 | 149270.7046 | 149270.7046 | 0 | 0 | 0 | 26268.9321 | 99939.2726 | 0 | 0 | 0 | 0 | 0
2022-08-15 08:00 | 0.49342 | 0.60104 | 186065 | 89053.9465 | 2846 | 286005.6052 | 15 | 60216.7581 | 6.0217 | 0 | 0 | 0 | 254 | 126208.2046 | 2653.0253 | 2653.0253 | 23062.5 | 149270.7046 | 149270.7046 | 0 | 0 | 0 | 65991.4465 | 60216.7581 | 0 | 0 | 0 | 0 | 0
2022-08-15 09:00 | 0.69265 | 0.70158 | 186065 | 125011.5846 | 2846 | 333847.6849 | 15 | 24259.12 | 2.4259 | 0 | 0 | 0 | 254 | 126208.2046 | 2653.0253 | 2653.0253 | 23062.5 | 149270.7046 | 149270.7046 | 0 | 0 | 0 | 101949.0846 | 24259.12 | 0 | 0 | 0 | 0 | 0
2022-08-15 10:00 | 0.84655 | 0.75441 | 186065 | 152787.926 | 2846 | 358986.9038 | 15 | 0 | 0 | 71326.3467 | 0 | 0 | 254 | 126208.2046 | 2653.0253 | 2653.0253 | 23062.5 | 149270.7046 | 149270.7046 | 0 | 0 | 0 | 126208.2046 | 0 | 0 | 0 | 0 | 0 | 0
2022-08-15 11:00 | 0.94147 | 0.78495 | 186065 | 169919.3771 | 2846 | 373519.3994 | 15 | 0 | 0 | 373519.3994 | 0 | 71326.3467 | 254 | 126208.2046 | 2653.0253 | 2653.0253 | 23062.5 | 149270.7046 | 149270.7046 | 0 | 0 | 0 | 126208.2046 | 0 | 0 | 0 | 0 | 0 | 0
2022-08-15 12:00 | 0.94125 | 0.70072 | 186065 | 169879.6708 | 2846 | 333438.4529 | 15 | 0 | 0 | 333438.4529 | 0 | 444845.7461 | 254 | 126208.2046 | 2653.0253 | 2653.0253 | 23062.5 | 149270.7046 | 149270.7046 | 0 | 0 | 0 | 126208.2046 | 0 | 0 | 0 | 0 | 0 | 0
2022-08-15 13:00 | 0.90388 | 0.66635 | 186065 | 163135.0192 | 2846 | 317083.4471 | 15 | 0 | 0 | 317083.4471 | 0 | 778284.199 | 254 | 126208.2046 | 2653.0253 | 2653.0253 | 23062.5 | 149270.7046 | 149270.7046 | 0 | 0 | 0 | 126208.2046 | 0 | 0 | 0 | 0 | 0 | 0
2022-08-15 14:00 | 0.801 | 0.63816 | 186065 | 144566.9231 | 2846 | 303669.2018 | 15 | 4703.7816 | 0.47038 | 298965.4202 | 0 | 1095367.6461 | 254 | 126208.2046 | 2653.0253 | 2653.0253 | 23062.5 | 149270.7046 | 149270.7046 | 0 | 0 | 0 | 126208.2046 | 0 | 0 | 0 | 0 | 0 | 0
2022-08-15 15:00 | 0.64142 | 0.57725 | 186065 | 115765.4379 | 2846 | 274685.1052 | 15 | 33505.2667 | 3.3505 | 241179.8385 | 0 | 1394333.0663 | 254 | 126208.2046 | 2653.0253 | 2653.0253 | 23062.5 | 149270.7046 | 149270.7046 | 0 | 0 | 0 | 92702.9379 | 33505.2667 | 0 | 0 | 0 | 0 | 0
2022-08-15 16:00 | 0.4422 | 0.47493 | 186065 | 79809.6047 | 2846 | 225996.0104 | 15 | 69461.0999 | 6.9461 | 156534.9105 | 0 | 1635512.9048 | 254 | 126208.2046 | 2653.0253 | 2653.0253 | 23062.5 | 149270.7046 | 149270.7046 | 0 | 0 | 0 | 79809.6047 | 46398.5999 | 0 | 0 | 0 | 0 | 0
2022-08-15 17:00 | 0.22977 | 0.31037 | 186065 | 41469.5904 | 2846 | 147689.9369 | 15 | 107801.1142 | 10.7801 | 39888.8227 | 0 | 1792047.8153 | 254 | 126208.2046 | 2653.0253 | 2653.0253 | 23062.5 | 149270.7046 | 149270.7046 | 0 | 0 | 0 | 41469.5904 | 84738.6142 | 0 | 0 | 0 | 0 | 0
2022-08-15 18:00 | 0.05312 | 0.06077 | 186065 | 9587.2596 | 2846 | 28917.4774 | 15 | 139683.445 | 13.9683 | 0 | 110765.9676 | 1831936.638 | 254 | 126208.2046 | 2653.0253 | 2653.0253 | 23062.5 | 149270.7046 | 149270.7046 | 0 | 0 | 0 | 0 | 126208.2046 | 0 | 0 | 0 | 0 | 0
2022-08-15 19:00 | 0 | 0 | 186065 | 0 | 2846 | 0 | 15 | 149270.7046 | 14.9271 | 0 | 149270.7046 | 1721170.6705 | 254 | 126208.2046 | 2653.0253 | 2653.0253 | 23062.5 | 149270.7046 | 149270.7046 | 0 | 0 | 0 | 0 | 126208.2046 | 0 | 0 | 0 | 0 | 0
2022-08-15 20:00 | 0 | 0 | 186065 | 0 | 2846 | 0 | 15 | 149270.7046 | 14.9271 | 0 | 149270.7046 | 1571899.9658 | 254 | 126208.2046 | 2653.0253 | 2653.0253 | 23062.5 | 149270.7046 | 149270.7046 | 0 | 0 | 0 | 0 | 126208.2046 | 0 | 0 | 0 | 0 | 0
2022-08-15 21:00 | 0 | 0 | 186065 | 0 | 2846 | 0 | 15 | 149270.7046 | 14.9271 | 0 | 149270.7046 | 1422629.2612 | 254 | 126208.2046 | 2653.0253 | 2653.0253 | 23062.5 | 149270.7046 | 149270.7046 | 0 | 0 | 0 | 0 | 126208.2046 | 0 | 0 | 0 | 0 | 0
2022-08-15 22:00 | 0 | 0 | 186065 | 0 | 2846 | 0 | 15 | 149270.7046 | 14.9271 | 0 | 149270.7046 | 1273358.5566 | 254 | 126208.2046 | 2653.0253 | 2653.0253 | 23062.5 | 149270.7046 | 149270.7046 | 0 | 0 | 0 | 0 | 126208.2046 | 0 | 0 | 0 | 0 | 0
2022-08-15 23:00 | 0 | 0 | 186065 | 0 | 2846 | 0 | 15 | 149270.7046 | 14.9271 | 0 | 149270.7046 | 1124087.8519 | 254 | 126208.2046 | 2653.0253 | 2653.0253 | 23062.5 | 149270.7046 | 149270.7046 | 0 | 0 | 0 | 0 | 126208.2046 | 0 | 0 | 0 | 0 | 0
2022-08-16 | 0 | 0 | 186065 | 0 | 2846 | 0 | 15 | 149683.2046 | 14.9683 | 0 | 149683.2046 | 974817.1473 | 254 | 126208.2046 | 2653.0253 | 2653.0253 | 23475 | 149683.2046 | 149683.2046 | 0 | 0 | 0 | 0 | 126208.2046 | 0 | 0 | 0 | 0 | 0
2022-08-16 01:00 | 0 | 0 | 186065 | 0 | 2846 | 0 | 15 | 149683.2046 | 14.9683 | 0 | 149683.2046 | 825133.9427 | 254 | 126208.2046 | 2653.0253 | 2653.0253 | 23475 | 149683.2046 | 149683.2046 | 0 | 0 | 0 | 0 | 126208.2046 | 0 | 0 | 0 | 0 | 0
2022-08-16 02:00 | 0 | 0 | 186065 | 0 | 2846 | 0 | 15 | 149683.2046 | 14.9683 | 0 | 149683.2046 | 675450.738 | 254 | 126208.2046 | 2653.0253 | 2653.0253 | 23475 | 149683.2046 | 149683.2046 | 0 | 0 | 0 | 0 | 126208.2046 | 0 | 0 | 0 | 0 | 0
2022-08-16 03:00 | 0 | 0 | 186065 | 0 | 2846 | 0 | 15 | 149683.2046 | 14.9683 | 0 | 149683.2046 | 525767.5334 | 254 | 126208.2046 | 2653.0253 | 2653.0253 | 23475 | 149683.2046 | 149683.2046 | 0 | 0 | 0 | 0 | 126208.2046 | 0 | 0 | 0 | 0 | 0
2022-08-16 04:00 | 0 | 0 | 186065 | 0 | 2846 | 0 | 15 | 149683.2046 | 14.9683 | 0 | 149683.2046 | 376084.3288 | 254 | 126208.2046 | 2653.0253 | 2653.0253 | 23475 | 149683.2046 | 149683.2046 | 0 | 0 | 0 | 0 | 126208.2046 | 0 | 0 | 0 | 0 | 0
2022-08-16 05:00 | 0 | 0 | 186065 | 0 | 2846 | 0 | 15 | 149683.2046 | 14.9683 | 0 | 149683.2046 | 226401.1241 | 254 | 126208.2046 | 2653.0253 | 2653.0253 | 23475 | 149683.2046 | 149683.2046 | 0 | 0 | 0 | 0 | 126208.2046 | 0 | 0 | 0 | 0 | 0
2022-08-16 06:00 | 0.075 | 0.12489 | 186065 | 13536.2288 | 2846 | 59429.0564 | 15 | 136146.9759 | 13.6147 | 0 | 76717.9195 | 76717.9195 | 254 | 126208.2046 | 2653.0253 | 2653.0253 | 23475 | 149683.2046 | 149683.2046 | 0 | 0 | 0 | 0 | 126208.2046 | 0 | 0 | 0 | 0 | 0
2022-08-16 07:00 | 0.26258 | 0.38329 | 186065 | 47391.2393 | 2846 | 182389.0064 | 15 | 102291.9654 | 10.2292 | 0 | 0 | 0 | 254 | 126208.2046 | 2653.0253 | 2653.0253 | 23475 | 149683.2046 | 149683.2046 | 0 | 0 | 0 | 23916.2393 | 102291.9654 | 0 | 0 | 0 | 0 | 0
2022-08-16 08:00 | 0.4801 | 0.55497 | 186065 | 86649.9123 | 2846 | 264083.1405 | 15 | 63033.2923 | 6.3033 | 0 | 0 | 0 | 254 | 126208.2046 | 2653.0253 | 2653.0253 | 23475 | 149683.2046 | 149683.2046 | 0 | 0 | 0 | 63174.9123 | 63033.2923 | 0 | 0 | 0 | 0 | 0
2022-08-16 09:00 | 0.67885 | 0.65088 | 186065 | 122520.9185 | 2846 | 309722.0291 | 15 | 27162.2861 | 2.7162 | 0 | 0 | 0 | 254 | 126208.2046 | 2653.0253 | 2653.0253 | 23475 | 149683.2046 | 149683.2046 | 0 | 0 | 0 | 99045.9185 | 27162.2861 | 0 | 0 | 0 | 0 | 0
2022-08-16 10:00 | 0.83367 | 0.70966 | 186065 | 150463.3043 | 2846 | 337692.5626 | 15 | 0 | 0 | 17475.8105 | 0 | 0 | 254 | 126208.2046 | 2653.0253 | 2653.0253 | 23475 | 149683.2046 | 149683.2046 | 0 | 0 | 0 | 126208.2046 | 0 | 0 | 0 | 0 | 0 | 0
2022-08-16 11:00 | 0.92992 | 0.75331 | 186065 | 167834.7979 | 2846 | 358463.4675 | 15 | 0 | 0 | 358463.4675 | 0 | 17475.8105 | 254 | 126208.2046 | 2653.0253 | 2653.0253 | 23475 | 149683.2046 | 149683.2046 | 0 | 0 | 0 | 126208.2046 | 0 | 0 | 0 | 0 | 0 | 0
2022-08-16 12:00 | 0.95485 | 0.74692 | 186065 | 172334.2403 | 2846 | 355422.7783 | 15 | 0 | 0 | 355422.7783 | 0 | 375939.278 | 254 | 126208.2046 | 2653.0253 | 2653.0253 | 23475 | 149683.2046 | 149683.2046 | 0 | 0 | 0 | 126208.2046 | 0 | 0 | 0 | 0 | 0 | 0
2022-08-16 13:00 | 0.91647 | 0.73145 | 186065 | 165407.3008 | 2846 | 348061.3602 | 15 | 0 | 0 | 348061.3602 | 0 | 731362.0563 | 254 | 126208.2046 | 2653.0253 | 2653.0253 | 23475 | 149683.2046 | 149683.2046 | 0 | 0 | 0 | 126208.2046 | 0 | 0 | 0 | 0 | 0 | 0
2022-08-16 14:00 | 0.8114 | 0.68586 | 186065 | 146443.9468 | 2846 | 326367.304 | 15 | 3239.2579 | 0.32393 | 323128.0462 | 0 | 1079423.4165 | 254 | 126208.2046 | 2653.0253 | 2653.0253 | 23475 | 149683.2046 | 149683.2046 | 0 | 0 | 0 | 122968.9468 | 3239.2579 | 0 | 0 | 0 | 0 | 0
2022-08-16 15:00 | 0.6503 | 0.62114 | 186065 | 117368.1274 | 2846 | 295570.2144 | 15 | 32315.0772 | 3.2315 | 263255.1372 | 0 | 1402551.4627 | 254 | 126208.2046 | 2653.0253 | 2653.0253 | 23475 | 149683.2046 | 149683.2046 | 0 | 0 | 0 | 117368.1274 | 8840.0772 | 0 | 0 | 0 | 0 | 0
2022-08-16 16:00 | 0.4205 | 0.47146 | 186065 | 75893.1225 | 2846 | 224344.8068 | 15 | 73790.0821 | 7.379 | 150554.7246 | 0 | 1665806.5998 | 254 | 126208.2046 | 2653.0253 | 2653.0253 | 23475 | 149683.2046 | 149683.2046 | 0 | 0 | 0 | 75893.1225 | 50315.0821 | 0 | 0 | 0 | 0 | 0
2022-08-16 17:00 | 0.21412 | 0.30634 | 186065 | 38645.0307 | 2846 | 145772.2566 | 15 | 111038.174 | 11.1038 | 34734.0826 | 0 | 1816361.3245 | 254 | 126208.2046 | 2653.0253 | 2653.0253 | 23475 | 149683.2046 | 149683.2046 | 0 | 0 | 0 | 38645.0307 | 87563.174 | 0 | 0 | 0 | 0 | 0
2022-08-16 18:00 | 0.0479 | 0.04749 | 186065 | 8645.1381 | 2846 | 22598.1735 | 15 | 141038.0665 | 14.1038 | 0 | 118439.893 | 1851095.4071 | 254 | 126208.2046 | 2653.0253 | 2653.0253 | 23475 | 149683.2046 | 149683.2046 | 0 | 0 | 0 | 8645.1381 | 117563.0665 | 0 | 0 | 0 | 0 | 0
2022-08-16 19:00 | 0 | 0 | 186065 | 0 | 2846 | 0 | 15 | 149683.2046 | 14.9683 | 0 | 149683.2046 | 1732655.5141 | 254 | 126208.2046 | 2653.0253 | 2653.0253 | 23475 | 149683.2046 | 149683.2046 | 0 | 0 | 0 | 0 | 126208.2046 | 0 | 0 | 0 | 0 | 0
2022-08-16 20:00 | 0 | 0 | 186065 | 0 | 2846 | 0 | 15 | 149683.2046 | 14.9683 | 0 | 149683.2046 | 1582972.3094 | 254 | 126208.2046 | 2653.0253 | 2653.0253 | 23475 | 149683.2046 | 149683.2046 | 0 | 0 | 0 | 0 | 126208.2046 | 0 | 0 | 0 | 0 | 0
2022-08-16 21:00 | 0 | 0 | 186065 | 0 | 2846 | 0 | 15 | 149683.2046 | 14.9683 | 0 | 149683.2046 | 1433289.1048 | 254 | 126208.2046 | 2653.0253 | 2653.0253 | 23475 | 149683.2046 | 149683.2046 | 0 | 0 | 0 | 0 | 126208.2046 | 0 | 0 | 0 | 0 | 0
2022-08-16 22:00 | 0 | 0 | 186065 | 0 | 2846 | 0 | 15 | 149683.2046 | 14.9683 | 0 | 149683.2046 | 1283605.9002 | 254 | 126208.2046 | 2653.0253 | 2653.0253 | 23475 | 149683.2046 | 149683.2046 | 0 | 0 | 0 | 0 | 126208.2046 | 0 | 0 | 0 | 0 | 0
2022-08-16 23:00 | 0 | 0 | 186065 | 0 | 2846 | 0 | 15 | 149683.2046 | 14.9683 | 0 | 149683.2046 | 1133922.6956 | 254 | 126208.2046 | 2653.0253 | 2653.0253 | 23475 | 149683.2046 | 149683.2046 | 0 | 0 | 0 | 0 | 126208.2046 | 0 | 0 | 0 | 0 | 0
2022-08-17 | 0 | 0 | 186065 | 0 | 2846 | 0 | 15 | 150000 | 15 | 0 | 150000 | 984239.4909 | 254 | 125970.8333 | 2653.0253 | 2648.0355 | 24029.1667 | 150237.3713 | 150000 | 0 | 237.3713 | 237.3713 | 0 | 125970.8333 | 0 | 0 | 0 | 0 | 0
2022-08-17 01:00 | 0 | 0 | 186065 | 0 | 2846 | 0 | 15 | 150000 | 15 | 0 | 150000 | 834239.4909 | 254 | 125970.8333 | 2653.0253 | 2648.0355 | 24029.1667 | 150237.3713 | 150000 | 0 | 237.3713 | 237.3713 | 0 | 125970.8333 | 0 | 0 | 0 | 0 | 0
2022-08-17 02:00 | 0 | 0 | 186065 | 0 | 2846 | 0 | 15 | 150000 | 15 | 0 | 150000 | 684239.4909 | 254 | 125970.8333 | 2653.0253 | 2648.0355 | 24029.1667 | 150237.3713 | 150000 | 0 | 237.3713 | 237.3713 | 0 | 125970.8333 | 0 | 0 | 0 | 0 | 0
2022-08-17 03:00 | 0 | 0 | 186065 | 0 | 2846 | 0 | 15 | 150000 | 15 | 0 | 150000 | 534239.4909 | 254 | 125970.8333 | 2653.0253 | 2648.0355 | 24029.1667 | 150237.3713 | 150000 | 0 | 237.3713 | 237.3713 | 0 | 125970.8333 | 0 | 0 | 0 | 0 | 0
2022-08-17 04:00 | 0 | 0 | 186065 | 0 | 2846 | 0 | 15 | 150000 | 15 | 0 | 150000 | 384239.4909 | 254 | 125970.8333 | 2653.0253 | 2648.0355 | 24029.1667 | 150237.3713 | 150000 | 0 | 237.3713 | 237.3713 | 0 | 125970.8333 | 0 | 0 | 0 | 0 | 0
2022-08-17 05:00 | 0 | 0 | 186065 | 0 | 2846 | 0 | 15 | 150000 | 15 | 0 | 150000 | 234239.4909 | 254 | 125970.8333 | 2653.0253 | 2648.0355 | 24029.1667 | 150237.3713 | 150000 | 0 | 237.3713 | 237.3713 | 0 | 125970.8333 | 0 | 0 | 0 | 0 | 0
2022-08-17 06:00 | 0.07162 | 0.11153 | 186065 | 12926.196 | 2846 | 53071.6843 | 15 | 137311.1753 | 13.7311 | 0 | 84239.4909 | 84239.4909 | 254 | 126208.2046 | 2653.0253 | 2653.0253 | 24029.1667 | 150237.3713 | 150237.3713 | 0 | 0 | 0 | 12926.196 | 113282.0086 | 0 | 0 | 0 | 0 | 0
2022-08-17 07:00 | 0.26412 | 0.40181 | 186065 | 47669.1832 | 2846 | 191201.7707 | 15 | 102568.1881 | 10.2568 | 0 | 0 | 0 | 254 | 126208.2046 | 2653.0253 | 2653.0253 | 24029.1667 | 150237.3713 | 150237.3713 | 0 | 0 | 0 | 47669.1832 | 78539.0215 | 0 | 0 | 0 | 0 | 0
2022-08-17 08:00 | 0.48455 | 0.5784 | 186065 | 87453.0619 | 2846 | 275232.3341 | 15 | 62784.3094 | 6.2784 | 0 | 0 | 0 | 254 | 126208.2046 | 2653.0253 | 2653.0253 | 24029.1667 | 150237.3713 | 150237.3713 | 0 | 0 | 0 | 87453.0619 | 38755.1428 | 0 | 0 | 0 | 0 | 0
2022-08-17 09:00 | 0.68383 | 0.6822 | 186065 | 123419.7241 | 2846 | 324625.6886 | 15 | 26817.6472 | 2.6818 | 0 | 0 | 0 | 254 | 126208.2046 | 2653.0253 | 2653.0253 | 24029.1667 | 150237.3713 | 150237.3713 | 0 | 0 | 0 | 123419.7241 | 2788.4805 | 0 | 0 | 0 | 0 | 0
2022-08-17 10:00 | 0.838 | 0.73699 | 186065 | 151244.7959 | 2846 | 350697.5759 | 15 | 0 | 0 | 88281.9192 | 0 | 0 | 254 | 126208.2046 | 2653.0253 | 2653.0253 | 24029.1667 | 150237.3713 | 150237.3713 | 0 | 0 | 0 | 126208.2046 | 0 | 0 | 0 | 0 | 0 | 0
2022-08-17 11:00 | 0.93333 | 0.77116 | 186065 | 168450.2451 | 2846 | 366957.4114 | 15 | 0 | 0 | 366957.4114 | 0 | 88281.9192 | 254 | 126208.2046 | 2653.0253 | 2653.0253 | 24029.1667 | 150237.3713 | 150237.3713 | 0 | 0 | 0 | 126208.2046 | 0 | 0 | 0 | 0 | 0 | 0
2022-08-17 12:00 | 0.96455 | 0.77849 | 186065 | 174084.9259 | 2846 | 370445.4007 | 15 | 0 | 0 | 370445.4007 | 0 | 455239.3306 | 254 | 126208.2046 | 2653.0253 | 2653.0253 | 24029.1667 | 150237.3713 | 150237.3713 | 0 | 0 | 0 | 126208.2046 | 0 | 0 | 0 | 0 | 0 | 0
2022-08-17 13:00 | 0.92758 | 0.79157 | 186065 | 167412.4675 | 2846 | 376669.5344 | 15 | 0 | 0 | 376669.5344 | 0 | 825684.7313 | 254 | 126208.2046 | 2653.0253 | 2653.0253 | 24029.1667 | 150237.3713 | 150237.3713 | 0 | 0 | 0 | 126208.2046 | 0 | 0 | 0 | 0 | 0 | 0
2022-08-17 14:00 | 0.80258 | 0.68035 | 186065 | 144852.0863 | 2846 | 323745.3639 | 15 | 5385.285 | 0.53853 | 318360.0789 | 0 | 1202354.2657 | 254 | 126208.2046 | 2653.0253 | 2653.0253 | 24029.1667 | 150237.3713 | 150237.3713 | 0 | 0 | 0 | 120822.9196 | 5385.285 | 0 | 0 | 0 | 0 | 0
2022-08-17 15:00 | 0.58878 | 0.55385 | 186065 | 106264.8102 | 2846 | 263550.1871 | 15 | 43972.5611 | 4.3973 | 219577.626 | 0 | 1520714.3446 | 254 | 126208.2046 | 2653.0253 | 2653.0253 | 24029.1667 | 150237.3713 | 150237.3713 | 0 | 0 | 0 | 106264.8102 | 19943.3945 | 0 | 0 | 0 | 0 | 0
2022-08-17 16:00 | 0.36738 | 0.41579 | 186065 | 66305.8629 | 2846 | 197854.1704 | 15 | 83931.5084 | 8.3932 | 113922.6621 | 0 | 1740291.9706 | 254 | 126208.2046 | 2653.0253 | 2653.0253 | 24029.1667 | 150237.3713 | 150237.3713 | 0 | 0 | 0 | 42276.6962 | 83931.5084 | 0 | 0 | 0 | 0 | 0
2022-08-17 17:00 | 0.1829 | 0.25019 | 186065 | 33010.3498 | 2846 | 119053.2117 | 15 | 117227.0215 | 11.7227 | 1826.1903 | 0 | 1854214.6326 | 254 | 126208.2046 | 2653.0253 | 2653.0253 | 24029.1667 | 150237.3713 | 150237.3713 | 0 | 0 | 0 | 33010.3498 | 93197.8548 | 0 | 0 | 0 | 0 | 0
2022-08-17 18:00 | 0.0414 | 0.04673 | 186065 | 7471.9983 | 2846 | 22236.5266 | 15 | 142765.373 | 14.2765 | 0 | 120528.8465 | 1856040.8229 | 254 | 126208.2046 | 2653.0253 | 2653.0253 | 24029.1667 | 150237.3713 | 150237.3713 | 0 | 0 | 0 | 7471.9983 | 118736.2064 | 0 | 0 | 0 | 0 | 0
2022-08-17 19:00 | 0 | 0 | 186065 | 0 | 2846 | 0 | 15 | 150000 | 15 | 0 | 150000 | 1735511.9764 | 254 | 125970.8333 | 2653.0253 | 2648.0355 | 24029.1667 | 150237.3713 | 150000 | 0 | 237.3713 | 237.3713 | 0 | 125970.8333 | 0 | 0 | 0 | 0 | 0
2022-08-17 20:00 | 0 | 0 | 186065 | 0 | 2846 | 0 | 15 | 150000 | 15 | 0 | 150000 | 1585511.9764 | 254 | 125970.8333 | 2653.0253 | 2648.0355 | 24029.1667 | 150237.3713 | 150000 | 0 | 237.3713 | 237.3713 | 0 | 125970.8333 | 0 | 0 | 0 | 0 | 0
2022-08-17 21:00 | 0 | 0 | 186065 | 0 | 2846 | 0 | 15 | 150000 | 15 | 0 | 150000 | 1435511.9764 | 254 | 125970.8333 | 2653.0253 | 2648.0355 | 24029.1667 | 150237.3713 | 150000 | 0 | 237.3713 | 237.3713 | 0 | 125970.8333 | 0 | 0 | 0 | 0 | 0
2022-08-17 22:00 | 0 | 0 | 186065 | 0 | 2846 | 0 | 15 | 150000 | 15 | 0 | 150000 | 1285511.9764 | 254 | 125970.8333 | 2653.0253 | 2648.0355 | 24029.1667 | 150237.3713 | 150000 | 0 | 237.3713 | 237.3713 | 0 | 125970.8333 | 0 | 0 | 0 | 0 | 0
2022-08-17 23:00 | 0 | 0 | 186065 | 0 | 2846 | 0 | 15 | 150000 | 15 | 0 | 150000 | 1135511.9764 | 254 | 125970.8333 | 2653.0253 | 2648.0355 | 24029.1667 | 150237.3713 | 150000 | 0 | 237.3713 | 237.3713 | 0 | 125970.8333 | 0 | 0 | 0 | 0 | 0
2022-08-18 | 0 | 0 | 186065 | 0 | 2846 | 0 | 15 | 150000 | 15 | 0 | 150000 | 985511.9764 | 254 | 126087.5 | 2653.0253 | 2650.488 | 23912.5 | 150120.7046 | 150000 | 0 | 120.7046 | 120.7046 | 0 | 126087.5 | 0 | 0 | 0 | 0 | 0
2022-08-18 01:00 | 0 | 0 | 186065 | 0 | 2846 | 0 | 15 | 150000 | 15 | 0 | 150000 | 835511.9764 | 254 | 126087.5 | 2653.0253 | 2650.488 | 23912.5 | 150120.7046 | 150000 | 0 | 120.7046 | 120.7046 | 0 | 126087.5 | 0 | 0 | 0 | 0 | 0
2022-08-18 02:00 | 0 | 0 | 186065 | 0 | 2846 | 0 | 15 | 150000 | 15 | 0 | 150000 | 685511.9764 | 254 | 126087.5 | 2653.0253 | 2650.488 | 23912.5 | 150120.7046 | 150000 | 0 | 120.7046 | 120.7046 | 0 | 126087.5 | 0 | 0 | 0 | 0 | 0
2022-08-18 03:00 | 0 | 0 | 186065 | 0 | 2846 | 0 | 15 | 150000 | 15 | 0 | 150000 | 535511.9764 | 254 | 126087.5 | 2653.0253 | 2650.488 | 23912.5 | 150120.7046 | 150000 | 0 | 120.7046 | 120.7046 | 0 | 126087.5 | 0 | 0 | 0 | 0 | 0
2022-08-18 04:00 | 0 | 0 | 186065 | 0 | 2846 | 0 | 15 | 150000 | 15 | 0 | 150000 | 385511.9764 | 254 | 126087.5 | 2653.0253 | 2650.488 | 23912.5 | 150120.7046 | 150000 | 0 | 120.7046 | 120.7046 | 0 | 126087.5 | 1.4211e-14 | 0 | 0 | 0 | 0
2022-08-18 05:00 | 0 | 0 | 186065 | 0 | 2846 | 0 | 15 | 150000 | 15 | 0 | 150000 | 235511.9764 | 254 | 126087.5 | 2653.0253 | 2650.488 | 23912.5 | 150120.7046 | 150000 | 0 | 120.7046 | 120.7046 | 0 | 126087.5 | -1.4211e-14 | 0 | 0 | 0 | 0
2022-08-18 06:00 | 0.0712 | 0.10877 | 186065 | 12850.3932 | 2846 | 51758.335 | 15 | 137270.3115 | 13.727 | 0 | 85511.9764 | 85511.9764 | 254 | 126208.2046 | 2653.0253 | 2653.0253 | 23912.5 | 150120.7046 | 150120.7046 | 0 | 0 | 0 | 0 | 126208.2046 | 0 | 0 | 0 | 0 | 0
2022-08-18 07:00 | 0.25902 | 0.3474 | 186065 | 46748.7196 | 2846 | 165310.7069 | 15 | 103371.985 | 10.3372 | 0 | 0 | 0 | 254 | 126208.2046 | 2653.0253 | 2653.0253 | 23912.5 | 150120.7046 | 150120.7046 | 0 | 0 | 0 | 46748.7196 | 79459.485 | 0 | 0 | 0 | 0 | 0
2022-08-18 08:00 | 0.46675 | 0.45882 | 186065 | 84240.4636 | 2846 | 218330.0476 | 15 | 65880.241 | 6.588 | 0 | 0 | 0 | 254 | 126208.2046 | 2653.0253 | 2653.0253 | 23912.5 | 150120.7046 | 150120.7046 | 0 | 0 | 0 | 84240.4636 | 41967.741 | 0 | 0 | 0 | 0 | 0
2022-08-18 09:00 | 0.67622 | 0.6607 | 186065 | 122046.2481 | 2846 | 314394.8878 | 15 | 28074.4566 | 2.8074 | 113787.2891 | 0 | 0 | 254 | 126208.2046 | 2653.0253 | 2653.0253 | 23912.5 | 150120.7046 | 150120.7046 | 0 | 0 | 0 | 98133.7481 | 28074.4566 | 0 | 0 | 0 | 0 | 0
2022-08-18 10:00 | 0.82697 | 0.66868 | 186065 | 149254.0679 | 2846 | 318192.1804 | 15 | 866.6368 | 0.086664 | 317325.5436 | 0 | 113787.2891 | 254 | 126208.2046 | 2653.0253 | 2653.0253 | 23912.5 | 150120.7046 | 150120.7046 | 0 | 0 | 0 | 125341.5679 | 866.6368 | 0 | 0 | 0 | 0 | 0
2022-08-18 11:00 | 0.93345 | 0.73596 | 186065 | 168471.903 | 2846 | 350207.4492 | 15 | 0 | 0 | 350207.4492 | 0 | 431112.8328 | 254 | 126208.2046 | 2653.0253 | 2653.0253 | 23912.5 | 150120.7046 | 150120.7046 | 0 | 0 | 0 | 126208.2046 | 0 | 0 | 0 | 0 | 0 | 0
2022-08-18 12:00 | 0.95858 | 0.76582 | 186065 | 173007.4421 | 2846 | 364416.366 | 15 | 0 | 0 | 364416.366 | 0 | 781320.2819 | 254 | 126208.2046 | 2653.0253 | 2653.0253 | 23912.5 | 150120.7046 | 150120.7046 | 0 | 0 | 0 | 126208.2046 | 0 | 0 | 0 | 0 | 0 | 0
2022-08-18 13:00 | 0.91662 | 0.68708 | 186065 | 165434.3733 | 2846 | 326947.8425 | 15 | 0 | 0 | 326947.8425 | 0 | 1145736.6479 | 254 | 126208.2046 | 2653.0253 | 2653.0253 | 23912.5 | 150120.7046 | 150120.7046 | 0 | 0 | 0 | 126208.2046 | 0 | 0 | 0 | 0 | 0 | 0
2022-08-18 14:00 | 0.69092 | 0.60361 | 186065 | 124699.3489 | 2846 | 287228.5428 | 15 | 25421.3557 | 2.5421 | 261807.1871 | 0 | 1472684.4904 | 254 | 126208.2046 | 2653.0253 | 2653.0253 | 23912.5 | 150120.7046 | 150120.7046 | 0 | 0 | 0 | 124699.3489 | 1508.8557 | 0 | 0 | 0 | 0 | 0
2022-08-18 15:00 | 0.50988 | 0.41662 | 186065 | 92024.6975 | 2846 | 198249.1269 | 15 | 58096.0071 | 5.8096 | 140153.1198 | 0 | 1734491.6775 | 254 | 126208.2046 | 2653.0253 | 2653.0253 | 23912.5 | 150120.7046 | 150120.7046 | 0 | 0 | 0 | 68112.1975 | 58096.0071 | 0 | 0 | 0 | 0 | 0
2022-08-18 16:00 | 0.30158 | 0.3102 | 186065 | 54430.0782 | 2846 | 147609.0422 | 15 | 95690.6264 | 9.5691 | 51918.4158 | 0 | 1874644.7973 | 254 | 126208.2046 | 2653.0253 | 2653.0253 | 23912.5 | 150120.7046 | 150120.7046 | 0 | 0 | 0 | 30517.5782 | 95690.6264 | 0 | 0 | 0 | 0 | 0
2022-08-18 17:00 | 0.1444 | 0.16444 | 186065 | 26061.7524 | 2846 | 78248.9713 | 15 | 124058.9522 | 12.4059 | 0 | 45809.9809 | 1926563.2132 | 254 | 126208.2046 | 2653.0253 | 2653.0253 | 23912.5 | 150120.7046 | 150120.7046 | 0 | 0 | 0 | 26061.7524 | 100146.4522 | 0 | 0 | 0 | 0 | 0
2022-08-18 18:00 | 0.0331 | 0.03 | 186065 | 5973.989 | 2846 | 14275.536 | 15 | 144146.7157 | 14.4147 | 0 | 129871.1797 | 1880753.2323 | 254 | 126208.2046 | 2653.0253 | 2653.0253 | 23912.5 | 150120.7046 | 150120.7046 | 0 | 0 | 0 | 5973.989 | 120234.2157 | -1.4211e-13 | 0 | 0 | 0 | 0
2022-08-18 19:00 | 0 | 0 | 186065 | 0 | 2846 | 0 | 15 | 150000 | 15 | 0 | 150000 | 1750882.0526 | 254 | 126087.5 | 2653.0253 | 2650.488 | 23912.5 | 150120.7046 | 150000 | 0 | 120.7046 | 120.7046 | 0 | 126087.5 | 0 | 0 | 1.4816e-13 | 0 | 0
2022-08-18 20:00 | 0 | 0 | 186065 | 0 | 2846 | 0 | 15 | 150000 | 15 | 0 | 150000 | 1600882.0526 | 254 | 126087.5 | 2653.0253 | 2650.488 | 23912.5 | 150120.7046 | 150000 | 0 | 120.7046 | 120.7046 | 0 | 126087.5 | 0 | 0 | 1.4453e-13 | 0 | 0
2022-08-18 21:00 | 0 | 0 | 186065 | 0 | 2846 | 0 | 15 | 150000 | 15 | 0 | 150000 | 1450882.0526 | 254 | 126087.5 | 2653.0253 | 2650.488 | 23912.5 | 150120.7046 | 150000 | 0 | 120.7046 | 120.7046 | 0 | 126087.5 | 0 | 0 | 0 | 0 | 0
2022-08-18 22:00 | 0 | 0 | 186065 | 0 | 2846 | 0 | 15 | 150000 | 15 | 0 | 150000 | 1300882.0526 | 254 | 126087.5 | 2653.0253 | 2650.488 | 23912.5 | 150120.7046 | 150000 | 0 | 120.7046 | 120.7046 | 0 | 126087.5 | 0 | 0 | 0 | 0 | 0
2022-08-18 23:00 | 0 | 0 | 186065 | 0 | 2846 | 0 | 15 | 150000 | 15 | 0 | 150000 | 1150882.0526 | 254 | 126087.5 | 2653.0253 | 2650.488 | 23912.5 | 150120.7046 | 150000 | 0 | 120.7046 | 120.7046 | 0 | 126087.5 | 0 | 0 | 0 | 0 | 0
2022-08-19 | 0 | 0 | 186065 | 0 | 2846 | 0 | 15 | 149983.2046 | 14.9983 | 0 | 149983.2046 | 1000882.0526 | 254 | 126208.2046 | 2653.0253 | 2653.0253 | 23775 | 149983.2046 | 149983.2046 | 0 | 0 | 0 | 0 | 126208.2046 | 0 | 0 | 0 | 0 | 0
2022-08-19 01:00 | 0 | 0 | 186065 | 0 | 2846 | 0 | 15 | 149983.2046 | 14.9983 | 0 | 149983.2046 | 850898.848 | 254 | 126208.2046 | 2653.0253 | 2653.0253 | 23775 | 149983.2046 | 149983.2046 | 0 | 0 | 0 | 0 | 126208.2046 | 0 | 0 | 0 | 0 | 0
2022-08-19 02:00 | 0 | 0 | 186065 | 0 | 2846 | 0 | 15 | 149983.2046 | 14.9983 | 0 | 149983.2046 | 700915.6433 | 254 | 126208.2046 | 2653.0253 | 2653.0253 | 23775 | 149983.2046 | 149983.2046 | 0 | 0 | 0 | 0 | 126208.2046 | 0 | 0 | 0 | 0 | 0
2022-08-19 03:00 | 0 | 0 | 186065 | 0 | 2846 | 0 | 15 | 149983.2046 | 14.9983 | 0 | 149983.2046 | 550932.4387 | 254 | 126208.2046 | 2653.0253 | 2653.0253 | 23775 | 149983.2046 | 149983.2046 | 0 | 0 | 0 | 0 | 126208.2046 | 0 | 0 | 0 | 0 | 0
2022-08-19 04:00 | 0 | 0 | 186065 | 0 | 2846 | 0 | 15 | 149983.2046 | 14.9983 | 0 | 149983.2046 | 400949.2341 | 254 | 126208.2046 | 2653.0253 | 2653.0253 | 23775 | 149983.2046 | 149983.2046 | 0 | 0 | 0 | 0 | 126208.2046 | 0 | 0 | 0 | 0 | 0
2022-08-19 05:00 | 0 | 0 | 186065 | 0 | 2846 | 0 | 15 | 149983.2046 | 14.9983 | 0 | 149983.2046 | 250966.0295 | 254 | 126208.2046 | 2653.0253 | 2653.0253 | 23775 | 149983.2046 | 149983.2046 | 0 | 0 | 0 | 0 | 126208.2046 | 0 | 0 | 0 | 0 | 0
2022-08-19 06:00 | 0.06603 | 0.07793 | 186065 | 11917.2958 | 2846 | 37083.084 | 15 | 138065.9088 | 13.8066 | 0 | 100982.8248 | 100982.8248 | 254 | 126208.2046 | 2653.0253 | 2653.0253 | 23775 | 149983.2046 | 149983.2046 | 0 | 0 | 0 | 11917.2958 | 114290.9088 | 0 | 0 | 0 | 0 | 0
2022-08-19 07:00 | 0.24643 | 0.32707 | 186065 | 44476.438 | 2846 | 155636.652 | 15 | 105506.7666 | 10.5507 | 0 | 0 | 0 | 254 | 126208.2046 | 2653.0253 | 2653.0253 | 23775 | 149983.2046 | 149983.2046 | 0 | 0 | 0 | 44476.438 | 81731.7666 | 0 | 0 | 0 | 0 | 0
2022-08-19 08:00 | 0.44752 | 0.47807 | 186065 | 80769.7745 | 2846 | 227490.1832 | 15 | 69213.4301 | 6.9213 | 0 | 0 | 0 | 254 | 126208.2046 | 2653.0253 | 2653.0253 | 23775 | 149983.2046 | 149983.2046 | 0 | 0 | 0 | 56994.7745 | 69213.4301 | 0 | 0 | 0 | 0 | 0
2022-08-19 09:00 | 0.6031 | 0.45609 | 186065 | 108849.3275 | 2846 | 217030.9738 | 15 | 41133.8772 | 4.1134 | 77069.1221 | 0 | 0 | 254 | 126208.2046 | 2653.0253 | 2653.0253 | 23775 | 149983.2046 | 149983.2046 | 0 | 0 | 0 | 85074.3275 | 41133.8772 | 0 | 0 | 0 | 0 | 0
2022-08-19 10:00 | 0.79742 | 0.57692 | 186065 | 143920.7937 | 2846 | 274528.0743 | 15 | 6062.4109 | 0.60624 | 268465.6634 | 0 | 77069.1221 | 254 | 126208.2046 | 2653.0253 | 2653.0253 | 23775 | 149983.2046 | 149983.2046 | 0 | 0 | 0 | 126208.2046 | 0 | 0 | 0 | 0 | 0 | 0
2022-08-19 11:00 | 0.89145 | 0.61711 | 186065 | 160891.6149 | 2846 | 293652.534 | 15 | 0 | 0 | 293652.534 | 0 | 345534.7855 | 254 | 126208.2046 | 2653.0253 | 2653.0253 | 23775 | 149983.2046 | 149983.2046 | 0 | 0 | 0 | 126208.2046 | 0 | 0 | 0 | 0 | 0 | 0
2022-08-19 12:00 | 0.93035 | 0.59768 | 186065 | 167912.4056 | 2846 | 284406.7452 | 15 | 0 | 0 | 284406.7452 | 0 | 639187.3195 | 254 | 126208.2046 | 2653.0253 | 2653.0253 | 23775 | 149983.2046 | 149983.2046 | 0 | 0 | 0 | 126208.2046 | 0 | 0 | 0 | 0 | 0 | 0
2022-08-19 13:00 | 0.8959 | 0.64148 | 186065 | 161694.7645 | 2846 | 305249.0278 | 15 | 0 | 0 | 305249.0278 | 0 | 923594.0647 | 254 | 126208.2046 | 2653.0253 | 2653.0253 | 23775 | 149983.2046 | 149983.2046 | 0 | 0 | 0 | 126208.2046 | 0 | 0 | 0 | 0 | 0 | 0
2022-08-19 14:00 | 0.799 | 0.61959 | 186065 | 144205.9569 | 2846 | 294832.645 | 15 | 5777.2477 | 0.57772 | 289055.3973 | 0 | 1228843.0925 | 254 | 126208.2046 | 2653.0253 | 2653.0253 | 23775 | 149983.2046 | 149983.2046 | 0 | 0 | 0 | 120430.9569 | 5777.2477 | 0 | 0 | 0 | 0 | 0
2022-08-19 15:00 | 0.63442 | 0.54448 | 186065 | 114502.0566 | 2846 | 259091.4614 | 15 | 35481.1481 | 3.5481 | 223610.3133 | 0 | 1517898.4898 | 254 | 126208.2046 | 2653.0253 | 2653.0253 | 23775 | 149983.2046 | 149983.2046 | 0 | 0 | 0 | 114502.0566 | 11706.1481 | 0 | 0 | 0 | 0 | 0
2022-08-19 16:00 | 0.4275 | 0.41562 | 186065 | 77156.5039 | 2846 | 197773.2757 | 15 | 72826.7008 | 7.2827 | 124946.575 | 0 | 1741508.8031 | 254 | 126208.2046 | 2653.0253 | 2653.0253 | 23775 | 149983.2046 | 149983.2046 | 0 | 0 | 0 | 77156.5039 | 49051.7008 | 0 | 0 | 0 | 0 | 0
2022-08-19 17:00 | 0.20907 | 0.22776 | 186065 | 37733.5913 | 2846 | 108379.8693 | 15 | 112249.6134 | 11.225 | 0 | 3869.7441 | 1866455.3781 | 254 | 126208.2046 | 2653.0253 | 2653.0253 | 23775 | 149983.2046 | 149983.2046 | 0 | 0 | 0 | 37733.5913 | 88474.6134 | 0 | 0 | 0 | 0 | 0
2022-08-19 18:00 | 0.04258 | 0.02583 | 186065 | 7684.9683 | 2846 | 12291.2365 | 15 | 142298.2364 | 14.2298 | 0 | 130006.9999 | 1862585.6341 | 254 | 126208.2046 | 2653.0253 | 2653.0253 | 23775 | 149983.2046 | 149983.2046 | 0 | 0 | 0 | 0 | 126208.2046 | 0 | 0 | 0 | 0 | 0
2022-08-19 19:00 | 0 | 0 | 186065 | 0 | 2846 | 0 | 15 | 149983.2046 | 14.9983 | 0 | 149983.2046 | 1732578.6342 | 254 | 126208.2046 | 2653.0253 | 2653.0253 | 23775 | 149983.2046 | 149983.2046 | 0 | 0 | 0 | 0 | 126208.2046 | 0 | 0 | 0 | 0 | 0
2022-08-19 20:00 | 0 | 0 | 186065 | 0 | 2846 | 0 | 15 | 149983.2046 | 14.9983 | 0 | 149983.2046 | 1582595.4296 | 254 | 126208.2046 | 2653.0253 | 2653.0253 | 23775 | 149983.2046 | 149983.2046 | 0 | 0 | 0 | 0 | 126208.2046 | 0 | 0 | 0 | 0 | 0
2022-08-19 21:00 | 0 | 0 | 186065 | 0 | 2846 | 0 | 15 | 149983.2046 | 14.9983 | 0 | 149983.2046 | 1432612.225 | 254 | 126208.2046 | 2653.0253 | 2653.0253 | 23775 | 149983.2046 | 149983.2046 | 0 | 0 | 0 | 0 | 126208.2046 | 0 | 0 | 0 | 0 | 0
2022-08-19 22:00 | 0 | 0 | 186065 | 0 | 2846 | 0 | 15 | 149983.2046 | 14.9983 | 0 | 149983.2046 | 1282629.0203 | 254 | 126208.2046 | 2653.0253 | 2653.0253 | 23775 | 149983.2046 | 149983.2046 | 0 | 0 | 0 | 0 | 126208.2046 | 0 | 0 | 0 | 0 | 0
2022-08-19 23:00 | 0 | 0 | 186065 | 0 | 2846 | 0 | 15 | 149983.2046 | 14.9983 | 0 | 149983.2046 | 1132645.8157 | 254 | 126208.2046 | 2653.0253 | 2653.0253 | 23775 | 149983.2046 | 149983.2046 | 0 | 0 | 0 | 0 | 126208.2046 | 0 | 0 | 0 | 0 | 0
2022-08-20 | 0 | 0 | 186065 | 0 | 2846 | 0 | 15 | 149458.2046 | 14.9458 | 0 | 149458.2046 | 982662.6111 | 254 | 126208.2046 | 2653.0253 | 2653.0253 | 23250 | 149458.2046 | 149458.2046 | 0 | 0 | 0 | 0 | 126208.2046 | 0 | 0 | 0 | 0 | 0
2022-08-20 01:00 | 0 | 0 | 186065 | 0 | 2846 | 0 | 15 | 149458.2046 | 14.9458 | 0 | 149458.2046 | 833204.4064 | 254 | 126208.2046 | 2653.0253 | 2653.0253 | 23250 | 149458.2046 | 149458.2046 | 0 | 0 | 0 | 0 | 126208.2046 | 0 | 0 | 0 | 0 | 0
2022-08-20 02:00 | 0 | 0 | 186065 | 0 | 2846 | 0 | 15 | 149458.2046 | 14.9458 | 0 | 149458.2046 | 683746.2018 | 254 | 126208.2046 | 2653.0253 | 2653.0253 | 23250 | 149458.2046 | 149458.2046 | 0 | 0 | 0 | 0 | 126208.2046 | 0 | 0 | 0 | 0 | 0
2022-08-20 03:00 | 0 | 0 | 186065 | 0 | 2846 | 0 | 15 | 149458.2046 | 14.9458 | 0 | 149458.2046 | 534287.9972 | 254 | 126208.2046 | 2653.0253 | 2653.0253 | 23250 | 149458.2046 | 149458.2046 | 0 | 0 | 0 | 0 | 126208.2046 | 0 | 0 | 0 | 0 | 0
2022-08-20 04:00 | 0 | 0 | 186065 | 0 | 2846 | 0 | 15 | 149458.2046 | 14.9458 | 0 | 149458.2046 | 384829.7925 | 254 | 126208.2046 | 2653.0253 | 2653.0253 | 23250 | 149458.2046 | 149458.2046 | 0 | 0 | 0 | 0 | 126208.2046 | 0 | 0 | 0 | 0 | 0
2022-08-20 05:00 | 0 | 0 | 186065 | 0 | 2846 | 0 | 15 | 149458.2046 | 14.9458 | 0 | 149458.2046 | 235371.5879 | 254 | 126208.2046 | 2653.0253 | 2653.0253 | 23250 | 149458.2046 | 149458.2046 | 0 | 0 | 0 | 0 | 126208.2046 | 0 | 0 | 0 | 0 | 0
2022-08-20 06:00 | 0.06868 | 0.10749 | 186065 | 12395.5759 | 2846 | 51149.2455 | 15 | 137062.6288 | 13.7063 | 0 | 85913.3833 | 85913.3833 | 254 | 126208.2046 | 2653.0253 | 2653.0253 | 23250 | 149458.2046 | 149458.2046 | 0 | 0 | 0 | 12395.5759 | 113812.6288 | 0 | 0 | 0 | 0 | 0
2022-08-20 07:00 | 0.26058 | 0.38229 | 186065 | 47030.2732 | 2846 | 181913.1552 | 15 | 102427.9315 | 10.2428 | 0 | 0 | 0 | 254 | 126208.2046 | 2653.0253 | 2653.0253 | 23250 | 149458.2046 | 149458.2046 | 0 | 0 | 0 | 23780.2732 | 102427.9315 | 0 | 0 | 0 | 0 | 0
2022-08-20 08:00 | 0.48398 | 0.56936 | 186065 | 87350.1865 | 2846 | 270930.6392 | 15 | 62108.0181 | 6.2108 | 0 | 0 | 0 | 254 | 126208.2046 | 2653.0253 | 2653.0253 | 23250 | 149458.2046 | 149458.2046 | 0 | 0 | 0 | 64100.1865 | 62108.0181 | 0 | 0 | 0 | 0 | 0
2022-08-20 09:00 | 0.6887 | 0.6824 | 186065 | 124298.6765 | 2846 | 324720.8589 | 15 | 25159.5281 | 2.516 | 0 | 0 | 0 | 254 | 126208.2046 | 2653.0253 | 2653.0253 | 23250 | 149458.2046 | 149458.2046 | 0 | 0 | 0 | 101048.6765 | 25159.5281 | 0 | 0 | 0 | 0 | 0
2022-08-20 10:00 | 0.84955 | 0.74657 | 186065 | 153329.3751 | 2846 | 355256.2304 | 15 | 0 | 0 | 0 | 0 | 0 | 254 | 126208.2046 | 2653.0253 | 2653.0253 | 23250 | 149458.2046 | 149458.2046 | 0 | 0 | 0 | 126208.2046 | 0 | 0 | 0 | 0 | 0 | 0
2022-08-20 11:00 | 0.94983 | 0.79319 | 186065 | 171428.2154 | 2846 | 377440.4133 | 15 | 0 | 0 | 73766.2788 | 0 | 0 | 254 | 126208.2046 | 2653.0253 | 2653.0253 | 23250 | 149458.2046 | 149458.2046 | 0 | 0 | 0 | 126208.2046 | 0 | 0 | 0 | 0 | 0 | 0
2022-08-20 12:00 | 0.96705 | 0.75184 | 186065 | 174536.1335 | 2846 | 357763.9662 | 15 | 0 | 0 | 357763.9662 | 0 | 73766.2788 | 254 | 126208.2046 | 2653.0253 | 2653.0253 | 23250 | 149458.2046 | 149458.2046 | 0 | 0 | 0 | 126208.2046 | 0 | 0 | 0 | 0 | 0 | 0
2022-08-20 13:00 | 0.9339 | 0.76723 | 186065 | 168553.1204 | 2846 | 365087.3162 | 15 | 0 | 0 | 365087.3162 | 0 | 431530.245 | 254 | 126208.2046 | 2653.0253 | 2653.0253 | 23250 | 149458.2046 | 149458.2046 | 0 | 0 | 0 | 126208.2046 | 0 | 0 | 0 | 0 | 0 | 0
2022-08-20 14:00 | 0.83208 | 0.75037 | 186065 | 150176.3362 | 2846 | 357064.4649 | 15 | 0 | 0 | 357064.4649 | 0 | 796617.5612 | 254 | 126208.2046 | 2653.0253 | 2653.0253 | 23250 | 149458.2046 | 149458.2046 | 0 | 0 | 0 | 126208.2046 | 0 | 0 | 0 | 0 | 0 | 0
2022-08-20 15:00 | 0.6712 | 0.71567 | 186065 | 121140.2232 | 2846 | 340552.4283 | 15 | 28317.9815 | 2.8318 | 312234.4468 | 0 | 1153682.0262 | 254 | 126208.2046 | 2653.0253 | 2653.0253 | 23250 | 149458.2046 | 149458.2046 | 0 | 0 | 0 | 97890.2232 | 28317.9815 | 0 | 0 | 0 | 0 | 0
2022-08-20 16:00 | 0.4653 | 0.6182 | 186065 | 83978.7632 | 2846 | 294171.2118 | 15 | 65479.4415 | 6.5479 | 228691.7704 | 0 | 1465916.473 | 254 | 126208.2046 | 2653.0253 | 2653.0253 | 23250 | 149458.2046 | 149458.2046 | 0 | 0 | 0 | 60728.7632 | 65479.4415 | 0 | 0 | 0 | 0 | 0
2022-08-20 17:00 | 0.24043 | 0.44754 | 186065 | 43393.5397 | 2846 | 212962.446 | 15 | 106064.6649 | 10.6065 | 106897.7811 | 0 | 1694608.2434 | 254 | 126208.2046 | 2653.0253 | 2653.0253 | 23250 | 149458.2046 | 149458.2046 | 0 | 0 | 0 | 20143.5397 | 106064.6649 | 0 | 0 | 0 | 0 | 0
2022-08-20 18:00 | 0.0474 | 0.10398 | 186065 | 8554.8966 | 2846 | 49479.0078 | 15 | 140903.3081 | 14.0903 | 0 | 91424.3003 | 1801506.0245 | 254 | 126208.2046 | 2653.0253 | 2653.0253 | 23250 | 149458.2046 | 149458.2046 | 0 | 0 | 0 | 0 | 126208.2046 | 0 | 0 | 0 | 0 | 0
2022-08-20 19:00 | 0 | 0 | 186065 | 0 | 2846 | 0 | 15 | 149458.2046 | 14.9458 | 0 | 149458.2046 | 1710081.7242 | 254 | 126208.2046 | 2653.0253 | 2653.0253 | 23250 | 149458.2046 | 149458.2046 | 0 | 0 | 0 | 0 | 126208.2046 | 0 | 0 | 0 | 0 | 0
2022-08-20 20:00 | 0 | 0 | 186065 | 0 | 2846 | 0 | 15 | 149458.2046 | 14.9458 | 0 | 149458.2046 | 1560623.5196 | 254 | 126208.2046 | 2653.0253 | 2653.0253 | 23250 | 149458.2046 | 149458.2046 | 0 | 0 | 0 | 0 | 126208.2046 | 0 | 0 | 0 | 0 | 0
2022-08-20 21:00 | 0 | 0 | 186065 | 0 | 2846 | 0 | 15 | 149458.2046 | 14.9458 | 0 | 149458.2046 | 1411165.315 | 254 | 126208.2046 | 2653.0253 | 2653.0253 | 23250 | 149458.2046 | 149458.2046 | 0 | 0 | 0 | 0 | 126208.2046 | 0 | 0 | 0 | 0 | 0
2022-08-20 22:00 | 0 | 0 | 186065 | 0 | 2846 | 0 | 15 | 149458.2046 | 14.9458 | 0 | 149458.2046 | 1261707.1103 | 254 | 126208.2046 | 2653.0253 | 2653.0253 | 23250 | 149458.2046 | 149458.2046 | 0 | 0 | 0 | 0 | 126208.2046 | 0 | 0 | 0 | 0 | 0
2022-08-20 23:00 | 0 | 0 | 186065 | 0 | 2846 | 0 | 15 | 149458.2046 | 14.9458 | 0 | 149458.2046 | 1112248.9057 | 254 | 126208.2046 | 2653.0253 | 2653.0253 | 23250 | 149458.2046 | 149458.2046 | 0 | 0 | 0 | 0 | 126208.2046 | 0 | 0 | 0 | 0 | 0
2022-08-21 | 0 | 0 | 186065 | 0 | 2846 | 0 | 15 | 149999.8713 | 15 | 0 | 149999.8713 | 962790.7011 | 254 | 126208.2046 | 2653.0253 | 2653.0253 | 23791.6667 | 149999.8713 | 149999.8713 | 0 | 0 | 0 | 0 | 126208.2046 | 0 | 0 | 0 | 0 | 0
2022-08-21 01:00 | 0 | 0 | 186065 | 0 | 2846 | 0 | 15 | 149999.8713 | 15 | 0 | 149999.8713 | 812790.8298 | 254 | 126208.2046 | 2653.0253 | 2653.0253 | 23791.6667 | 149999.8713 | 149999.8713 | 0 | 0 | 0 | 0 | 126208.2046 | 0 | 0 | 0 | 0 | 0
2022-08-21 02:00 | 0 | 0 | 186065 | 0 | 2846 | 0 | 15 | 149999.8713 | 15 | 0 | 149999.8713 | 662790.9585 | 254 | 126208.2046 | 2653.0253 | 2653.0253 | 23791.6667 | 149999.8713 | 149999.8713 | 0 | 0 | 0 | 0 | 126208.2046 | 0 | 0 | 0 | 0 | 0
2022-08-21 03:00 | 0 | 0 | 186065 | 0 | 2846 | 0 | 15 | 149999.8713 | 15 | 0 | 149999.8713 | 512791.0872 | 254 | 126208.2046 | 2653.0253 | 2653.0253 | 23791.6667 | 149999.8713 | 149999.8713 | 0 | 0 | 0 | 0 | 126208.2046 | 0 | 0 | 0 | 0 | 0
2022-08-21 04:00 | 0 | 0 | 186065 | 0 | 2846 | 0 | 15 | 149999.8713 | 15 | 0 | 149999.8713 | 362791.2159 | 254 | 126208.2046 | 2653.0253 | 2653.0253 | 23791.6667 | 149999.8713 | 149999.8713 | 0 | 0 | 0 | 0 | 126208.2046 | 0 | 0 | 0 | 0 | 0
2022-08-21 05:00 | 0 | 0 | 186065 | 0 | 2846 | 0 | 15 | 149999.8713 | 15 | 0 | 149999.8713 | 212791.3446 | 254 | 126208.2046 | 2653.0253 | 2653.0253 | 23791.6667 | 149999.8713 | 149999.8713 | 0 | 0 | 0 | 0 | 126208.2046 | 0 | 0 | 0 | 0 | 0
2022-08-21 06:00 | 0.0696 | 0.15687 | 186065 | 12561.6203 | 2846 | 74646.7777 | 15 | 137438.251 | 13.7438 | 0 | 62791.4733 | 62791.4733 | 254 | 126208.2046 | 2653.0253 | 2653.0253 | 23791.6667 | 149999.8713 | 149999.8713 | 0 | 0 | 0 | 12561.6203 | 113646.5844 | 0 | 0 | 0 | 0 | 0
2022-08-21 07:00 | 0.2682 | 0.48641 | 186065 | 48405.554 | 2846 | 231458.7822 | 15 | 101594.3173 | 10.1594 | 0 | 0 | 0 | 254 | 126208.2046 | 2653.0253 | 2653.0253 | 23791.6667 | 149999.8713 | 149999.8713 | 0 | 0 | 0 | 48405.554 | 77802.6506 | 0 | 0 | 0 | 0 | 0
2022-08-21 08:00 | 0.49177 | 0.64611 | 186065 | 88756.1495 | 2846 | 307452.2188 | 15 | 61243.7218 | 6.1244 | 0 | 0 | 0 | 254 | 126208.2046 | 2653.0253 | 2653.0253 | 23791.6667 | 149999.8713 | 149999.8713 | 0 | 0 | 0 | 64964.4828 | 61243.7218 | 0 | 0 | 0 | 0 | 0
2022-08-21 09:00 | 0.69428 | 0.74595 | 186065 | 125305.772 | 2846 | 354961.2026 | 15 | 24694.0993 | 2.4694 | 0 | 0 | 0 | 254 | 126208.2046 | 2653.0253 | 2653.0253 | 23791.6667 | 149999.8713 | 149999.8713 | 0 | 0 | 0 | 101514.1053 | 24694.0993 | 0 | 0 | 0 | 0 | 0
2022-08-21 10:00 | 0.85083 | 0.80705 | 186065 | 153560.3934 | 2846 | 384035.711 | 15 | 0 | 0 | 0 | 0 | 0 | 254 | 126208.2046 | 2653.0253 | 2653.0253 | 23791.6667 | 149999.8713 | 149999.8713 | 0 | 0 | 0 | 126208.2046 | 0 | 0 | 0 | 0 | 0 | 0
2022-08-21 11:00 | 0.94785 | 0.83736 | 186065 | 171070.8589 | 2846 | 398458.7608 | 15 | 0 | 0 | 51690.4949 | 0 | 0 | 254 | 126208.2046 | 2653.0253 | 2653.0253 | 23791.6667 | 149999.8713 | 149999.8713 | 0 | 0 | 0 | 126208.2046 | 0 | 0 | 0 | 0 | 0 | 0
2022-08-21 12:00 | 0.966 | 0.80923 | 186065 | 174346.6263 | 2846 | 385073.0666 | 15 | 0 | 0 | 385073.0666 | 0 | 51690.4949 | 254 | 126208.2046 | 2653.0253 | 2653.0253 | 23791.6667 | 149999.8713 | 149999.8713 | 0 | 0 | 0 | 126208.2046 | 0 | 0 | 0 | 0 | 0 | 0
2022-08-21 13:00 | 0.92808 | 0.80736 | 186065 | 167502.709 | 2846 | 384183.2248 | 15 | 0 | 0 | 384183.2248 | 0 | 436763.5614 | 254 | 126208.2046 | 2653.0253 | 2653.0253 | 23791.6667 | 149999.8713 | 149999.8713 | 0 | 0 | 0 | 126208.2046 | 0 | 0 | 0 | 0 | 0 | 0
2022-08-21 14:00 | 0.8224 | 0.7707 | 186065 | 148429.2603 | 2846 | 366738.5198 | 15 | 1570.611 | 0.15706 | 365167.9089 | 0 | 820946.7863 | 254 | 126208.2046 | 2653.0253 | 2653.0253 | 23791.6667 | 149999.8713 | 149999.8713 | 0 | 0 | 0 | 126208.2046 | 0 | 0 | 0 | 0 | 0 | 0
2022-08-21 15:00 | 0.65817 | 0.71778 | 186065 | 118788.529 | 2846 | 341556.4743 | 15 | 31211.3423 | 3.1211 | 310345.1321 | 0 | 1186114.6951 | 254 | 126208.2046 | 2653.0253 | 2653.0253 | 23791.6667 | 149999.8713 | 149999.8713 | 0 | 0 | 0 | 94996.8624 | 31211.3423 | 0 | 0 | 0 | 0 | 0
2022-08-21 16:00 | 0.45138 | 0.60798 | 186065 | 81466.4391 | 2846 | 289308.0126 | 15 | 68533.4322 | 6.8533 | 220774.5804 | 0 | 1496459.8272 | 254 | 126208.2046 | 2653.0253 | 2653.0253 | 23791.6667 | 149999.8713 | 149999.8713 | 0 | 0 | 0 | 57674.7724 | 68533.4322 | 0 | 0 | 0 | 0 | 0
2022-08-21 17:00 | 0.2282 | 0.42149 | 186065 | 41186.232 | 2846 | 200566.5223 | 15 | 108813.6393 | 10.8814 | 91752.883 | 0 | 1717234.4076 | 254 | 126208.2046 | 2653.0253 | 2653.0253 | 23791.6667 | 149999.8713 | 149999.8713 | 0 | 0 | 0 | 17394.5653 | 108813.6393 | 0 | 0 | 0 | 0 | 0
2022-08-21 18:00 | 0.04285 | 0.0948 | 186065 | 7733.6987 | 2846 | 45110.6938 | 15 | 142266.1726 | 14.2266 | 0 | 97155.4788 | 1808987.2906 | 254 | 126208.2046 | 2653.0253 | 2653.0253 | 23791.6667 | 149999.8713 | 149999.8713 | 0 | 0 | 0 | 0 | 126208.2046 | 0 | 0 | 0 | 0 | 0
2022-08-21 19:00 | 0 | 0 | 186065 | 0 | 2846 | 0 | 15 | 149999.8713 | 15 | 0 | 149999.8713 | 1711831.8117 | 254 | 126208.2046 | 2653.0253 | 2653.0253 | 23791.6667 | 149999.8713 | 149999.8713 | 0 | 0 | 0 | 0 | 126208.2046 | 0 | 0 | 0 | 0 | 0
2022-08-21 20:00 | 0 | 0 | 186065 | 0 | 2846 | 0 | 15 | 149999.8713 | 15 | 0 | 149999.8713 | 1561831.9404 | 254 | 126208.2046 | 2653.0253 | 2653.0253 | 23791.6667 | 149999.8713 | 149999.8713 | 0 | 0 | 0 | 0 | 126208.2046 | 0 | 0 | 0 | 0 | 0
2022-08-21 21:00 | 0 | 0 | 186065 | 0 | 2846 | 0 | 15 | 149999.8713 | 15 | 0 | 149999.8713 | 1411832.0691 | 254 | 126208.2046 | 2653.0253 | 2653.0253 | 23791.6667 | 149999.8713 | 149999.8713 | 0 | 0 | 0 | 0 | 126208.2046 | 0 | 0 | 0 | 0 | 0
2022-08-21 22:00 | 0 | 0 | 186065 | 0 | 2846 | 0 | 15 | 149999.8713 | 15 | 0 | 149999.8713 | 1261832.1978 | 254 | 126208.2046 | 2653.0253 | 2653.0253 | 23791.6667 | 149999.8713 | 149999.8713 | 0 | 0 | 0 | 0 | 126208.2046 | 0 | 0 | 0 | 0 | 0
2022-08-21 23:00 | 0 | 0 | 186065 | 0 | 2846 | 0 | 15 | 149999.8713 | 15 | 0 | 149999.8713 | 1111832.3265 | 254 | 126208.2046 | 2653.0253 | 2653.0253 | 23791.6667 | 149999.8713 | 149999.8713 | 0 | 0 | 0 | 0 | 126208.2046 | 0 | 0 | 0 | 0 | 0
2022-08-22 | 0 | 0 | 186065 | 0 | 2846 | 0 | 15 | 149458.2046 | 14.9458 | 0 | 149458.2046 | 961832.4552 | 254 | 126208.2046 | 2653.0253 | 2653.0253 | 23250 | 149458.2046 | 149458.2046 | 0 | 0 | 0 | 0 | 126208.2046 | 0 | 0 | 0 | 0 | 0
2022-08-22 01:00 | 0 | 0 | 186065 | 0 | 2846 | 0 | 15 | 149458.2046 | 14.9458 | 0 | 149458.2046 | 812374.2506 | 254 | 126208.2046 | 2653.0253 | 2653.0253 | 23250 | 149458.2046 | 149458.2046 | 0 | 0 | 0 | 0 | 126208.2046 | 0 | 0 | 0 | 0 | 0
2022-08-22 02:00 | 0 | 0 | 186065 | 0 | 2846 | 0 | 15 | 149458.2046 | 14.9458 | 0 | 149458.2046 | 662916.046 | 254 | 126208.2046 | 2653.0253 | 2653.0253 | 23250 | 149458.2046 | 149458.2046 | 0 | 0 | 0 | 0 | 126208.2046 | 0 | 0 | 0 | 0 | 0
2022-08-22 03:00 | 0 | 0 | 186065 | 0 | 2846 | 0 | 15 | 149458.2046 | 14.9458 | 0 | 149458.2046 | 513457.8414 | 254 | 126208.2046 | 2653.0253 | 2653.0253 | 23250 | 149458.2046 | 149458.2046 | 0 | 0 | 0 | 0 | 126208.2046 | 0 | 0 | 0 | 0 | 0
2022-08-22 04:00 | 0 | 0 | 186065 | 0 | 2846 | 0 | 15 | 149458.2046 | 14.9458 | 0 | 149458.2046 | 363999.6367 | 254 | 126208.2046 | 2653.0253 | 2653.0253 | 23250 | 149458.2046 | 149458.2046 | 0 | 0 | 0 | 0 | 126208.2046 | 0 | 0 | 0 | 0 | 0
2022-08-22 05:00 | 0 | 0 | 186065 | 0 | 2846 | 0 | 15 | 149458.2046 | 14.9458 | 0 | 149458.2046 | 214541.4321 | 254 | 126208.2046 | 2653.0253 | 2653.0253 | 23250 | 149458.2046 | 149458.2046 | 0 | 0 | 0 | 0 | 126208.2046 | 0 | 0 | 0 | 0 | 0
2022-08-22 06:00 | 0.0674 | 0.15175 | 186065 | 12164.5576 | 2846 | 72210.4196 | 15 | 137293.6471 | 13.7294 | 0 | 65083.2275 | 65083.2275 | 254 | 126208.2046 | 2653.0253 | 2653.0253 | 23250 | 149458.2046 | 149458.2046 | 0 | 0 | 0 | 12164.5576 | 114043.6471 | 0 | 0 | 0 | 0 | 0
2022-08-22 07:00 | 0.26325 | 0.46962 | 186065 | 47512.1629 | 2846 | 223469.2405 | 15 | 101946.0417 | 10.1946 | 0 | 0 | 0 | 254 | 126208.2046 | 2653.0253 | 2653.0253 | 23250 | 149458.2046 | 149458.2046 | 0 | 0 | 0 | 47512.1629 | 78696.0417 | 0 | 0 | 0 | 0 | 0
2022-08-22 08:00 | 0.48652 | 0.63688 | 186065 | 87808.6135 | 2846 | 303060.1123 | 15 | 61649.5911 | 6.165 | 0 | 0 | 0 | 254 | 126208.2046 | 2653.0253 | 2653.0253 | 23250 | 149458.2046 | 149458.2046 | 0 | 0 | 0 | 64558.6135 | 61649.5911 | 0 | 0 | 0 | 0 | 0
2022-08-22 09:00 | 0.6897 | 0.73966 | 186065 | 124479.1596 | 2846 | 351968.0986 | 15 | 24979.045 | 2.4979 | 0 | 0 | 0 | 254 | 126208.2046 | 2653.0253 | 2653.0253 | 23250 | 149458.2046 | 149458.2046 | 0 | 0 | 0 | 101229.1596 | 24979.045 | 0 | 0 | 0 | 0 | 0
2022-08-22 10:00 | 0.8476 | 0.80422 | 186065 | 152977.4332 | 2846 | 382689.0521 | 15 | 0 | 0 | 0 | 0 | 0 | 254 | 126208.2046 | 2653.0253 | 2653.0253 | 23250 | 149458.2046 | 149458.2046 | 0 | 0 | 0 | 126208.2046 | 0 | 0 | 0 | 0 | 0 | 0
2022-08-22 11:00 | 0.94553 | 0.8369 | 186065 | 170652.1383 | 2846 | 398239.8693 | 15 | 0 | 0 | 0 | 0 | 0 | 254 | 126208.2046 | 2653.0253 | 2653.0253 | 23250 | 149458.2046 | 149458.2046 | 0 | 0 | 0 | 126208.2046 | 0 | 0 | 0 | 0 | 0 | 0
2022-08-22 12:00 | 0.9797 | 0.86881 | 186065 | 176819.2441 | 2846 | 413424.2811 | 15 | 0 | 0 | 249355.6199 | 0 | 0 | 254 | 126208.2046 | 2653.0253 | 2653.0253 | 23250 | 149458.2046 | 149458.2046 | 0 | 0 | 0 | 126208.2046 | 0 | 0 | 0 | 0 | 0 | 0
2022-08-22 13:00 | 0.94142 | 0.86337 | 186065 | 169910.3529 | 2846 | 410835.6505 | 15 | 0 | 0 | 410835.6505 | 0 | 249355.6199 | 254 | 126208.2046 | 2653.0253 | 2653.0253 | 23250 | 149458.2046 | 149458.2046 | 0 | 0 | 0 | 126208.2046 | 0 | 0 | 0 | 0 | 0 | 0
2022-08-22 14:00 | 0.83667 | 0.83221 | 186065 | 151004.7534 | 2846 | 396008.1272 | 15 | 0 | 0 | 396008.1272 | 0 | 660191.2705 | 254 | 126208.2046 | 2653.0253 | 2653.0253 | 23250 | 149458.2046 | 149458.2046 | 0 | 0 | 0 | 126208.2046 | 0 | 0 | 0 | 0 | 0 | 0
2022-08-22 15:00 | 0.67375 | 0.78211 | 186065 | 121600.4549 | 2846 | 372167.982 | 15 | 27857.7497 | 2.7858 | 344310.2323 | 0 | 1056199.3976 | 254 | 126208.2046 | 2653.0253 | 2653.0253 | 23250 | 149458.2046 | 149458.2046 | 0 | 0 | 0 | 121600.4549 | 4607.7497 | 0 | 0 | 0 | 0 | 0
2022-08-22 16:00 | 0.46738 | 0.67853 | 186065 | 84354.1679 | 2846 | 322879.3147 | 15 | 65104.0367 | 6.5104 | 257775.278 | 0 | 1400509.6299 | 254 | 126208.2046 | 2653.0253 | 2653.0253 | 23250 | 149458.2046 | 149458.2046 | 0 | 0 | 0 | 61104.1679 | 65104.0367 | 0 | 0 | 0 | 0 | 0
2022-08-22 17:00 | 0.24082 | 0.49324 | 186065 | 43463.9281 | 2846 | 234708.8459 | 15 | 105994.2765 | 10.5994 | 128714.5694 | 0 | 1658284.908 | 254 | 126208.2046 | 2653.0253 | 2653.0253 | 23250 | 149458.2046 | 149458.2046 | 0 | 0 | 0 | 43463.9281 | 82744.2765 | 0 | 0 | 0 | 0 | 0
2022-08-22 18:00 | 0.04492 | 0.11677 | 186065 | 8107.2986 | 2846 | 55565.1446 | 15 | 141350.906 | 14.1351 | 0 | 85785.7614 | 1786999.4773 | 254 | 126208.2046 | 2653.0253 | 2653.0253 | 23250 | 149458.2046 | 149458.2046 | 0 | 0 | 0 | 8107.2986 | 118100.906 | 0 | 0 | 0 | 0 | 0
2022-08-22 19:00 | 0 | 0 | 186065 | 0 | 2846 | 0 | 15 | 149458.2046 | 14.9458 | 0 | 149458.2046 | 1701213.7159 | 254 | 126208.2046 | 2653.0253 | 2653.0253 | 23250 | 149458.2046 | 149458.2046 | 0 | 0 | 0 | 0 | 126208.2046 | 0 | 0 | 0 | 0 | 0
2022-08-22 20:00 | 0 | 0 | 186065 | 0 | 2846 | 0 | 15 | 149458.2046 | 14.9458 | 0 | 149458.2046 | 1551755.5113 | 254 | 126208.2046 | 2653.0253 | 2653.0253 | 23250 | 149458.2046 | 149458.2046 | 0 | 0 | 0 | 0 | 126208.2046 | 0 | 0 | 0 | 0 | 0
2022-08-22 21:00 | 0 | 0 | 186065 | 0 | 2846 | 0 | 15 | 149458.2046 | 14.9458 | 0 | 149458.2046 | 1402297.3067 | 254 | 126208.2046 | 2653.0253 | 2653.0253 | 23250 | 149458.2046 | 149458.2046 | 0 | 0 | 0 | 0 | 126208.2046 | 0 | 0 | 0 | 0 | 0
2022-08-22 22:00 | 0 | 0 | 186065 | 0 | 2846 | 0 | 15 | 149458.2046 | 14.9458 | 0 | 149458.2046 | 1252839.102 | 254 | 126208.2046 | 2653.0253 | 2653.0253 | 23250 | 149458.2046 | 149458.2046 | 0 | 0 | 0 | 0 | 126208.2046 | 0 | 0 | 0 | 0 | 0
2022-08-22 23:00 | 0 | 0 | 186065 | 0 | 2846 | 0 | 15 | 149458.2046 | 14.9458 | 0 | 149458.2046 | 1103380.8974 | 254 | 126208.2046 | 2653.0253 | 2653.0253 | 23250 | 149458.2046 | 149458.2046 | 0 | 0 | 0 | 0 | 126208.2046 | 0 | 0 | 0 | 0 | 0
2022-08-23 | 0 | 0 | 186065 | 0 | 2846 | 0 | 15 | 150000 | 15 | 0 | 150000 | 953922.6928 | 254 | 125958.3333 | 2653.0253 | 2647.7728 | 24041.6667 | 150249.8713 | 150000 | 0 | 249.8713 | 249.8713 | 0 | 125958.3333 | 0 | 0 | 0 | 0 | 0
2022-08-23 01:00 | 0 | 0 | 186065 | 0 | 2846 | 0 | 15 | 150000 | 15 | 0 | 150000 | 803922.6928 | 254 | 125958.3333 | 2653.0253 | 2647.7728 | 24041.6667 | 150249.8713 | 150000 | 0 | 249.8713 | 249.8713 | 0 | 125958.3333 | 0 | 0 | 0 | 0 | 0
2022-08-23 02:00 | 0 | 0 | 186065 | 0 | 2846 | 0 | 15 | 150000 | 15 | 0 | 150000 | 653922.6928 | 254 | 125958.3333 | 2653.0253 | 2647.7728 | 24041.6667 | 150249.8713 | 150000 | 0 | 249.8713 | 249.8713 | 0 | 125958.3333 | 0 | 0 | 0 | 0 | 0
2022-08-23 03:00 | 0 | 0 | 186065 | 0 | 2846 | 0 | 15 | 150000 | 15 | 0 | 150000 | 503922.6928 | 254 | 125958.3333 | 2653.0253 | 2647.7728 | 24041.6667 | 150249.8713 | 150000 | 0 | 249.8713 | 249.8713 | 0 | 125958.3333 | 0 | 0 | 0 | 0 | 0
2022-08-23 04:00 | 0 | 0 | 186065 | 0 | 2846 | 0 | 15 | 150000 | 15 | 0 | 150000 | 353922.6928 | 254 | 125958.3333 | 2653.0253 | 2647.7728 | 24041.6667 | 150249.8713 | 150000 | 0 | 249.8713 | 249.8713 | 0 | 125958.3333 | 0 | 0 | 2.9632e-14 | 0 | 0
2022-08-23 05:00 | 0 | 0 | 186065 | 0 | 2846 | 0 | 15 | 150000 | 15 | 0 | 150000 | 203922.6928 | 254 | 125958.3333 | 2653.0253 | 2647.7728 | 24041.6667 | 150249.8713 | 150000 | 0 | 249.8713 | 249.8713 | 0 | 125958.3333 | 0 | 0 | 2.9632e-14 | 0 | 0
2022-08-23 06:00 | 0.07003 | 0.17587 | 186065 | 12639.228 | 2846 | 83687.9505 | 15 | 137610.6433 | 13.7611 | 0 | 53922.6928 | 53922.6928 | 254 | 126208.2046 | 2653.0253 | 2653.0253 | 24041.6667 | 150249.8713 | 150249.8713 | 0 | 0 | 0 | 12639.228 | 113568.9766 | 0 | 0 | 2.9632e-14 | 0 | 0
2022-08-23 07:00 | 0.277 | 0.51903 | 186065 | 49993.8049 | 2846 | 246981.0483 | 15 | 100256.0664 | 10.0256 | 0 | 0 | 0 | 254 | 126208.2046 | 2653.0253 | 2653.0253 | 24041.6667 | 150249.8713 | 150249.8713 | 0 | 0 | 0 | 25952.1382 | 100256.0664 | 0 | 0 | 0 | 0 | 0
2022-08-23 08:00 | 0.50635 | 0.696 | 186065 | 91387.5924 | 2846 | 331192.4352 | 15 | 58862.2789 | 5.8862 | 0 | 0 | 0 | 254 | 126208.2046 | 2653.0253 | 2653.0253 | 24041.6667 | 150249.8713 | 150249.8713 | 0 | 0 | 0 | 91387.5924 | 34820.6123 | 0 | 0 | 0 | 0 | 0
2022-08-23 09:00 | 0.71435 | 0.81352 | 186065 | 128928.0668 | 2846 | 387114.4682 | 15 | 21321.8045 | 2.1322 | 0 | 0 | 0 | 254 | 126208.2046 | 2653.0253 | 2653.0253 | 24041.6667 | 150249.8713 | 150249.8713 | 0 | 0 | 0 | 126208.2046 | 0 | 0 | 0 | 0 | 0 | 0
2022-08-23 10:00 | 0.87597 | 0.86778 | 186065 | 158097.7373 | 2846 | 412934.1543 | 15 | 0 | 0 | 0 | 0 | 0 | 254 | 126208.2046 | 2653.0253 | 2653.0253 | 24041.6667 | 150249.8713 | 150249.8713 | 0 | 0 | 0 | 126208.2046 | 0 | 0 | 0 | 0 | 0 | 0
2022-08-23 11:00 | 0.97658 | 0.91444 | 186065 | 176256.137 | 2846 | 435137.3713 | 15 | 0 | 0 | 0 | 0 | 0 | 254 | 126208.2046 | 2653.0253 | 2653.0253 | 24041.6667 | 150249.8713 | 150249.8713 | 0 | 0 | 0 | 126208.2046 | 0 | 0 | 0 | 0 | 0 | 0
2022-08-23 12:00 | 0.99958 | 0.8957 | 186065 | 180407.2471 | 2846 | 426219.9198 | 15 | 0 | 0 | 241392.3038 | 0 | 0 | 254 | 126208.2046 | 2653.0253 | 2653.0253 | 24041.6667 | 150249.8713 | 150249.8713 | 0 | 0 | 0 | 126208.2046 | 0 | 0 | 0 | 0 | 0 | 0
2022-08-23 13:00 | 0.95875 | 0.88583 | 186065 | 173038.1242 | 2846 | 421523.2685 | 15 | 0 | 0 | 421523.2685 | 0 | 241392.3038 | 254 | 126208.2046 | 2653.0253 | 2653.0253 | 24041.6667 | 150249.8713 | 150249.8713 | 0 | 0 | 0 | 126208.2046 | 0 | 0 | 0 | 0 | 0 | 0
2022-08-23 14:00 | 0.85085 | 0.85007 | 186065 | 153564.0031 | 2846 | 404506.8296 | 15 | 0 | 0 | 404506.8296 | 0 | 662915.5723 | 254 | 126208.2046 | 2653.0253 | 2653.0253 | 24041.6667 | 150249.8713 | 150249.8713 | 0 | 0 | 0 | 126208.2046 | 0 | 0 | 0 | 0 | 0 | 0
2022-08-23 15:00 | 0.68367 | 0.79875 | 186065 | 123390.8468 | 2846 | 380086.146 | 15 | 26859.0245 | 2.6859 | 353227.1215 | 0 | 1067422.4019 | 254 | 126208.2046 | 2653.0253 | 2653.0253 | 24041.6667 | 150249.8713 | 150249.8713 | 0 | 0 | 0 | 123390.8468 | 2817.3578 | 0 | 0 | 0 | 0 | 0
2022-08-23 16:00 | 0.47185 | 0.68032 | 186065 | 85160.9271 | 2846 | 323731.0884 | 15 | 65088.9442 | 6.5089 | 258642.1442 | 0 | 1420649.5234 | 254 | 126208.2046 | 2653.0253 | 2653.0253 | 24041.6667 | 150249.8713 | 150249.8713 | 0 | 0 | 0 | 61119.2605 | 65088.9442 | 0 | 0 | 0 | 0 | 0
2022-08-23 17:00 | 0.24275 | 0.4899 | 186065 | 43812.2604 | 2846 | 233119.5029 | 15 | 106437.6109 | 10.6438 | 126681.892 | 0 | 1679291.6676 | 254 | 126208.2046 | 2653.0253 | 2653.0253 | 24041.6667 | 150249.8713 | 150249.8713 | 0 | 0 | 0 | 43812.2604 | 82395.9442 | 0 | 0 | 0 | 0 | 0
2022-08-23 18:00 | 0.04265 | 0.09884 | 186065 | 7697.6021 | 2846 | 47033.1326 | 15 | 142552.2692 | 14.2552 | 0 | 95519.1366 | 1805973.5596 | 254 | 126208.2046 | 2653.0253 | 2653.0253 | 24041.6667 | 150249.8713 | 150249.8713 | 0 | 0 | 0 | 0 | 126208.2046 | 0 | 0 | 0 | 0 | 0
2022-08-23 19:00 | 0 | 0 | 186065 | 0 | 2846 | 0 | 15 | 150000 | 15 | 0 | 150000 | 1710454.423 | 254 | 125958.3333 | 2653.0253 | 2647.7728 | 24041.6667 | 150249.8713 | 150000 | 0 | 249.8713 | 249.8713 | 0 | 125958.3333 | 0 | 0 | 0 | 0 | 0
2022-08-23 20:00 | 0 | 0 | 186065 | 0 | 2846 | 0 | 15 | 150000 | 15 | 0 | 150000 | 1560454.423 | 254 | 125958.3333 | 2653.0253 | 2647.7728 | 24041.6667 | 150249.8713 | 150000 | 0 | 249.8713 | 249.8713 | 0 | 125958.3333 | 0 | 0 | 0 | 0 | 0
2022-08-23 21:00 | 0 | 0 | 186065 | 0 | 2846 | 0 | 15 | 150000 | 15 | 0 | 150000 | 1410454.423 | 254 | 125958.3333 | 2653.0253 | 2647.7728 | 24041.6667 | 150249.8713 | 150000 | 0 | 249.8713 | 249.8713 | 0 | 125958.3333 | 0 | 0 | 0 | 0 | 0
2022-08-23 22:00 | 0 | 0 | 186065 | 0 | 2846 | 0 | 15 | 150000 | 15 | 0 | 150000 | 1260454.423 | 254 | 125958.3333 | 2653.0253 | 2647.7728 | 24041.6667 | 150249.8713 | 150000 | 0 | 249.8713 | 249.8713 | 0 | 125958.3333 | 0 | 0 | 0 | 0 | 0
2022-08-23 23:00 | 0 | 0 | 186065 | 0 | 2846 | 0 | 15 | 150000 | 15 | 0 | 150000 | 1110454.423 | 254 | 125958.3333 | 2653.0253 | 2647.7728 | 24041.6667 | 150249.8713 | 150000 | 0 | 249.8713 | 249.8713 | 0 | 125958.3333 | 0 | 0 | 0 | 0 | 0
2022-08-24 | 0 | 0 | 186065 | 0 | 2846 | 0 | 15 | 149949.8713 | 14.995 | 0 | 149949.8713 | 960454.423 | 254 | 126208.2046 | 2653.0253 | 2653.0253 | 23741.6667 | 149949.8713 | 149949.8713 | 0 | 0 | 0 | 0 | 126208.2046 | 0 | 0 | 0 | 0 | 0
2022-08-24 01:00 | 0 | 0 | 186065 | 0 | 2846 | 0 | 15 | 149949.8713 | 14.995 | 0 | 149949.8713 | 810504.5517 | 254 | 126208.2046 | 2653.0253 | 2653.0253 | 23741.6667 | 149949.8713 | 149949.8713 | 0 | 0 | 0 | 0 | 126208.2046 | 0 | 0 | 0 | 0 | 0
2022-08-24 02:00 | 0 | 0 | 186065 | 0 | 2846 | 0 | 15 | 149949.8713 | 14.995 | 0 | 149949.8713 | 660554.6804 | 254 | 126208.2046 | 2653.0253 | 2653.0253 | 23741.6667 | 149949.8713 | 149949.8713 | 0 | 0 | 0 | 0 | 126208.2046 | 0 | 0 | 0 | 0 | 0
2022-08-24 03:00 | 0 | 0 | 186065 | 0 | 2846 | 0 | 15 | 149949.8713 | 14.995 | 0 | 149949.8713 | 510604.8091 | 254 | 126208.2046 | 2653.0253 | 2653.0253 | 23741.6667 | 149949.8713 | 149949.8713 | 0 | 0 | 0 | 0 | 126208.2046 | 0 | 0 | 0 | 0 | 0
2022-08-24 04:00 | 0 | 0 | 186065 | 0 | 2846 | 0 | 15 | 149949.8713 | 14.995 | 0 | 149949.8713 | 360654.9378 | 254 | 126208.2046 | 2653.0253 | 2653.0253 | 23741.6667 | 149949.8713 | 149949.8713 | 0 | 0 | 0 | 0 | 126208.2046 | 0 | 0 | 0 | 0 | 0
2022-08-24 05:00 | 0 | 0 | 186065 | 0 | 2846 | 0 | 15 | 149949.8713 | 14.995 | 0 | 149949.8713 | 210705.0665 | 254 | 126208.2046 | 2653.0253 | 2653.0253 | 23741.6667 | 149949.8713 | 149949.8713 | 0 | 0 | 0 | 0 | 126208.2046 | 0 | 0 | 0 | 0 | 0
2022-08-24 06:00 | 0.06882 | 0.16134 | 186065 | 12420.8435 | 2846 | 76773.8326 | 15 | 137529.0278 | 13.7529 | 0 | 60755.1952 | 60755.1952 | 254 | 126208.2046 | 2653.0253 | 2653.0253 | 23741.6667 | 149949.8713 | 149949.8713 | 0 | 0 | 0 | 0 | 126208.2046 | 0 | 0 | 0 | 0 | 0
2022-08-24 07:00 | 0.2755 | 0.52018 | 186065 | 49723.0803 | 2846 | 247528.2772 | 15 | 100226.791 | 10.0227 | 0 | 0 | 0 | 254 | 126208.2046 | 2653.0253 | 2653.0253 | 23741.6667 | 149949.8713 | 149949.8713 | 0 | 0 | 0 | 49723.0803 | 76485.1244 | 0 | 0 | 0 | 0 | 0
2022-08-24 08:00 | 0.50242 | 0.68261 | 186065 | 90678.294 | 2846 | 324820.7876 | 15 | 59271.5773 | 5.9272 | 0 | 0 | 0 | 254 | 126208.2046 | 2653.0253 | 2653.0253 | 23741.6667 | 149949.8713 | 149949.8713 | 0 | 0 | 0 | 90678.294 | 35529.9107 | 0 | 0 | 0 | 0 | 0
2022-08-24 09:00 | 0.70578 | 0.77742 | 186065 | 127381.327 | 2846 | 369936.2399 | 15 | 22568.5443 | 2.2569 | 0 | 0 | 0 | 254 | 126208.2046 | 2653.0253 | 2653.0253 | 23741.6667 | 149949.8713 | 149949.8713 | 0 | 0 | 0 | 103639.6604 | 22568.5443 | 0 | 0 | 0 | 0 | 0
2022-08-24 10:00 | 0.86353 | 0.83633 | 186065 | 155852.5282 | 2846 | 397968.6341 | 15 | 0 | 0 | 0 | 0 | 0 | 254 | 126208.2046 | 2653.0253 | 2653.0253 | 23741.6667 | 149949.8713 | 149949.8713 | 0 | 0 | 0 | 126208.2046 | 0 | 0 | 0 | 0 | 0 | 0
2022-08-24 11:00 | 0.95962 | 0.86722 | 186065 | 173195.1444 | 2846 | 412667.6777 | 15 | 0 | 0 | 11358.8439 | 0 | 0 | 254 | 126208.2046 | 2653.0253 | 2653.0253 | 23741.6667 | 149949.8713 | 149949.8713 | 0 | 0 | 0 | 126208.2046 | 0 | 0 | 0 | 0 | 0 | 0
2022-08-24 12:00 | 0.97633 | 0.82699 | 186065 | 176211.0162 | 2846 | 393524.1839 | 15 | 0 | 0 | 393524.1839 | 0 | 11358.8439 | 254 | 126208.2046 | 2653.0253 | 2653.0253 | 23741.6667 | 149949.8713 | 149949.8713 | 0 | 0 | 0 | 126208.2046 | 0 | 0 | 0 | 0 | 0 | 0
2022-08-24 13:00 | 0.93545 | 0.81768 | 186065 | 168832.8691 | 2846 | 389094.0092 | 15 | 0 | 0 | 389094.0092 | 0 | 404883.0278 | 254 | 126208.2046 | 2653.0253 | 2653.0253 | 23741.6667 | 149949.8713 | 149949.8713 | 0 | 0 | 0 | 126208.2046 | 0 | 0 | 0 | 0 | 0 | 0
2022-08-24 14:00 | 0.82717 | 0.78117 | 186065 | 149290.1645 | 2846 | 371720.6819 | 15 | 659.7068 | 0.065971 | 371060.9751 | 0 | 793977.037 | 254 | 126208.2046 | 2653.0253 | 2653.0253 | 23741.6667 | 149949.8713 | 149949.8713 | 0 | 0 | 0 | 126208.2046 | 0 | 0 | 0 | 0 | 0 | 0
2022-08-24 15:00 | 0.66003 | 0.72644 | 186065 | 119124.2275 | 2846 | 345677.3457 | 15 | 30825.6438 | 3.0826 | 314851.7019 | 0 | 1165038.0121 | 254 | 126208.2046 | 2653.0253 | 2653.0253 | 23741.6667 | 149949.8713 | 149949.8713 | 0 | 0 | 0 | 119124.2275 | 7083.9771 | 0 | 0 | 0 | 0 | 0
2022-08-24 16:00 | 0.45073 | 0.61023 | 186065 | 81349.1251 | 2846 | 290378.6778 | 15 | 68600.7462 | 6.8601 | 221777.9316 | 0 | 1479889.714 | 254 | 126208.2046 | 2653.0253 | 2653.0253 | 23741.6667 | 149949.8713 | 149949.8713 | 0 | 0 | 0 | 57607.4585 | 68600.7462 | 0 | 0 | 0 | 0 | 0
2022-08-24 17:00 | 0.22673 | 0.41849 | 186065 | 40920.9219 | 2846 | 199138.9687 | 15 | 109028.9494 | 10.9029 | 90110.0193 | 0 | 1701667.6456 | 254 | 126208.2046 | 2653.0253 | 2653.0253 | 23741.6667 | 149949.8713 | 149949.8713 | 0 | 0 | 0 | 17179.2553 | 109028.9494 | 0 | 0 | 0 | 0 | 0
2022-08-24 18:00 | 0.0377 | 0.06606 | 186065 | 6804.211 | 2846 | 31434.7303 | 15 | 143145.6603 | 14.3146 | 0 | 111710.93 | 1791777.6649 | 254 | 126208.2046 | 2653.0253 | 2653.0253 | 23741.6667 | 149949.8713 | 149949.8713 | 0 | 0 | 0 | 6804.211 | 119403.9936 | 0 | 0 | 0 | 0 | 0
2022-08-24 19:00 | 0 | 0 | 186065 | 0 | 2846 | 0 | 15 | 149949.8713 | 14.995 | 0 | 149949.8713 | 1680066.7349 | 254 | 126208.2046 | 2653.0253 | 2653.0253 | 23741.6667 | 149949.8713 | 149949.8713 | 0 | 0 | 0 | 0 | 126208.2046 | 0 | 0 | 0 | 0 | 0
2022-08-24 20:00 | 0 | 0 | 186065 | 0 | 2846 | 0 | 15 | 149949.8713 | 14.995 | 0 | 149949.8713 | 1530116.8636 | 254 | 126208.2046 | 2653.0253 | 2653.0253 | 23741.6667 | 149949.8713 | 149949.8713 | 0 | 0 | 0 | 0 | 126208.2046 | 0 | 0 | 0 | 0 | 0
2022-08-24 21:00 | 0 | 0 | 186065 | 0 | 2846 | 0 | 15 | 149949.8713 | 14.995 | 0 | 149949.8713 | 1380166.9923 | 254 | 126208.2046 | 2653.0253 | 2653.0253 | 23741.6667 | 149949.8713 | 149949.8713 | 0 | 0 | 0 | 0 | 126208.2046 | 0 | 0 | 0 | 0 | 0
2022-08-24 22:00 | 0 | 0 | 186065 | 0 | 2846 | 0 | 15 | 149949.8713 | 14.995 | 0 | 149949.8713 | 1230217.121 | 254 | 126208.2046 | 2653.0253 | 2653.0253 | 23741.6667 | 149949.8713 | 149949.8713 | 0 | 0 | 0 | 0 | 126208.2046 | 0 | 0 | 0 | 0 | 0
2022-08-24 23:00 | 0 | 0 | 186065 | 0 | 2846 | 0 | 15 | 149949.8713 | 14.995 | 0 | 149949.8713 | 1080267.2497 | 254 | 126208.2046 | 2653.0253 | 2653.0253 | 23741.6667 | 149949.8713 | 149949.8713 | 0 | 0 | 0 | 0 | 126208.2046 | 0 | 0 | 0 | 0 | 0
2022-08-25 | 0 | 0 | 186065 | 0 | 2846 | 0 | 15 | 147087.3713 | 14.7087 | 0 | 147087.3713 | 930317.3784 | 254 | 126208.2046 | 2653.0253 | 2653.0253 | 20879.1667 | 147087.3713 | 147087.3713 | 0 | 0 | 0 | 0 | 126208.2046 | 0 | 0 | 0 | 0 | 0
2022-08-25 01:00 | 0 | 0 | 186065 | 0 | 2846 | 0 | 15 | 147087.3713 | 14.7087 | 0 | 147087.3713 | 783230.0071 | 254 | 126208.2046 | 2653.0253 | 2653.0253 | 20879.1667 | 147087.3713 | 147087.3713 | 0 | 0 | 0 | 0 | 126208.2046 | 0 | 0 | 0 | 0 | 0
2022-08-25 02:00 | 0 | 0 | 186065 | 0 | 2846 | 0 | 15 | 147087.3713 | 14.7087 | 0 | 147087.3713 | 636142.6358 | 254 | 126208.2046 | 2653.0253 | 2653.0253 | 20879.1667 | 147087.3713 | 147087.3713 | 0 | 0 | 0 | 0 | 126208.2046 | 0 | 0 | 0 | 0 | 0
2022-08-25 03:00 | 0 | 0 | 186065 | 0 | 2846 | 0 | 15 | 147087.3713 | 14.7087 | 0 | 147087.3713 | 489055.2645 | 254 | 126208.2046 | 2653.0253 | 2653.0253 | 20879.1667 | 147087.3713 | 147087.3713 | 0 | 0 | 0 | 0 | 126208.2046 | 0 | 0 | 0 | 0 | 0
2022-08-25 04:00 | 0 | 0 | 186065 | 0 | 2846 | 0 | 15 | 147087.3713 | 14.7087 | 0 | 147087.3713 | 341967.8932 | 254 | 126208.2046 | 2653.0253 | 2653.0253 | 20879.1667 | 147087.3713 | 147087.3713 | 0 | 0 | 0 | 0 | 126208.2046 | 0 | 0 | 0 | 0 | 0
2022-08-25 05:00 | 0 | 0 | 186065 | 0 | 2846 | 0 | 15 | 147087.3713 | 14.7087 | 0 | 147087.3713 | 194880.5219 | 254 | 126208.2046 | 2653.0253 | 2653.0253 | 20879.1667 | 147087.3713 | 147087.3713 | 0 | 0 | 0 | 0 | 126208.2046 | 0 | 0 | 0 | 0 | 0
2022-08-25 06:00 | 0.06775 | 0.18297 | 186065 | 12227.7266 | 2846 | 87066.4941 | 15 | 134859.6447 | 13.486 | 0 | 47793.1506 | 47793.1506 | 254 | 126208.2046 | 2653.0253 | 2653.0253 | 20879.1667 | 147087.3713 | 147087.3713 | 0 | 0 | 0 | 12227.7266 | 113980.478 | 0 | 0 | 0 | 0 | 0
2022-08-25 07:00 | 0.27608 | 0.54657 | 186065 | 49827.7604 | 2846 | 260085.9904 | 15 | 97259.6109 | 9.726 | 0 | 0 | 0 | 254 | 126208.2046 | 2653.0253 | 2653.0253 | 20879.1667 | 147087.3713 | 147087.3713 | 0 | 0 | 0 | 28948.5938 | 97259.6109 | 0 | 0 | 0 | 0 | 0
2022-08-25 08:00 | 0.50388 | 0.71431 | 186065 | 90941.7992 | 2846 | 339905.2707 | 15 | 56145.5721 | 5.6146 | 0 | 0 | 0 | 254 | 126208.2046 | 2653.0253 | 2653.0253 | 20879.1667 | 147087.3713 | 147087.3713 | 0 | 0 | 0 | 90941.7992 | 35266.4054 | 0 | 0 | 0 | 0 | 0
2022-08-25 09:00 | 0.70642 | 0.80894 | 186065 | 127496.8362 | 2846 | 384935.0697 | 15 | 19590.5351 | 1.9591 | 0 | 0 | 0 | 254 | 126208.2046 | 2653.0253 | 2653.0253 | 20879.1667 | 147087.3713 | 147087.3713 | 0 | 0 | 0 | 126208.2046 | 0 | 0 | 0 | 0 | 0 | 0
2022-08-25 10:00 | 0.8643 | 0.86925 | 186065 | 155991.5001 | 2846 | 413633.6556 | 15 | 0 | 0 | 0 | 0 | 0 | 254 | 126208.2046 | 2653.0253 | 2653.0253 | 20879.1667 | 147087.3713 | 147087.3713 | 0 | 0 | 0 | 126208.2046 | 0 | 0 | 0 | 0 | 0 | 0
2022-08-25 11:00 | 0.96205 | 0.90528 | 186065 | 173633.7183 | 2846 | 430778.5743 | 15 | 0 | 0 | 270967.0325 | 0 | 0 | 254 | 126208.2046 | 2653.0253 | 2653.0253 | 20879.1667 | 147087.3713 | 147087.3713 | 0 | 0 | 0 | 126208.2046 | 0 | 0 | 0 | 0 | 0 | 0
2022-08-25 12:00 | 0.96442 | 0.77308 | 186065 | 174061.4631 | 2846 | 367871.0457 | 15 | 0 | 0 | 367871.0457 | 0 | 270967.0325 | 254 | 126208.2046 | 2653.0253 | 2653.0253 | 20879.1667 | 147087.3713 | 147087.3713 | 0 | 0 | 0 | 126208.2046 | 0 | 0 | 0 | 0 | 0 | 0
2022-08-25 13:00 | 0.92475 | 0.75328 | 186065 | 166901.7005 | 2846 | 358449.1919 | 15 | 0 | 0 | 358449.1919 | 0 | 638838.0782 | 254 | 126208.2046 | 2653.0253 | 2653.0253 | 20879.1667 | 147087.3713 | 147087.3713 | 0 | 0 | 0 | 126208.2046 | 0 | 0 | 0 | 0 | 0 | 0
2022-08-25 14:00 | 0.81625 | 0.71467 | 186065 | 147319.2896 | 2846 | 340076.5771 | 15 | 0 | 0 | 340076.5771 | 0 | 997287.2701 | 254 | 126208.2046 | 2653.0253 | 2653.0253 | 20879.1667 | 147087.3713 | 147087.3713 | 0 | 0 | 0 | 126208.2046 | 0 | 0 | 0 | 0 | 0 | 0
2022-08-25 15:00 | 0.64745 | 0.65291 | 186065 | 116853.7507 | 2846 | 310688.007 | 15 | 30233.6206 | 3.0234 | 280454.3864 | 0 | 1337363.8472 | 254 | 126208.2046 | 2653.0253 | 2653.0253 | 20879.1667 | 147087.3713 | 147087.3713 | 0 | 0 | 0 | 95974.5841 | 30233.6206 | 0 | 0 | 0 | 0 | 0
2022-08-25 16:00 | 0.43617 | 0.52154 | 186065 | 78721.2919 | 2846 | 248175.4348 | 15 | 68366.0794 | 6.8366 | 179809.3555 | 0 | 1617818.2336 | 254 | 126208.2046 | 2653.0253 | 2653.0253 | 20879.1667 | 147087.3713 | 147087.3713 | 0 | 0 | 0 | 57842.1253 | 68366.0794 | 0 | 0 | 0 | 0 | 0
2022-08-25 17:00 | 0.21525 | 0.33115 | 186065 | 38848.9765 | 2846 | 157578.1249 | 15 | 108238.3948 | 10.8238 | 49339.7301 | 0 | 1797627.5891 | 254 | 126208.2046 | 2653.0253 | 2653.0253 | 20879.1667 | 147087.3713 | 147087.3713 | 0 | 0 | 0 | 38848.9765 | 87359.2281 | 0 | 0 | 0 | 0 | 0
2022-08-25 18:00 | 0.0339 | 0.03055 | 186065 | 6118.3754 | 2846 | 14537.2542 | 15 | 140968.9959 | 14.0969 | 0 | 126431.7417 | 1846967.3192 | 254 | 126208.2046 | 2653.0253 | 2653.0253 | 20879.1667 | 147087.3713 | 147087.3713 | 0 | 0 | 0 | 0 | 126208.2046 | 0 | 0 | 0 | 0 | 0
2022-08-25 19:00 | 0 | 0 | 186065 | 0 | 2846 | 0 | 15 | 147087.3713 | 14.7087 | 0 | 147087.3713 | 1720535.5774 | 254 | 126208.2046 | 2653.0253 | 2653.0253 | 20879.1667 | 147087.3713 | 147087.3713 | 0 | 0 | 0 | 0 | 126208.2046 | 0 | 0 | 0 | 0 | 0
2022-08-25 20:00 | 0 | 0 | 186065 | 0 | 2846 | 0 | 15 | 147087.3713 | 14.7087 | 0 | 147087.3713 | 1573448.2061 | 254 | 126208.2046 | 2653.0253 | 2653.0253 | 20879.1667 | 147087.3713 | 147087.3713 | 0 | 0 | 0 | 0 | 126208.2046 | 0 | 0 | 0 | 0 | 0
2022-08-25 21:00 | 0 | 0 | 186065 | 0 | 2846 | 0 | 15 | 147087.3713 | 14.7087 | 0 | 147087.3713 | 1426360.8348 | 254 | 126208.2046 | 2653.0253 | 2653.0253 | 20879.1667 | 147087.3713 | 147087.3713 | 0 | 0 | 0 | 0 | 126208.2046 | 0 | 0 | 0 | 0 | 0
2022-08-25 22:00 | 0 | 0 | 186065 | 0 | 2846 | 0 | 15 | 147087.3713 | 14.7087 | 0 | 147087.3713 | 1279273.4635 | 254 | 126208.2046 | 2653.0253 | 2653.0253 | 20879.1667 | 147087.3713 | 147087.3713 | 0 | 0 | 0 | 0 | 126208.2046 | 0 | 0 | 0 | 0 | 0
2022-08-25 23:00 | 0 | 0 | 186065 | 0 | 2846 | 0 | 15 | 147087.3713 | 14.7087 | 0 | 147087.3713 | 1132186.0923 | 254 | 126208.2046 | 2653.0253 | 2653.0253 | 20879.1667 | 147087.3713 | 147087.3713 | 0 | 0 | 0 | 0 | 126208.2046 | 0 | 0 | 0 | 0 | 0
2022-08-26 | 0 | 0 | 186065 | 0 | 2846 | 0 | 15 | 149458.2046 | 14.9458 | 0 | 149458.2046 | 985098.721 | 254 | 126208.2046 | 2653.0253 | 2653.0253 | 23250 | 149458.2046 | 149458.2046 | 0 | 0 | 0 | 0 | 126208.2046 | 0 | 0 | 0 | 0 | 0
2022-08-26 01:00 | 0 | 0 | 186065 | 0 | 2846 | 0 | 15 | 149458.2046 | 14.9458 | 0 | 149458.2046 | 835640.5163 | 254 | 126208.2046 | 2653.0253 | 2653.0253 | 23250 | 149458.2046 | 149458.2046 | 0 | 0 | 0 | 0 | 126208.2046 | 0 | 0 | 0 | 0 | 0
2022-08-26 02:00 | 0 | 0 | 186065 | 0 | 2846 | 0 | 15 | 149458.2046 | 14.9458 | 0 | 149458.2046 | 686182.3117 | 254 | 126208.2046 | 2653.0253 | 2653.0253 | 23250 | 149458.2046 | 149458.2046 | 0 | 0 | 0 | 0 | 126208.2046 | 0 | 0 | 0 | 0 | 0
2022-08-26 03:00 | 0 | 0 | 186065 | 0 | 2846 | 0 | 15 | 149458.2046 | 14.9458 | 0 | 149458.2046 | 536724.1071 | 254 | 126208.2046 | 2653.0253 | 2653.0253 | 23250 | 149458.2046 | 149458.2046 | 0 | 0 | 0 | 0 | 126208.2046 | 0 | 0 | 0 | 0 | 0
2022-08-26 04:00 | 0 | 0 | 186065 | 0 | 2846 | 0 | 15 | 149458.2046 | 14.9458 | 0 | 149458.2046 | 387265.9024 | 254 | 126208.2046 | 2653.0253 | 2653.0253 | 23250 | 149458.2046 | 149458.2046 | 0 | 0 | 0 | 0 | 126208.2046 | 0 | 0 | 0 | 0 | 0
2022-08-26 05:00 | 0 | 0 | 186065 | 0 | 2846 | 0 | 15 | 149458.2046 | 14.9458 | 0 | 149458.2046 | 237807.6978 | 254 | 126208.2046 | 2653.0253 | 2653.0253 | 23250 | 149458.2046 | 149458.2046 | 0 | 0 | 0 | 0 | 126208.2046 | 0 | 0 | 0 | 0 | 0
2022-08-26 06:00 | 0.0618 | 0.10498 | 186065 | 11153.8525 | 2846 | 49954.859 | 15 | 138304.3521 | 13.8304 | 0 | 88349.4932 | 88349.4932 | 254 | 126208.2046 | 2653.0253 | 2653.0253 | 23250 | 149458.2046 | 149458.2046 | 0 | 0 | 0 | 11153.8525 | 115054.3521 | 0 | 0 | 0 | 0 | 0
2022-08-26 07:00 | 0.2586 | 0.41164 | 186065 | 46672.9167 | 2846 | 195879.388 | 15 | 102785.2879 | 10.2785 | 0 | 0 | 0 | 254 | 126208.2046 | 2653.0253 | 2653.0253 | 23250 | 149458.2046 | 149458.2046 | 0 | 0 | 0 | 23422.9167 | 102785.2879 | 0 | 0 | 0 | 0 | 0
2022-08-26 08:00 | 0.4843 | 0.58993 | 186065 | 87407.9411 | 2846 | 280718.8984 | 15 | 62050.2635 | 6.205 | 0 | 0 | 0 | 254 | 126208.2046 | 2653.0253 | 2653.0253 | 23250 | 149458.2046 | 149458.2046 | 0 | 0 | 0 | 87407.9411 | 38800.2635 | 0 | 0 | 0 | 0 | 0
2022-08-26 09:00 | 0.6884 | 0.69542 | 186065 | 124244.5316 | 2846 | 330916.4415 | 15 | 25213.673 | 2.5214 | 0 | 0 | 0 | 254 | 126208.2046 | 2653.0253 | 2653.0253 | 23250 | 149458.2046 | 149458.2046 | 0 | 0 | 0 | 124244.5316 | 1963.673 | 0 | 0 | 0 | 0 | 0
2022-08-26 10:00 | 0.84655 | 0.75762 | 186065 | 152787.926 | 2846 | 360514.3861 | 15 | 0 | 0 | 55465.5734 | 0 | 0 | 254 | 126208.2046 | 2653.0253 | 2653.0253 | 23250 | 149458.2046 | 149458.2046 | 0 | 0 | 0 | 126208.2046 | 0 | 0 | 0 | 0 | 0 | 0
2022-08-26 11:00 | 0.94325 | 0.79686 | 186065 | 170240.6369 | 2846 | 379186.7872 | 15 | 0 | 0 | 379186.7872 | 0 | 55465.5734 | 254 | 126208.2046 | 2653.0253 | 2653.0253 | 23250 | 149458.2046 | 149458.2046 | 0 | 0 | 0 | 126208.2046 | 0 | 0 | 0 | 0 | 0 | 0
2022-08-26 12:00 | 0.95905 | 0.74019 | 186065 | 173092.2691 | 2846 | 352220.2997 | 15 | 0 | 0 | 352220.2997 | 0 | 434652.3606 | 254 | 126208.2046 | 2653.0253 | 2653.0253 | 23250 | 149458.2046 | 149458.2046 | 0 | 0 | 0 | 126208.2046 | 0 | 0 | 0 | 0 | 0 | 0
2022-08-26 13:00 | 0.91595 | 0.72434 | 186065 | 165313.4496 | 2846 | 344678.0582 | 15 | 0 | 0 | 344678.0582 | 0 | 786872.6604 | 254 | 126208.2046 | 2653.0253 | 2653.0253 | 23250 | 149458.2046 | 149458.2046 | 0 | 0 | 0 | 126208.2046 | 0 | 0 | 0 | 0 | 0 | 0
2022-08-26 14:00 | 0.80475 | 0.6833 | 186065 | 145243.7345 | 2846 | 325149.125 | 15 | 4214.4701 | 0.42145 | 320934.6548 | 0 | 1131550.7186 | 254 | 126208.2046 | 2653.0253 | 2653.0253 | 23250 | 149458.2046 | 149458.2046 | 0 | 0 | 0 | 121993.7345 | 4214.4701 | 0 | 0 | 0 | 0 | 0
2022-08-26 15:00 | 0.63412 | 0.6129 | 186065 | 114447.9117 | 2846 | 291649.2005 | 15 | 35010.293 | 3.501 | 256638.9075 | 0 | 1452485.3734 | 254 | 126208.2046 | 2653.0253 | 2653.0253 | 23250 | 149458.2046 | 149458.2046 | 0 | 0 | 0 | 91197.9117 | 35010.293 | 0 | 0 | 0 | 0 | 0
2022-08-26 16:00 | 0.42242 | 0.48327 | 186065 | 76239.65 | 2846 | 229964.6094 | 15 | 73218.5547 | 7.3219 | 156746.0548 | 0 | 1709124.2809 | 254 | 126208.2046 | 2653.0253 | 2653.0253 | 23250 | 149458.2046 | 149458.2046 | 0 | 0 | 0 | 76239.65 | 49968.5547 | 0 | 0 | 0 | 0 | 0
2022-08-26 17:00 | 0.20438 | 0.29238 | 186065 | 36887.1258 | 2846 | 139129.3739 | 15 | 112571.0789 | 11.2571 | 26558.295 | 0 | 1865870.3357 | 254 | 126208.2046 | 2653.0253 | 2653.0253 | 23250 | 149458.2046 | 149458.2046 | 0 | 0 | 0 | 36887.1258 | 89321.0789 | 0 | 0 | 0 | 0 | 0
2022-08-26 18:00 | 0.0306 | 0.02038 | 186065 | 5522.7813 | 2846 | 9697.8475 | 15 | 143935.4233 | 14.3935 | 0 | 134237.5758 | 1892428.6307 | 254 | 126208.2046 | 2653.0253 | 2653.0253 | 23250 | 149458.2046 | 149458.2046 | 0 | 0 | 0 | 5522.7813 | 120685.4233 | 0 | 0 | 0 | 0 | 0
2022-08-26 19:00 | 0 | 0 | 186065 | 0 | 2846 | 0 | 15 | 149458.2046 | 14.9458 | 0 | 149458.2046 | 1758191.0548 | 254 | 126208.2046 | 2653.0253 | 2653.0253 | 23250 | 149458.2046 | 149458.2046 | 0 | 0 | 0 | 0 | 126208.2046 | 0 | 0 | 0 | 0 | 0
2022-08-26 20:00 | 0 | 0 | 186065 | 0 | 2846 | 0 | 15 | 149458.2046 | 14.9458 | 0 | 149458.2046 | 1608732.8502 | 254 | 126208.2046 | 2653.0253 | 2653.0253 | 23250 | 149458.2046 | 149458.2046 | 0 | 0 | 0 | 0 | 126208.2046 | 0 | 0 | 0 | 0 | 0
2022-08-26 21:00 | 0 | 0 | 186065 | 0 | 2846 | 0 | 15 | 149458.2046 | 14.9458 | 0 | 149458.2046 | 1459274.6456 | 254 | 126208.2046 | 2653.0253 | 2653.0253 | 23250 | 149458.2046 | 149458.2046 | 0 | 0 | 0 | 0 | 126208.2046 | 0 | 0 | 0 | 0 | 0
2022-08-26 22:00 | 0 | 0 | 186065 | 0 | 2846 | 0 | 15 | 149458.2046 | 14.9458 | 0 | 149458.2046 | 1309816.4409 | 254 | 126208.2046 | 2653.0253 | 2653.0253 | 23250 | 149458.2046 | 149458.2046 | 0 | 0 | 0 | 0 | 126208.2046 | 0 | 0 | 0 | 0 | 0
2022-08-26 23:00 | 0 | 0 | 186065 | 0 | 2846 | 0 | 15 | 149458.2046 | 14.9458 | 0 | 149458.2046 | 1160358.2363 | 254 | 126208.2046 | 2653.0253 | 2653.0253 | 23250 | 149458.2046 | 149458.2046 | 0 | 0 | 0 | 0 | 126208.2046 | 0 | 0 | 0 | 0 | 0
2022-08-27 | 0 | 0 | 186065 | 0 | 2846 | 0 | 15 | 149129.038 | 14.9129 | 0 | 149129.038 | 1010900.0317 | 254 | 126208.2046 | 2653.0253 | 2653.0253 | 22920.8333 | 149129.038 | 149129.038 | 0 | 0 | 0 | 0 | 126208.2046 | 0 | 0 | 0 | 0 | 0
2022-08-27 01:00 | 0 | 0 | 186065 | 0 | 2846 | 0 | 15 | 149129.038 | 14.9129 | 0 | 149129.038 | 861770.9937 | 254 | 126208.2046 | 2653.0253 | 2653.0253 | 22920.8333 | 149129.038 | 149129.038 | 0 | 0 | 0 | 0 | 126208.2046 | 0 | 0 | 0 | 0 | 0
2022-08-27 02:00 | 0 | 0 | 186065 | 0 | 2846 | 0 | 15 | 149129.038 | 14.9129 | 0 | 149129.038 | 712641.9557 | 254 | 126208.2046 | 2653.0253 | 2653.0253 | 22920.8333 | 149129.038 | 149129.038 | 0 | 0 | 0 | 0 | 126208.2046 | 0 | 0 | 0 | 0 | 0
2022-08-27 03:00 | 0 | 0 | 186065 | 0 | 2846 | 0 | 15 | 149129.038 | 14.9129 | 0 | 149129.038 | 563512.9178 | 254 | 126208.2046 | 2653.0253 | 2653.0253 | 22920.8333 | 149129.038 | 149129.038 | 0 | 0 | 0 | 0 | 126208.2046 | 0 | 0 | 0 | 0 | 0
2022-08-27 04:00 | 0 | 0 | 186065 | 0 | 2846 | 0 | 15 | 149129.038 | 14.9129 | 0 | 149129.038 | 414383.8798 | 254 | 126208.2046 | 2653.0253 | 2653.0253 | 22920.8333 | 149129.038 | 149129.038 | 0 | 0 | 0 | 0 | 126208.2046 | 0 | 0 | 0 | 0 | 0
2022-08-27 05:00 | 0 | 0 | 186065 | 0 | 2846 | 0 | 15 | 149129.038 | 14.9129 | 0 | 149129.038 | 265254.8418 | 254 | 126208.2046 | 2653.0253 | 2653.0253 | 22920.8333 | 149129.038 | 149129.038 | 0 | 0 | 0 | 0 | 126208.2046 | 0 | 0 | 0 | 0 | 0
2022-08-27 06:00 | 0.05367 | 0.049 | 186065 | 9686.5253 | 2846 | 23316.7088 | 15 | 139442.5127 | 13.9443 | 0 | 116125.8039 | 116125.8039 | 254 | 126208.2046 | 2653.0253 | 2653.0253 | 22920.8333 | 149129.038 | 149129.038 | 0 | 0 | 0 | 9686.5253 | 116521.6793 | 0 | 0 | 0 | 0 | 0
2022-08-27 07:00 | 0.23132 | 0.27299 | 186065 | 41749.3391 | 2846 | 129902.6191 | 15 | 107379.6988 | 10.738 | 0 | 0 | 0 | 254 | 126208.2046 | 2653.0253 | 2653.0253 | 22920.8333 | 149129.038 | 149129.038 | 0 | 0 | 0 | 18828.5058 | 107379.6988 | 0 | 0 | 0 | 0 | 0
2022-08-27 08:00 | 0.45058 | 0.44389 | 186065 | 81322.0527 | 2846 | 211225.5892 | 15 | 67806.9853 | 6.7807 | 0 | 0 | 0 | 254 | 126208.2046 | 2653.0253 | 2653.0253 | 22920.8333 | 149129.038 | 149129.038 | 0 | 0 | 0 | 81322.0527 | 44886.152 | 0 | 0 | 0 | 0 | 0
2022-08-27 09:00 | 0.65522 | 0.56194 | 186065 | 118256.104 | 2846 | 267399.8233 | 15 | 30872.9339 | 3.0873 | 0 | 0 | 0 | 254 | 126208.2046 | 2653.0253 | 2653.0253 | 22920.8333 | 149129.038 | 149129.038 | 0 | 0 | 0 | 118256.104 | 7952.1006 | 0 | 0 | 0 | 0 | 0
2022-08-27 10:00 | 0.81462 | 0.6244 | 186065 | 147025.1022 | 2846 | 297121.4893 | 15 | 2103.9358 | 0.21039 | 0 | 0 | 0 | 254 | 126208.2046 | 2653.0253 | 2653.0253 | 22920.8333 | 149129.038 | 149129.038 | 0 | 0 | 0 | 124104.2689 | 2103.9358 | 0 | 0 | 0 | 0 | 0
2022-08-27 11:00 | 0.91258 | 0.66629 | 186065 | 164705.2218 | 2846 | 317054.896 | 15 | 0 | 0 | 154018.5085 | 0 | 0 | 254 | 126208.2046 | 2653.0253 | 2653.0253 | 22920.8333 | 149129.038 | 149129.038 | 0 | 0 | 0 | 126208.2046 | 0 | 0 | 0 | 0 | 0 | 0
2022-08-27 12:00 | 0.98025 | 0.84433 | 186065 | 176918.5098 | 2846 | 401775.4437 | 15 | 0 | 0 | 401775.4437 | 0 | 154018.5085 | 254 | 126208.2046 | 2653.0253 | 2653.0253 | 22920.8333 | 149129.038 | 149129.038 | 0 | 0 | 0 | 126208.2046 | 0 | 0 | 0 | 0 | 0 | 0
2022-08-27 13:00 | 0.93655 | 0.82646 | 186065 | 169031.4005 | 2846 | 393271.9828 | 15 | 0 | 0 | 393271.9828 | 0 | 555793.9522 | 254 | 126208.2046 | 2653.0253 | 2653.0253 | 22920.8333 | 149129.038 | 149129.038 | 0 | 0 | 0 | 126208.2046 | 0 | 0 | 0 | 0 | 0 | 0
2022-08-27 14:00 | 0.82458 | 0.78256 | 186065 | 148822.7134 | 2846 | 372382.1151 | 15 | 306.3246 | 0.030632 | 372075.7905 | 0 | 949065.9349 | 254 | 126208.2046 | 2653.0253 | 2653.0253 | 22920.8333 | 149129.038 | 149129.038 | 0 | 0 | 0 | 125901.88 | 306.3246 | 0 | 0 | 0 | 0 | 0
2022-08-27 15:00 | 0.65272 | 0.71163 | 186065 | 117804.8964 | 2846 | 338629.9895 | 15 | 31324.1416 | 3.1324 | 307305.8479 | 0 | 1321141.7254 | 254 | 126208.2046 | 2653.0253 | 2653.0253 | 22920.8333 | 149129.038 | 149129.038 | 0 | 0 | 0 | 94884.0631 | 31324.1416 | 0 | 0 | 0 | 0 | 0
2022-08-27 16:00 | 0.43788 | 0.57587 | 186065 | 79029.9179 | 2846 | 274028.4305 | 15 | 70099.12 | 7.0099 | 203929.3105 | 0 | 1628447.5733 | 254 | 126208.2046 | 2653.0253 | 2653.0253 | 22920.8333 | 149129.038 | 149129.038 | 0 | 0 | 0 | 56109.0846 | 70099.12 | 0 | 0 | 0 | 0 | 0
2022-08-27 17:00 | 0.21052 | 0.35549 | 186065 | 37995.2917 | 2846 | 169160.3431 | 15 | 111133.7463 | 11.1134 | 58026.5968 | 0 | 1832376.8838 | 254 | 126208.2046 | 2653.0253 | 2653.0253 | 22920.8333 | 149129.038 | 149129.038 | 0 | 0 | 0 | 37995.2917 | 88212.9129 | 0 | 0 | 0 | 0 | 0
2022-08-27 18:00 | 0.03005 | 0.03121 | 186065 | 5423.5157 | 2846 | 14851.316 | 15 | 143705.5223 | 14.3706 | 0 | 128854.2064 | 1890403.4806 | 254 | 126208.2046 | 2653.0253 | 2653.0253 | 22920.8333 | 149129.038 | 149129.038 | 0 | 0 | 0 | 5423.5157 | 120784.689 | 0 | 0 | 0 | 0 | 0
2022-08-27 19:00 | 0 | 0 | 186065 | 0 | 2846 | 0 | 15 | 149129.038 | 14.9129 | 0 | 149129.038 | 1761549.2743 | 254 | 126208.2046 | 2653.0253 | 2653.0253 | 22920.8333 | 149129.038 | 149129.038 | 0 | 0 | 0 | 0 | 126208.2046 | 0 | 0 | 0 | 0 | 0
2022-08-27 20:00 | 0 | 0 | 186065 | 0 | 2846 | 0 | 15 | 149129.038 | 14.9129 | 0 | 149129.038 | 1612420.2363 | 254 | 126208.2046 | 2653.0253 | 2653.0253 | 22920.8333 | 149129.038 | 149129.038 | 0 | 0 | 0 | 0 | 126208.2046 | 0 | 0 | 0 | 0 | 0
2022-08-27 21:00 | 0 | 0 | 186065 | 0 | 2846 | 0 | 15 | 149129.038 | 14.9129 | 0 | 149129.038 | 1463291.1983 | 254 | 126208.2046 | 2653.0253 | 2653.0253 | 22920.8333 | 149129.038 | 149129.038 | 0 | 0 | 0 | 0 | 126208.2046 | 0 | 0 | 0 | 0 | 0
2022-08-27 22:00 | 0 | 0 | 186065 | 0 | 2846 | 0 | 15 | 149129.038 | 14.9129 | 0 | 149129.038 | 1314162.1604 | 254 | 126208.2046 | 2653.0253 | 2653.0253 | 22920.8333 | 149129.038 | 149129.038 | 0 | 0 | 0 | 0 | 126208.2046 | 0 | 0 | 0 | 0 | 0
2022-08-27 23:00 | 0 | 0 | 186065 | 0 | 2846 | 0 | 15 | 149129.038 | 14.9129 | 0 | 149129.038 | 1165033.1224 | 254 | 126208.2046 | 2653.0253 | 2653.0253 | 22920.8333 | 149129.038 | 149129.038 | 0 | 0 | 0 | 0 | 126208.2046 | 0 | 0 | 0 | 0 | 0
2022-08-28 | 0 | 0 | 186065 | 0 | 2846 | 0 | 15 | 148833.2046 | 14.8833 | 0 | 148833.2046 | 1015904.0845 | 254 | 126208.2046 | 2653.0253 | 2653.0253 | 22625 | 148833.2046 | 148833.2046 | 0 | 0 | 0 | 0 | 126208.2046 | 0 | 0 | 0 | 0 | 0
2022-08-28 01:00 | 0 | 0 | 186065 | 0 | 2846 | 0 | 15 | 148833.2046 | 14.8833 | 0 | 148833.2046 | 867070.8798 | 254 | 126208.2046 | 2653.0253 | 2653.0253 | 22625 | 148833.2046 | 148833.2046 | 0 | 0 | 0 | 0 | 126208.2046 | 0 | 0 | 0 | 0 | 0
2022-08-28 02:00 | 0 | 0 | 186065 | 0 | 2846 | 0 | 15 | 148833.2046 | 14.8833 | 0 | 148833.2046 | 718237.6752 | 254 | 126208.2046 | 2653.0253 | 2653.0253 | 22625 | 148833.2046 | 148833.2046 | 0 | 0 | 0 | 0 | 126208.2046 | 0 | 0 | 0 | 0 | 0
2022-08-28 03:00 | 0 | 0 | 186065 | 0 | 2846 | 0 | 15 | 148833.2046 | 14.8833 | 0 | 148833.2046 | 569404.4706 | 254 | 126208.2046 | 2653.0253 | 2653.0253 | 22625 | 148833.2046 | 148833.2046 | 0 | 0 | 0 | 0 | 126208.2046 | 0 | 0 | 0 | 0 | 0
2022-08-28 04:00 | 0 | 0 | 186065 | 0 | 2846 | 0 | 15 | 148833.2046 | 14.8833 | 0 | 148833.2046 | 420571.2659 | 254 | 126208.2046 | 2653.0253 | 2653.0253 | 22625 | 148833.2046 | 148833.2046 | 0 | 0 | 0 | 0 | 126208.2046 | 0 | 0 | 0 | 0 | 0
2022-08-28 05:00 | 0 | 0 | 186065 | 0 | 2846 | 0 | 15 | 148833.2046 | 14.8833 | 0 | 148833.2046 | 271738.0613 | 254 | 126208.2046 | 2653.0253 | 2653.0253 | 22625 | 148833.2046 | 148833.2046 | 0 | 0 | 0 | 0 | 126208.2046 | 0 | 0 | 0 | 0 | 0
2022-08-28 06:00 | 0.05067 | 0.03527 | 186065 | 9145.0761 | 2846 | 16783.2718 | 15 | 139688.1285 | 13.9688 | 0 | 122904.8567 | 122904.8567 | 254 | 126208.2046 | 2653.0253 | 2653.0253 | 22625 | 148833.2046 | 148833.2046 | 0 | 0 | 0 | 0 | 126208.2046 | 0 | 0 | 0 | 0 | 0
2022-08-28 07:00 | 0.2299 | 0.27841 | 186065 | 41493.0532 | 2846 | 132481.7326 | 15 | 107340.1514 | 10.734 | 0 | 0 | 0 | 254 | 126208.2046 | 2653.0253 | 2653.0253 | 22625 | 148833.2046 | 148833.2046 | 0 | 0 | 0 | 41493.0532 | 84715.1514 | 0 | 0 | 0 | 0 | 0
2022-08-28 08:00 | 0.45052 | 0.45719 | 186065 | 81311.2237 | 2846 | 217554.4101 | 15 | 67521.9809 | 6.7522 | 0 | 0 | 0 | 254 | 126208.2046 | 2653.0253 | 2653.0253 | 22625 | 148833.2046 | 148833.2046 | 0 | 0 | 0 | 81311.2237 | 44896.9809 | 0 | 0 | 0 | 0 | 0
2022-08-28 09:00 | 0.65597 | 0.59415 | 186065 | 118391.4663 | 2846 | 282726.9905 | 15 | 30441.7383 | 3.0442 | 0 | 0 | 0 | 254 | 126208.2046 | 2653.0253 | 2653.0253 | 22625 | 148833.2046 | 148833.2046 | 0 | 0 | 0 | 95766.4663 | 30441.7383 | 0 | 0 | 0 | 0 | 0
2022-08-28 10:00 | 0.81708 | 0.65449 | 186065 | 147469.0905 | 2846 | 311439.8519 | 15 | 1364.1141 | 0.13641 | 0 | 0 | 0 | 254 | 126208.2046 | 2653.0253 | 2653.0253 | 22625 | 148833.2046 | 148833.2046 | 0 | 0 | 0 | 124844.0905 | 1364.1141 | 0 | 0 | 0 | 0 | 0
2022-08-28 11:00 | 0.91678 | 0.70998 | 186065 | 165463.2506 | 2846 | 337844.835 | 15 | 0 | 0 | 85393.2644 | 0 | 0 | 254 | 126208.2046 | 2653.0253 | 2653.0253 | 22625 | 148833.2046 | 148833.2046 | 0 | 0 | 0 | 126208.2046 | 0 | 0 | 0 | 0 | 0 | 0
2022-08-28 12:00 | 0.96865 | 0.83467 | 186065 | 174824.9064 | 2846 | 397178.7211 | 15 | 0 | 0 | 397178.7211 | 0 | 85393.2644 | 254 | 126208.2046 | 2653.0253 | 2653.0253 | 22625 | 148833.2046 | 148833.2046 | 0 | 0 | 0 | 126208.2046 | 0 | 0 | 0 | 0 | 0 | 0
2022-08-28 13:00 | 0.9264 | 0.81361 | 186065 | 167199.4975 | 2846 | 387157.2948 | 15 | 0 | 0 | 387157.2948 | 0 | 482571.9855 | 254 | 126208.2046 | 2653.0253 | 2653.0253 | 22625 | 148833.2046 | 148833.2046 | 0 | 0 | 0 | 126208.2046 | 0 | 0 | 0 | 0 | 0 | 0
2022-08-28 14:00 | 0.81695 | 0.77739 | 186065 | 147445.6277 | 2846 | 369921.9644 | 15 | 1387.5769 | 0.13876 | 368534.3874 | 0 | 869729.2803 | 254 | 126208.2046 | 2653.0253 | 2653.0253 | 22625 | 148833.2046 | 148833.2046 | 0 | 0 | 0 | 126208.2046 | 0 | 0 | 0 | 0 | 0 | 0
2022-08-28 15:00 | 0.64892 | 0.72331 | 186065 | 117119.0608 | 2846 | 344187.9315 | 15 | 31714.1438 | 3.1714 | 312473.7876 | 0 | 1238263.6678 | 254 | 126208.2046 | 2653.0253 | 2653.0253 | 22625 | 148833.2046 | 148833.2046 | 0 | 0 | 0 | 117119.0608 | 9089.1438 | 0 | 0 | 0 | 0 | 0
2022-08-28 16:00 | 0.43805 | 0.60069 | 186065 | 79060.6001 | 2846 | 285839.0573 | 15 | 69772.6046 | 6.9773 | 216066.4527 | 0 | 1550737.4554 | 254 | 126208.2046 | 2653.0253 | 2653.0253 | 22625 | 148833.2046 | 148833.2046 | 0 | 0 | 0 | 79060.6001 | 47147.6046 | 0 | 0 | 0 | 0 | 0
2022-08-28 17:00 | 0.2131 | 0.39919 | 186065 | 38460.938 | 2846 | 189955.0405 | 15 | 110372.2667 | 11.0372 | 79582.7739 | 0 | 1766803.9082 | 254 | 126208.2046 | 2653.0253 | 2653.0253 | 22625 | 148833.2046 | 148833.2046 | 0 | 0 | 0 | 38460.938 | 87747.2667 | 0 | 0 | 0 | 0 | 0
2022-08-28 18:00 | 0.02988 | 0.03663 | 186065 | 5392.8335 | 2846 | 17430.4295 | 15 | 143440.3711 | 14.344 | 0 | 126009.9416 | 1846386.682 | 254 | 126208.2046 | 2653.0253 | 2653.0253 | 22625 | 148833.2046 | 148833.2046 | 0 | 0 | 0 | 5392.8335 | 120815.3711 | 0 | 0 | 0 | 0 | 0
2022-08-28 19:00 | 0 | 0 | 186065 | 0 | 2846 | 0 | 15 | 148833.2046 | 14.8833 | 0 | 148833.2046 | 1720376.7404 | 254 | 126208.2046 | 2653.0253 | 2653.0253 | 22625 | 148833.2046 | 148833.2046 | 0 | 0 | 0 | 0 | 126208.2046 | 0 | 0 | 0 | 0 | 0
2022-08-28 20:00 | 0 | 0 | 186065 | 0 | 2846 | 0 | 15 | 148833.2046 | 14.8833 | 0 | 148833.2046 | 1571543.5357 | 254 | 126208.2046 | 2653.0253 | 2653.0253 | 22625 | 148833.2046 | 148833.2046 | 0 | 0 | 0 | 0 | 126208.2046 | 0 | 0 | 0 | 0 | 0
2022-08-28 21:00 | 0 | 0 | 186065 | 0 | 2846 | 0 | 15 | 148833.2046 | 14.8833 | 0 | 148833.2046 | 1422710.3311 | 254 | 126208.2046 | 2653.0253 | 2653.0253 | 22625 | 148833.2046 | 148833.2046 | 0 | 0 | 0 | 0 | 126208.2046 | 0 | 0 | 0 | 0 | 0
2022-08-28 22:00 | 0 | 0 | 186065 | 0 | 2846 | 0 | 15 | 148833.2046 | 14.8833 | 0 | 148833.2046 | 1273877.1265 | 254 | 126208.2046 | 2653.0253 | 2653.0253 | 22625 | 148833.2046 | 148833.2046 | 0 | 0 | 0 | 0 | 126208.2046 | 0 | 0 | 0 | 0 | 0
2022-08-28 23:00 | 0 | 0 | 186065 | 0 | 2846 | 0 | 15 | 148833.2046 | 14.8833 | 0 | 148833.2046 | 1125043.9218 | 254 | 126208.2046 | 2653.0253 | 2653.0253 | 22625 | 148833.2046 | 148833.2046 | 0 | 0 | 0 | 0 | 126208.2046 | 0 | 0 | 0 | 0 | 0
2022-08-29 | 0 | 0 | 186065 | 0 | 2846 | 0 | 15 | 148624.8713 | 14.8625 | 0 | 148624.8713 | 976210.7172 | 254 | 126208.2046 | 2653.0253 | 2653.0253 | 22416.6667 | 148624.8713 | 148624.8713 | 0 | 0 | 0 | 0 | 126208.2046 | 0 | 0 | 0 | 0 | 0
2022-08-29 01:00 | 0 | 0 | 186065 | 0 | 2846 | 0 | 15 | 148624.8713 | 14.8625 | 0 | 148624.8713 | 827585.8459 | 254 | 126208.2046 | 2653.0253 | 2653.0253 | 22416.6667 | 148624.8713 | 148624.8713 | 0 | 0 | 0 | 0 | 126208.2046 | 0 | 0 | 0 | 0 | 0
2022-08-29 02:00 | 0 | 0 | 186065 | 0 | 2846 | 0 | 15 | 148624.8713 | 14.8625 | 0 | 148624.8713 | 678960.9746 | 254 | 126208.2046 | 2653.0253 | 2653.0253 | 22416.6667 | 148624.8713 | 148624.8713 | 0 | 0 | 0 | 0 | 126208.2046 | 0 | 0 | 0 | 0 | 0
2022-08-29 03:00 | 0 | 0 | 186065 | 0 | 2846 | 0 | 15 | 148624.8713 | 14.8625 | 0 | 148624.8713 | 530336.1033 | 254 | 126208.2046 | 2653.0253 | 2653.0253 | 22416.6667 | 148624.8713 | 148624.8713 | 0 | 0 | 0 | 0 | 126208.2046 | 0 | 0 | 0 | 0 | 0
2022-08-29 04:00 | 0 | 0 | 186065 | 0 | 2846 | 0 | 15 | 148624.8713 | 14.8625 | 0 | 148624.8713 | 381711.232 | 254 | 126208.2046 | 2653.0253 | 2653.0253 | 22416.6667 | 148624.8713 | 148624.8713 | 0 | 0 | 0 | 0 | 126208.2046 | 0 | 0 | 0 | 0 | 0
2022-08-29 05:00 | 0 | 0 | 186065 | 0 | 2846 | 0 | 15 | 148624.8713 | 14.8625 | 0 | 148624.8713 | 233086.3607 | 254 | 126208.2046 | 2653.0253 | 2653.0253 | 22416.6667 | 148624.8713 | 148624.8713 | 0 | 0 | 0 | 0 | 126208.2046 | 0 | 0 | 0 | 0 | 0
2022-08-29 06:00 | 0.05903 | 0.11245 | 186065 | 10653.9144 | 2846 | 53509.4674 | 15 | 137970.9569 | 13.7971 | 0 | 84461.4894 | 84461.4894 | 254 | 126208.2046 | 2653.0253 | 2653.0253 | 22416.6667 | 148624.8713 | 148624.8713 | 0 | 0 | 0 | 10653.9144 | 115554.2902 | 0 | 0 | 0 | 0 | 0
2022-08-29 07:00 | 0.26023 | 0.44236 | 186065 | 46967.1041 | 2846 | 210497.5368 | 15 | 101657.7672 | 10.1658 | 0 | 0 | 0 | 254 | 126208.2046 | 2653.0253 | 2653.0253 | 22416.6667 | 148624.8713 | 148624.8713 | 0 | 0 | 0 | 24550.4374 | 101657.7672 | 0 | 0 | 0 | 0 | 0
2022-08-29 08:00 | 0.4883 | 0.62538 | 186065 | 88129.8733 | 2846 | 297587.8235 | 15 | 60494.998 | 6.0495 | 0 | 0 | 0 | 254 | 126208.2046 | 2653.0253 | 2653.0253 | 22416.6667 | 148624.8713 | 148624.8713 | 0 | 0 | 0 | 88129.8733 | 38078.3313 | 0 | 0 | 0 | 0 | 0
2022-08-29 09:00 | 0.69275 | 0.73694 | 186065 | 125029.6329 | 2846 | 350673.7833 | 15 | 23595.2384 | 2.3595 | 0 | 0 | 0 | 254 | 126208.2046 | 2653.0253 | 2653.0253 | 22416.6667 | 148624.8713 | 148624.8713 | 0 | 0 | 0 | 125029.6329 | 1178.5717 | 0 | 0 | 0 | 0 | 0
2022-08-29 10:00 | 0.85067 | 0.79342 | 186065 | 153531.5161 | 2846 | 377549.8591 | 15 | 0 | 0 | 0 | 0 | 0 | 254 | 126208.2046 | 2653.0253 | 2653.0253 | 22416.6667 | 148624.8713 | 148624.8713 | 0 | 0 | 0 | 126208.2046 | 0 | 0 | 0 | 0 | 0 | 0
2022-08-29 11:00 | 0.9456 | 0.83179 | 186065 | 170664.7721 | 2846 | 395808.2696 | 15 | 0 | 0 | 109909.1838 | 0 | 0 | 254 | 126208.2046 | 2653.0253 | 2653.0253 | 22416.6667 | 148624.8713 | 148624.8713 | 0 | 0 | 0 | 126208.2046 | 0 | 0 | 0 | 0 | 0 | 0
2022-08-29 12:00 | 0.9727 | 0.83264 | 186065 | 175555.8627 | 2846 | 396212.7432 | 15 | 0 | 0 | 396212.7432 | 0 | 109909.1838 | 254 | 126208.2046 | 2653.0253 | 2653.0253 | 22416.6667 | 148624.8713 | 148624.8713 | 0 | 0 | 0 | 126208.2046 | 0 | 0 | 0 | 0 | 0 | 0
2022-08-29 13:00 | 0.92967 | 0.81995 | 186065 | 167789.6771 | 2846 | 390174.1914 | 15 | 0 | 0 | 390174.1914 | 0 | 506121.9269 | 254 | 126208.2046 | 2653.0253 | 2653.0253 | 22416.6667 | 148624.8713 | 148624.8713 | 0 | 0 | 0 | 126208.2046 | 0 | 0 | 0 | 0 | 0 | 0
2022-08-29 14:00 | 0.81945 | 0.78697 | 186065 | 147896.8353 | 2846 | 374480.6189 | 15 | 728.036 | 0.072804 | 373752.5829 | 0 | 896296.1184 | 254 | 126208.2046 | 2653.0253 | 2653.0253 | 22416.6667 | 148624.8713 | 148624.8713 | 0 | 0 | 0 | 126208.2046 | 0 | 0 | 0 | 0 | 0 | 0
2022-08-29 15:00 | 0.649 | 0.71865 | 186065 | 117133.4994 | 2846 | 341970.4649 | 15 | 31491.3718 | 3.1491 | 310479.093 | 0 | 1270048.7013 | 254 | 126208.2046 | 2653.0253 | 2653.0253 | 22416.6667 | 148624.8713 | 148624.8713 | 0 | 0 | 0 | 117133.4995 | 9074.7052 | 0 | 0 | 0 | 0 | 0
2022-08-29 16:00 | 0.43512 | 0.59051 | 186065 | 78531.7847 | 2846 | 280994.8921 | 15 | 70093.0866 | 7.0093 | 210901.8055 | 0 | 1580527.7943 | 254 | 126208.2046 | 2653.0253 | 2653.0253 | 22416.6667 | 148624.8713 | 148624.8713 | 0 | 0 | 0 | 78531.7847 | 47676.4199 | 0 | 0 | 0 | 0 | 0
2022-08-29 17:00 | 0.20862 | 0.38756 | 186065 | 37652.3739 | 2846 | 184420.8911 | 15 | 110972.4974 | 11.0972 | 73448.3937 | 0 | 1791429.5998 | 254 | 126208.2046 | 2653.0253 | 2653.0253 | 22416.6667 | 148624.8713 | 148624.8713 | 0 | 0 | 0 | 15235.7072 | 110972.4974 | 0 | 0 | 0 | 0 | 0
2022-08-29 18:00 | 0.02795 | 0.03386 | 186065 | 5044.5012 | 2846 | 16112.3216 | 15 | 143580.3701 | 14.358 | 0 | 127468.0484 | 1864877.9935 | 254 | 126208.2046 | 2653.0253 | 2653.0253 | 22416.6667 | 148624.8713 | 148624.8713 | 0 | 0 | 0 | 5044.5012 | 121163.7034 | 0 | 0 | 0 | 0 | 0
2022-08-29 19:00 | 0 | 0 | 186065 | 0 | 2846 | 0 | 15 | 148624.8713 | 14.8625 | 0 | 148624.8713 | 1737409.9451 | 254 | 126208.2046 | 2653.0253 | 2653.0253 | 22416.6667 | 148624.8713 | 148624.8713 | 0 | 0 | 0 | 0 | 126208.2046 | 0 | 0 | 0 | 0 | 0
2022-08-29 20:00 | 0 | 0 | 186065 | 0 | 2846 | 0 | 15 | 148624.8713 | 14.8625 | 0 | 148624.8713 | 1588785.0738 | 254 | 126208.2046 | 2653.0253 | 2653.0253 | 22416.6667 | 148624.8713 | 148624.8713 | 0 | 0 | 0 | 0 | 126208.2046 | 0 | 0 | 0 | 0 | 0
2022-08-29 21:00 | 0 | 0 | 186065 | 0 | 2846 | 0 | 15 | 148624.8713 | 14.8625 | 0 | 148624.8713 | 1440160.2025 | 254 | 126208.2046 | 2653.0253 | 2653.0253 | 22416.6667 | 148624.8713 | 148624.8713 | 0 | 0 | 0 | 0 | 126208.2046 | 0 | 0 | 0 | 0 | 0
2022-08-29 22:00 | 0 | 0 | 186065 | 0 | 2846 | 0 | 15 | 148624.8713 | 14.8625 | 0 | 148624.8713 | 1291535.3312 | 254 | 126208.2046 | 2653.0253 | 2653.0253 | 22416.6667 | 148624.8713 | 148624.8713 | 0 | 0 | 0 | 0 | 126208.2046 | 0 | 0 | 0 | 0 | 0
2022-08-29 23:00 | 0 | 0 | 186065 | 0 | 2846 | 0 | 15 | 148624.8713 | 14.8625 | 0 | 148624.8713 | 1142910.4599 | 254 | 126208.2046 | 2653.0253 | 2653.0253 | 22416.6667 | 148624.8713 | 148624.8713 | 0 | 0 | 0 | 0 | 126208.2046 | 0 | 0 | 0 | 0 | 0
2022-08-30 | 0 | 0 | 186065 | 0 | 2846 | 0 | 15 | 149854.038 | 14.9854 | 0 | 149854.038 | 994285.5886 | 254 | 126208.2046 | 2653.0253 | 2653.0253 | 23645.8333 | 149854.038 | 149854.038 | 0 | 0 | 0 | 0 | 126208.2046 | 0 | 0 | 0 | 0 | 0
2022-08-30 01:00 | 0 | 0 | 186065 | 0 | 2846 | 0 | 15 | 149854.038 | 14.9854 | 0 | 149854.038 | 844431.5506 | 254 | 126208.2046 | 2653.0253 | 2653.0253 | 23645.8333 | 149854.038 | 149854.038 | 0 | 0 | 0 | 0 | 126208.2046 | 0 | 0 | 0 | 0 | 0
2022-08-30 02:00 | 0 | 0 | 186065 | 0 | 2846 | 0 | 15 | 149854.038 | 14.9854 | 0 | 149854.038 | 694577.5127 | 254 | 126208.2046 | 2653.0253 | 2653.0253 | 23645.8333 | 149854.038 | 149854.038 | 0 | 0 | 0 | 0 | 126208.2046 | 0 | 0 | 0 | 0 | 0
2022-08-30 03:00 | 0 | 0 | 186065 | 0 | 2846 | 0 | 15 | 149854.038 | 14.9854 | 0 | 149854.038 | 544723.4747 | 254 | 126208.2046 | 2653.0253 | 2653.0253 | 23645.8333 | 149854.038 | 149854.038 | 0 | 0 | 0 | 0 | 126208.2046 | 0 | 0 | 0 | 0 | 0
2022-08-30 04:00 | 0 | 0 | 186065 | 0 | 2846 | 0 | 15 | 149854.038 | 14.9854 | 0 | 149854.038 | 394869.4367 | 254 | 126208.2046 | 2653.0253 | 2653.0253 | 23645.8333 | 149854.038 | 149854.038 | 0 | 0 | 0 | 0 | 126208.2046 | 0 | 0 | 0 | 0 | 0
2022-08-30 05:00 | 0 | 0 | 186065 | 0 | 2846 | 0 | 15 | 149854.038 | 14.9854 | 0 | 149854.038 | 245015.3988 | 254 | 126208.2046 | 2653.0253 | 2653.0253 | 23645.8333 | 149854.038 | 149854.038 | 0 | 0 | 0 | 0 | 126208.2046 | 0 | 0 | 0 | 0 | 0
2022-08-30 06:00 | 0.0552 | 0.094 | 186065 | 9962.6644 | 2846 | 44730.0128 | 15 | 139891.3736 | 13.9891 | 0 | 95161.3608 | 95161.3608 | 254 | 126208.2046 | 2653.0253 | 2653.0253 | 23645.8333 | 149854.038 | 149854.038 | 0 | 0 | 0 | 9962.6644 | 116245.5403 | 0 | 0 | 0 | 0 | 0
2022-08-30 07:00 | 0.24995 | 0.4086 | 186065 | 45111.7383 | 2846 | 194432.8003 | 15 | 104742.2996 | 10.4742 | 0 | 0 | 0 | 254 | 126208.2046 | 2653.0253 | 2653.0253 | 23645.8333 | 149854.038 | 149854.038 | 0 | 0 | 0 | 45111.7383 | 81096.4663 | 0 | 0 | 0 | 0 | 0
2022-08-30 08:00 | 0.47662 | 0.59269 | 186065 | 86021.8313 | 2846 | 282032.2477 | 15 | 63832.2067 | 6.3832 | 0 | 0 | 0 | 254 | 126208.2046 | 2653.0253 | 2653.0253 | 23645.8333 | 149854.038 | 149854.038 | 0 | 0 | 0 | 86021.8313 | 40186.3733 | 0 | 0 | 0 | 0 | 0
2022-08-30 09:00 | 0.68135 | 0.70993 | 186065 | 122972.1261 | 2846 | 337821.0424 | 15 | 26881.9118 | 2.6882 | 0 | 0 | 0 | 254 | 126208.2046 | 2653.0253 | 2653.0253 | 23645.8333 | 149854.038 | 149854.038 | 0 | 0 | 0 | 99326.2928 | 26881.9118 | 0 | 0 | 0 | 0 | 0
2022-08-30 10:00 | 0.83905 | 0.76918 | 186065 | 151434.3031 | 2846 | 366015.226 | 15 | 0 | 0 | 167633.3336 | 0 | 0 | 254 | 126208.2046 | 2653.0253 | 2653.0253 | 23645.8333 | 149854.038 | 149854.038 | 0 | 0 | 0 | 126208.2046 | 0 | 0 | 0 | 0 | 0 | 0
2022-08-30 11:00 | 0.9348 | 0.80199 | 186065 | 168715.5551 | 2846 | 381627.9039 | 15 | 0 | 0 | 381627.9039 | 0 | 167633.3336 | 254 | 126208.2046 | 2653.0253 | 2653.0253 | 23645.8333 | 149854.038 | 149854.038 | 0 | 0 | 0 | 126208.2046 | 0 | 0 | 0 | 0 | 0 | 0
2022-08-30 12:00 | 0.93738 | 0.70761 | 186065 | 169181.2014 | 2846 | 336717.0676 | 15 | 0 | 0 | 336717.0676 | 0 | 549261.2375 | 254 | 126208.2046 | 2653.0253 | 2653.0253 | 23645.8333 | 149854.038 | 149854.038 | 0 | 0 | 0 | 126208.2046 | 0 | 0 | 0 | 0 | 0 | 0
2022-08-30 13:00 | 0.89262 | 0.68979 | 186065 | 161102.7801 | 2846 | 328237.3992 | 15 | 0 | 0 | 328237.3992 | 0 | 885978.3051 | 254 | 126208.2046 | 2653.0253 | 2653.0253 | 23645.8333 | 149854.038 | 149854.038 | 0 | 0 | 0 | 126208.2046 | 0 | 0 | 0 | 0 | 0 | 0
2022-08-30 14:00 | 0.77853 | 0.64679 | 186065 | 140511.4689 | 2846 | 307775.7976 | 15 | 9342.569 | 0.93426 | 298433.2286 | 0 | 1214215.7043 | 254 | 126208.2046 | 2653.0253 | 2653.0253 | 23645.8333 | 149854.038 | 149854.038 | 0 | 0 | 0 | 126208.2046 | 0 | 0 | 0 | 0 | 0 | 0
2022-08-30 15:00 | 0.6064 | 0.57096 | 186065 | 109444.9215 | 2846 | 271692.0012 | 15 | 40409.1164 | 4.0409 | 231282.8847 | 0 | 1512648.9329 | 254 | 126208.2046 | 2653.0253 | 2653.0253 | 23645.8333 | 149854.038 | 149854.038 | 0 | 0 | 0 | 109444.9215 | 16763.2831 | 0 | 0 | 0 | 0 | 0
2022-08-30 16:00 | 0.39495 | 0.43214 | 186065 | 71281.7806 | 2846 | 205634.3376 | 15 | 78572.2574 | 7.8572 | 127062.0802 | 0 | 1743931.8177 | 254 | 126208.2046 | 2653.0253 | 2653.0253 | 23645.8333 | 149854.038 | 149854.038 | 0 | 0 | 0 | 71281.7806 | 54926.424 | 0 | 0 | 0 | 0 | 0
2022-08-30 17:00 | 0.18268 | 0.25387 | 186065 | 32970.6436 | 2846 | 120804.3441 | 15 | 116883.3944 | 11.6883 | 3920.9498 | 0 | 1870993.8979 | 254 | 126208.2046 | 2653.0253 | 2653.0253 | 23645.8333 | 149854.038 | 149854.038 | 0 | 0 | 0 | 32970.6436 | 93237.5611 | 0 | 0 | 0 | 0 | 0
2022-08-30 18:00 | 0.02325 | 0.01001 | 186065 | 4196.2309 | 2846 | 4763.2705 | 15 | 145657.8071 | 14.5658 | 0 | 140894.5365 | 1874914.8476 | 254 | 126208.2046 | 2653.0253 | 2653.0253 | 23645.8333 | 149854.038 | 149854.038 | 0 | 0 | 0 | 4196.2309 | 122011.9737 | 0 | 0 | 0 | 0 | 0
2022-08-30 19:00 | 0 | 0 | 186065 | 0 | 2846 | 0 | 15 | 149854.038 | 14.9854 | 0 | 149854.038 | 1734020.3111 | 254 | 126208.2046 | 2653.0253 | 2653.0253 | 23645.8333 | 149854.038 | 149854.038 | 0 | 0 | 0 | 0 | 126208.2046 | 0 | 0 | 0 | 0 | 0
2022-08-30 20:00 | 0 | 0 | 186065 | 0 | 2846 | 0 | 15 | 149854.038 | 14.9854 | 0 | 149854.038 | 1584166.2731 | 254 | 126208.2046 | 2653.0253 | 2653.0253 | 23645.8333 | 149854.038 | 149854.038 | 0 | 0 | 0 | 0 | 126208.2046 | 0 | 0 | 0 | 0 | 0
2022-08-30 21:00 | 0 | 0 | 186065 | 0 | 2846 | 0 | 15 | 149854.038 | 14.9854 | 0 | 149854.038 | 1434312.2351 | 254 | 126208.2046 | 2653.0253 | 2653.0253 | 23645.8333 | 149854.038 | 149854.038 | 0 | 0 | 0 | 0 | 126208.2046 | 0 | 0 | 0 | 0 | 0
2022-08-30 22:00 | 0 | 0 | 186065 | 0 | 2846 | 0 | 15 | 149854.038 | 14.9854 | 0 | 149854.038 | 1284458.1972 | 254 | 126208.2046 | 2653.0253 | 2653.0253 | 23645.8333 | 149854.038 | 149854.038 | 0 | 0 | 0 | 0 | 126208.2046 | 0 | 0 | 0 | 0 | 0
2022-08-30 23:00 | 0 | 0 | 186065 | 0 | 2846 | 0 | 15 | 149854.038 | 14.9854 | 0 | 149854.038 | 1134604.1592 | 254 | 126208.2046 | 2653.0253 | 2653.0253 | 23645.8333 | 149854.038 | 149854.038 | 0 | 0 | 0 | 0 | 126208.2046 | 0 | 0 | 0 | 0 | 0
2022-08-31 | 0 | 0 | 186065 | 0 | 2846 | 0 | 15 | 146466.538 | 14.6467 | 0 | 146466.538 | 984750.1212 | 254 | 126208.2046 | 2653.0253 | 2653.0253 | 20258.3333 | 146466.538 | 146466.538 | 0 | 0 | 0 | 0 | 126208.2046 | 0 | 0 | 0 | 0 | 0
2022-08-31 01:00 | 0 | 0 | 186065 | 0 | 2846 | 0 | 15 | 146466.538 | 14.6467 | 0 | 146466.538 | 838283.5833 | 254 | 126208.2046 | 2653.0253 | 2653.0253 | 20258.3333 | 146466.538 | 146466.538 | 0 | 0 | 0 | 0 | 126208.2046 | 0 | 0 | 0 | 0 | 0
2022-08-31 02:00 | 0 | 0 | 186065 | 0 | 2846 | 0 | 15 | 146466.538 | 14.6467 | 0 | 146466.538 | 691817.0453 | 254 | 126208.2046 | 2653.0253 | 2653.0253 | 20258.3333 | 146466.538 | 146466.538 | 0 | 0 | 0 | 0 | 126208.2046 | 0 | 0 | 0 | 0 | 0
2022-08-31 03:00 | 0 | 0 | 186065 | 0 | 2846 | 0 | 15 | 146466.538 | 14.6467 | 0 | 146466.538 | 545350.5073 | 254 | 126208.2046 | 2653.0253 | 2653.0253 | 20258.3333 | 146466.538 | 146466.538 | 0 | 0 | 0 | 0 | 126208.2046 | 0 | 0 | 0 | 0 | 0
2022-08-31 04:00 | 0 | 0 | 186065 | 0 | 2846 | 0 | 15 | 146466.538 | 14.6467 | 0 | 146466.538 | 398883.9694 | 254 | 126208.2046 | 2653.0253 | 2653.0253 | 20258.3333 | 146466.538 | 146466.538 | 0 | 0 | 0 | 0 | 126208.2046 | 0 | 0 | 0 | 0 | 0
2022-08-31 05:00 | 0 | 0 | 186065 | 0 | 2846 | 0 | 15 | 146466.538 | 14.6467 | 0 | 146466.538 | 252417.4314 | 254 | 126208.2046 | 2653.0253 | 2653.0253 | 20258.3333 | 146466.538 | 146466.538 | 0 | 0 | 0 | 0 | 126208.2046 | 0 | 0 | 0 | 0 | 0
2022-08-31 06:00 | 0.051 | 0.0658 | 186065 | 9204.6355 | 2846 | 31311.009 | 15 | 137261.9024 | 13.7262 | 0 | 105950.8935 | 105950.8935 | 254 | 126208.2046 | 2653.0253 | 2653.0253 | 20258.3333 | 146466.538 | 146466.538 | 0 | 0 | 0 | 9204.6355 | 117003.5691 | 0 | 0 | 0 | 0 | 0
2022-08-31 07:00 | 0.23745 | 0.34641 | 186065 | 42855.7002 | 2846 | 164839.6142 | 15 | 103610.8377 | 10.3611 | 0 | 0 | 0 | 254 | 126208.2046 | 2653.0253 | 2653.0253 | 20258.3333 | 146466.538 | 146466.538 | 0 | 0 | 0 | 22597.3669 | 103610.8377 | 0 | 0 | 0 | 0 | 0
2022-08-31 08:00 | 0.4606 | 0.52847 | 186065 | 83130.4928 | 2846 | 251473.0837 | 15 | 63336.0451 | 6.3336 | 0 | 0 | 0 | 254 | 126208.2046 | 2653.0253 | 2653.0253 | 20258.3333 | 146466.538 | 146466.538 | 0 | 0 | 0 | 83130.4928 | 43077.7118 | 0 | 0 | 0 | 0 | 0
2022-08-31 09:00 | 0.66475 | 0.64894 | 186065 | 119976.1075 | 2846 | 308798.8777 | 15 | 26490.4305 | 2.649 | 0 | 0 | 0 | 254 | 126208.2046 | 2653.0253 | 2653.0253 | 20258.3333 | 146466.538 | 146466.538 | 0 | 0 | 0 | 99717.7742 | 26490.4305 | 0 | 0 | 0 | 0 | 0
2022-08-31 10:00 | 0.82297 | 0.71531 | 186065 | 148532.1357 | 2846 | 340381.1219 | 15 | 0 | 0 | 278884.9598 | 0 | 0 | 254 | 126208.2046 | 2653.0253 | 2653.0253 | 20258.3333 | 146466.538 | 146466.538 | 0 | 0 | 0 | 126208.2046 | 0 | 0 | 0 | 0 | 0 | 0
2022-08-31 11:00 | 0.91925 | 0.74912 | 186065 | 165909.0437 | 2846 | 356469.6509 | 15 | 0 | 0 | 356469.6509 | 0 | 278884.9598 | 254 | 126208.2046 | 2653.0253 | 2653.0253 | 20258.3333 | 146466.538 | 146466.538 | 0 | 0 | 0 | 126208.2046 | 0 | 0 | 0 | 0 | 0 | 0
2022-08-31 12:00 | 0.93362 | 0.71156 | 186065 | 168502.5851 | 2846 | 338596.6799 | 15 | 0 | 0 | 338596.6799 | 0 | 635354.6107 | 254 | 126208.2046 | 2653.0253 | 2653.0253 | 20258.3333 | 146466.538 | 146466.538 | 0 | 0 | 0 | 126208.2046 | 0 | 0 | 0 | 0 | 0 | 0
2022-08-31 13:00 | 0.88685 | 0.68859 | 186065 | 160061.3929 | 2846 | 327666.3778 | 15 | 0 | 0 | 327666.3778 | 0 | 973951.2906 | 254 | 126208.2046 | 2653.0253 | 2653.0253 | 20258.3333 | 146466.538 | 146466.538 | 0 | 0 | 0 | 126208.2046 | 0 | 0 | 0 | 0 | 0 | 0
2022-08-31 14:00 | 0.77003 | 0.63093 | 186065 | 138977.363 | 2846 | 300228.7976 | 15 | 7489.175 | 0.74892 | 292739.6226 | 0 | 1301617.6684 | 254 | 126208.2046 | 2653.0253 | 2653.0253 | 20258.3333 | 146466.538 | 146466.538 | 0 | 0 | 0 | 118719.0297 | 7489.175 | 0 | 0 | 0 | 0 | 0
2022-08-31 15:00 | 0.59478 | 0.53226 | 186065 | 107347.7085 | 2846 | 253276.5597 | 15 | 39118.8295 | 3.9119 | 214157.7302 | 0 | 1594357.2911 | 254 | 126208.2046 | 2653.0253 | 2653.0253 | 20258.3333 | 146466.538 | 146466.538 | 0 | 0 | 0 | 87089.3751 | 39118.8295 | 0 | 0 | 0 | 0 | 0
2022-08-31 16:00 | 0.3821 | 0.39636 | 186065 | 68962.5734 | 2846 | 188608.3816 | 15 | 77503.9646 | 7.7504 | 111104.4171 | 0 | 1808515.0213 | 254 | 126208.2046 | 2653.0253 | 2653.0253 | 20258.3333 | 146466.538 | 146466.538 | 0 | 0 | 0 | 48704.2401 | 77503.9646 | 0 | 0 | 0 | 0 | 0
2022-08-31 17:00 | 0.17155 | 0.19426 | 186065 | 30961.8672 | 2846 | 92438.8541 | 15 | 115504.6707 | 11.5505 | 0 | 23065.8166 | 1919619.4384 | 254 | 126208.2046 | 2653.0253 | 2653.0253 | 20258.3333 | 146466.538 | 146466.538 | 0 | 0 | 0 | 30961.8672 | 95246.3374 | 0 | 0 | 0 | 0 | 0
2022-08-31 18:00 | 0.02117 | 0.00481 | 186065 | 3820.8262 | 2846 | 2288.8443 | 15 | 142645.7118 | 14.2646 | 0 | 140356.8675 | 1896553.6217 | 254 | 126208.2046 | 2653.0253 | 2653.0253 | 20258.3333 | 146466.538 | 146466.538 | 0 | 0 | 0 | 0 | 126208.2046 | 0 | 0 | 0 | 0 | 0
2022-08-31 19:00 | 0 | 0 | 186065 | 0 | 2846 | 0 | 15 | 146466.538 | 14.6467 | 0 | 146466.538 | 1756196.7542 | 254 | 126208.2046 | 2653.0253 | 2653.0253 | 20258.3333 | 146466.538 | 146466.538 | 0 | 0 | 0 | 0 | 126208.2046 | 0 | 0 | 0 | 0 | 0
2022-08-31 20:00 | 0 | 0 | 186065 | 0 | 2846 | 0 | 15 | 146466.538 | 14.6467 | 0 | 146466.538 | 1609730.2162 | 254 | 126208.2046 | 2653.0253 | 2653.0253 | 20258.3333 | 146466.538 | 146466.538 | 0 | 0 | 0 | 0 | 126208.2046 | 0 | 0 | 0 | 0 | 0
2022-08-31 21:00 | 0 | 0 | 186065 | 0 | 2846 | 0 | 15 | 146466.538 | 14.6467 | 0 | 146466.538 | 1463263.6783 | 254 | 126208.2046 | 2653.0253 | 2653.0253 | 20258.3333 | 146466.538 | 146466.538 | 0 | 0 | 0 | 0 | 126208.2046 | 0 | 0 | 0 | 0 | 0
2022-08-31 22:00 | 0 | 0 | 186065 | 0 | 2846 | 0 | 15 | 146466.538 | 14.6467 | 0 | 146466.538 | 1316797.1403 | 254 | 126208.2046 | 2653.0253 | 2653.0253 | 20258.3333 | 146466.538 | 146466.538 | 0 | 0 | 0 | 0 | 126208.2046 | 0 | 0 | 0 | 0 | 0
2022-08-31 23:00 | 0 | 0 | 186065 | 0 | 2846 | 0 | 15 | 146466.538 | 14.6467 | 0 | 146466.538 | 1170330.6024 | 254 | 126208.2046 | 2653.0253 | 2653.0253 | 20258.3333 | 146466.538 | 146466.538 | 0 | 0 | 0 | 0 | 126208.2046 | 0 | 0 | 0 | 0 | 0
2022-09-01 | 0 | 0 | 186065 | 0 | 2846 | 0 | 15 | 149979.1667 | 14.9979 | 0 | 149979.1667 | 1023864.0644 | 254 | 127000 | 2672.4221 | 2669.6697 | 22979.1667 | 150110.1049 | 149979.1667 | 0 | 130.9382 | 130.9382 | 0 | 127000 | 0 | 0 | 0 | 0 | 0
2022-09-01 01:00 | 0 | 0 | 186065 | 0 | 2846 | 0 | 15 | 149979.1667 | 14.9979 | 0 | 149979.1667 | 873884.8977 | 254 | 127000 | 2672.4221 | 2669.6697 | 22979.1667 | 150110.1049 | 149979.1667 | 0 | 130.9382 | 130.9382 | 0 | 127000 | 0 | 0 | 0 | 0 | 0
2022-09-01 02:00 | 0 | 0 | 186065 | 0 | 2846 | 0 | 15 | 149979.1667 | 14.9979 | 0 | 149979.1667 | 723905.7311 | 254 | 127000 | 2672.4221 | 2669.6697 | 22979.1667 | 150110.1049 | 149979.1667 | 0 | 130.9382 | 130.9382 | 0 | 127000 | 0 | 0 | 0 | 0 | 0
2022-09-01 03:00 | 0 | 0 | 186065 | 0 | 2846 | 0 | 15 | 149979.1667 | 14.9979 | 0 | 149979.1667 | 573926.5644 | 254 | 127000 | 2672.4221 | 2669.6697 | 22979.1667 | 150110.1049 | 149979.1667 | 0 | 130.9382 | 130.9382 | 0 | 127000 | 0 | 0 | 0 | 0 | 0
2022-09-01 04:00 | 0 | 0 | 186065 | 0 | 2846 | 0 | 15 | 149979.1667 | 14.9979 | 0 | 149979.1667 | 423947.3977 | 254 | 127000 | 2672.4221 | 2669.6697 | 22979.1667 | 150110.1049 | 149979.1667 | 0 | 130.9382 | 130.9382 | 0 | 127000 | 0 | 0 | 0 | 0 | 0
2022-09-01 05:00 | 0 | 0 | 186065 | 0 | 2846 | 0 | 15 | 149979.1667 | 14.9979 | 0 | 149979.1667 | 273968.2311 | 254 | 127000 | 2672.4221 | 2669.6697 | 22979.1667 | 150110.1049 | 149979.1667 | 0 | 130.9382 | 130.9382 | 0 | 127000 | 0 | 0 | 0 | 0 | 0
2022-09-01 06:00 | 0.04595 | 0.03719 | 186065 | 8293.1961 | 2846 | 17696.9061 | 15 | 141685.9705 | 14.1686 | 0 | 123989.0644 | 123989.0644 | 254 | 127000 | 2672.4221 | 2669.6697 | 22979.1667 | 150110.1049 | 149979.1667 | 0 | 130.9382 | 130.9382 | 0 | 127000 | 0 | 0 | 0 | 0 | 0
2022-09-01 07:00 | 0.22043 | 0.27042 | 186065 | 39783.8787 | 2846 | 128679.6815 | 15 | 110195.288 | 11.0195 | 0 | 0 | 0 | 254 | 127000 | 2672.4221 | 2669.6697 | 22979.1667 | 150110.1049 | 149979.1667 | 0 | 130.9382 | 130.9382 | 39783.8787 | 87216.1213 | 0 | 0 | 0 | 0 | 0
2022-09-01 08:00 | 0.4383 | 0.44436 | 186065 | 79105.7208 | 2846 | 211449.2392 | 15 | 70873.4459 | 7.0873 | 0 | 0 | 0 | 254 | 127000 | 2672.4221 | 2669.6697 | 22979.1667 | 150110.1049 | 149979.1667 | 0 | 130.9382 | 130.9382 | 79105.7208 | 47894.2792 | 0 | 0 | 0 | 0 | 0
2022-09-01 09:00 | 0.64142 | 0.56634 | 186065 | 115765.4379 | 2846 | 269493.5686 | 15 | 34213.7287 | 3.4214 | 7934.2907 | 0 | 0 | 254 | 127000 | 2672.4221 | 2669.6697 | 22979.1667 | 150110.1049 | 149979.1667 | 0 | 130.9382 | 130.9382 | 92786.2713 | 34213.7287 | 0 | 0 | 0 | 0 | 0
2022-09-01 10:00 | 0.79953 | 0.63073 | 186065 | 144301.613 | 2846 | 300133.6274 | 15 | 5677.5537 | 0.56776 | 294456.0737 | 0 | 7934.2907 | 254 | 127000 | 2672.4221 | 2669.6697 | 22979.1667 | 150110.1049 | 149979.1667 | 0 | 130.9382 | 130.9382 | 121322.4463 | 5677.5537 | 0 | 0 | 0 | 0 | 0
2022-09-01 11:00 | 0.89585 | 0.6661 | 186065 | 161685.7403 | 2846 | 316964.4843 | 15 | 0 | 0 | 316964.4843 | 0 | 302390.3643 | 254 | 127000 | 2672.4221 | 2669.6697 | 22979.1667 | 150110.1049 | 149979.1667 | 0 | 130.9382 | 130.9382 | 127000 | 0 | 0 | 0 | 0 | 0 | 0
2022-09-01 12:00 | 0.94178 | 0.75402 | 186065 | 169975.3268 | 2846 | 358801.3218 | 15 | 0 | 0 | 358801.3218 | 0 | 619354.8486 | 254 | 127000 | 2672.4221 | 2669.6697 | 22979.1667 | 150110.1049 | 149979.1667 | 0 | 130.9382 | 130.9382 | 127000 | 0 | 0 | 0 | 0 | 0 | 0
2022-09-01 13:00 | 0.89022 | 0.70821 | 186065 | 160669.6208 | 2846 | 337002.5784 | 15 | 0 | 0 | 337002.5784 | 0 | 978156.1705 | 254 | 127000 | 2672.4221 | 2669.6697 | 22979.1667 | 150110.1049 | 149979.1667 | 0 | 130.9382 | 130.9382 | 127000 | 0 | 0 | 0 | 0 | 0 | 0
2022-09-01 14:00 | 0.77925 | 0.68136 | 186065 | 140641.4167 | 2846 | 324225.9736 | 15 | 9337.75 | 0.93377 | 314888.2237 | 0 | 1315158.7488 | 254 | 127000 | 2672.4221 | 2669.6697 | 22979.1667 | 150110.1049 | 149979.1667 | 0 | 130.9382 | 130.9382 | 127000 | 0 | 0 | 0 | 0 | 0 | 0
2022-09-01 15:00 | 0.5933 | 0.54706 | 186065 | 107080.5936 | 2846 | 260319.1575 | 15 | 42898.5731 | 4.2899 | 217420.5844 | 0 | 1630046.9725 | 254 | 127000 | 2672.4221 | 2669.6697 | 22979.1667 | 150110.1049 | 149979.1667 | 0 | 130.9382 | 130.9382 | 107080.5936 | 19919.4064 | 0 | 0 | 0 | 0 | 0
2022-09-01 16:00 | 0.37577 | 0.39646 | 186065 | 67820.1157 | 2846 | 188655.9668 | 15 | 82159.051 | 8.2159 | 106496.9158 | 0 | 1847467.5569 | 254 | 127000 | 2672.4221 | 2669.6697 | 22979.1667 | 150110.1049 | 149979.1667 | 0 | 130.9382 | 130.9382 | 44840.949 | 82159.051 | 0 | 0 | 0 | 0 | 0
2022-09-01 17:00 | 0.16727 | 0.19328 | 186065 | 30189.3998 | 2846 | 91972.5199 | 15 | 119789.7669 | 11.979 | 0 | 27817.247 | 1953964.4727 | 254 | 127000 | 2672.4221 | 2669.6697 | 22979.1667 | 150110.1049 | 149979.1667 | 0 | 130.9382 | 130.9382 | 7210.2331 | 119789.7669 | 0 | 0 | 0 | 0 | 0
2022-09-01 18:00 | 0.02033 | 0.00563 | 186065 | 3669.2204 | 2846 | 2679.0423 | 15 | 146309.9463 | 14.631 | 0 | 143630.904 | 1926147.2257 | 254 | 127000 | 2672.4221 | 2669.6697 | 22979.1667 | 150110.1049 | 149979.1667 | 0 | 130.9382 | 130.9382 | 0 | 127000 | 0 | 0 | 0 | 0 | 0
2022-09-01 19:00 | 0 | 0 | 186065 | 0 | 2846 | 0 | 15 | 149979.1667 | 14.9979 | 0 | 149979.1667 | 1782516.3217 | 254 | 127000 | 2672.4221 | 2669.6697 | 22979.1667 | 150110.1049 | 149979.1667 | 0 | 130.9382 | 130.9382 | 0 | 127000 | 0 | 0 | 0 | 0 | 0
2022-09-01 20:00 | 0 | 0 | 186065 | 0 | 2846 | 0 | 15 | 149979.1667 | 14.9979 | 0 | 149979.1667 | 1632537.155 | 254 | 127000 | 2672.4221 | 2669.6697 | 22979.1667 | 150110.1049 | 149979.1667 | 0 | 130.9382 | 130.9382 | 0 | 127000 | 0 | 0 | 0 | 0 | 0
2022-09-01 21:00 | 0 | 0 | 186065 | 0 | 2846 | 0 | 15 | 149979.1667 | 14.9979 | 0 | 149979.1667 | 1482557.9884 | 254 | 127000 | 2672.4221 | 2669.6697 | 22979.1667 | 150110.1049 | 149979.1667 | 0 | 130.9382 | 130.9382 | 0 | 127000 | 0 | 0 | 0 | 0 | 0
2022-09-01 22:00 | 0 | 0 | 186065 | 0 | 2846 | 0 | 15 | 149979.1667 | 14.9979 | 0 | 149979.1667 | 1332578.8217 | 254 | 127000 | 2672.4221 | 2669.6697 | 22979.1667 | 150110.1049 | 149979.1667 | 0 | 130.9382 | 130.9382 | 0 | 127000 | 0 | 0 | 0 | 0 | 0
2022-09-01 23:00 | 0 | 0 | 186065 | 0 | 2846 | 0 | 15 | 149979.1667 | 14.9979 | 0 | 149979.1667 | 1182599.655 | 254 | 127000 | 2672.4221 | 2669.6697 | 22979.1667 | 150110.1049 | 149979.1667 | 0 | 130.9382 | 130.9382 | 0 | 127000 | 0 | 0 | 0 | 0 | 0
2022-09-02 | 0 | 0 | 186065 | 0 | 2846 | 0 | 15 | 150000 | 15 | 0 | 150000 | 1032620.4884 | 254 | 126729.1667 | 2672.4221 | 2663.9765 | 23270.8333 | 150401.7716 | 150000 | 0 | 401.7716 | 401.7716 | 0 | 126729.1667 | 0 | 0 | 0 | 0 | 0
2022-09-02 01:00 | 0 | 0 | 186065 | 0 | 2846 | 0 | 15 | 150000 | 15 | 0 | 150000 | 882620.4884 | 254 | 126729.1667 | 2672.4221 | 2663.9765 | 23270.8333 | 150401.7716 | 150000 | 0 | 401.7716 | 401.7716 | 0 | 126729.1667 | 0 | 0 | 0 | 0 | 0
2022-09-02 02:00 | 0 | 0 | 186065 | 0 | 2846 | 0 | 15 | 150000 | 15 | 0 | 150000 | 732620.4884 | 254 | 126729.1667 | 2672.4221 | 2663.9765 | 23270.8333 | 150401.7716 | 150000 | 0 | 401.7716 | 401.7716 | 0 | 126729.1667 | 0 | 0 | 0 | 0 | 0
2022-09-02 03:00 | 0 | 0 | 186065 | 0 | 2846 | 0 | 15 | 150000 | 15 | 0 | 150000 | 582620.4884 | 254 | 126729.1667 | 2672.4221 | 2663.9765 | 23270.8333 | 150401.7716 | 150000 | 0 | 401.7716 | 401.7716 | 0 | 126729.1667 | 0 | 0 | 0 | 0 | 0
2022-09-02 04:00 | 0 | 0 | 186065 | 0 | 2846 | 0 | 15 | 150000 | 15 | 0 | 150000 | 432620.4884 | 254 | 126729.1667 | 2672.4221 | 2663.9765 | 23270.8333 | 150401.7716 | 150000 | 0 | 401.7716 | 401.7716 | 0 | 126729.1667 | 0 | 0 | 0 | 0 | 0
2022-09-02 05:00 | 0 | 0 | 186065 | 0 | 2846 | 0 | 15 | 150000 | 15 | 0 | 150000 | 282620.4884 | 254 | 126729.1667 | 2672.4221 | 2663.9765 | 23270.8333 | 150401.7716 | 150000 | 0 | 401.7716 | 401.7716 | 0 | 126729.1667 | 0 | 0 | 0 | 0 | 0
2022-09-02 06:00 | 0.04342 | 0.02694 | 186065 | 7836.574 | 2846 | 12819.4313 | 15 | 142434.2593 | 14.2434 | 0 | 129614.828 | 132620.4884 | 254 | 127000 | 2672.4221 | 2669.6697 | 23270.8333 | 150401.7716 | 150270.8333 | 0 | 130.9382 | 130.9382 | 0 | 127000 | 0 | 0 | 0 | 0 | 0
2022-09-02 07:00 | 0.21002 | 0.22982 | 186065 | 37905.0502 | 2846 | 109360.1228 | 15 | 112365.7832 | 11.2366 | 0 | 3005.6604 | 3005.6604 | 254 | 127000 | 2672.4221 | 2669.6697 | 23270.8333 | 150401.7716 | 150270.8333 | 0 | 130.9382 | 130.9382 | 37905.0502 | 89094.9498 | 0 | 0 | 0 | 0 | 0
2022-09-02 08:00 | 0.42585 | 0.41053 | 186065 | 76858.7068 | 2846 | 195351.1931 | 15 | 73412.1265 | 7.3412 | 0 | 0 | 0 | 254 | 127000 | 2672.4221 | 2669.6697 | 23270.8333 | 150401.7716 | 150270.8333 | 0 | 130.9382 | 130.9382 | 53587.8735 | 73412.1265 | 0 | 0 | 0 | 0 | 0
2022-09-02 09:00 | 0.62915 | 0.53101 | 186065 | 113550.9109 | 2846 | 252681.7457 | 15 | 36719.9224 | 3.672 | 0 | 0 | 0 | 254 | 127000 | 2672.4221 | 2669.6697 | 23270.8333 | 150401.7716 | 150270.8333 | 0 | 130.9382 | 130.9382 | 90280.0776 | 36719.9224 | 0 | 0 | 0 | 0 | 0
2022-09-02 10:00 | 0.78962 | 0.59815 | 186065 | 142513.0259 | 2846 | 284630.3953 | 15 | 7757.8074 | 0.77578 | 45760.8106 | 0 | 0 | 254 | 127000 | 2672.4221 | 2669.6697 | 23270.8333 | 150401.7716 | 150270.8333 | 0 | 130.9382 | 130.9382 | 119242.1926 | 7757.8074 | 0 | 0 | 0 | 0 | 0
2022-09-02 11:00 | 0.8883 | 0.63844 | 186065 | 160323.0933 | 2846 | 303802.4401 | 15 | 0 | 0 | 303802.4401 | 0 | 45760.8106 | 254 | 127000 | 2672.4221 | 2669.6697 | 23270.8333 | 150401.7716 | 150270.8333 | 0 | 130.9382 | 130.9382 | 127000 | 0 | 0 | 0 | 0 | 0 | 0
2022-09-02 12:00 | 0.9526 | 0.79419 | 186065 | 171928.1534 | 2846 | 377916.2645 | 15 | 0 | 0 | 377916.2645 | 0 | 349563.2507 | 254 | 127000 | 2672.4221 | 2669.6697 | 23270.8333 | 150401.7716 | 150270.8333 | 0 | 130.9382 | 130.9382 | 127000 | 0 | 0 | 0 | 0 | 0 | 0
2022-09-02 13:00 | 0.90605 | 0.77405 | 186065 | 163526.6675 | 2846 | 368332.6214 | 15 | 0 | 0 | 368332.6214 | 0 | 727479.5153 | 254 | 127000 | 2672.4221 | 2669.6697 | 23270.8333 | 150401.7716 | 150270.8333 | 0 | 130.9382 | 130.9382 | 127000 | 0 | 0 | 0 | 0 | 0 | 0
2022-09-02 14:00 | 0.79088 | 0.73138 | 186065 | 142740.4346 | 2846 | 348028.0507 | 15 | 7530.3987 | 0.75304 | 340497.6519 | 0 | 1095812.1366 | 254 | 127000 | 2672.4221 | 2669.6697 | 23270.8333 | 150401.7716 | 150270.8333 | 0 | 130.9382 | 130.9382 | 127000 | 0 | 0 | 0 | 0 | 0 | 0
2022-09-02 15:00 | 0.61672 | 0.6616 | 186065 | 111307.5066 | 2846 | 314823.1539 | 15 | 38963.3267 | 3.8963 | 275859.8272 | 0 | 1436309.7885 | 254 | 127000 | 2672.4221 | 2669.6697 | 23270.8333 | 150401.7716 | 150270.8333 | 0 | 130.9382 | 130.9382 | 88036.6733 | 38963.3267 | 0 | 0 | 0 | 0 | 0
2022-09-02 16:00 | 0.40173 | 0.52216 | 186065 | 72505.4557 | 2846 | 248470.4626 | 15 | 77765.3777 | 7.7765 | 170705.0849 | 0 | 1712169.6157 | 254 | 127000 | 2672.4221 | 2669.6697 | 23270.8333 | 150401.7716 | 150270.8333 | 0 | 130.9382 | 130.9382 | 72505.4557 | 54494.5443 | 0 | 0 | 0 | 0 | 0
2022-09-02 17:00 | 0.18205 | 0.31316 | 186065 | 32856.9393 | 2846 | 149017.5618 | 15 | 117413.8941 | 11.7414 | 31603.6677 | 0 | 1882874.7006 | 254 | 127000 | 2672.4221 | 2669.6697 | 23270.8333 | 150401.7716 | 150270.8333 | 0 | 130.9382 | 130.9382 | 32856.9393 | 94143.0607 | 0 | 0 | 0 | 0 | 0
2022-09-02 18:00 | 0.01992 | 0.01363 | 186065 | 3595.2224 | 2846 | 6485.8519 | 15 | 146675.611 | 14.6676 | 0 | 140189.7591 | 1914478.3684 | 254 | 127000 | 2672.4221 | 2669.6697 | 23270.8333 | 150401.7716 | 150270.8333 | 0 | 130.9382 | 130.9382 | 3595.2224 | 123404.7776 | 0 | 0 | 0 | 0 | 0
2022-09-02 19:00 | 0 | 0 | 186065 | 0 | 2846 | 0 | 15 | 150000 | 15 | 0 | 150000 | 1774288.6092 | 254 | 126729.1667 | 2672.4221 | 2663.9765 | 23270.8333 | 150401.7716 | 150000 | 0 | 401.7716 | 401.7716 | 0 | 126729.1667 | 0 | 0 | 0 | 0 | 0
2022-09-02 20:00 | 0 | 0 | 186065 | 0 | 2846 | 0 | 15 | 150000 | 15 | 0 | 150000 | 1624288.6092 | 254 | 126729.1667 | 2672.4221 | 2663.9765 | 23270.8333 | 150401.7716 | 150000 | 0 | 401.7716 | 401.7716 | 0 | 126729.1667 | 0 | 0 | 0 | 0 | 0
2022-09-02 21:00 | 0 | 0 | 186065 | 0 | 2846 | 0 | 15 | 150000 | 15 | 0 | 150000 | 1474288.6092 | 254 | 126729.1667 | 2672.4221 | 2663.9765 | 23270.8333 | 150401.7716 | 150000 | 0 | 401.7716 | 401.7716 | 0 | 126729.1667 | 0 | 0 | 0 | 0 | 0
2022-09-02 22:00 | 0 | 0 | 186065 | 0 | 2846 | 0 | 15 | 150000 | 15 | 0 | 150000 | 1324288.6092 | 254 | 126729.1667 | 2672.4221 | 2663.9765 | 23270.8333 | 150401.7716 | 150000 | 0 | 401.7716 | 401.7716 | 0 | 126729.1667 | 0 | 0 | 0 | 0 | 0
2022-09-02 23:00 | 0 | 0 | 186065 | 0 | 2846 | 0 | 15 | 150000 | 15 | 0 | 150000 | 1174288.6092 | 254 | 126729.1667 | 2672.4221 | 2663.9765 | 23270.8333 | 150401.7716 | 150000 | 0 | 401.7716 | 401.7716 | 0 | 126729.1667 | 0 | 0 | 0 | 0 | 0
2022-09-03 | 0 | 0 | 186065 | 0 | 2846 | 0 | 15 | 150000 | 15 | 0 | 150000 | 1024288.6092 | 254 | 126929.1667 | 2672.4221 | 2668.1807 | 23070.8333 | 150201.7716 | 150000 | 0 | 201.7716 | 201.7716 | 0 | 126929.1667 | 0 | 0 | 0 | 0 | 0
2022-09-03 01:00 | 0 | 0 | 186065 | 0 | 2846 | 0 | 15 | 150000 | 15 | 0 | 150000 | 874288.6092 | 254 | 126929.1667 | 2672.4221 | 2668.1807 | 23070.8333 | 150201.7716 | 150000 | 0 | 201.7716 | 201.7716 | 0 | 126929.1667 | 0 | 0 | 0 | 0 | 0
2022-09-03 02:00 | 0 | 0 | 186065 | 0 | 2846 | 0 | 15 | 150000 | 15 | 0 | 150000 | 724288.6092 | 254 | 126929.1667 | 2672.4221 | 2668.1807 | 23070.8333 | 150201.7716 | 150000 | 0 | 201.7716 | 201.7716 | 0 | 126929.1667 | 0 | 0 | 0 | 0 | 0
2022-09-03 03:00 | 0 | 0 | 186065 | 0 | 2846 | 0 | 15 | 150000 | 15 | 0 | 150000 | 574288.6092 | 254 | 126929.1667 | 2672.4221 | 2668.1807 | 23070.8333 | 150201.7716 | 150000 | 0 | 201.7716 | 201.7716 | 0 | 126929.1667 | 0 | 0 | 0 | 0 | 0
2022-09-03 04:00 | 0 | 0 | 186065 | 0 | 2846 | 0 | 15 | 150000 | 15 | 0 | 150000 | 424288.6092 | 254 | 126929.1667 | 2672.4221 | 2668.1807 | 23070.8333 | 150201.7716 | 150000 | 0 | 201.7716 | 201.7716 | 0 | 126929.1667 | 0 | 0 | 0 | 0 | 0
2022-09-03 05:00 | 0 | 0 | 186065 | 0 | 2846 | 0 | 15 | 150000 | 15 | 0 | 150000 | 274288.6092 | 254 | 126929.1667 | 2672.4221 | 2668.1807 | 23070.8333 | 150201.7716 | 150000 | 0 | 201.7716 | 201.7716 | 0 | 126929.1667 | 0 | 0 | 0 | 0 | 0
2022-09-03 06:00 | 0.04435 | 0.03736 | 186065 | 8004.4233 | 2846 | 17777.8008 | 15 | 142066.4101 | 14.2066 | 0 | 124288.6092 | 124288.6092 | 254 | 127000 | 2672.4221 | 2669.6697 | 23070.8333 | 150201.7716 | 150070.8333 | 0 | 130.9382 | 130.9382 | 0 | 127000 | 0 | 0 | 0 | 0 | 0
2022-09-03 07:00 | 0.21477 | 0.25375 | 186065 | 38762.3446 | 2846 | 120747.242 | 15 | 111308.4887 | 11.1308 | 0 | 0 | 0 | 254 | 127000 | 2672.4221 | 2669.6697 | 23070.8333 | 150201.7716 | 150070.8333 | 0 | 130.9382 | 130.9382 | 38762.3446 | 88237.6554 | 0 | 0 | 0 | 0 | 0
2022-09-03 08:00 | 0.4348 | 0.442 | 186065 | 78474.0301 | 2846 | 210326.2304 | 15 | 71596.8032 | 7.1597 | 0 | 0 | 0 | 254 | 127000 | 2672.4221 | 2669.6697 | 23070.8333 | 150201.7716 | 150070.8333 | 0 | 130.9382 | 130.9382 | 78474.0301 | 48525.9699 | 0 | 0 | 0 | 0 | 0
2022-09-03 09:00 | 0.6406 | 0.5599 | 186065 | 115617.4418 | 2846 | 266429.0869 | 15 | 34453.3915 | 3.4453 | 0 | 0 | 0 | 254 | 127000 | 2672.4221 | 2669.6697 | 23070.8333 | 150201.7716 | 150070.8333 | 0 | 130.9382 | 130.9382 | 115617.4418 | 11382.5582 | 0 | 0 | 0 | 0 | 0
2022-09-03 10:00 | 0.80247 | 0.63311 | 186065 | 144832.2331 | 2846 | 301266.1532 | 15 | 5238.6002 | 0.52386 | 28231.9063 | 0 | 0 | 254 | 127000 | 2672.4221 | 2669.6697 | 23070.8333 | 150201.7716 | 150070.8333 | 0 | 130.9382 | 130.9382 | 127000 | 0 | 0 | 0 | 0 | 0 | 0
2022-09-03 11:00 | 0.9018 | 0.67537 | 186065 | 162759.6145 | 2846 | 321375.6249 | 15 | 0 | 0 | 321375.6249 | 0 | 28231.9063 | 254 | 127000 | 2672.4221 | 2669.6697 | 23070.8333 | 150201.7716 | 150070.8333 | 0 | 130.9382 | 130.9382 | 127000 | 0 | 0 | 0 | 0 | 0 | 0
2022-09-03 12:00 | 0.95425 | 0.78869 | 186065 | 172225.9505 | 2846 | 375299.0829 | 15 | 0 | 0 | 375299.0829 | 0 | 349607.5313 | 254 | 127000 | 2672.4221 | 2669.6697 | 23070.8333 | 150201.7716 | 150070.8333 | 0 | 130.9382 | 130.9382 | 127000 | 0 | 0 | 0 | 0 | 0 | 0
2022-09-03 13:00 | 0.90833 | 0.77223 | 186065 | 163938.1688 | 2846 | 367466.5722 | 15 | 0 | 0 | 367466.5722 | 0 | 724906.6142 | 254 | 127000 | 2672.4221 | 2669.6697 | 23070.8333 | 150201.7716 | 150070.8333 | 0 | 130.9382 | 130.9382 | 127000 | 0 | 0 | 0 | 0 | 0 | 0
2022-09-03 14:00 | 0.79367 | 0.73381 | 186065 | 143243.9823 | 2846 | 349184.3691 | 15 | 6826.851 | 0.68269 | 342357.518 | 0 | 1092373.1864 | 254 | 127000 | 2672.4221 | 2669.6697 | 23070.8333 | 150201.7716 | 150070.8333 | 0 | 130.9382 | 130.9382 | 120173.149 | 6826.851 | 0 | 0 | 0 | 0 | 0
2022-09-03 15:00 | 0.61917 | 0.65464 | 186065 | 111749.6901 | 2846 | 311511.2296 | 15 | 38321.1433 | 3.8321 | 273190.0863 | 0 | 1434730.7044 | 254 | 127000 | 2672.4221 | 2669.6697 | 23070.8333 | 150201.7716 | 150070.8333 | 0 | 130.9382 | 130.9382 | 111749.6901 | 15250.3099 | 0 | 0 | 0 | 0 | 0
2022-09-03 16:00 | 0.40283 | 0.52525 | 186065 | 72703.987 | 2846 | 249940.8428 | 15 | 77366.8463 | 7.7367 | 172573.9965 | 0 | 1707920.7907 | 254 | 127000 | 2672.4221 | 2669.6697 | 23070.8333 | 150201.7716 | 150070.8333 | 0 | 130.9382 | 130.9382 | 49633.1537 | 77366.8463 | 0 | 0 | 0 | 0 | 0
2022-09-03 17:00 | 0.18168 | 0.30642 | 186065 | 32790.1605 | 2846 | 145810.3247 | 15 | 117280.6728 | 11.7281 | 28529.6519 | 0 | 1880494.7872 | 254 | 127000 | 2672.4221 | 2669.6697 | 23070.8333 | 150201.7716 | 150070.8333 | 0 | 130.9382 | 130.9382 | 32790.1605 | 94209.8395 | 0 | 0 | 0 | 0 | 0
2022-09-03 18:00 | 0.01888 | 0.012 | 186065 | 3407.52 | 2846 | 5710.2144 | 15 | 146663.3133 | 14.6663 | 0 | 140953.0989 | 1909024.4391 | 254 | 127000 | 2672.4221 | 2669.6697 | 23070.8333 | 150201.7716 | 150070.8333 | 0 | 130.9382 | 130.9382 | 0 | 127000 | 0 | 0 | 0 | 0 | 0
2022-09-03 19:00 | 0 | 0 | 186065 | 0 | 2846 | 0 | 15 | 150000 | 15 | 0 | 150000 | 1768071.3402 | 254 | 126929.1667 | 2672.4221 | 2668.1807 | 23070.8333 | 150201.7716 | 150000 | 0 | 201.7716 | 201.7716 | 0 | 126929.1667 | -1.4211e-14 | 0 | 0 | 0 | 0
2022-09-03 20:00 | 0 | 0 | 186065 | 0 | 2846 | 0 | 15 | 150000 | 15 | 0 | 150000 | 1618071.3402 | 254 | 126929.1667 | 2672.4221 | 2668.1807 | 23070.8333 | 150201.7716 | 150000 | 0 | 201.7716 | 201.7716 | 0 | 126929.1667 | 0 | 0 | 1.4816e-14 | 0 | 0
2022-09-03 21:00 | 0 | 0 | 186065 | 0 | 2846 | 0 | 15 | 150000 | 15 | 0 | 150000 | 1468071.3402 | 254 | 126929.1667 | 2672.4221 | 2668.1807 | 23070.8333 | 150201.7716 | 150000 | 0 | 201.7716 | 201.7716 | 0 | 126929.1667 | 0 | 0 | 1.4816e-14 | 0 | 0
2022-09-03 22:00 | 0 | 0 | 186065 | 0 | 2846 | 0 | 15 | 150000 | 15 | 0 | 150000 | 1318071.3402 | 254 | 126929.1667 | 2672.4221 | 2668.1807 | 23070.8333 | 150201.7716 | 150000 | 0 | 201.7716 | 201.7716 | 0 | 126929.1667 | 0 | 0 | 1.4816e-14 | 0 | 0
2022-09-03 23:00 | 0 | 0 | 186065 | 0 | 2846 | 0 | 15 | 150000 | 15 | 0 | 150000 | 1168071.3402 | 254 | 126929.1667 | 2672.4221 | 2668.1807 | 23070.8333 | 150201.7716 | 150000 | 0 | 201.7716 | 201.7716 | 0 | 126929.1667 | 5.6843e-14 | 0 | 0 | 0 | 0
2022-09-04 | 0 | 0 | 186065 | 0 | 2846 | 0 | 15 | 149941.6667 | 14.9942 | 0 | 149941.6667 | 1018071.3402 | 254 | 127000 | 2672.4221 | 2669.6697 | 22941.6667 | 150072.6049 | 149941.6667 | 0 | 130.9382 | 130.9382 | 0 | 127000 | 0 | 0 | 0 | 0 | 0
2022-09-04 01:00 | 0 | 0 | 186065 | 0 | 2846 | 0 | 15 | 149941.6667 | 14.9942 | 0 | 149941.6667 | 868129.6735 | 254 | 127000 | 2672.4221 | 2669.6697 | 22941.6667 | 150072.6049 | 149941.6667 | 0 | 130.9382 | 130.9382 | 0 | 127000 | 0 | 0 | 0 | 0 | 0
2022-09-04 02:00 | 0 | 0 | 186065 | 0 | 2846 | 0 | 15 | 149941.6667 | 14.9942 | 0 | 149941.6667 | 718188.0068 | 254 | 127000 | 2672.4221 | 2669.6697 | 22941.6667 | 150072.6049 | 149941.6667 | 0 | 130.9382 | 130.9382 | 0 | 127000 | 0 | 0 | 0 | 0 | 0
2022-09-04 03:00 | 0 | 0 | 186065 | 0 | 2846 | 0 | 15 | 149941.6667 | 14.9942 | 0 | 149941.6667 | 568246.3402 | 254 | 127000 | 2672.4221 | 2669.6697 | 22941.6667 | 150072.6049 | 149941.6667 | 0 | 130.9382 | 130.9382 | 0 | 127000 | 0 | 0 | 0 | 0 | 0
2022-09-04 04:00 | 0 | 0 | 186065 | 0 | 2846 | 0 | 15 | 149941.6667 | 14.9942 | 0 | 149941.6667 | 418304.6735 | 254 | 127000 | 2672.4221 | 2669.6697 | 22941.6667 | 150072.6049 | 149941.6667 | 0 | 130.9382 | 130.9382 | 0 | 127000 | 0 | 0 | 0 | 0 | 0
2022-09-04 05:00 | 0 | 0 | 186065 | 0 | 2846 | 0 | 15 | 149941.6667 | 14.9942 | 0 | 149941.6667 | 268363.0068 | 254 | 127000 | 2672.4221 | 2669.6697 | 22941.6667 | 150072.6049 | 149941.6667 | 0 | 130.9382 | 130.9382 | 0 | 127000 | 0 | 0 | 0 | 0 | 0
2022-09-04 06:00 | 0.0449 | 0.04921 | 186065 | 8103.6889 | 2846 | 23416.6376 | 15 | 141837.9777 | 14.1838 | 0 | 118421.3402 | 118421.3402 | 254 | 127000 | 2672.4221 | 2669.6697 | 22941.6667 | 150072.6049 | 149941.6667 | 0 | 130.9382 | 130.9382 | 8103.6889 | 118896.3111 | 0 | 0 | 0 | 0 | 0
2022-09-04 07:00 | 0.2249 | 0.30632 | 186065 | 40590.6379 | 2846 | 145762.7396 | 15 | 109351.0287 | 10.9351 | 0 | 0 | 0 | 254 | 127000 | 2672.4221 | 2669.6697 | 22941.6667 | 150072.6049 | 149941.6667 | 0 | 130.9382 | 130.9382 | 17648.9713 | 109351.0287 | 0 | 0 | 0 | 0 | 0
2022-09-04 08:00 | 0.44623 | 0.49961 | 186065 | 80536.9514 | 2846 | 237740.018 | 15 | 69404.7153 | 6.9405 | 0 | 0 | 0 | 254 | 127000 | 2672.4221 | 2669.6697 | 22941.6667 | 150072.6049 | 149941.6667 | 0 | 130.9382 | 130.9382 | 80536.9514 | 46463.0486 | 0 | 0 | 0 | 0 | 0
2022-09-04 09:00 | 0.6501 | 0.61939 | 186065 | 117332.0308 | 2846 | 294737.4748 | 15 | 32609.6359 | 3.261 | 0 | 0 | 0 | 254 | 127000 | 2672.4221 | 2669.6697 | 22941.6667 | 150072.6049 | 149941.6667 | 0 | 130.9382 | 130.9382 | 94390.3641 | 32609.6359 | 0 | 0 | 0 | 0 | 0
2022-09-04 10:00 | 0.80847 | 0.68018 | 186065 | 145915.1314 | 2846 | 323664.4692 | 15 | 4026.5352 | 0.40265 | 173578.9507 | 0 | 0 | 254 | 127000 | 2672.4221 | 2669.6697 | 22941.6667 | 150072.6049 | 149941.6667 | 0 | 130.9382 | 130.9382 | 127000 | 0 | 0 | 0 | 0 | 0 | 0
2022-09-04 11:00 | 0.90462 | 0.71614 | 186065 | 163268.5767 | 2846 | 340776.0784 | 15 | 0 | 0 | 340776.0784 | 0 | 173578.9507 | 254 | 127000 | 2672.4221 | 2669.6697 | 22941.6667 | 150072.6049 | 149941.6667 | 0 | 130.9382 | 130.9382 | 127000 | 0 | 0 | 0 | 0 | 0 | 0
2022-09-04 12:00 | 0.93133 | 0.73855 | 186065 | 168089.279 | 2846 | 351439.9038 | 15 | 0 | 0 | 351439.9038 | 0 | 514355.0291 | 254 | 127000 | 2672.4221 | 2669.6697 | 22941.6667 | 150072.6049 | 149941.6667 | 0 | 130.9382 | 130.9382 | 127000 | 0 | 0 | 0 | 0 | 0 | 0
2022-09-04 13:00 | 0.88522 | 0.71904 | 186065 | 159767.2055 | 2846 | 342156.0468 | 15 | 0 | 0 | 342156.0468 | 0 | 865794.9328 | 254 | 127000 | 2672.4221 | 2669.6697 | 22941.6667 | 150072.6049 | 149941.6667 | 0 | 130.9382 | 130.9382 | 127000 | 0 | 0 | 0 | 0 | 0 | 0
2022-09-04 14:00 | 0.7695 | 0.67471 | 186065 | 138881.707 | 2846 | 321061.5632 | 15 | 11059.9597 | 1.106 | 310001.6035 | 0 | 1207950.9797 | 254 | 127000 | 2672.4221 | 2669.6697 | 22941.6667 | 150072.6049 | 149941.6667 | 0 | 130.9382 | 130.9382 | 115940.0403 | 11059.9597 | 0 | 0 | 0 | 0 | 0
2022-09-04 15:00 | 0.59565 | 0.59762 | 186065 | 107504.7287 | 2846 | 284378.1941 | 15 | 42436.9379 | 4.2437 | 241941.2562 | 0 | 1517952.5831 | 254 | 127000 | 2672.4221 | 2669.6697 | 22941.6667 | 150072.6049 | 149941.6667 | 0 | 130.9382 | 130.9382 | 84563.0621 | 42436.9379 | 0 | 0 | 0 | 0 | 0
2022-09-04 16:00 | 0.38212 | 0.47204 | 186065 | 68966.1831 | 2846 | 224620.8004 | 15 | 80975.4836 | 8.0975 | 143645.3168 | 0 | 1759893.8393 | 254 | 127000 | 2672.4221 | 2669.6697 | 22941.6667 | 150072.6049 | 149941.6667 | 0 | 130.9382 | 130.9382 | 46024.5164 | 80975.4836 | 0 | 0 | 0 | 0 | 0
2022-09-04 17:00 | 0.16743 | 0.26616 | 186065 | 30218.2771 | 2846 | 126652.5554 | 15 | 119723.3896 | 11.9723 | 6929.1658 | 0 | 1903539.1562 | 254 | 127000 | 2672.4221 | 2669.6697 | 22941.6667 | 150072.6049 | 149941.6667 | 0 | 130.9382 | 130.9382 | 7276.6104 | 119723.3896 | 0 | 0 | 0 | 0 | 0
2022-09-04 18:00 | 0.01648 | 0.00797 | 186065 | 2974.3607 | 2846 | 3792.5341 | 15 | 146967.306 | 14.6967 | 0 | 143174.7719 | 1910468.322 | 254 | 127000 | 2672.4221 | 2669.6697 | 22941.6667 | 150072.6049 | 149941.6667 | 0 | 130.9382 | 130.9382 | 2974.3607 | 124025.6393 | 0 | 0 | 0 | 0 | 0
2022-09-04 19:00 | 0 | 0 | 186065 | 0 | 2846 | 0 | 15 | 149941.6667 | 14.9942 | 0 | 149941.6667 | 1767293.55 | 254 | 127000 | 2672.4221 | 2669.6697 | 22941.6667 | 150072.6049 | 149941.6667 | 0 | 130.9382 | 130.9382 | 0 | 127000 | 0 | 0 | 0 | 0 | 0
2022-09-04 20:00 | 0 | 0 | 186065 | 0 | 2846 | 0 | 15 | 149941.6667 | 14.9942 | 0 | 149941.6667 | 1617351.8834 | 254 | 127000 | 2672.4221 | 2669.6697 | 22941.6667 | 150072.6049 | 149941.6667 | 0 | 130.9382 | 130.9382 | 0 | 127000 | 0 | 0 | 0 | 0 | 0
2022-09-04 21:00 | 0 | 0 | 186065 | 0 | 2846 | 0 | 15 | 149941.6667 | 14.9942 | 0 | 149941.6667 | 1467410.2167 | 254 | 127000 | 2672.4221 | 2669.6697 | 22941.6667 | 150072.6049 | 149941.6667 | 0 | 130.9382 | 130.9382 | 0 | 127000 | 0 | 0 | 0 | 0 | 0
2022-09-04 22:00 | 0 | 0 | 186065 | 0 | 2846 | 0 | 15 | 149941.6667 | 14.9942 | 0 | 149941.6667 | 1317468.55 | 254 | 127000 | 2672.4221 | 2669.6697 | 22941.6667 | 150072.6049 | 149941.6667 | 0 | 130.9382 | 130.9382 | 0 | 127000 | 0 | 0 | 0 | 0 | 0
2022-09-04 23:00 | 0 | 0 | 186065 | 0 | 2846 | 0 | 15 | 149941.6667 | 14.9942 | 0 | 149941.6667 | 1167526.8834 | 254 | 127000 | 2672.4221 | 2669.6697 | 22941.6667 | 150072.6049 | 149941.6667 | 0 | 130.9382 | 130.9382 | 0 | 127000 | 0 | 0 | 0 | 0 | 0
2022-09-05 | 0 | 0 | 186065 | 0 | 2846 | 0 | 15 | 149866.6667 | 14.9867 | 0 | 149866.6667 | 1017585.2167 | 254 | 127000 | 2672.4221 | 2669.6697 | 22866.6667 | 149997.6049 | 149866.6667 | 0 | 130.9382 | 130.9382 | 0 | 127000 | 0 | 0 | 0 | 0 | 0
2022-09-05 01:00 | 0 | 0 | 186065 | 0 | 2846 | 0 | 15 | 149866.6667 | 14.9867 | 0 | 149866.6667 | 867718.55 | 254 | 127000 | 2672.4221 | 2669.6697 | 22866.6667 | 149997.6049 | 149866.6667 | 0 | 130.9382 | 130.9382 | 0 | 127000 | 0 | 0 | 0 | 0 | 0
2022-09-05 02:00 | 0 | 0 | 186065 | 0 | 2846 | 0 | 15 | 149866.6667 | 14.9867 | 0 | 149866.6667 | 717851.8834 | 254 | 127000 | 2672.4221 | 2669.6697 | 22866.6667 | 149997.6049 | 149866.6667 | 0 | 130.9382 | 130.9382 | 0 | 127000 | 0 | 0 | 0 | 0 | 0
2022-09-05 03:00 | 0 | 0 | 186065 | 0 | 2846 | 0 | 15 | 149866.6667 | 14.9867 | 0 | 149866.6667 | 567985.2167 | 254 | 127000 | 2672.4221 | 2669.6697 | 22866.6667 | 149997.6049 | 149866.6667 | 0 | 130.9382 | 130.9382 | 0 | 127000 | 0 | 0 | 0 | 0 | 0
2022-09-05 04:00 | 0 | 0 | 186065 | 0 | 2846 | 0 | 15 | 149866.6667 | 14.9867 | 0 | 149866.6667 | 418118.55 | 254 | 127000 | 2672.4221 | 2669.6697 | 22866.6667 | 149997.6049 | 149866.6667 | 0 | 130.9382 | 130.9382 | 0 | 127000 | 0 | 0 | 0 | 0 | 0
2022-09-05 05:00 | 0 | 0 | 186065 | 0 | 2846 | 0 | 15 | 149866.6667 | 14.9867 | 0 | 149866.6667 | 268251.8834 | 254 | 127000 | 2672.4221 | 2669.6697 | 22866.6667 | 149997.6049 | 149866.6667 | 0 | 130.9382 | 130.9382 | 0 | 127000 | 0 | 0 | 0 | 0 | 0
2022-09-05 06:00 | 0.04392 | 0.0495 | 186065 | 7926.8156 | 2846 | 23554.6344 | 15 | 141939.8511 | 14.194 | 0 | 118385.2167 | 118385.2167 | 254 | 127000 | 2672.4221 | 2669.6697 | 22866.6667 | 149997.6049 | 149866.6667 | 0 | 130.9382 | 130.9382 | 0 | 127000 | 0 | 0 | 0 | 0 | 0
2022-09-05 07:00 | 0.22623 | 0.33298 | 186065 | 40830.6804 | 2846 | 158448.9326 | 15 | 109035.9863 | 10.9036 | 0 | 0 | 0 | 254 | 127000 | 2672.4221 | 2669.6697 | 22866.6667 | 149997.6049 | 149866.6667 | 0 | 130.9382 | 130.9382 | 17964.0137 | 109035.9863 | 0 | 0 | 0 | 0 | 0
2022-09-05 08:00 | 0.44773 | 0.52069 | 186065 | 80807.676 | 2846 | 247770.9613 | 15 | 69058.9907 | 6.9059 | 0 | 0 | 0 | 254 | 127000 | 2672.4221 | 2669.6697 | 22866.6667 | 149997.6049 | 149866.6667 | 0 | 130.9382 | 130.9382 | 57941.0093 | 69058.9907 | 0 | 0 | 0 | 0 | 0
2022-09-05 09:00 | 0.65045 | 0.64132 | 186065 | 117395.1999 | 2846 | 305172.8916 | 15 | 32471.4668 | 3.2471 | 0 | 0 | 0 | 254 | 127000 | 2672.4221 | 2669.6697 | 22866.6667 | 149997.6049 | 149866.6667 | 0 | 130.9382 | 130.9382 | 94528.5332 | 32471.4668 | 0 | 0 | 0 | 0 | 0
2022-09-05 10:00 | 0.80855 | 0.70405 | 186065 | 145929.5701 | 2846 | 335023.0374 | 15 | 3937.0966 | 0.39371 | 153241.7626 | 0 | 0 | 254 | 127000 | 2672.4221 | 2669.6697 | 22866.6667 | 149997.6049 | 149866.6667 | 0 | 130.9382 | 130.9382 | 127000 | 0 | 0 | 0 | 0 | 0 | 0
2022-09-05 11:00 | 0.90388 | 0.73835 | 186065 | 163135.0192 | 2846 | 351344.7335 | 15 | 0 | 0 | 351344.7335 | 0 | 153241.7626 | 254 | 127000 | 2672.4221 | 2669.6697 | 22866.6667 | 149997.6049 | 149866.6667 | 0 | 130.9382 | 130.9382 | 127000 | 0 | 0 | 0 | 0 | 0 | 0
2022-09-05 12:00 | 0.921 | 0.7232 | 186065 | 166224.8891 | 2846 | 344135.5878 | 15 | 0 | 0 | 344135.5878 | 0 | 504586.4962 | 254 | 127000 | 2672.4221 | 2669.6697 | 22866.6667 | 149997.6049 | 149866.6667 | 0 | 130.9382 | 130.9382 | 127000 | 0 | 0 | 0 | 0 | 0 | 0
2022-09-05 13:00 | 0.87485 | 0.7074 | 186065 | 157895.5963 | 2846 | 336617.1389 | 15 | 0 | 0 | 336617.1389 | 0 | 848722.084 | 254 | 127000 | 2672.4221 | 2669.6697 | 22866.6667 | 149997.6049 | 149866.6667 | 0 | 130.9382 | 130.9382 | 127000 | 0 | 0 | 0 | 0 | 0 | 0
2022-09-05 14:00 | 0.7598 | 0.65667 | 186065 | 137131.0214 | 2846 | 312477.2075 | 15 | 12735.6453 | 1.2736 | 299741.5622 | 0 | 1185339.2229 | 254 | 127000 | 2672.4221 | 2669.6697 | 22866.6667 | 149997.6049 | 149866.6667 | 0 | 130.9382 | 130.9382 | 114264.3547 | 12735.6453 | 0 | 0 | 0 | 0 | 0
2022-09-05 15:00 | 0.58617 | 0.57761 | 186065 | 105793.7494 | 2846 | 274856.4116 | 15 | 44072.9172 | 4.4073 | 230783.4944 | 0 | 1485080.7851 | 254 | 127000 | 2672.4221 | 2669.6697 | 22866.6667 | 149997.6049 | 149866.6667 | 0 | 130.9382 | 130.9382 | 105793.7494 | 21206.2506 | 0 | 0 | 0 | 0 | 0
2022-09-05 16:00 | 0.36895 | 0.42452 | 186065 | 66589.2213 | 2846 | 202008.3514 | 15 | 83277.4454 | 8.3277 | 118730.9061 | 0 | 1715864.2795 | 254 | 127000 | 2672.4221 | 2669.6697 | 22866.6667 | 149997.6049 | 149866.6667 | 0 | 130.9382 | 130.9382 | 43722.5546 | 83277.4454 | 0 | 0 | 0 | 0 | 0
2022-09-05 17:00 | 0.1611 | 0.24257 | 186065 | 29075.8194 | 2846 | 115427.2256 | 15 | 120790.8473 | 12.0791 | 0 | 5363.6217 | 1834595.1856 | 254 | 127000 | 2672.4221 | 2669.6697 | 22866.6667 | 149997.6049 | 149866.6667 | 0 | 130.9382 | 130.9382 | 29075.8194 | 97924.1806 | 0 | 0 | 0 | 0 | 0
2022-09-05 18:00 | 0.01538 | 0.00717 | 186065 | 2775.8293 | 2846 | 3411.8531 | 15 | 147090.8374 | 14.7091 | 0 | 143678.9843 | 1829231.5638 | 254 | 127000 | 2672.4221 | 2669.6697 | 22866.6667 | 149997.6049 | 149866.6667 | 0 | 130.9382 | 130.9382 | 2775.8293 | 124224.1707 | 0 | 0 | 0 | 0 | 0
2022-09-05 19:00 | 0 | 0 | 186065 | 0 | 2846 | 0 | 15 | 149866.6667 | 14.9867 | 0 | 149866.6667 | 1685552.5796 | 254 | 127000 | 2672.4221 | 2669.6697 | 22866.6667 | 149997.6049 | 149866.6667 | 0 | 130.9382 | 130.9382 | 0 | 127000 | 0 | 0 | 0 | 0 | 0
2022-09-05 20:00 | 0 | 0 | 186065 | 0 | 2846 | 0 | 15 | 149866.6667 | 14.9867 | 0 | 149866.6667 | 1535685.9129 | 254 | 127000 | 2672.4221 | 2669.6697 | 22866.6667 | 149997.6049 | 149866.6667 | 0 | 130.9382 | 130.9382 | 0 | 127000 | 0 | 0 | 0 | 0 | 0
2022-09-05 21:00 | 0 | 0 | 186065 | 0 | 2846 | 0 | 15 | 149866.6667 | 14.9867 | 0 | 149866.6667 | 1385819.2462 | 254 | 127000 | 2672.4221 | 2669.6697 | 22866.6667 | 149997.6049 | 149866.6667 | 0 | 130.9382 | 130.9382 | 0 | 127000 | 0 | 0 | 0 | 0 | 0
2022-09-05 22:00 | 0 | 0 | 186065 | 0 | 2846 | 0 | 15 | 149866.6667 | 14.9867 | 0 | 149866.6667 | 1235952.5796 | 254 | 127000 | 2672.4221 | 2669.6697 | 22866.6667 | 149997.6049 | 149866.6667 | 0 | 130.9382 | 130.9382 | 0 | 127000 | 0 | 0 | 0 | 0 | 0
2022-09-05 23:00 | 0 | 0 | 186065 | 0 | 2846 | 0 | 15 | 149866.6667 | 14.9867 | 0 | 149866.6667 | 1086085.9129 | 254 | 127000 | 2672.4221 | 2669.6697 | 22866.6667 | 149997.6049 | 149866.6667 | 0 | 130.9382 | 130.9382 | 0 | 127000 | 0 | 0 | 0 | 0 | 0
2022-09-06 | 0 | 0 | 186065 | 0 | 2846 | 0 | 15 | 138995.8333 | 13.8996 | 0 | 138995.8333 | 936219.2462 | 254 | 127000 | 2672.4221 | 2669.6697 | 11995.8333 | 139126.7716 | 138995.8333 | 0 | 130.9382 | 130.9382 | 0 | 127000 | 0 | 0 | 0 | 0 | 0
2022-09-06 01:00 | 0 | 0 | 186065 | 0 | 2846 | 0 | 15 | 138995.8333 | 13.8996 | 0 | 138995.8333 | 797223.4129 | 254 | 127000 | 2672.4221 | 2669.6697 | 11995.8333 | 139126.7716 | 138995.8333 | 0 | 130.9382 | 130.9382 | 0 | 127000 | 0 | 0 | 0 | 0 | 0
2022-09-06 02:00 | 0 | 0 | 186065 | 0 | 2846 | 0 | 15 | 138995.8333 | 13.8996 | 0 | 138995.8333 | 658227.5796 | 254 | 127000 | 2672.4221 | 2669.6697 | 11995.8333 | 139126.7716 | 138995.8333 | 0 | 130.9382 | 130.9382 | 0 | 127000 | 0 | 0 | 0 | 0 | 0
2022-09-06 03:00 | 0 | 0 | 186065 | 0 | 2846 | 0 | 15 | 138995.8333 | 13.8996 | 0 | 138995.8333 | 519231.7462 | 254 | 127000 | 2672.4221 | 2669.6697 | 11995.8333 | 139126.7716 | 138995.8333 | 0 | 130.9382 | 130.9382 | 0 | 127000 | 0 | 0 | 0 | 0 | 0
2022-09-06 04:00 | 0 | 0 | 186065 | 0 | 2846 | 0 | 15 | 138995.8333 | 13.8996 | 0 | 138995.8333 | 380235.9129 | 254 | 127000 | 2672.4221 | 2669.6697 | 11995.8333 | 139126.7716 | 138995.8333 | 0 | 130.9382 | 130.9382 | 0 | 127000 | 0 | 0 | 0 | 0 | 0
2022-09-06 05:00 | 0 | 0 | 186065 | 0 | 2846 | 0 | 15 | 138995.8333 | 13.8996 | 0 | 138995.8333 | 241240.0796 | 254 | 127000 | 2672.4221 | 2669.6697 | 11995.8333 | 139126.7716 | 138995.8333 | 0 | 130.9382 | 130.9382 | 0 | 127000 | 0 | 0 | 0 | 0 | 0
2022-09-06 06:00 | 0.04367 | 0.06067 | 186065 | 7881.6948 | 2846 | 28869.8923 | 15 | 131114.1385 | 13.1114 | 0 | 102244.2462 | 102244.2462 | 254 | 127000 | 2672.4221 | 2669.6697 | 11995.8333 | 139126.7716 | 138995.8333 | 0 | 130.9382 | 130.9382 | 7881.6948 | 119118.3052 | 0 | 0 | 0 | 0 | 0
2022-09-06 07:00 | 0.22627 | 0.35132 | 186065 | 40837.8997 | 2846 | 167176.0436 | 15 | 98157.9336 | 9.8158 | 0 | 0 | 0 | 254 | 127000 | 2672.4221 | 2669.6697 | 11995.8333 | 139126.7716 | 138995.8333 | 0 | 130.9382 | 130.9382 | 40837.8997 | 86162.1003 | 0 | 0 | 0 | 0 | 0
2022-09-06 08:00 | 0.44575 | 0.5341 | 186065 | 80450.3195 | 2846 | 254152.1259 | 15 | 58545.5138 | 5.8546 | 0 | 0 | 0 | 254 | 127000 | 2672.4221 | 2669.6697 | 11995.8333 | 139126.7716 | 138995.8333 | 0 | 130.9382 | 130.9382 | 80450.3195 | 46549.6805 | 0 | 0 | 0 | 0 | 0
2022-09-06 09:00 | 0.6465 | 0.65096 | 186065 | 116682.2918 | 2846 | 309760.0972 | 15 | 22313.5415 | 2.2314 | 0 | 0 | 0 | 254 | 127000 | 2672.4221 | 2669.6697 | 11995.8333 | 139126.7716 | 138995.8333 | 0 | 130.9382 | 130.9382 | 116682.2918 | 10317.7082 | 0 | 0 | 0 | 0 | 0
2022-09-06 10:00 | 0.80145 | 0.70985 | 186065 | 144648.1404 | 2846 | 337782.9743 | 15 | 0 | 0 | 28196.2759 | 0 | 0 | 254 | 127000 | 2672.4221 | 2669.6697 | 11995.8333 | 139126.7716 | 138995.8333 | 0 | 130.9382 | 130.9382 | 127000 | 0 | 0 | 0 | 0 | 0 | 0
2022-09-06 11:00 | 0.89497 | 0.74243 | 186065 | 161526.9153 | 2846 | 353286.2064 | 15 | 0 | 0 | 353286.2064 | 0 | 28196.2759 | 254 | 127000 | 2672.4221 | 2669.6697 | 11995.8333 | 139126.7716 | 138995.8333 | 0 | 130.9382 | 130.9382 | 127000 | 0 | 0 | 0 | 0 | 0 | 0
2022-09-06 12:00 | 0.9079 | 0.71227 | 186065 | 163860.5611 | 2846 | 338934.5342 | 15 | 0 | 0 | 338934.5342 | 0 | 381482.4823 | 254 | 127000 | 2672.4221 | 2669.6697 | 11995.8333 | 139126.7716 | 138995.8333 | 0 | 130.9382 | 130.9382 | 127000 | 0 | 0 | 0 | 0 | 0 | 0
2022-09-06 13:00 | 0.86212 | 0.70064 | 186065 | 155598.0471 | 2846 | 333400.3848 | 15 | 0 | 0 | 333400.3848 | 0 | 720417.0165 | 254 | 127000 | 2672.4221 | 2669.6697 | 11995.8333 | 139126.7716 | 138995.8333 | 0 | 130.9382 | 130.9382 | 127000 | 0 | 0 | 0 | 0 | 0 | 0
2022-09-06 14:00 | 0.75022 | 0.66095 | 186065 | 135401.9938 | 2846 | 314513.8506 | 15 | 3593.8396 | 0.35938 | 310920.0111 | 0 | 1053817.4013 | 254 | 127000 | 2672.4221 | 2669.6697 | 11995.8333 | 139126.7716 | 138995.8333 | 0 | 130.9382 | 130.9382 | 123406.1604 | 3593.8396 | 0 | 0 | 0 | 0 | 0
2022-09-06 15:00 | 0.5815 | 0.59739 | 186065 | 104950.8936 | 2846 | 284268.7484 | 15 | 34044.9398 | 3.4045 | 250223.8086 | 0 | 1364737.4123 | 254 | 127000 | 2672.4221 | 2669.6697 | 11995.8333 | 139126.7716 | 138995.8333 | 0 | 130.9382 | 130.9382 | 104950.8936 | 22049.1064 | 0 | 0 | 0 | 0 | 0
2022-09-06 16:00 | 0.374 | 0.47729 | 186065 | 67500.6607 | 2846 | 227119.0192 | 15 | 71495.1726 | 7.1495 | 155623.8466 | 0 | 1614961.2209 | 254 | 127000 | 2672.4221 | 2669.6697 | 11995.8333 | 139126.7716 | 138995.8333 | 0 | 130.9382 | 130.9382 | 55504.8274 | 71495.1726 | 0 | 0 | 0 | 0 | 0
2022-09-06 17:00 | 0.16238 | 0.27715 | 186065 | 29306.8377 | 2846 | 131882.1601 | 15 | 109688.9957 | 10.9689 | 22193.1644 | 0 | 1770585.0676 | 254 | 127000 | 2672.4221 | 2669.6697 | 11995.8333 | 139126.7716 | 138995.8333 | 0 | 130.9382 | 130.9382 | 17311.0043 | 109688.9957 | 0 | 0 | 0 | 0 | 0
2022-09-06 18:00 | 0.01477 | 0.00734 | 186065 | 2665.7346 | 2846 | 3492.7478 | 15 | 136330.0987 | 13.633 | 0 | 132837.3509 | 1792778.232 | 254 | 127000 | 2672.4221 | 2669.6697 | 11995.8333 | 139126.7716 | 138995.8333 | 0 | 130.9382 | 130.9382 | 0 | 127000 | 0 | 0 | 0 | 0 | 0
2022-09-06 19:00 | 0 | 0 | 186065 | 0 | 2846 | 0 | 15 | 138995.8333 | 13.8996 | 0 | 138995.8333 | 1659940.8811 | 254 | 127000 | 2672.4221 | 2669.6697 | 11995.8333 | 139126.7716 | 138995.8333 | 0 | 130.9382 | 130.9382 | 0 | 127000 | 0 | 0 | 0 | 0 | 0
2022-09-06 20:00 | 0 | 0 | 186065 | 0 | 2846 | 0 | 15 | 138995.8333 | 13.8996 | 0 | 138995.8333 | 1520945.0478 | 254 | 127000 | 2672.4221 | 2669.6697 | 11995.8333 | 139126.7716 | 138995.8333 | 0 | 130.9382 | 130.9382 | 0 | 127000 | 0 | 0 | 0 | 0 | 0
2022-09-06 21:00 | 0 | 0 | 186065 | 0 | 2846 | 0 | 15 | 138995.8333 | 13.8996 | 0 | 138995.8333 | 1381949.2144 | 254 | 127000 | 2672.4221 | 2669.6697 | 11995.8333 | 139126.7716 | 138995.8333 | 0 | 130.9382 | 130.9382 | 0 | 127000 | 0 | 0 | 0 | 0 | 0
2022-09-06 22:00 | 0 | 0 | 186065 | 0 | 2846 | 0 | 15 | 138995.8333 | 13.8996 | 0 | 138995.8333 | 1242953.3811 | 254 | 127000 | 2672.4221 | 2669.6697 | 11995.8333 | 139126.7716 | 138995.8333 | 0 | 130.9382 | 130.9382 | 0 | 127000 | 0 | 0 | 0 | 0 | 0
2022-09-06 23:00 | 0 | 0 | 186065 | 0 | 2846 | 0 | 15 | 138995.8333 | 13.8996 | 0 | 138995.8333 | 1103957.5478 | 254 | 127000 | 2672.4221 | 2669.6697 | 11995.8333 | 139126.7716 | 138995.8333 | 0 | 130.9382 | 130.9382 | 0 | 127000 | 0 | 0 | 0 | 0 | 0
2022-09-07 | 0 | 0 | 186065 | 0 | 2846 | 0 | 15 | 143300 | 14.33 | 0 | 143300 | 964961.7144 | 254 | 127000 | 2672.4221 | 2669.6697 | 16300 | 143430.9382 | 143300 | 0 | 130.9382 | 130.9382 | 0 | 127000 | 0 | 0 | 0 | 0 | 0
2022-09-07 01:00 | 0 | 0 | 186065 | 0 | 2846 | 0 | 15 | 143300 | 14.33 | 0 | 143300 | 821661.7144 | 254 | 127000 | 2672.4221 | 2669.6697 | 16300 | 143430.9382 | 143300 | 0 | 130.9382 | 130.9382 | 0 | 127000 | 0 | 0 | 0 | 0 | 0
2022-09-07 02:00 | 0 | 0 | 186065 | 0 | 2846 | 0 | 15 | 143300 | 14.33 | 0 | 143300 | 678361.7144 | 254 | 127000 | 2672.4221 | 2669.6697 | 16300 | 143430.9382 | 143300 | 0 | 130.9382 | 130.9382 | 0 | 127000 | 0 | 0 | 0 | 0 | 0
2022-09-07 03:00 | 0 | 0 | 186065 | 0 | 2846 | 0 | 15 | 143300 | 14.33 | 0 | 143300 | 535061.7144 | 254 | 127000 | 2672.4221 | 2669.6697 | 16300 | 143430.9382 | 143300 | 0 | 130.9382 | 130.9382 | 0 | 127000 | 0 | 0 | 0 | 0 | 0
2022-09-07 04:00 | 0 | 0 | 186065 | 0 | 2846 | 0 | 15 | 143300 | 14.33 | 0 | 143300 | 391761.7144 | 254 | 127000 | 2672.4221 | 2669.6697 | 16300 | 143430.9382 | 143300 | 0 | 130.9382 | 130.9382 | 0 | 127000 | 0 | 0 | 0 | 0 | 0
2022-09-07 05:00 | 0 | 0 | 186065 | 0 | 2846 | 0 | 15 | 143300 | 14.33 | 0 | 143300 | 248461.7144 | 254 | 127000 | 2672.4221 | 2669.6697 | 16300 | 143430.9382 | 143300 | 0 | 130.9382 | 130.9382 | 0 | 127000 | 0 | 0 | 0 | 0 | 0
2022-09-07 06:00 | 0.04347 | 0.06366 | 186065 | 7845.5982 | 2846 | 30292.6874 | 15 | 135454.4018 | 13.5454 | 0 | 105161.7144 | 105161.7144 | 254 | 127000 | 2672.4221 | 2669.6697 | 16300 | 143430.9382 | 143300 | 0 | 130.9382 | 130.9382 | 0 | 127000 | 0 | 0 | 0 | 0 | 0
2022-09-07 07:00 | 0.22952 | 0.37637 | 186065 | 41424.4696 | 2846 | 179096.1161 | 15 | 101875.5304 | 10.1876 | 0 | 0 | 0 | 254 | 127000 | 2672.4221 | 2669.6697 | 16300 | 143430.9382 | 143300 | 0 | 130.9382 | 130.9382 | 25124.4696 | 101875.5304 | 0 | 0 | 0 | 0 | 0
2022-09-07 08:00 | 0.45098 | 0.56974 | 186065 | 81394.2459 | 2846 | 271111.4627 | 15 | 61905.7541 | 6.1906 | 0 | 0 | 0 | 254 | 127000 | 2672.4221 | 2669.6697 | 16300 | 143430.9382 | 143300 | 0 | 130.9382 | 130.9382 | 81394.2459 | 45605.7541 | 0 | 0 | 0 | 0 | 0
2022-09-07 09:00 | 0.65305 | 0.69279 | 186065 | 117864.4558 | 2846 | 329664.9528 | 15 | 25435.5442 | 2.5436 | 0 | 0 | 0 | 254 | 127000 | 2672.4221 | 2669.6697 | 16300 | 143430.9382 | 143300 | 0 | 130.9382 | 130.9382 | 117864.4558 | 9135.5442 | 0 | 0 | 0 | 0 | 0
2022-09-07 10:00 | 0.80935 | 0.74918 | 186065 | 146073.9565 | 2846 | 356498.202 | 15 | 0 | 0 | 0 | 0 | 0 | 254 | 127000 | 2672.4221 | 2669.6697 | 16300 | 143430.9382 | 143300 | 0 | 130.9382 | 130.9382 | 127000 | 0 | 0 | 0 | 0 | 0 | 0
2022-09-07 11:00 | 0.90358 | 0.78321 | 186065 | 163080.8743 | 2846 | 372691.4184 | 15 | 0 | 0 | 162746.9759 | 0 | 0 | 254 | 127000 | 2672.4221 | 2669.6697 | 16300 | 143430.9382 | 143300 | 0 | 130.9382 | 130.9382 | 127000 | 0 | 0 | 0 | 0 | 0 | 0
2022-09-07 12:00 | 0.92735 | 0.7892 | 186065 | 167370.9564 | 2846 | 375541.767 | 15 | 0 | 0 | 375541.767 | 0 | 162746.9759 | 254 | 127000 | 2672.4221 | 2669.6697 | 16300 | 143430.9382 | 143300 | 0 | 130.9382 | 130.9382 | 127000 | 0 | 0 | 0 | 0 | 0 | 0
2022-09-07 13:00 | 0.88308 | 0.79321 | 186065 | 159380.9718 | 2846 | 377449.9304 | 15 | 0 | 0 | 377449.9304 | 0 | 538288.743 | 254 | 127000 | 2672.4221 | 2669.6697 | 16300 | 143430.9382 | 143300 | 0 | 130.9382 | 130.9382 | 127000 | 0 | 0 | 0 | 0 | 0 | 0
2022-09-07 14:00 | 0.77167 | 0.75525 | 186065 | 139273.3552 | 2846 | 359386.6188 | 15 | 4026.6448 | 0.40266 | 355359.974 | 0 | 915738.6733 | 254 | 127000 | 2672.4221 | 2669.6697 | 16300 | 143430.9382 | 143300 | 0 | 130.9382 | 130.9382 | 122973.3552 | 4026.6448 | 0 | 0 | 0 | 0 | 0
2022-09-07 15:00 | 0.60283 | 0.70199 | 186065 | 108800.597 | 2846 | 334042.7839 | 15 | 34499.403 | 3.4499 | 299543.3809 | 0 | 1271098.6473 | 254 | 127000 | 2672.4221 | 2669.6697 | 16300 | 143430.9382 | 143300 | 0 | 130.9382 | 130.9382 | 92500.597 | 34499.403 | 0 | 0 | 0 | 0 | 0
2022-09-07 16:00 | 0.3924 | 0.58693 | 186065 | 70821.5488 | 2846 | 279291.3448 | 15 | 72478.4512 | 7.2478 | 206812.8936 | 0 | 1570642.0282 | 254 | 127000 | 2672.4221 | 2669.6697 | 16300 | 143430.9382 | 143300 | 0 | 130.9382 | 130.9382 | 70821.5488 | 56178.4512 | 0 | 0 | 0 | 0 | 0
2022-09-07 17:00 | 0.17193 | 0.37818 | 186065 | 31030.4508 | 2846 | 179957.4068 | 15 | 112269.5492 | 11.227 | 67687.8576 | 0 | 1777454.9219 | 254 | 127000 | 2672.4221 | 2669.6697 | 16300 | 143430.9382 | 143300 | 0 | 130.9382 | 130.9382 | 14730.4508 | 112269.5492 | 0 | 0 | 0 | 0 | 0
2022-09-07 18:00 | 0.01465 | 0.0181 | 186065 | 2644.0767 | 2846 | 8612.9067 | 15 | 140655.9233 | 14.0656 | 0 | 132043.0166 | 1845142.7795 | 254 | 127000 | 2672.4221 | 2669.6697 | 16300 | 143430.9382 | 143300 | 0 | 130.9382 | 130.9382 | 0 | 127000 | 0 | 0 | 0 | 0 | 0
2022-09-07 19:00 | 0 | 0 | 186065 | 0 | 2846 | 0 | 15 | 143300 | 14.33 | 0 | 143300 | 1713099.7629 | 254 | 127000 | 2672.4221 | 2669.6697 | 16300 | 143430.9382 | 143300 | 0 | 130.9382 | 130.9382 | 0 | 127000 | 0 | 0 | 0 | 0 | 0
2022-09-07 20:00 | 0 | 0 | 186065 | 0 | 2846 | 0 | 15 | 143300 | 14.33 | 0 | 143300 | 1569799.7629 | 254 | 127000 | 2672.4221 | 2669.6697 | 16300 | 143430.9382 | 143300 | 0 | 130.9382 | 130.9382 | 0 | 127000 | 0 | 0 | 0 | 0 | 0
2022-09-07 21:00 | 0 | 0 | 186065 | 0 | 2846 | 0 | 15 | 143300 | 14.33 | 0 | 143300 | 1426499.7629 | 254 | 127000 | 2672.4221 | 2669.6697 | 16300 | 143430.9382 | 143300 | 0 | 130.9382 | 130.9382 | 0 | 127000 | 0 | 0 | 0 | 0 | 0
2022-09-07 22:00 | 0 | 0 | 186065 | 0 | 2846 | 0 | 15 | 143300 | 14.33 | 0 | 143300 | 1283199.7629 | 254 | 127000 | 2672.4221 | 2669.6697 | 16300 | 143430.9382 | 143300 | 0 | 130.9382 | 130.9382 | 0 | 127000 | 0 | 0 | 0 | 0 | 0
2022-09-07 23:00 | 0 | 0 | 186065 | 0 | 2846 | 0 | 15 | 143300 | 14.33 | 0 | 143300 | 1139899.7629 | 254 | 127000 | 2672.4221 | 2669.6697 | 16300 | 143430.9382 | 143300 | 0 | 130.9382 | 130.9382 | 0 | 127000 | 0 | 0 | 0 | 0 | 0
2022-09-08 | 0 | 0 | 186065 | 0 | 2846 | 0 | 15 | 150000 | 15 | 0 | 150000 | 996599.7629 | 254 | 126466.6667 | 2672.4221 | 2658.4585 | 23533.3333 | 150664.2716 | 150000 | 0 | 664.2716 | 664.2716 | 0 | 126466.6667 | 0 | 0 | 0 | 0 | 0
2022-09-08 01:00 | 0 | 0 | 186065 | 0 | 2846 | 0 | 15 | 150000 | 15 | 0 | 150000 | 846599.7629 | 254 | 126466.6667 | 2672.4221 | 2658.4585 | 23533.3333 | 150664.2716 | 150000 | 0 | 664.2716 | 664.2716 | 0 | 126466.6667 | 0 | 0 | 0 | 0 | 0
2022-09-08 02:00 | 0 | 0 | 186065 | 0 | 2846 | 0 | 15 | 150000 | 15 | 0 | 150000 | 696599.7629 | 254 | 126466.6667 | 2672.4221 | 2658.4585 | 23533.3333 | 150664.2716 | 150000 | 0 | 664.2716 | 664.2716 | 0 | 126466.6667 | 0 | 0 | 0 | 0 | 0
2022-09-08 03:00 | 0 | 0 | 186065 | 0 | 2846 | 0 | 15 | 150000 | 15 | 0 | 150000 | 546599.7629 | 254 | 126466.6667 | 2672.4221 | 2658.4585 | 23533.3333 | 150664.2716 | 150000 | 0 | 664.2716 | 664.2716 | 0 | 126466.6667 | 0 | 0 | 0 | 0 | 0
2022-09-08 04:00 | 0 | 0 | 186065 | 0 | 2846 | 0 | 15 | 150000 | 15 | 0 | 150000 | 396599.7629 | 254 | 126466.6667 | 2672.4221 | 2658.4585 | 23533.3333 | 150664.2716 | 150000 | 0 | 664.2716 | 664.2716 | 0 | 126466.6667 | 0 | 0 | 0 | 0 | 0
2022-09-08 05:00 | 0 | 0 | 186065 | 0 | 2846 | 0 | 15 | 150000 | 15 | 0 | 150000 | 246599.7629 | 254 | 126466.6667 | 2672.4221 | 2658.4585 | 23533.3333 | 150664.2716 | 150000 | 0 | 664.2716 | 664.2716 | 0 | 126466.6667 | 0 | 0 | 0 | 0 | 0
2022-09-08 06:00 | 0.04522 | 0.09619 | 186065 | 8161.4435 | 2846 | 45772.1269 | 15 | 142371.8898 | 14.2372 | 0 | 96599.7629 | 96599.7629 | 254 | 127000 | 2672.4221 | 2669.6697 | 23533.3333 | 150664.2716 | 150533.3333 | 0 | 130.9382 | 130.9382 | 8161.4435 | 118838.5565 | 0 | 0 | 0 | 0 | 0
2022-09-08 07:00 | 0.2386 | 0.443 | 186065 | 43063.2557 | 2846 | 210802.0816 | 15 | 107470.0776 | 10.747 | 0 | 0 | 0 | 254 | 127000 | 2672.4221 | 2669.6697 | 23533.3333 | 150664.2716 | 150533.3333 | 0 | 130.9382 | 130.9382 | 43063.2557 | 83936.7443 | 0 | 0 | 0 | 0 | 0
2022-09-08 08:00 | 0.46088 | 0.62257 | 186065 | 83181.0281 | 2846 | 296250.6816 | 15 | 67352.3052 | 6.7352 | 0 | 0 | 0 | 254 | 127000 | 2672.4221 | 2669.6697 | 23533.3333 | 150664.2716 | 150533.3333 | 0 | 130.9382 | 130.9382 | 83181.0281 | 43818.9719 | 0 | 0 | 0 | 0 | 0
2022-09-08 09:00 | 0.66097 | 0.73118 | 186065 | 119293.8816 | 2846 | 347932.8804 | 15 | 31239.4518 | 3.1239 | 0 | 0 | 0 | 254 | 127000 | 2672.4221 | 2669.6697 | 23533.3333 | 150664.2716 | 150533.3333 | 0 | 130.9382 | 130.9382 | 119293.8816 | 7706.1184 | 0 | 0 | 0 | 0 | 0
2022-09-08 10:00 | 0.81438 | 0.77506 | 186065 | 146981.7863 | 2846 | 368813.2311 | 15 | 3551.5471 | 0.35515 | 88818.3397 | 0 | 0 | 254 | 127000 | 2672.4221 | 2669.6697 | 23533.3333 | 150664.2716 | 150533.3333 | 0 | 130.9382 | 130.9382 | 127000 | 0 | 0 | 0 | 0 | 0 | 0
2022-09-08 11:00 | 0.90595 | 0.80214 | 186065 | 163508.6191 | 2846 | 381699.2816 | 15 | 0 | 0 | 381699.2816 | 0 | 88818.3397 | 254 | 127000 | 2672.4221 | 2669.6697 | 23533.3333 | 150664.2716 | 150533.3333 | 0 | 130.9382 | 130.9382 | 127000 | 0 | 0 | 0 | 0 | 0 | 0
2022-09-08 12:00 | 0.91803 | 0.76079 | 186065 | 165688.8544 | 2846 | 362022.8344 | 15 | 0 | 0 | 362022.8344 | 0 | 470517.6213 | 254 | 127000 | 2672.4221 | 2669.6697 | 23533.3333 | 150664.2716 | 150533.3333 | 0 | 130.9382 | 130.9382 | 127000 | 0 | 0 | 0 | 0 | 0 | 0
2022-09-08 13:00 | 0.8691 | 0.746 | 186065 | 156857.8188 | 2846 | 354984.9952 | 15 | 0 | 0 | 354984.9952 | 0 | 832540.4557 | 254 | 127000 | 2672.4221 | 2669.6697 | 23533.3333 | 150664.2716 | 150533.3333 | 0 | 130.9382 | 130.9382 | 127000 | 0 | 0 | 0 | 0 | 0 | 0
2022-09-08 14:00 | 0.7531 | 0.69273 | 186065 | 135921.785 | 2846 | 329636.4018 | 15 | 14611.5484 | 1.4612 | 315024.8534 | 0 | 1187525.4509 | 254 | 127000 | 2672.4221 | 2669.6697 | 23533.3333 | 150664.2716 | 150533.3333 | 0 | 130.9382 | 130.9382 | 112388.4516 | 14611.5484 | 0 | 0 | 0 | 0 | 0
2022-09-08 15:00 | 0.58038 | 0.62075 | 186065 | 104748.7526 | 2846 | 295384.6324 | 15 | 45784.5808 | 4.5785 | 249600.0516 | 0 | 1502550.3043 | 254 | 127000 | 2672.4221 | 2669.6697 | 23533.3333 | 150664.2716 | 150533.3333 | 0 | 130.9382 | 130.9382 | 104748.7526 | 22251.2474 | 0 | 0 | 0 | 0 | 0
2022-09-08 16:00 | 0.36985 | 0.49177 | 186065 | 66751.656 | 2846 | 234009.3446 | 15 | 83781.6773 | 8.3782 | 150227.6673 | 0 | 1752150.356 | 254 | 127000 | 2672.4221 | 2669.6697 | 23533.3333 | 150664.2716 | 150533.3333 | 0 | 130.9382 | 130.9382 | 66751.656 | 60248.344 | 0 | 0 | 0 | 0 | 0
2022-09-08 17:00 | 0.15618 | 0.28264 | 186065 | 28187.8427 | 2846 | 134494.5832 | 15 | 122345.4906 | 12.2345 | 12149.0926 | 0 | 1902378.0233 | 254 | 127000 | 2672.4221 | 2669.6697 | 23533.3333 | 150664.2716 | 150533.3333 | 0 | 130.9382 | 130.9382 | 28187.8427 | 98812.1573 | 0 | 0 | 0 | 0 | 0
2022-09-08 18:00 | 0.01255 | 0.006 | 186065 | 2265.0623 | 2846 | 2855.1072 | 15 | 148268.2711 | 14.8268 | 0 | 145413.1639 | 1914527.1159 | 254 | 127000 | 2672.4221 | 2669.6697 | 23533.3333 | 150664.2716 | 150533.3333 | 0 | 130.9382 | 130.9382 | 0 | 127000 | 0 | 0 | 0 | 0 | 0
2022-09-08 19:00 | 0 | 0 | 186065 | 0 | 2846 | 0 | 15 | 150000 | 15 | 0 | 150000 | 1769113.952 | 254 | 126466.6667 | 2672.4221 | 2658.4585 | 23533.3333 | 150664.2716 | 150000 | 0 | 664.2716 | 664.2716 | 0 | 126466.6667 | 0 | 0 | 0 | 0 | 0
2022-09-08 20:00 | 0 | 0 | 186065 | 0 | 2846 | 0 | 15 | 150000 | 15 | 0 | 150000 | 1619113.952 | 254 | 126466.6667 | 2672.4221 | 2658.4585 | 23533.3333 | 150664.2716 | 150000 | 0 | 664.2716 | 664.2716 | 0 | 126466.6667 | 0 | 0 | 0 | 0 | 0
2022-09-08 21:00 | 0 | 0 | 186065 | 0 | 2846 | 0 | 15 | 150000 | 15 | 0 | 150000 | 1469113.952 | 254 | 126466.6667 | 2672.4221 | 2658.4585 | 23533.3333 | 150664.2716 | 150000 | 0 | 664.2716 | 664.2716 | 0 | 126466.6667 | 0 | 0 | 0 | 0 | 0
2022-09-08 22:00 | 0 | 0 | 186065 | 0 | 2846 | 0 | 15 | 150000 | 15 | 0 | 150000 | 1319113.952 | 254 | 126466.6667 | 2672.4221 | 2658.4585 | 23533.3333 | 150664.2716 | 150000 | 0 | 664.2716 | 664.2716 | 0 | 126466.6667 | 0 | 0 | 0 | 0 | 0
2022-09-08 23:00 | 0 | 0 | 186065 | 0 | 2846 | 0 | 15 | 150000 | 15 | 0 | 150000 | 1169113.952 | 254 | 126466.6667 | 2672.4221 | 2658.4585 | 23533.3333 | 150664.2716 | 150000 | 0 | 664.2716 | 664.2716 | 0 | 126466.6667 | 0 | 0 | 0 | 0 | 0
2022-09-09 | 0 | 0 | 186065 | 0 | 2846 | 0 | 15 | 150000 | 15 | 0 | 150000 | 1019113.952 | 254 | 126291.6667 | 2672.4221 | 2654.7798 | 23708.3333 | 150839.2716 | 150000 | 0 | 839.2716 | 839.2716 | 0 | 126291.6667 | 0 | 0 | 0 | 0 | 0
2022-09-09 01:00 | 0 | 0 | 186065 | 0 | 2846 | 0 | 15 | 150000 | 15 | 0 | 150000 | 869113.952 | 254 | 126291.6667 | 2672.4221 | 2654.7798 | 23708.3333 | 150839.2716 | 150000 | 0 | 839.2716 | 839.2716 | 0 | 126291.6667 | 0 | 0 | 0 | 0 | 0
2022-09-09 02:00 | 0 | 0 | 186065 | 0 | 2846 | 0 | 15 | 150000 | 15 | 0 | 150000 | 719113.952 | 254 | 126291.6667 | 2672.4221 | 2654.7798 | 23708.3333 | 150839.2716 | 150000 | 0 | 839.2716 | 839.2716 | 0 | 126291.6667 | 0 | 0 | 0 | 0 | 0
2022-09-09 03:00 | 0 | 0 | 186065 | 0 | 2846 | 0 | 15 | 150000 | 15 | 0 | 150000 | 569113.952 | 254 | 126291.6667 | 2672.4221 | 2654.7798 | 23708.3333 | 150839.2716 | 150000 | 0 | 839.2716 | 839.2716 | 0 | 126291.6667 | 0 | 0 | 0 | 0 | 0
2022-09-09 04:00 | 0 | 0 | 186065 | 0 | 2846 | 0 | 15 | 150000 | 15 | 0 | 150000 | 419113.952 | 254 | 126291.6667 | 2672.4221 | 2654.7798 | 23708.3333 | 150839.2716 | 150000 | 0 | 839.2716 | 839.2716 | 0 | 126291.6667 | 0 | 0 | 0 | 0 | 0
2022-09-09 05:00 | 0 | 0 | 186065 | 0 | 2846 | 0 | 15 | 150000 | 15 | 0 | 150000 | 269113.952 | 254 | 126291.6667 | 2672.4221 | 2654.7798 | 23708.3333 | 150839.2716 | 150000 | 0 | 839.2716 | 839.2716 | 0 | 126291.6667 | 0 | 0 | 0 | 0 | 0
2022-09-09 06:00 | 0.04067 | 0.05097 | 186065 | 7340.2456 | 2846 | 24254.1357 | 15 | 143368.0877 | 14.3368 | 0 | 119113.952 | 119113.952 | 254 | 127000 | 2672.4221 | 2669.6697 | 23708.3333 | 150839.2716 | 150708.3333 | 0 | 130.9382 | 130.9382 | 7340.2456 | 119659.7544 | 0 | 0 | 0 | 0 | 0
2022-09-09 07:00 | 0.22327 | 0.34751 | 186065 | 40296.4506 | 2846 | 165363.0505 | 15 | 110411.8828 | 11.0412 | 0 | 0 | 0 | 254 | 127000 | 2672.4221 | 2669.6697 | 23708.3333 | 150839.2716 | 150708.3333 | 0 | 130.9382 | 130.9382 | 16588.1172 | 110411.8828 | 0 | 0 | 0 | 0 | 0
2022-09-09 08:00 | 0.4426 | 0.53382 | 186065 | 79881.7979 | 2846 | 254018.8876 | 15 | 70826.5354 | 7.0827 | 0 | 0 | 0 | 254 | 127000 | 2672.4221 | 2669.6697 | 23708.3333 | 150839.2716 | 150708.3333 | 0 | 130.9382 | 130.9382 | 79881.7979 | 47118.2021 | 0 | 0 | 0 | 0 | 0
2022-09-09 09:00 | 0.64253 | 0.65003 | 186065 | 115965.7741 | 2846 | 309317.5555 | 15 | 34742.5592 | 3.4743 | 67769.098 | 0 | 0 | 254 | 127000 | 2672.4221 | 2669.6697 | 23708.3333 | 150839.2716 | 150708.3333 | 0 | 130.9382 | 130.9382 | 115965.7741 | 11034.2259 | 0 | 0 | 0 | 0 | 0
2022-09-09 10:00 | 0.79715 | 0.7019 | 186065 | 143872.0633 | 2846 | 333999.9573 | 15 | 6836.27 | 0.68363 | 327163.6873 | 0 | 67769.098 | 254 | 127000 | 2672.4221 | 2669.6697 | 23708.3333 | 150839.2716 | 150708.3333 | 0 | 130.9382 | 130.9382 | 120163.73 | 6836.27 | 0 | 0 | 0 | 0 | 0
2022-09-09 11:00 | 0.88972 | 0.73211 | 186065 | 160579.3792 | 2846 | 348375.422 | 15 | 0 | 0 | 348375.422 | 0 | 394932.7853 | 254 | 127000 | 2672.4221 | 2669.6697 | 23708.3333 | 150839.2716 | 150708.3333 | 0 | 130.9382 | 130.9382 | 127000 | 0 | 0 | 0 | 0 | 0 | 0
2022-09-09 12:00 | 0.9007 | 0.68905 | 186065 | 162561.0831 | 2846 | 327885.2694 | 15 | 0 | 0 | 327885.2694 | 0 | 743308.2073 | 254 | 127000 | 2672.4221 | 2669.6697 | 23708.3333 | 150839.2716 | 150708.3333 | 0 | 130.9382 | 130.9382 | 127000 | 0 | 0 | 0 | 0 | 0 | 0
2022-09-09 13:00 | 0.85112 | 0.67031 | 186065 | 153612.7335 | 2846 | 318967.8179 | 15 | 0 | 0 | 318967.8179 | 0 | 1071193.4767 | 254 | 127000 | 2672.4221 | 2669.6697 | 23708.3333 | 150839.2716 | 150708.3333 | 0 | 130.9382 | 130.9382 | 127000 | 0 | 0 | 0 | 0 | 0 | 0
2022-09-09 14:00 | 0.73342 | 0.61248 | 186065 | 132369.8785 | 2846 | 291449.343 | 15 | 18338.4548 | 1.8338 | 273110.8882 | 0 | 1390161.2945 | 254 | 127000 | 2672.4221 | 2669.6697 | 23708.3333 | 150839.2716 | 150708.3333 | 0 | 130.9382 | 130.9382 | 108661.5452 | 18338.4548 | 0 | 0 | 0 | 0 | 0
2022-09-09 15:00 | 0.55812 | 0.52539 | 186065 | 100731.1999 | 2846 | 250007.462 | 15 | 49977.1335 | 4.9977 | 200030.3285 | 0 | 1663272.1827 | 254 | 127000 | 2672.4221 | 2669.6697 | 23708.3333 | 150839.2716 | 150708.3333 | 0 | 130.9382 | 130.9382 | 100731.1999 | 26268.8001 | 0 | 0 | 0 | 0 | 0
2022-09-09 16:00 | 0.3469 | 0.38896 | 186065 | 62609.57 | 2846 | 185087.0828 | 15 | 88098.7633 | 8.8099 | 96988.3195 | 0 | 1863302.5112 | 254 | 127000 | 2672.4221 | 2669.6697 | 23708.3333 | 150839.2716 | 150708.3333 | 0 | 130.9382 | 130.9382 | 38901.2367 | 88098.7633 | 0 | 0 | 0 | 0 | 0
2022-09-09 17:00 | 0.14143 | 0.19006 | 186065 | 25525.7178 | 2846 | 90440.2791 | 15 | 125182.6156 | 12.5183 | 0 | 34742.3365 | 1960290.8307 | 254 | 127000 | 2672.4221 | 2669.6697 | 23708.3333 | 150839.2716 | 150708.3333 | 0 | 130.9382 | 130.9382 | 1817.3844 | 125182.6156 | 0 | 0 | 0 | 0 | 0
2022-09-09 18:00 | 0.01093 | 0.00162 | 186065 | 1972.6797 | 2846 | 770.8789 | 15 | 148735.6536 | 14.8736 | 0 | 147964.7747 | 1925548.4942 | 254 | 127000 | 2672.4221 | 2669.6697 | 23708.3333 | 150839.2716 | 150708.3333 | 0 | 130.9382 | 130.9382 | 1972.6797 | 125027.3203 | 0 | 0 | 0 | 0 | 0
2022-09-09 19:00 | 0 | 0 | 186065 | 0 | 2846 | 0 | 15 | 150000 | 15 | 0 | 150000 | 1777583.7195 | 254 | 126291.6667 | 2672.4221 | 2654.7798 | 23708.3333 | 150839.2716 | 150000 | 0 | 839.2716 | 839.2716 | 0 | 126291.6667 | 0 | 0 | 0 | 0 | 0
2022-09-09 20:00 | 0 | 0 | 186065 | 0 | 2846 | 0 | 15 | 150000 | 15 | 0 | 150000 | 1627583.7195 | 254 | 126291.6667 | 2672.4221 | 2654.7798 | 23708.3333 | 150839.2716 | 150000 | 0 | 839.2716 | 839.2716 | 0 | 126291.6667 | 0 | 0 | 0 | 0 | 0
2022-09-09 21:00 | 0 | 0 | 186065 | 0 | 2846 | 0 | 15 | 150000 | 15 | 0 | 150000 | 1477583.7195 | 254 | 126291.6667 | 2672.4221 | 2654.7798 | 23708.3333 | 150839.2716 | 150000 | 0 | 839.2716 | 839.2716 | 0 | 126291.6667 | 0 | 0 | 0 | 0 | 0
2022-09-09 22:00 | 0 | 0 | 186065 | 0 | 2846 | 0 | 15 | 150000 | 15 | 0 | 150000 | 1327583.7195 | 254 | 126291.6667 | 2672.4221 | 2654.7798 | 23708.3333 | 150839.2716 | 150000 | 0 | 839.2716 | 839.2716 | 0 | 126291.6667 | 0 | 0 | 0 | 0 | 0
2022-09-09 23:00 | 0 | 0 | 186065 | 0 | 2846 | 0 | 15 | 150000 | 15 | 0 | 150000 | 1177583.7195 | 254 | 126291.6667 | 2672.4221 | 2654.7798 | 23708.3333 | 150839.2716 | 150000 | 0 | 839.2716 | 839.2716 | 0 | 126291.6667 | 0 | 0 | 0 | 0 | 0
2022-09-10 | 0 | 0 | 186065 | 0 | 2846 | 0 | 15 | 150000 | 15 | 0 | 150000 | 1027583.7195 | 254 | 126208.3333 | 2672.4221 | 2653.028 | 23791.6667 | 150922.6049 | 150000 | 0 | 922.6049 | 922.6049 | 0 | 126208.3333 | 0 | 0 | 0 | 0 | 0
2022-09-10 01:00 | 0 | 0 | 186065 | 0 | 2846 | 0 | 15 | 150000 | 15 | 0 | 150000 | 877583.7195 | 254 | 126208.3333 | 2672.4221 | 2653.028 | 23791.6667 | 150922.6049 | 150000 | 0 | 922.6049 | 922.6049 | 0 | 126208.3333 | 0 | 0 | 0 | 0 | 0
2022-09-10 02:00 | 0 | 0 | 186065 | 0 | 2846 | 0 | 15 | 150000 | 15 | 0 | 150000 | 727583.7195 | 254 | 126208.3333 | 2672.4221 | 2653.028 | 23791.6667 | 150922.6049 | 150000 | 0 | 922.6049 | 922.6049 | 0 | 126208.3333 | 0 | 0 | 0 | 0 | 0
2022-09-10 03:00 | 0 | 0 | 186065 | 0 | 2846 | 0 | 15 | 150000 | 15 | 0 | 150000 | 577583.7195 | 254 | 126208.3333 | 2672.4221 | 2653.028 | 23791.6667 | 150922.6049 | 150000 | 0 | 922.6049 | 922.6049 | 0 | 126208.3333 | 0 | 0 | 0 | 0 | 0
2022-09-10 04:00 | 0 | 0 | 186065 | 0 | 2846 | 0 | 15 | 150000 | 15 | 0 | 150000 | 427583.7195 | 254 | 126208.3333 | 2672.4221 | 2653.028 | 23791.6667 | 150922.6049 | 150000 | 0 | 922.6049 | 922.6049 | 0 | 126208.3333 | 0 | 0 | 0 | 0 | 0
2022-09-10 05:00 | 0 | 0 | 186065 | 0 | 2846 | 0 | 15 | 150000 | 15 | 0 | 150000 | 277583.7195 | 254 | 126208.3333 | 2672.4221 | 2653.028 | 23791.6667 | 150922.6049 | 150000 | 0 | 922.6049 | 922.6049 | 0 | 126208.3333 | 0 | 0 | 0 | 0 | 0
2022-09-10 06:00 | 0.03797 | 0.03437 | 186065 | 6852.9414 | 2846 | 16355.0057 | 15 | 143938.7253 | 14.3939 | 0 | 127583.7195 | 127583.7195 | 254 | 127000 | 2672.4221 | 2669.6697 | 23791.6667 | 150922.6049 | 150791.6667 | 0 | 130.9382 | 130.9382 | 6852.9414 | 120147.0586 | 0 | 0 | 0 | 0 | 0
2022-09-10 07:00 | 0.21435 | 0.30511 | 186065 | 38686.5418 | 2846 | 145186.9596 | 15 | 112105.1249 | 11.2105 | 0 | 0 | 0 | 254 | 127000 | 2672.4221 | 2669.6697 | 23791.6667 | 150922.6049 | 150791.6667 | 0 | 130.9382 | 130.9382 | 14894.8751 | 112105.1249 | 0 | 0 | 0 | 0 | 0
2022-09-10 08:00 | 0.43475 | 0.50343 | 186065 | 78465.006 | 2846 | 239557.7696 | 15 | 72326.6607 | 7.2327 | 0 | 0 | 0 | 254 | 127000 | 2672.4221 | 2669.6697 | 23791.6667 | 150922.6049 | 150791.6667 | 0 | 130.9382 | 130.9382 | 78465.006 | 48534.994 | 0 | 0 | 0 | 0 | 0
2022-09-10 09:00 | 0.63805 | 0.63226 | 186065 | 115157.2101 | 2846 | 300861.6797 | 15 | 35634.4566 | 3.5634 | 30101.0419 | 0 | 0 | 254 | 127000 | 2672.4221 | 2669.6697 | 23791.6667 | 150922.6049 | 150791.6667 | 0 | 130.9382 | 130.9382 | 91365.5434 | 35634.4566 | 0 | 0 | 0 | 0 | 0
2022-09-10 10:00 | 0.79483 | 0.69377 | 186065 | 143453.3426 | 2846 | 330131.287 | 15 | 7338.324 | 0.73383 | 322792.963 | 0 | 30101.0419 | 254 | 127000 | 2672.4221 | 2669.6697 | 23791.6667 | 150922.6049 | 150791.6667 | 0 | 130.9382 | 130.9382 | 127000 | 0 | 0 | 0 | 0 | 0 | 0
2022-09-10 11:00 | 0.88908 | 0.72975 | 186065 | 160463.8701 | 2846 | 347252.4132 | 15 | 0 | 0 | 347252.4132 | 0 | 352894.0049 | 254 | 127000 | 2672.4221 | 2669.6697 | 23791.6667 | 150922.6049 | 150791.6667 | 0 | 130.9382 | 130.9382 | 127000 | 0 | 0 | 0 | 0 | 0 | 0
2022-09-10 12:00 | 0.89905 | 0.68736 | 186065 | 162263.2861 | 2846 | 327081.0808 | 15 | 0 | 0 | 327081.0808 | 0 | 700146.4181 | 254 | 127000 | 2672.4221 | 2669.6697 | 23791.6667 | 150922.6049 | 150791.6667 | 0 | 130.9382 | 130.9382 | 127000 | 0 | 0 | 0 | 0 | 0 | 0
2022-09-10 13:00 | 0.852 | 0.68208 | 186065 | 153771.5586 | 2846 | 324568.5865 | 15 | 0 | 0 | 324568.5865 | 0 | 1027227.4989 | 254 | 127000 | 2672.4221 | 2669.6697 | 23791.6667 | 150922.6049 | 150791.6667 | 0 | 130.9382 | 130.9382 | 127000 | 0 | 0 | 0 | 0 | 0 | 0
2022-09-10 14:00 | 0.73317 | 0.62507 | 186065 | 132324.7578 | 2846 | 297440.3096 | 15 | 18466.9089 | 1.8467 | 278973.4007 | 0 | 1351796.0854 | 254 | 127000 | 2672.4221 | 2669.6697 | 23791.6667 | 150922.6049 | 150791.6667 | 0 | 130.9382 | 130.9382 | 108533.0911 | 18466.9089 | 0 | 0 | 0 | 0 | 0
2022-09-10 15:00 | 0.55853 | 0.54211 | 186065 | 100805.1979 | 2846 | 257963.694 | 15 | 49986.4688 | 4.9986 | 207977.2253 | 0 | 1630769.4861 | 254 | 127000 | 2672.4221 | 2669.6697 | 23791.6667 | 150922.6049 | 150791.6667 | 0 | 130.9382 | 130.9382 | 77013.5312 | 49986.4688 | 0 | 0 | 0 | 0 | 0
2022-09-10 16:00 | 0.34505 | 0.39841 | 186065 | 62275.6764 | 2846 | 189583.8766 | 15 | 88515.9903 | 8.8516 | 101067.8863 | 0 | 1838746.7114 | 254 | 127000 | 2672.4221 | 2669.6697 | 23791.6667 | 150922.6049 | 150791.6667 | 0 | 130.9382 | 130.9382 | 38484.0097 | 88515.9903 | 0 | 0 | 0 | 0 | 0
2022-09-10 17:00 | 0.14127 | 0.21368 | 186065 | 25496.8405 | 2846 | 101679.8844 | 15 | 125294.8262 | 12.5295 | 0 | 23614.9418 | 1939814.5977 | 254 | 127000 | 2672.4221 | 2669.6697 | 23791.6667 | 150922.6049 | 150791.6667 | 0 | 130.9382 | 130.9382 | 1705.1738 | 125294.8262 | 0 | 0 | 0 | 0 | 0
2022-09-10 18:00 | 0.01007 | 0.00191 | 186065 | 1817.4643 | 2846 | 908.8758 | 15 | 148974.2024 | 14.8974 | 0 | 148065.3266 | 1916199.656 | 254 | 127000 | 2672.4221 | 2669.6697 | 23791.6667 | 150922.6049 | 150791.6667 | 0 | 130.9382 | 130.9382 | 1817.4643 | 125182.5357 | 0 | 0 | 0 | 0 | 0
2022-09-10 19:00 | 0 | 0 | 186065 | 0 | 2846 | 0 | 15 | 150000 | 15 | 0 | 150000 | 1768134.3294 | 254 | 126208.3333 | 2672.4221 | 2653.028 | 23791.6667 | 150922.6049 | 150000 | 0 | 922.6049 | 922.6049 | 0 | 126208.3333 | 0 | 0 | 0 | 0 | 0
2022-09-10 20:00 | 0 | 0 | 186065 | 0 | 2846 | 0 | 15 | 150000 | 15 | 0 | 150000 | 1618134.3294 | 254 | 126208.3333 | 2672.4221 | 2653.028 | 23791.6667 | 150922.6049 | 150000 | 0 | 922.6049 | 922.6049 | 0 | 126208.3333 | 0 | 0 | 0 | 0 | 0
2022-09-10 21:00 | 0 | 0 | 186065 | 0 | 2846 | 0 | 15 | 150000 | 15 | 0 | 150000 | 1468134.3294 | 254 | 126208.3333 | 2672.4221 | 2653.028 | 23791.6667 | 150922.6049 | 150000 | 0 | 922.6049 | 922.6049 | 0 | 126208.3333 | 0 | 0 | 0 | 0 | 0
2022-09-10 22:00 | 0 | 0 | 186065 | 0 | 2846 | 0 | 15 | 150000 | 15 | 0 | 150000 | 1318134.3294 | 254 | 126208.3333 | 2672.4221 | 2653.028 | 23791.6667 | 150922.6049 | 150000 | 0 | 922.6049 | 922.6049 | 0 | 126208.3333 | 0 | 0 | 0 | 0 | 0
2022-09-10 23:00 | 0 | 0 | 186065 | 0 | 2846 | 0 | 15 | 150000 | 15 | 0 | 150000 | 1168134.3294 | 254 | 126208.3333 | 2672.4221 | 2653.028 | 23791.6667 | 150922.6049 | 150000 | 0 | 922.6049 | 922.6049 | 0 | 126208.3333 | 0 | 0 | 0 | 0 | 0
2022-09-11 | 0 | 0 | 186065 | 0 | 2846 | 0 | 15 | 150000 | 15 | 0 | 150000 | 1018134.3294 | 254 | 126916.6667 | 2672.4221 | 2667.9179 | 23083.3333 | 150214.2716 | 150000 | 0 | 214.2716 | 214.2716 | 0 | 126916.6667 | 0 | 0 | 0 | 0 | 0
2022-09-11 01:00 | 0 | 0 | 186065 | 0 | 2846 | 0 | 15 | 150000 | 15 | 0 | 150000 | 868134.3294 | 254 | 126916.6667 | 2672.4221 | 2667.9179 | 23083.3333 | 150214.2716 | 150000 | 0 | 214.2716 | 214.2716 | 0 | 126916.6667 | 0 | 0 | 0 | 0 | 0
2022-09-11 02:00 | 0 | 0 | 186065 | 0 | 2846 | 0 | 15 | 150000 | 15 | 0 | 150000 | 718134.3294 | 254 | 126916.6667 | 2672.4221 | 2667.9179 | 23083.3333 | 150214.2716 | 150000 | 0 | 214.2716 | 214.2716 | 0 | 126916.6667 | 0 | 0 | -1.3631e-14 | 0 | 0
2022-09-11 03:00 | 0 | 0 | 186065 | 0 | 2846 | 0 | 15 | 150000 | 15 | 0 | 150000 | 568134.3294 | 254 | 126916.6667 | 2672.4221 | 2667.9179 | 23083.3333 | 150214.2716 | 150000 | 0 | 214.2716 | 214.2716 | 0 | 126916.6667 | 0 | 0 | -1.3631e-14 | 0 | 0
2022-09-11 04:00 | 0 | 0 | 186065 | 0 | 2846 | 0 | 15 | 150000 | 15 | 0 | 150000 | 418134.3294 | 254 | 126916.6667 | 2672.4221 | 2667.9179 | 23083.3333 | 150214.2716 | 150000 | 0 | 214.2716 | 214.2716 | 0 | 126916.6667 | 0 | 0 | 0 | 0 | 0
2022-09-11 05:00 | 0 | 0 | 186065 | 0 | 2846 | 0 | 15 | 150000 | 15 | 0 | 150000 | 268134.3294 | 254 | 126916.6667 | 2672.4221 | 2667.9179 | 23083.3333 | 150214.2716 | 150000 | 0 | 214.2716 | 214.2716 | 0 | 126916.6667 | 0 | 0 | 0 | 0 | 0
2022-09-11 06:00 | 0.0381 | 0.05269 | 186065 | 6876.4042 | 2846 | 25072.5997 | 15 | 143206.9291 | 14.3207 | 0 | 118134.3294 | 118134.3294 | 254 | 127000 | 2672.4221 | 2669.6697 | 23083.3333 | 150214.2716 | 150083.3333 | 0 | 130.9382 | 130.9382 | 0 | 127000 | 0 | 0 | 0 | 0 | 0
2022-09-11 07:00 | 0.21752 | 0.35296 | 186065 | 39258.673 | 2846 | 167956.4396 | 15 | 110824.6603 | 11.0825 | 0 | 0 | 0 | 254 | 127000 | 2672.4221 | 2669.6697 | 23083.3333 | 150214.2716 | 150083.3333 | 0 | 130.9382 | 130.9382 | 39258.673 | 87741.327 | 0 | 0 | 0 | 0 | 0
2022-09-11 08:00 | 0.4379 | 0.55149 | 186065 | 79033.5276 | 2846 | 262427.1783 | 15 | 71049.8057 | 7.105 | 0 | 0 | 0 | 254 | 127000 | 2672.4221 | 2669.6697 | 23083.3333 | 150214.2716 | 150083.3333 | 0 | 130.9382 | 130.9382 | 79033.5276 | 47966.4724 | 0 | 0 | 0 | 0 | 0
2022-09-11 09:00 | 0.63955 | 0.67188 | 186065 | 115427.9346 | 2846 | 319714.9043 | 15 | 34655.3987 | 3.4655 | 0 | 0 | 0 | 254 | 127000 | 2672.4221 | 2669.6697 | 23083.3333 | 150214.2716 | 150083.3333 | 0 | 130.9382 | 130.9382 | 92344.6013 | 34655.3987 | 0 | 0 | 0 | 0 | 0
2022-09-11 10:00 | 0.79525 | 0.73713 | 186065 | 143529.1455 | 2846 | 350764.1951 | 15 | 6554.1878 | 0.65542 | 210351.8549 | 0 | 0 | 254 | 127000 | 2672.4221 | 2669.6697 | 23083.3333 | 150214.2716 | 150083.3333 | 0 | 130.9382 | 130.9382 | 120445.8122 | 6554.1878 | 0 | 0 | 0 | 0 | 0
2022-09-11 11:00 | 0.88847 | 0.77749 | 186065 | 160353.7754 | 2846 | 369969.5495 | 15 | 0 | 0 | 369969.5495 | 0 | 210351.8549 | 254 | 127000 | 2672.4221 | 2669.6697 | 23083.3333 | 150214.2716 | 150083.3333 | 0 | 130.9382 | 130.9382 | 127000 | 0 | 0 | 0 | 0 | 0 | 0
2022-09-11 12:00 | 0.89412 | 0.71563 | 186065 | 161373.5047 | 2846 | 340533.3943 | 15 | 0 | 0 | 340533.3943 | 0 | 580321.4044 | 254 | 127000 | 2672.4221 | 2669.6697 | 23083.3333 | 150214.2716 | 150083.3333 | 0 | 130.9382 | 130.9382 | 127000 | 0 | 0 | 0 | 0 | 0 | 0
2022-09-11 13:00 | 0.84742 | 0.70803 | 186065 | 152944.9462 | 2846 | 336916.9251 | 15 | 0 | 0 | 336916.9251 | 0 | 920854.7986 | 254 | 127000 | 2672.4221 | 2669.6697 | 23083.3333 | 150214.2716 | 150083.3333 | 0 | 130.9382 | 130.9382 | 127000 | 0 | 0 | 0 | 0 | 0 | 0
2022-09-11 14:00 | 0.7317 | 0.66955 | 186065 | 132059.4477 | 2846 | 318606.171 | 15 | 18023.8856 | 1.8024 | 300582.2853 | 0 | 1257771.7237 | 254 | 127000 | 2672.4221 | 2669.6697 | 23083.3333 | 150214.2716 | 150083.3333 | 0 | 130.9382 | 130.9382 | 108976.1144 | 18023.8856 | 0 | 0 | 0 | 0 | 0
2022-09-11 15:00 | 0.5597 | 0.59312 | 186065 | 101016.3631 | 2846 | 282236.8637 | 15 | 49066.9702 | 4.9067 | 233169.8935 | 0 | 1558354.0091 | 254 | 127000 | 2672.4221 | 2669.6697 | 23083.3333 | 150214.2716 | 150083.3333 | 0 | 130.9382 | 130.9382 | 101016.3631 | 25983.6369 | 0 | 0 | 0 | 0 | 0
2022-09-11 16:00 | 0.35005 | 0.46318 | 186065 | 63178.0917 | 2846 | 220404.7588 | 15 | 86905.2417 | 8.6905 | 133499.5171 | 0 | 1791523.9026 | 254 | 127000 | 2672.4221 | 2669.6697 | 23083.3333 | 150214.2716 | 150083.3333 | 0 | 130.9382 | 130.9382 | 40094.7583 | 86905.2417 | 0 | 0 | 0 | 0 | 0
2022-09-11 17:00 | 0.14102 | 0.24732 | 186065 | 25451.7197 | 2846 | 117687.5188 | 15 | 124631.6136 | 12.4632 | 0 | 6944.0948 | 1925023.4197 | 254 | 127000 | 2672.4221 | 2669.6697 | 23083.3333 | 150214.2716 | 150083.3333 | 0 | 130.9382 | 130.9382 | 25451.7197 | 101548.2803 | 0 | 0 | 0 | 0 | 0
2022-09-11 18:00 | 0.00935 | 0.00257 | 186065 | 1687.5165 | 2846 | 1222.9376 | 15 | 148395.8168 | 14.8396 | 0 | 147172.8792 | 1918079.3248 | 254 | 127000 | 2672.4221 | 2669.6697 | 23083.3333 | 150214.2716 | 150083.3333 | 0 | 130.9382 | 130.9382 | 0 | 127000 | 0 | 0 | 0 | 0 | 0
2022-09-11 19:00 | 0 | 0 | 186065 | 0 | 2846 | 0 | 15 | 150000 | 15 | 0 | 150000 | 1770906.4456 | 254 | 126916.6667 | 2672.4221 | 2667.9179 | 23083.3333 | 150214.2716 | 150000 | 0 | 214.2716 | 214.2716 | 0 | 126916.6667 | 0 | 0 | 0 | 0 | 0
2022-09-11 20:00 | 0 | 0 | 186065 | 0 | 2846 | 0 | 15 | 150000 | 15 | 0 | 150000 | 1620906.4456 | 254 | 126916.6667 | 2672.4221 | 2667.9179 | 23083.3333 | 150214.2716 | 150000 | 0 | 214.2716 | 214.2716 | 0 | 126916.6667 | 0 | 0 | 0 | 0 | 0
2022-09-11 21:00 | 0 | 0 | 186065 | 0 | 2846 | 0 | 15 | 150000 | 15 | 0 | 150000 | 1470906.4456 | 254 | 126916.6667 | 2672.4221 | 2667.9179 | 23083.3333 | 150214.2716 | 150000 | 0 | 214.2716 | 214.2716 | 0 | 126916.6667 | 0 | 0 | 0 | 0 | 0
2022-09-11 22:00 | 0 | 0 | 186065 | 0 | 2846 | 0 | 15 | 150000 | 15 | 0 | 150000 | 1320906.4456 | 254 | 126916.6667 | 2672.4221 | 2667.9179 | 23083.3333 | 150214.2716 | 150000 | 0 | 214.2716 | 214.2716 | 0 | 126916.6667 | 0 | 0 | 0 | 0 | 0
2022-09-11 23:00 | 0 | 0 | 186065 | 0 | 2846 | 0 | 15 | 150000 | 15 | 0 | 150000 | 1170906.4456 | 254 | 126916.6667 | 2672.4221 | 2667.9179 | 23083.3333 | 150214.2716 | 150000 | 0 | 214.2716 | 214.2716 | 0 | 126916.6667 | 0 | -1.4211e-14 | 0 | 0 | 0
2022-09-12 | 0 | 0 | 186065 | 0 | 2846 | 0 | 15 | 150000 | 15 | 0 | 150000 | 1020906.4456 | 254 | 125875 | 2672.4221 | 2646.021 | 24125 | 151255.9382 | 150000 | 0 | 1255.9382 | 1255.9382 | 0 | 125875 | 0 | 0 | 0 | 0 | 0
2022-09-12 01:00 | 0 | 0 | 186065 | 0 | 2846 | 0 | 15 | 150000 | 15 | 0 | 150000 | 870906.4456 | 254 | 125875 | 2672.4221 | 2646.021 | 24125 | 151255.9382 | 150000 | 0 | 1255.9382 | 1255.9382 | 0 | 125875 | -1.3074e-14 | 0 | -1.3631e-14 | 0 | 0
2022-09-12 02:00 | 0 | 0 | 186065 | 0 | 2846 | 0 | 15 | 150000 | 15 | 0 | 150000 | 720906.4456 | 254 | 125875 | 2672.4221 | 2646.021 | 24125 | 151255.9382 | 150000 | 0 | 1255.9382 | 1255.9382 | 0 | 125875 | 0 | 0 | 0 | 0 | 0
2022-09-12 03:00 | 0 | 0 | 186065 | 0 | 2846 | 0 | 15 | 150000 | 15 | 0 | 150000 | 570906.4456 | 254 | 125875 | 2672.4221 | 2646.021 | 24125 | 151255.9382 | 150000 | 0 | 1255.9382 | 1255.9382 | 0 | 125875 | 0 | 0 | 0 | 0 | 0
2022-09-12 04:00 | 0 | 0 | 186065 | 0 | 2846 | 0 | 15 | 150000 | 15 | 0 | 150000 | 420906.4456 | 254 | 125875 | 2672.4221 | 2646.021 | 24125 | 151255.9382 | 150000 | 0 | 1255.9382 | 1255.9382 | 0 | 125875 | 0 | 0 | 0 | 0 | 0
2022-09-12 05:00 | 0 | 0 | 186065 | 0 | 2846 | 0 | 15 | 150000 | 15 | 0 | 150000 | 270906.4456 | 254 | 125875 | 2672.4221 | 2646.021 | 24125 | 151255.9382 | 150000 | 0 | 1255.9382 | 1255.9382 | 0 | 125875 | 0 | 0 | 0 | 0 | 0
2022-09-12 06:00 | 0.03745 | 0.0493 | 186065 | 6759.0902 | 2846 | 23459.4642 | 15 | 144365.9098 | 14.4366 | 0 | 120906.4456 | 120906.4456 | 254 | 127000 | 2672.4221 | 2669.6697 | 24125 | 151255.9382 | 151125 | 0 | 130.9382 | 130.9382 | 6759.0902 | 120240.9098 | 0 | 0 | 0 | 0 | 0
2022-09-12 07:00 | 0.22198 | 0.37283 | 186065 | 40063.6274 | 2846 | 177411.6029 | 15 | 111061.3726 | 11.1061 | 0 | 0 | 0 | 254 | 127000 | 2672.4221 | 2669.6697 | 24125 | 151255.9382 | 151125 | 0 | 130.9382 | 130.9382 | 15938.6274 | 111061.3726 | 0 | 0 | 0 | 0 | 0
2022-09-12 08:00 | 0.43892 | 0.55864 | 186065 | 79217.6203 | 2846 | 265829.5144 | 15 | 71907.3797 | 7.1907 | 0 | 0 | 0 | 254 | 127000 | 2672.4221 | 2669.6697 | 24125 | 151255.9382 | 151125 | 0 | 130.9382 | 130.9382 | 55092.6203 | 71907.3797 | 0 | 0 | 0 | 0 | 0
2022-09-12 09:00 | 0.6409 | 0.67413 | 186065 | 115671.5867 | 2846 | 320785.5695 | 15 | 35453.4133 | 3.5453 | 0 | 0 | 0 | 254 | 127000 | 2672.4221 | 2669.6697 | 24125 | 151255.9382 | 151125 | 0 | 130.9382 | 130.9382 | 91546.5867 | 35453.4133 | 0 | 0 | 0 | 0 | 0
2022-09-12 10:00 | 0.79742 | 0.7383 | 186065 | 143920.7937 | 2846 | 351320.941 | 15 | 7204.2063 | 0.72042 | 67616.4064 | 0 | 0 | 254 | 127000 | 2672.4221 | 2669.6697 | 24125 | 151255.9382 | 151125 | 0 | 130.9382 | 130.9382 | 119795.7937 | 7204.2063 | 0 | 0 | 0 | 0 | 0
2022-09-12 11:00 | 0.8896 | 0.77804 | 186065 | 160557.7213 | 2846 | 370231.2676 | 15 | 0 | 0 | 370231.2676 | 0 | 67616.4064 | 254 | 127000 | 2672.4221 | 2669.6697 | 24125 | 151255.9382 | 151125 | 0 | 130.9382 | 130.9382 | 127000 | 0 | 0 | 0 | 0 | 0 | 0
2022-09-12 12:00 | 0.90575 | 0.75693 | 186065 | 163472.5225 | 2846 | 360186.0488 | 15 | 0 | 0 | 360186.0488 | 0 | 437847.6741 | 254 | 127000 | 2672.4221 | 2669.6697 | 24125 | 151255.9382 | 151125 | 0 | 130.9382 | 130.9382 | 127000 | 0 | 0 | 0 | 0 | 0 | 0
2022-09-12 13:00 | 0.85703 | 0.74582 | 186065 | 154679.3883 | 2846 | 354899.342 | 15 | 0 | 0 | 354899.342 | 0 | 798033.7229 | 254 | 127000 | 2672.4221 | 2669.6697 | 24125 | 151255.9382 | 151125 | 0 | 130.9382 | 130.9382 | 127000 | 0 | 0 | 0 | 0 | 0 | 0
2022-09-12 14:00 | 0.74133 | 0.71104 | 186065 | 133797.4995 | 2846 | 338349.2372 | 15 | 17327.5005 | 1.7328 | 321021.7367 | 0 | 1152933.0649 | 254 | 127000 | 2672.4221 | 2669.6697 | 24125 | 151255.9382 | 151125 | 0 | 130.9382 | 130.9382 | 109672.4995 | 17327.5005 | 0 | 0 | 0 | 0 | 0
2022-09-12 15:00 | 0.56867 | 0.63758 | 186065 | 102635.296 | 2846 | 303393.2081 | 15 | 48489.704 | 4.849 | 254903.5041 | 0 | 1473954.8016 | 254 | 127000 | 2672.4221 | 2669.6697 | 24125 | 151255.9382 | 151125 | 0 | 130.9382 | 130.9382 | 102635.296 | 24364.704 | 0 | 0 | 0 | 0 | 0
2022-09-12 16:00 | 0.35798 | 0.51298 | 186065 | 64609.3222 | 2846 | 244102.1486 | 15 | 86515.6778 | 8.6516 | 157586.4708 | 0 | 1728858.3057 | 254 | 127000 | 2672.4221 | 2669.6697 | 24125 | 151255.9382 | 151125 | 0 | 130.9382 | 130.9382 | 40484.3222 | 86515.6778 | 0 | 0 | 0 | 0 | 0
2022-09-12 17:00 | 0.1437 | 0.28462 | 186065 | 25935.4143 | 2846 | 135436.7685 | 15 | 125189.5857 | 12.519 | 10247.1828 | 0 | 1886444.7765 | 254 | 127000 | 2672.4221 | 2669.6697 | 24125 | 151255.9382 | 151125 | 0 | 130.9382 | 130.9382 | 1810.4143 | 125189.5857 | 0 | 0 | 0 | 0 | 0
2022-09-12 18:00 | 0.00882 | 0.00456 | 186065 | 1591.8605 | 2846 | 2169.8815 | 15 | 149533.1395 | 14.9533 | 0 | 147363.258 | 1896691.9593 | 254 | 127000 | 2672.4221 | 2669.6697 | 24125 | 151255.9382 | 151125 | 0 | 130.9382 | 130.9382 | 0 | 127000 | 0 | 0 | 0 | 0 | 0
2022-09-12 19:00 | 0 | 0 | 186065 | 0 | 2846 | 0 | 15 | 150000 | 15 | 0 | 150000 | 1749328.7013 | 254 | 125875 | 2672.4221 | 2646.021 | 24125 | 151255.9382 | 150000 | 0 | 1255.9382 | 1255.9382 | 0 | 125875 | 0 | 0 | 0 | 0 | 0
2022-09-12 20:00 | 0 | 0 | 186065 | 0 | 2846 | 0 | 15 | 150000 | 15 | 0 | 150000 | 1599328.7013 | 254 | 125875 | 2672.4221 | 2646.021 | 24125 | 151255.9382 | 150000 | 0 | 1255.9382 | 1255.9382 | 0 | 125875 | 0 | 0 | 0 | 0 | 0
2022-09-12 21:00 | 0 | 0 | 186065 | 0 | 2846 | 0 | 15 | 150000 | 15 | 0 | 150000 | 1449328.7013 | 254 | 125875 | 2672.4221 | 2646.021 | 24125 | 151255.9382 | 150000 | 0 | 1255.9382 | 1255.9382 | 0 | 125875 | 0 | 0 | 0 | 0 | 0
2022-09-12 22:00 | 0 | 0 | 186065 | 0 | 2846 | 0 | 15 | 150000 | 15 | 0 | 150000 | 1299328.7013 | 254 | 125875 | 2672.4221 | 2646.021 | 24125 | 151255.9382 | 150000 | 0 | 1255.9382 | 1255.9382 | 0 | 125875 | 0 | 0 | 0 | 0 | 0
2022-09-12 23:00 | 0 | 0 | 186065 | 0 | 2846 | 0 | 15 | 150000 | 15 | 0 | 150000 | 1149328.7013 | 254 | 125875 | 2672.4221 | 2646.021 | 24125 | 151255.9382 | 150000 | 0 | 1255.9382 | 1255.9382 | 0 | 125875 | 0 | 0 | 0 | 0 | 0
2022-09-13 | 0 | 0 | 186065 | 0 | 2846 | 0 | 15 | 149583.3333 | 14.9583 | 0 | 149583.3333 | 999328.7013 | 254 | 127000 | 2672.4221 | 2669.6697 | 22583.3333 | 149714.2716 | 149583.3333 | 0 | 130.9382 | 130.9382 | 0 | 127000 | 0 | 0 | 0 | 0 | 0
2022-09-13 01:00 | 0 | 0 | 186065 | 0 | 2846 | 0 | 15 | 149583.3333 | 14.9583 | 0 | 149583.3333 | 849745.368 | 254 | 127000 | 2672.4221 | 2669.6697 | 22583.3333 | 149714.2716 | 149583.3333 | 0 | 130.9382 | 130.9382 | 0 | 127000 | 0 | 0 | 0 | 0 | 0
2022-09-13 02:00 | 0 | 0 | 186065 | 0 | 2846 | 0 | 15 | 149583.3333 | 14.9583 | 0 | 149583.3333 | 700162.0347 | 254 | 127000 | 2672.4221 | 2669.6697 | 22583.3333 | 149714.2716 | 149583.3333 | 0 | 130.9382 | 130.9382 | 0 | 127000 | 0 | 0 | 0 | 0 | 0
2022-09-13 03:00 | 0 | 0 | 186065 | 0 | 2846 | 0 | 15 | 149583.3333 | 14.9583 | 0 | 149583.3333 | 550578.7013 | 254 | 127000 | 2672.4221 | 2669.6697 | 22583.3333 | 149714.2716 | 149583.3333 | 0 | 130.9382 | 130.9382 | 0 | 127000 | 0 | 0 | 0 | 0 | 0
2022-09-13 04:00 | 0 | 0 | 186065 | 0 | 2846 | 0 | 15 | 149583.3333 | 14.9583 | 0 | 149583.3333 | 400995.368 | 254 | 127000 | 2672.4221 | 2669.6697 | 22583.3333 | 149714.2716 | 149583.3333 | 0 | 130.9382 | 130.9382 | 0 | 127000 | 0 | 0 | 0 | 0 | 0
2022-09-13 05:00 | 0 | 0 | 186065 | 0 | 2846 | 0 | 15 | 149583.3333 | 14.9583 | 0 | 149583.3333 | 251412.0347 | 254 | 127000 | 2672.4221 | 2669.6697 | 22583.3333 | 149714.2716 | 149583.3333 | 0 | 130.9382 | 130.9382 | 0 | 127000 | 0 | 0 | 0 | 0 | 0
2022-09-13 06:00 | 0.03938 | 0.08542 | 186065 | 7107.4225 | 2846 | 40647.2095 | 15 | 142475.9108 | 14.2476 | 0 | 101828.7013 | 101828.7013 | 254 | 127000 | 2672.4221 | 2669.6697 | 22583.3333 | 149714.2716 | 149583.3333 | 0 | 130.9382 | 130.9382 | 0 | 127000 | 0 | 0 | 0 | 0 | 0
2022-09-13 07:00 | 0.23225 | 0.46996 | 186065 | 41917.1884 | 2846 | 223631.03 | 15 | 107666.145 | 10.7666 | 0 | 0 | 0 | 254 | 127000 | 2672.4221 | 2669.6697 | 22583.3333 | 149714.2716 | 149583.3333 | 0 | 130.9382 | 130.9382 | 41917.1884 | 85082.8116 | 0 | 0 | 0 | 0 | 0
2022-09-13 08:00 | 0.45465 | 0.65055 | 186065 | 82056.6187 | 2846 | 309564.9982 | 15 | 67526.7147 | 6.7527 | 0 | 0 | 0 | 254 | 127000 | 2672.4221 | 2669.6697 | 22583.3333 | 149714.2716 | 149583.3333 | 0 | 130.9382 | 130.9382 | 59473.2853 | 67526.7147 | 0 | 0 | 0 | 0 | 0
2022-09-13 09:00 | 0.6578 | 0.7529 | 186065 | 118721.7503 | 2846 | 358268.3685 | 15 | 30861.583 | 3.0862 | 0 | 0 | 0 | 254 | 127000 | 2672.4221 | 2669.6697 | 22583.3333 | 149714.2716 | 149583.3333 | 0 | 130.9382 | 130.9382 | 96138.417 | 30861.583 | 0 | 0 | 0 | 0 | 0
2022-09-13 10:00 | 0.815 | 0.82147 | 186065 | 147093.6857 | 2846 | 390897.4853 | 15 | 2489.6476 | 0.24896 | 0 | 0 | 0 | 254 | 127000 | 2672.4221 | 2669.6697 | 22583.3333 | 149714.2716 | 149583.3333 | 0 | 130.9382 | 130.9382 | 124510.3524 | 2489.6476 | 0 | 0 | 0 | 0 | 0
2022-09-13 11:00 | 0.90922 | 0.85703 | 186065 | 164098.7987 | 2846 | 407818.7539 | 15 | 0 | 0 | 134353.9599 | 0 | 0 | 254 | 127000 | 2672.4221 | 2669.6697 | 22583.3333 | 149714.2716 | 149583.3333 | 0 | 130.9382 | 130.9382 | 127000 | 0 | 0 | 0 | 0 | 0 | 0
2022-09-13 12:00 | 0.934 | 0.8634 | 186065 | 168571.1687 | 2846 | 410849.9261 | 15 | 0 | 0 | 410849.9261 | 0 | 134353.9599 | 254 | 127000 | 2672.4221 | 2669.6697 | 22583.3333 | 149714.2716 | 149583.3333 | 0 | 130.9382 | 130.9382 | 127000 | 0 | 0 | 0 | 0 | 0 | 0
2022-09-13 13:00 | 0.8852 | 0.84566 | 186065 | 159763.5959 | 2846 | 402408.3258 | 15 | 0 | 0 | 402408.3258 | 0 | 545203.8859 | 254 | 127000 | 2672.4221 | 2669.6697 | 22583.3333 | 149714.2716 | 149583.3333 | 0 | 130.9382 | 130.9382 | 127000 | 0 | 0 | 0 | 0 | 0 | 0
2022-09-13 14:00 | 0.76758 | 0.80391 | 186065 | 138535.1795 | 2846 | 382541.5382 | 15 | 11048.1538 | 1.1048 | 371493.3844 | 0 | 947612.2117 | 254 | 127000 | 2672.4221 | 2669.6697 | 22583.3333 | 149714.2716 | 149583.3333 | 0 | 130.9382 | 130.9382 | 115951.8462 | 11048.1538 | 0 | 0 | 0 | 0 | 0
2022-09-13 15:00 | 0.59195 | 0.72864 | 186065 | 106836.9414 | 2846 | 346724.2184 | 15 | 42746.3919 | 4.2746 | 303977.8265 | 0 | 1319105.5961 | 254 | 127000 | 2672.4221 | 2669.6697 | 22583.3333 | 149714.2716 | 149583.3333 | 0 | 130.9382 | 130.9382 | 106836.9414 | 20163.0586 | 0 | 0 | 0 | 0 | 0
2022-09-13 16:00 | 0.3748 | 0.60089 | 186065 | 67645.0471 | 2846 | 285934.2276 | 15 | 81938.2862 | 8.1938 | 203995.9414 | 0 | 1623083.4226 | 254 | 127000 | 2672.4221 | 2669.6697 | 22583.3333 | 149714.2716 | 149583.3333 | 0 | 130.9382 | 130.9382 | 67645.0471 | 59354.9529 | 0 | 0 | 0 | 0 | 0
2022-09-13 17:00 | 0.15048 | 0.35103 | 186065 | 27159.0894 | 2846 | 167038.0467 | 15 | 122424.244 | 12.2424 | 44613.8028 | 0 | 1827079.364 | 254 | 127000 | 2672.4221 | 2669.6697 | 22583.3333 | 149714.2716 | 149583.3333 | 0 | 130.9382 | 130.9382 | 27159.0894 | 99840.9106 | 0 | 0 | 0 | 0 | 0
2022-09-13 18:00 | 0.00857 | 0.0071 | 186065 | 1546.7397 | 2846 | 3378.5435 | 15 | 148036.5936 | 14.8037 | 0 | 144658.0501 | 1871693.1667 | 254 | 127000 | 2672.4221 | 2669.6697 | 22583.3333 | 149714.2716 | 149583.3333 | 0 | 130.9382 | 130.9382 | 0 | 127000 | 0 | 0 | 0 | 0 | 0
2022-09-13 19:00 | 0 | 0 | 186065 | 0 | 2846 | 0 | 15 | 149583.3333 | 14.9583 | 0 | 149583.3333 | 1727035.1167 | 254 | 127000 | 2672.4221 | 2669.6697 | 22583.3333 | 149714.2716 | 149583.3333 | 0 | 130.9382 | 130.9382 | 0 | 127000 | 0 | 0 | 0 | 0 | 0
2022-09-13 20:00 | 0 | 0 | 186065 | 0 | 2846 | 0 | 15 | 149583.3333 | 14.9583 | 0 | 149583.3333 | 1577451.7833 | 254 | 127000 | 2672.4221 | 2669.6697 | 22583.3333 | 149714.2716 | 149583.3333 | 0 | 130.9382 | 130.9382 | 0 | 127000 | 0 | 0 | 0 | 0 | 0
2022-09-13 21:00 | 0 | 0 | 186065 | 0 | 2846 | 0 | 15 | 149583.3333 | 14.9583 | 0 | 149583.3333 | 1427868.45 | 254 | 127000 | 2672.4221 | 2669.6697 | 22583.3333 | 149714.2716 | 149583.3333 | 0 | 130.9382 | 130.9382 | 0 | 127000 | 0 | 0 | 0 | 0 | 0
2022-09-13 22:00 | 0 | 0 | 186065 | 0 | 2846 | 0 | 15 | 149583.3333 | 14.9583 | 0 | 149583.3333 | 1278285.1167 | 254 | 127000 | 2672.4221 | 2669.6697 | 22583.3333 | 149714.2716 | 149583.3333 | 0 | 130.9382 | 130.9382 | 0 | 127000 | 0 | 0 | 0 | 0 | 0
2022-09-13 23:00 | 0 | 0 | 186065 | 0 | 2846 | 0 | 15 | 149583.3333 | 14.9583 | 0 | 149583.3333 | 1128701.7833 | 254 | 127000 | 2672.4221 | 2669.6697 | 22583.3333 | 149714.2716 | 149583.3333 | 0 | 130.9382 | 130.9382 | 0 | 127000 | 0 | 0 | 0 | 0 | 0
2022-09-14 | 0 | 0 | 186065 | 0 | 2846 | 0 | 15 | 150000 | 15 | 0 | 150000 | 979118.45 | 254 | 126666.6667 | 2672.4221 | 2662.6627 | 23333.3333 | 150464.2716 | 150000 | 0 | 464.2716 | 464.2716 | 0 | 126666.6667 | 0 | 0 | 0 | 0 | 0
2022-09-14 01:00 | 0 | 0 | 186065 | 0 | 2846 | 0 | 15 | 150000 | 15 | 0 | 150000 | 829118.45 | 254 | 126666.6667 | 2672.4221 | 2662.6627 | 23333.3333 | 150464.2716 | 150000 | 0 | 464.2716 | 464.2716 | 0 | 126666.6667 | 0 | 0 | 0 | 0 | 0
2022-09-14 02:00 | 0 | 0 | 186065 | 0 | 2846 | 0 | 15 | 150000 | 15 | 0 | 150000 | 679118.45 | 254 | 126666.6667 | 2672.4221 | 2662.6627 | 23333.3333 | 150464.2716 | 150000 | 0 | 464.2716 | 464.2716 | 0 | 126666.6667 | 0 | 0 | 0 | 0 | 0
2022-09-14 03:00 | 0 | 0 | 186065 | 0 | 2846 | 0 | 15 | 150000 | 15 | 0 | 150000 | 529118.45 | 254 | 126666.6667 | 2672.4221 | 2662.6627 | 23333.3333 | 150464.2716 | 150000 | 0 | 464.2716 | 464.2716 | 0 | 126666.6667 | 0 | 0 | 0 | 0 | 0
2022-09-14 04:00 | 0 | 0 | 186065 | 0 | 2846 | 0 | 15 | 150000 | 15 | 0 | 150000 | 379118.45 | 254 | 126666.6667 | 2672.4221 | 2662.6627 | 23333.3333 | 150464.2716 | 150000 | 0 | 464.2716 | 464.2716 | 0 | 126666.6667 | 0 | 0 | 0 | 0 | 0
2022-09-14 05:00 | 0 | 0 | 186065 | 0 | 2846 | 0 | 15 | 150000 | 15 | 0 | 150000 | 229118.45 | 254 | 126666.6667 | 2672.4221 | 2662.6627 | 23333.3333 | 150464.2716 | 150000 | 0 | 464.2716 | 464.2716 | 0 | 126666.6667 | 0 | 0 | 0 | 0 | 0
2022-09-14 06:00 | 0.0421 | 0.13369 | 186065 | 7598.3364 | 2846 | 63616.5469 | 15 | 142734.9969 | 14.2735 | 0 | 79118.45 | 79118.45 | 254 | 127000 | 2672.4221 | 2669.6697 | 23333.3333 | 150464.2716 | 150333.3333 | 0 | 130.9382 | 130.9382 | 0 | 127000 | 0 | 0 | 0 | 0 | 0
2022-09-14 07:00 | 0.24552 | 0.55537 | 186065 | 44312.1984 | 2846 | 264273.4809 | 15 | 106021.1349 | 10.6021 | 0 | 0 | 0 | 254 | 127000 | 2672.4221 | 2669.6697 | 23333.3333 | 150464.2716 | 150333.3333 | 0 | 130.9382 | 130.9382 | 20978.8651 | 106021.1349 | 0 | 0 | 0 | 0 | 0
2022-09-14 08:00 | 0.47415 | 0.73779 | 186065 | 85576.0382 | 2846 | 351078.2568 | 15 | 64757.2952 | 6.4757 | 0 | 0 | 0 | 254 | 127000 | 2672.4221 | 2669.6697 | 23333.3333 | 150464.2716 | 150333.3333 | 0 | 130.9382 | 130.9382 | 85576.0382 | 41423.9618 | 0 | 0 | 0 | 0 | 0
2022-09-14 09:00 | 0.67872 | 0.83669 | 186065 | 122497.4557 | 2846 | 398139.9405 | 15 | 27835.8776 | 2.7836 | 0 | 0 | 0 | 254 | 127000 | 2672.4221 | 2669.6697 | 23333.3333 | 150464.2716 | 150333.3333 | 0 | 130.9382 | 130.9382 | 122497.4557 | 4502.5443 | 0 | 0 | 0 | 0 | 0
2022-09-14 10:00 | 0.83558 | 0.90477 | 186065 | 150808.0269 | 2846 | 430535.8902 | 15 | 0 | 0 | 0 | 0 | 0 | 254 | 127000 | 2672.4221 | 2669.6697 | 23333.3333 | 150464.2716 | 150333.3333 | 0 | 130.9382 | 130.9382 | 127000 | 0 | 0 | 0 | 0 | 0 | 0
2022-09-14 11:00 | 0.92815 | 0.94325 | 186065 | 167515.3429 | 2846 | 448846.6444 | 15 | 0 | 0 | 134831.5028 | 0 | 0 | 254 | 127000 | 2672.4221 | 2669.6697 | 23333.3333 | 150464.2716 | 150333.3333 | 0 | 130.9382 | 130.9382 | 127000 | 0 | 0 | 0 | 0 | 0 | 0
2022-09-14 12:00 | 0.93495 | 0.86545 | 186065 | 168742.6276 | 2846 | 411825.421 | 15 | 0 | 0 | 411825.421 | 0 | 134831.5028 | 254 | 127000 | 2672.4221 | 2669.6697 | 23333.3333 | 150464.2716 | 150333.3333 | 0 | 130.9382 | 130.9382 | 127000 | 0 | 0 | 0 | 0 | 0 | 0
2022-09-14 13:00 | 0.88542 | 0.85558 | 186065 | 159803.3021 | 2846 | 407128.7697 | 15 | 0 | 0 | 407128.7697 | 0 | 546656.9238 | 254 | 127000 | 2672.4221 | 2669.6697 | 23333.3333 | 150464.2716 | 150333.3333 | 0 | 130.9382 | 130.9382 | 127000 | 0 | 0 | 0 | 0 | 0 | 0
2022-09-14 14:00 | 0.76703 | 0.81506 | 186065 | 138435.9138 | 2846 | 387847.2791 | 15 | 11897.4195 | 1.1897 | 375949.8596 | 0 | 953785.6935 | 254 | 127000 | 2672.4221 | 2669.6697 | 23333.3333 | 150464.2716 | 150333.3333 | 0 | 130.9382 | 130.9382 | 115102.5805 | 11897.4195 | 0 | 0 | 0 | 0 | 0
2022-09-14 15:00 | 0.58995 | 0.75025 | 186065 | 106475.9753 | 2846 | 357007.3628 | 15 | 43857.358 | 4.3857 | 313150.0048 | 0 | 1329735.5531 | 254 | 127000 | 2672.4221 | 2669.6697 | 23333.3333 | 150464.2716 | 150333.3333 | 0 | 130.9382 | 130.9382 | 106475.9753 | 20524.0247 | 0 | 0 | 0 | 0 | 0
2022-09-14 16:00 | 0.37185 | 0.61011 | 186065 | 67112.6221 | 2846 | 290321.5756 | 15 | 83220.7112 | 8.3221 | 207100.8644 | 0 | 1642885.5579 | 254 | 127000 | 2672.4221 | 2669.6697 | 23333.3333 | 150464.2716 | 150333.3333 | 0 | 130.9382 | 130.9382 | 43779.2888 | 83220.7112 | 0 | 0 | 0 | 0 | 0
2022-09-14 17:00 | 0.14648 | 0.35349 | 186065 | 26437.1572 | 2846 | 168208.6407 | 15 | 123896.1762 | 12.3896 | 44312.4645 | 0 | 1849986.4223 | 254 | 127000 | 2672.4221 | 2669.6697 | 23333.3333 | 150464.2716 | 150333.3333 | 0 | 130.9382 | 130.9382 | 3103.8238 | 123896.1762 | 0 | 0 | 0 | 0 | 0
2022-09-14 18:00 | 0.00772 | 0.00739 | 186065 | 1393.3291 | 2846 | 3516.5404 | 15 | 148940.0042 | 14.894 | 0 | 145423.4638 | 1894298.8869 | 254 | 127000 | 2672.4221 | 2669.6697 | 23333.3333 | 150464.2716 | 150333.3333 | 0 | 130.9382 | 130.9382 | 0 | 127000 | 0 | 0 | 0 | 0 | 0
2022-09-14 19:00 | 0 | 0 | 186065 | 0 | 2846 | 0 | 15 | 150000 | 15 | 0 | 150000 | 1748875.423 | 254 | 126666.6667 | 2672.4221 | 2662.6627 | 23333.3333 | 150464.2716 | 150000 | 0 | 464.2716 | 464.2716 | 0 | 126666.6667 | 0 | 0 | 0 | 0 | 0
2022-09-14 20:00 | 0 | 0 | 186065 | 0 | 2846 | 0 | 15 | 150000 | 15 | 0 | 150000 | 1598875.423 | 254 | 126666.6667 | 2672.4221 | 2662.6627 | 23333.3333 | 150464.2716 | 150000 | 0 | 464.2716 | 464.2716 | 0 | 126666.6667 | 0 | 0 | 0 | 0 | 0
2022-09-14 21:00 | 0 | 0 | 186065 | 0 | 2846 | 0 | 15 | 150000 | 15 | 0 | 150000 | 1448875.423 | 254 | 126666.6667 | 2672.4221 | 2662.6627 | 23333.3333 | 150464.2716 | 150000 | 0 | 464.2716 | 464.2716 | 0 | 126666.6667 | 0 | 0 | 0 | 0 | 0
2022-09-14 22:00 | 0 | 0 | 186065 | 0 | 2846 | 0 | 15 | 150000 | 15 | 0 | 150000 | 1298875.423 | 254 | 126666.6667 | 2672.4221 | 2662.6627 | 23333.3333 | 150464.2716 | 150000 | 0 | 464.2716 | 464.2716 | 0 | 126666.6667 | 0 | 0 | 0 | 0 | 0
2022-09-14 23:00 | 0 | 0 | 186065 | 0 | 2846 | 0 | 15 | 150000 | 15 | 0 | 150000 | 1148875.423 | 254 | 126666.6667 | 2672.4221 | 2662.6627 | 23333.3333 | 150464.2716 | 150000 | 0 | 464.2716 | 464.2716 | 0 | 126666.6667 | 0 | 0 | 0 | 0 | 0
2022-09-15 | 0 | 0 | 186065 | 0 | 2846 | 0 | 15 | 150000 | 15 | 0 | 150000 | 998875.423 | 254 | 126666.6667 | 2672.4221 | 2662.6627 | 23333.3333 | 150464.2716 | 150000 | 0 | 464.2716 | 464.2716 | 0 | 126666.6667 | 0 | 0 | 0 | 0 | 0
2022-09-15 01:00 | 0 | 0 | 186065 | 0 | 2846 | 0 | 15 | 150000 | 15 | 0 | 150000 | 848875.423 | 254 | 126666.6667 | 2672.4221 | 2662.6627 | 23333.3333 | 150464.2716 | 150000 | 0 | 464.2716 | 464.2716 | 0 | 126666.6667 | 0 | 0 | 0 | 0 | 0
2022-09-15 02:00 | 0 | 0 | 186065 | 0 | 2846 | 0 | 15 | 150000 | 15 | 0 | 150000 | 698875.423 | 254 | 126666.6667 | 2672.4221 | 2662.6627 | 23333.3333 | 150464.2716 | 150000 | 0 | 464.2716 | 464.2716 | 0 | 126666.6667 | 0 | 0 | 0 | 0 | 0
2022-09-15 03:00 | 0 | 0 | 186065 | 0 | 2846 | 0 | 15 | 150000 | 15 | 0 | 150000 | 548875.423 | 254 | 126666.6667 | 2672.4221 | 2662.6627 | 23333.3333 | 150464.2716 | 150000 | 0 | 464.2716 | 464.2716 | 0 | 126666.6667 | 0 | 0 | 0 | 0 | 0
2022-09-15 04:00 | 0 | 0 | 186065 | 0 | 2846 | 0 | 15 | 150000 | 15 | 0 | 150000 | 398875.423 | 254 | 126666.6667 | 2672.4221 | 2662.6627 | 23333.3333 | 150464.2716 | 150000 | 0 | 464.2716 | 464.2716 | 0 | 126666.6667 | 0 | 0 | 0 | 0 | 0
2022-09-15 05:00 | 0 | 0 | 186065 | 0 | 2846 | 0 | 15 | 150000 | 15 | 0 | 150000 | 248875.423 | 254 | 126666.6667 | 2672.4221 | 2662.6627 | 23333.3333 | 150464.2716 | 150000 | 0 | 464.2716 | 464.2716 | 0 | 126666.6667 | 0 | 0 | 0 | 0 | 0
2022-09-15 06:00 | 0.03878 | 0.09343 | 186065 | 6999.1327 | 2846 | 44458.7776 | 15 | 143334.2007 | 14.3334 | 0 | 98875.423 | 98875.423 | 254 | 127000 | 2672.4221 | 2669.6697 | 23333.3333 | 150464.2716 | 150333.3333 | 0 | 130.9382 | 130.9382 | 0 | 127000 | 0 | 0 | 0 | 0 | 0
2022-09-15 07:00 | 0.2344 | 0.47835 | 186065 | 42305.2269 | 2846 | 227623.4215 | 15 | 108028.1064 | 10.8028 | 0 | 0 | 0 | 254 | 127000 | 2672.4221 | 2669.6697 | 23333.3333 | 150464.2716 | 150333.3333 | 0 | 130.9382 | 130.9382 | 18971.8936 | 108028.1064 | 0 | 0 | 0 | 0 | 0
2022-09-15 08:00 | 0.45827 | 0.66983 | 186065 | 82709.9673 | 2846 | 318739.4093 | 15 | 67623.366 | 6.7623 | 0 | 0 | 0 | 254 | 127000 | 2672.4221 | 2669.6697 | 23333.3333 | 150464.2716 | 150333.3333 | 0 | 130.9382 | 130.9382 | 82709.9673 | 44290.0327 | 0 | 0 | 0 | 0 | 0
2022-09-15 09:00 | 0.66192 | 0.77248 | 186065 | 119465.3405 | 2846 | 367585.535 | 15 | 30867.9929 | 3.0868 | 0 | 0 | 0 | 254 | 127000 | 2672.4221 | 2669.6697 | 23333.3333 | 150464.2716 | 150333.3333 | 0 | 130.9382 | 130.9382 | 119465.3405 | 7534.6595 | 0 | 0 | 0 | 0 | 0
2022-09-15 10:00 | 0.81697 | 0.83725 | 186065 | 147449.2374 | 2846 | 398406.4172 | 15 | 2884.096 | 0.28841 | 67903.5122 | 0 | 0 | 254 | 127000 | 2672.4221 | 2669.6697 | 23333.3333 | 150464.2716 | 150333.3333 | 0 | 130.9382 | 130.9382 | 124115.904 | 2884.096 | 0 | 0 | 0 | 0 | 0
2022-09-15 11:00 | 0.90867 | 0.87103 | 186065 | 163999.533 | 2846 | 414480.6707 | 15 | 0 | 0 | 414480.6707 | 0 | 67903.5122 | 254 | 127000 | 2672.4221 | 2669.6697 | 23333.3333 | 150464.2716 | 150333.3333 | 0 | 130.9382 | 130.9382 | 127000 | 0 | 0 | 0 | 0 | 0 | 0
2022-09-15 12:00 | 0.90438 | 0.76258 | 186065 | 163225.2608 | 2846 | 362874.6081 | 15 | 0 | 0 | 362874.6081 | 0 | 482384.183 | 254 | 127000 | 2672.4221 | 2669.6697 | 23333.3333 | 150464.2716 | 150333.3333 | 0 | 130.9382 | 130.9382 | 127000 | 0 | 0 | 0 | 0 | 0 | 0
2022-09-15 13:00 | 0.85472 | 0.75422 | 186065 | 154262.4725 | 2846 | 358896.4921 | 15 | 0 | 0 | 358896.4921 | 0 | 845258.7911 | 254 | 127000 | 2672.4221 | 2669.6697 | 23333.3333 | 150464.2716 | 150333.3333 | 0 | 130.9382 | 130.9382 | 127000 | 0 | 0 | 0 | 0 | 0 | 0
2022-09-15 14:00 | 0.7355 | 0.71391 | 186065 | 132745.2833 | 2846 | 339714.9302 | 15 | 17588.0501 | 1.7588 | 322126.8801 | 0 | 1204155.2831 | 254 | 127000 | 2672.4221 | 2669.6697 | 23333.3333 | 150464.2716 | 150333.3333 | 0 | 130.9382 | 130.9382 | 127000 | 0 | 0 | 0 | 0 | 0 | 0
2022-09-15 15:00 | 0.55885 | 0.6381 | 186065 | 100862.9525 | 2846 | 303640.6507 | 15 | 49470.3808 | 4.947 | 254170.2699 | 0 | 1526282.1633 | 254 | 127000 | 2672.4221 | 2669.6697 | 23333.3333 | 150464.2716 | 150333.3333 | 0 | 130.9382 | 130.9382 | 100862.9525 | 26137.0475 | 0 | 0 | 0 | 0 | 0
2022-09-15 16:00 | 0.3433 | 0.48524 | 186065 | 61959.8311 | 2846 | 230902.0363 | 15 | 88373.5023 | 8.8374 | 142528.534 | 0 | 1780452.4331 | 254 | 127000 | 2672.4221 | 2669.6697 | 23333.3333 | 150464.2716 | 150333.3333 | 0 | 130.9382 | 130.9382 | 38626.4977 | 88373.5023 | 0 | 0 | 0 | 0 | 0
2022-09-15 17:00 | 0.12957 | 0.25261 | 186065 | 23385.1888 | 2846 | 120204.7716 | 15 | 126948.1445 | 12.6948 | 0 | 6743.3729 | 1922980.9672 | 254 | 127000 | 2672.4221 | 2669.6697 | 23333.3333 | 150464.2716 | 150333.3333 | 0 | 130.9382 | 130.9382 | 51.8555 | 126948.1445 | 0 | 0 | 0 | 0 | 0
2022-09-15 18:00 | 0.0064 | 0.0024 | 186065 | 1155.0915 | 2846 | 1142.0429 | 15 | 149178.2418 | 14.9178 | 0 | 148036.1989 | 1916237.5943 | 254 | 127000 | 2672.4221 | 2669.6697 | 23333.3333 | 150464.2716 | 150333.3333 | 0 | 130.9382 | 130.9382 | 0 | 127000 | 0 | 0 | 0 | 0 | 0
2022-09-15 19:00 | 0 | 0 | 186065 | 0 | 2846 | 0 | 15 | 150000 | 15 | 0 | 150000 | 1768201.3953 | 254 | 126666.6667 | 2672.4221 | 2662.6627 | 23333.3333 | 150464.2716 | 150000 | 0 | 464.2716 | 464.2716 | 0 | 126666.6667 | 0 | 0 | 0 | 0 | 0
2022-09-15 20:00 | 0 | 0 | 186065 | 0 | 2846 | 0 | 15 | 150000 | 15 | 0 | 150000 | 1618201.3953 | 254 | 126666.6667 | 2672.4221 | 2662.6627 | 23333.3333 | 150464.2716 | 150000 | 0 | 464.2716 | 464.2716 | 0 | 126666.6667 | 0 | 0 | 0 | 0 | 0
2022-09-15 21:00 | 0 | 0 | 186065 | 0 | 2846 | 0 | 15 | 150000 | 15 | 0 | 150000 | 1468201.3953 | 254 | 126666.6667 | 2672.4221 | 2662.6627 | 23333.3333 | 150464.2716 | 150000 | 0 | 464.2716 | 464.2716 | 0 | 126666.6667 | 0 | 0 | 0 | 0 | 0
2022-09-15 22:00 | 0 | 0 | 186065 | 0 | 2846 | 0 | 15 | 150000 | 15 | 0 | 150000 | 1318201.3953 | 254 | 126666.6667 | 2672.4221 | 2662.6627 | 23333.3333 | 150464.2716 | 150000 | 0 | 464.2716 | 464.2716 | 0 | 126666.6667 | 0 | 0 | 0 | 0 | 0
2022-09-15 23:00 | 0 | 0 | 186065 | 0 | 2846 | 0 | 15 | 150000 | 15 | 0 | 150000 | 1168201.3953 | 254 | 126666.6667 | 2672.4221 | 2662.6627 | 23333.3333 | 150464.2716 | 150000 | 0 | 464.2716 | 464.2716 | 0 | 126666.6667 | 0 | 0 | 0 | 0 | 0
2022-09-16 | 0 | 0 | 186065 | 0 | 2846 | 0 | 15 | 150000 | 15 | 0 | 150000 | 1018201.3953 | 254 | 126916.6667 | 2672.4221 | 2667.9179 | 23083.3333 | 150214.2716 | 150000 | 0 | 214.2716 | 214.2716 | 0 | 126916.6667 | 2.7261e-14 | 0 | 0 | 0 | 0
2022-09-16 01:00 | 0 | 0 | 186065 | 0 | 2846 | 0 | 15 | 150000 | 15 | 0 | 150000 | 868201.3953 | 254 | 126916.6667 | 2672.4221 | 2667.9179 | 23083.3333 | 150214.2716 | 150000 | 0 | 214.2716 | 214.2716 | 0 | 126916.6667 | 0 | 0 | -2.8422e-14 | 0 | 0
2022-09-16 02:00 | 0 | 0 | 186065 | 0 | 2846 | 0 | 15 | 150000 | 15 | 0 | 150000 | 718201.3953 | 254 | 126916.6667 | 2672.4221 | 2667.9179 | 23083.3333 | 150214.2716 | 150000 | 0 | 214.2716 | 214.2716 | 0 | 126916.6667 | 0 | 0 | -2.8422e-14 | 0 | 0
2022-09-16 03:00 | 0 | 0 | 186065 | 0 | 2846 | 0 | 15 | 150000 | 15 | 0 | 150000 | 568201.3953 | 254 | 126916.6667 | 2672.4221 | 2667.9179 | 23083.3333 | 150214.2716 | 150000 | 0 | 214.2716 | 214.2716 | 0 | 126916.6667 | 0 | 0 | -2.8422e-14 | 0 | 0
2022-09-16 04:00 | 0 | 0 | 186065 | 0 | 2846 | 0 | 15 | 150000 | 15 | 0 | 150000 | 418201.3953 | 254 | 126916.6667 | 2672.4221 | 2667.9179 | 23083.3333 | 150214.2716 | 150000 | 0 | 214.2716 | 214.2716 | 0 | 126916.6667 | 0 | 0 | -2.8422e-14 | 0 | 0
2022-09-16 05:00 | 0 | 0 | 186065 | 0 | 2846 | 0 | 15 | 150000 | 15 | 0 | 150000 | 268201.3953 | 254 | 126916.6667 | 2672.4221 | 2667.9179 | 23083.3333 | 150214.2716 | 150000 | 0 | 214.2716 | 214.2716 | 0 | 126916.6667 | -2.7261e-14 | 0 | 0 | 0 | 0
2022-09-16 06:00 | 0.03438 | 0.05396 | 186065 | 6205.0073 | 2846 | 25676.9308 | 15 | 143878.3261 | 14.3878 | 0 | 118201.3953 | 118201.3953 | 254 | 127000 | 2672.4221 | 2669.6697 | 23083.3333 | 150214.2716 | 150083.3333 | 0 | 130.9382 | 130.9382 | 0 | 127000 | 0 | 0 | 0 | 0 | 0
2022-09-16 07:00 | 0.2182 | 0.38346 | 186065 | 39381.4015 | 2846 | 182469.9012 | 15 | 110701.9318 | 11.0702 | 0 | 0 | 0 | 254 | 127000 | 2672.4221 | 2669.6697 | 23083.3333 | 150214.2716 | 150083.3333 | 0 | 130.9382 | 130.9382 | 39381.4015 | 87618.5985 | 0 | 0 | 0 | 0 | 0
2022-09-16 08:00 | 0.43598 | 0.56351 | 186065 | 78687.0001 | 2846 | 268146.9097 | 15 | 71396.3332 | 7.1396 | 0 | 0 | 0 | 254 | 127000 | 2672.4221 | 2669.6697 | 23083.3333 | 150214.2716 | 150083.3333 | 0 | 130.9382 | 130.9382 | 55603.6668 | 71396.3332 | 0 | 0 | 0 | 0 | 0
2022-09-16 09:00 | 0.6387 | 0.68864 | 186065 | 115274.524 | 2846 | 327690.1704 | 15 | 34808.8093 | 3.4809 | 0 | 0 | 0 | 254 | 127000 | 2672.4221 | 2669.6697 | 23083.3333 | 150214.2716 | 150083.3333 | 0 | 130.9382 | 130.9382 | 92191.1907 | 34808.8093 | 0 | 0 | 0 | 0 | 0
2022-09-16 10:00 | 0.7934 | 0.75129 | 186065 | 143195.2519 | 2846 | 357502.248 | 15 | 6888.0815 | 0.68881 | 127045.9169 | 0 | 0 | 254 | 127000 | 2672.4221 | 2669.6697 | 23083.3333 | 150214.2716 | 150083.3333 | 0 | 130.9382 | 130.9382 | 120111.9185 | 6888.0815 | 0 | 0 | 0 | 0 | 0
2022-09-16 11:00 | 0.88515 | 0.78599 | 186065 | 159754.5717 | 2846 | 374014.2847 | 15 | 0 | 0 | 374014.2847 | 0 | 127045.9169 | 254 | 127000 | 2672.4221 | 2669.6697 | 23083.3333 | 150214.2716 | 150083.3333 | 0 | 130.9382 | 130.9382 | 127000 | 0 | 0 | 0 | 0 | 0 | 0
2022-09-16 12:00 | 0.89422 | 0.74435 | 186065 | 161391.553 | 2846 | 354199.8407 | 15 | 0 | 0 | 354199.8407 | 0 | 501060.2016 | 254 | 127000 | 2672.4221 | 2669.6697 | 23083.3333 | 150214.2716 | 150083.3333 | 0 | 130.9382 | 130.9382 | 127000 | 0 | 0 | 0 | 0 | 0 | 0
2022-09-16 13:00 | 0.84455 | 0.73634 | 186065 | 152426.9599 | 2846 | 350388.2726 | 15 | 0 | 0 | 350388.2726 | 0 | 855260.0423 | 254 | 127000 | 2672.4221 | 2669.6697 | 23083.3333 | 150214.2716 | 150083.3333 | 0 | 130.9382 | 130.9382 | 127000 | 0 | 0 | 0 | 0 | 0 | 0
2022-09-16 14:00 | 0.72662 | 0.70394 | 186065 | 131142.5938 | 2846 | 334970.6937 | 15 | 18940.7395 | 1.8941 | 316029.9542 | 0 | 1205648.3149 | 254 | 127000 | 2672.4221 | 2669.6697 | 23083.3333 | 150214.2716 | 150083.3333 | 0 | 130.9382 | 130.9382 | 108059.2605 | 18940.7395 | 0 | 0 | 0 | 0 | 0
2022-09-16 15:00 | 0.55095 | 0.62959 | 186065 | 99437.1364 | 2846 | 299591.157 | 15 | 50646.1969 | 5.0646 | 248944.9601 | 0 | 1521678.2691 | 254 | 127000 | 2672.4221 | 2669.6697 | 23083.3333 | 150214.2716 | 150083.3333 | 0 | 130.9382 | 130.9382 | 76353.8031 | 50646.1969 | 0 | 0 | 0 | 0 | 0
2022-09-16 16:00 | 0.33742 | 0.48385 | 186065 | 60898.5907 | 2846 | 230240.6031 | 15 | 89184.7426 | 8.9185 | 141055.8605 | 0 | 1770623.2292 | 254 | 127000 | 2672.4221 | 2669.6697 | 23083.3333 | 150214.2716 | 150083.3333 | 0 | 130.9382 | 130.9382 | 60898.5907 | 66101.4093 | 0 | 0 | 0 | 0 | 0
2022-09-16 17:00 | 0.126 | 0.25568 | 186065 | 22740.8643 | 2846 | 121665.6348 | 15 | 127342.469 | 12.7342 | 0 | 5676.8342 | 1911679.0897 | 254 | 127000 | 2672.4221 | 2669.6697 | 23083.3333 | 150214.2716 | 150083.3333 | 0 | 130.9382 | 130.9382 | 0 | 127000 | 0 | 0 | 0 | 0 | 0
2022-09-16 18:00 | 0.0057 | 0.00201 | 186065 | 1028.7534 | 2846 | 956.4609 | 15 | 149054.5799 | 14.9055 | 0 | 148098.119 | 1906002.2555 | 254 | 127000 | 2672.4221 | 2669.6697 | 23083.3333 | 150214.2716 | 150083.3333 | 0 | 130.9382 | 130.9382 | 1028.7534 | 125971.2466 | 0 | 0 | 0 | 0 | 0
2022-09-16 19:00 | 0 | 0 | 186065 | 0 | 2846 | 0 | 15 | 150000 | 15 | 0 | 150000 | 1757904.1365 | 254 | 126916.6667 | 2672.4221 | 2667.9179 | 23083.3333 | 150214.2716 | 150000 | 0 | 214.2716 | 214.2716 | 0 | 126916.6667 | 0 | 0 | 0 | 0 | 0
2022-09-16 20:00 | 0 | 0 | 186065 | 0 | 2846 | 0 | 15 | 150000 | 15 | 0 | 150000 | 1607904.1365 | 254 | 126916.6667 | 2672.4221 | 2667.9179 | 23083.3333 | 150214.2716 | 150000 | 0 | 214.2716 | 214.2716 | 0 | 126916.6667 | 0 | 0 | 0 | 0 | 0
2022-09-16 21:00 | 0 | 0 | 186065 | 0 | 2846 | 0 | 15 | 150000 | 15 | 0 | 150000 | 1457904.1365 | 254 | 126916.6667 | 2672.4221 | 2667.9179 | 23083.3333 | 150214.2716 | 150000 | 0 | 214.2716 | 214.2716 | 0 | 126916.6667 | 0 | 0 | 0 | 0 | 0
2022-09-16 22:00 | 0 | 0 | 186065 | 0 | 2846 | 0 | 15 | 150000 | 15 | 0 | 150000 | 1307904.1365 | 254 | 126916.6667 | 2672.4221 | 2667.9179 | 23083.3333 | 150214.2716 | 150000 | 0 | 214.2716 | 214.2716 | 0 | 126916.6667 | 0 | 0 | 0 | 0 | 0
2022-09-16 23:00 | 0 | 0 | 186065 | 0 | 2846 | 0 | 15 | 150000 | 15 | 0 | 150000 | 1157904.1365 | 254 | 126916.6667 | 2672.4221 | 2667.9179 | 23083.3333 | 150214.2716 | 150000 | 0 | 214.2716 | 214.2716 | 0 | 126916.6667 | 0 | 0 | 0 | 0 | 0
2022-09-17 | 0 | 0 | 186065 | 0 | 2846 | 0 | 15 | 148575 | 14.8575 | 0 | 148575 | 1007904.1365 | 254 | 127000 | 2672.4221 | 2669.6697 | 21575 | 148705.9382 | 148575 | 0 | 130.9382 | 130.9382 | 0 | 127000 | 0 | 0 | 0 | 0 | 0
2022-09-17 01:00 | 0 | 0 | 186065 | 0 | 2846 | 0 | 15 | 148575 | 14.8575 | 0 | 148575 | 859329.1365 | 254 | 127000 | 2672.4221 | 2669.6697 | 21575 | 148705.9382 | 148575 | 0 | 130.9382 | 130.9382 | 0 | 127000 | 0 | 0 | 0 | 0 | 0
2022-09-17 02:00 | 0 | 0 | 186065 | 0 | 2846 | 0 | 15 | 148575 | 14.8575 | 0 | 148575 | 710754.1365 | 254 | 127000 | 2672.4221 | 2669.6697 | 21575 | 148705.9382 | 148575 | 0 | 130.9382 | 130.9382 | 0 | 127000 | 0 | 0 | 0 | 0 | 0
2022-09-17 03:00 | 0 | 0 | 186065 | 0 | 2846 | 0 | 15 | 148575 | 14.8575 | 0 | 148575 | 562179.1365 | 254 | 127000 | 2672.4221 | 2669.6697 | 21575 | 148705.9382 | 148575 | 0 | 130.9382 | 130.9382 | 0 | 127000 | 0 | 0 | 0 | 0 | 0
2022-09-17 04:00 | 0 | 0 | 186065 | 0 | 2846 | 0 | 15 | 148575 | 14.8575 | 0 | 148575 | 413604.1365 | 254 | 127000 | 2672.4221 | 2669.6697 | 21575 | 148705.9382 | 148575 | 0 | 130.9382 | 130.9382 | 0 | 127000 | 0 | 0 | 0 | 0 | 0
2022-09-17 05:00 | 0 | 0 | 186065 | 0 | 2846 | 0 | 15 | 148575 | 14.8575 | 0 | 148575 | 265029.1365 | 254 | 127000 | 2672.4221 | 2669.6697 | 21575 | 148705.9382 | 148575 | 0 | 130.9382 | 130.9382 | 0 | 127000 | 0 | 0 | 0 | 0 | 0
2022-09-17 06:00 | 0.03312 | 0.05494 | 186065 | 5977.5986 | 2846 | 26143.2649 | 15 | 142597.4014 | 14.2597 | 0 | 116454.1365 | 116454.1365 | 254 | 127000 | 2672.4221 | 2669.6697 | 21575 | 148705.9382 | 148575 | 0 | 130.9382 | 130.9382 | 5977.5986 | 121022.4014 | 0 | 0 | 0 | 0 | 0
2022-09-17 07:00 | 0.2158 | 0.38872 | 186065 | 38948.2422 | 2846 | 184972.8785 | 15 | 109626.7578 | 10.9627 | 0 | 0 | 0 | 254 | 127000 | 2672.4221 | 2669.6697 | 21575 | 148705.9382 | 148575 | 0 | 130.9382 | 130.9382 | 38948.2422 | 88051.7578 | 0 | 0 | 0 | 0 | 0
2022-09-17 08:00 | 0.43605 | 0.58038 | 186065 | 78699.634 | 2846 | 276174.5195 | 15 | 69875.366 | 6.9875 | 0 | 0 | 0 | 254 | 127000 | 2672.4221 | 2669.6697 | 21575 | 148705.9382 | 148575 | 0 | 130.9382 | 130.9382 | 78699.634 | 48300.366 | 0 | 0 | 0 | 0 | 0
2022-09-17 09:00 | 0.63933 | 0.70788 | 186065 | 115388.2284 | 2846 | 336845.5475 | 15 | 33186.7716 | 3.3187 | 0 | 0 | 0 | 254 | 127000 | 2672.4221 | 2669.6697 | 21575 | 148705.9382 | 148575 | 0 | 130.9382 | 130.9382 | 93813.2284 | 33186.7716 | 0 | 0 | 0 | 0 | 0
2022-09-17 10:00 | 0.79392 | 0.76612 | 186065 | 143289.1031 | 2846 | 364559.1213 | 15 | 5285.8969 | 0.52859 | 0 | 0 | 0 | 254 | 127000 | 2672.4221 | 2669.6697 | 21575 | 148705.9382 | 148575 | 0 | 130.9382 | 130.9382 | 121714.1031 | 5285.8969 | 0 | 0 | 0 | 0 | 0
2022-09-17 11:00 | 0.88495 | 0.80598 | 186065 | 159718.4751 | 2846 | 383526.5502 | 15 | 0 | 0 | 358745.6308 | 0 | 0 | 254 | 127000 | 2672.4221 | 2669.6697 | 21575 | 148705.9382 | 148575 | 0 | 130.9382 | 130.9382 | 127000 | 0 | 0 | 0 | 0 | 0 | 0
2022-09-17 12:00 | 0.9102 | 0.83475 | 186065 | 164275.6721 | 2846 | 397216.7892 | 15 | 0 | 0 | 397216.7892 | 0 | 358745.6308 | 254 | 127000 | 2672.4221 | 2669.6697 | 21575 | 148705.9382 | 148575 | 0 | 130.9382 | 130.9382 | 127000 | 0 | 0 | 0 | 0 | 0 | 0
2022-09-17 13:00 | 0.85733 | 0.80977 | 186065 | 154733.5333 | 2846 | 385330.0262 | 15 | 0 | 0 | 385330.0262 | 0 | 755962.42 | 254 | 127000 | 2672.4221 | 2669.6697 | 21575 | 148705.9382 | 148575 | 0 | 130.9382 | 130.9382 | 127000 | 0 | 0 | 0 | 0 | 0 | 0
2022-09-17 14:00 | 0.73535 | 0.7613 | 186065 | 132718.2108 | 2846 | 362265.5186 | 15 | 15856.7892 | 1.5857 | 346408.7294 | 0 | 1141292.4462 | 254 | 127000 | 2672.4221 | 2669.6697 | 21575 | 148705.9382 | 148575 | 0 | 130.9382 | 130.9382 | 111143.2108 | 15856.7892 | 0 | 0 | 0 | 0 | 0
2022-09-17 15:00 | 0.55547 | 0.67478 | 186065 | 100252.9198 | 2846 | 321094.8727 | 15 | 48322.0802 | 4.8322 | 272772.7925 | 0 | 1487701.1756 | 254 | 127000 | 2672.4221 | 2669.6697 | 21575 | 148705.9382 | 148575 | 0 | 130.9382 | 130.9382 | 78677.9198 | 48322.0802 | 0 | 0 | 0 | 0 | 0
2022-09-17 16:00 | 0.33783 | 0.51531 | 186065 | 60972.5888 | 2846 | 245210.8819 | 15 | 87602.4112 | 8.7602 | 157608.4707 | 0 | 1760473.9681 | 254 | 127000 | 2672.4221 | 2669.6697 | 21575 | 148705.9382 | 148575 | 0 | 130.9382 | 130.9382 | 60972.5888 | 66027.4112 | 0 | 0 | 0 | 0 | 0
2022-09-17 17:00 | 0.12228 | 0.26305 | 186065 | 22069.4674 | 2846 | 125172.6582 | 15 | 126505.5326 | 12.6506 | 0 | 1332.8745 | 1918082.4387 | 254 | 127000 | 2672.4221 | 2669.6697 | 21575 | 148705.9382 | 148575 | 0 | 130.9382 | 130.9382 | 494.4674 | 126505.5326 | 0 | 0 | 0 | 0 | 0
2022-09-17 18:00 | 0.00503 | 0.00201 | 186065 | 907.8297 | 2846 | 956.4609 | 15 | 147667.1703 | 14.7667 | 0 | 146710.7093 | 1916749.5643 | 254 | 127000 | 2672.4221 | 2669.6697 | 21575 | 148705.9382 | 148575 | 0 | 130.9382 | 130.9382 | 0 | 127000 | 0 | 0 | 0 | 0 | 0
2022-09-17 19:00 | 0 | 0 | 186065 | 0 | 2846 | 0 | 15 | 148575 | 14.8575 | 0 | 148575 | 1770038.8549 | 254 | 127000 | 2672.4221 | 2669.6697 | 21575 | 148705.9382 | 148575 | 0 | 130.9382 | 130.9382 | 0 | 127000 | 0 | 0 | 0 | 0 | 0
2022-09-17 20:00 | 0 | 0 | 186065 | 0 | 2846 | 0 | 15 | 148575 | 14.8575 | 0 | 148575 | 1621463.8549 | 254 | 127000 | 2672.4221 | 2669.6697 | 21575 | 148705.9382 | 148575 | 0 | 130.9382 | 130.9382 | 0 | 127000 | 0 | 0 | 0 | 0 | 0
2022-09-17 21:00 | 0 | 0 | 186065 | 0 | 2846 | 0 | 15 | 148575 | 14.8575 | 0 | 148575 | 1472888.8549 | 254 | 127000 | 2672.4221 | 2669.6697 | 21575 | 148705.9382 | 148575 | 0 | 130.9382 | 130.9382 | 0 | 127000 | 0 | 0 | 0 | 0 | 0
2022-09-17 22:00 | 0 | 0 | 186065 | 0 | 2846 | 0 | 15 | 148575 | 14.8575 | 0 | 148575 | 1324313.8549 | 254 | 127000 | 2672.4221 | 2669.6697 | 21575 | 148705.9382 | 148575 | 0 | 130.9382 | 130.9382 | 0 | 127000 | 0 | 0 | 0 | 0 | 0
2022-09-17 23:00 | 0 | 0 | 186065 | 0 | 2846 | 0 | 15 | 148575 | 14.8575 | 0 | 148575 | 1175738.8549 | 254 | 127000 | 2672.4221 | 2669.6697 | 21575 | 148705.9382 | 148575 | 0 | 130.9382 | 130.9382 | 0 | 127000 | 0 | 0 | 0 | 0 | 0
2022-09-18 | 0 | 0 | 186065 | 0 | 2846 | 0 | 15 | 150000 | 15 | 0 | 150000 | 1027163.8549 | 254 | 126666.6667 | 2672.4221 | 2662.6627 | 23333.3333 | 150464.2716 | 150000 | 0 | 464.2716 | 464.2716 | 0 | 126666.6667 | 0 | 0 | 0 | 0 | 0
2022-09-18 01:00 | 0 | 0 | 186065 | 0 | 2846 | 0 | 15 | 150000 | 15 | 0 | 150000 | 877163.8549 | 254 | 126666.6667 | 2672.4221 | 2662.6627 | 23333.3333 | 150464.2716 | 150000 | 0 | 464.2716 | 464.2716 | 0 | 126666.6667 | 0 | 0 | 0 | 0 | 0
2022-09-18 02:00 | 0 | 0 | 186065 | 0 | 2846 | 0 | 15 | 150000 | 15 | 0 | 150000 | 727163.8549 | 254 | 126666.6667 | 2672.4221 | 2662.6627 | 23333.3333 | 150464.2716 | 150000 | 0 | 464.2716 | 464.2716 | 0 | 126666.6667 | 0 | 0 | 0 | 0 | 0
2022-09-18 03:00 | 0 | 0 | 186065 | 0 | 2846 | 0 | 15 | 150000 | 15 | 0 | 150000 | 577163.8549 | 254 | 126666.6667 | 2672.4221 | 2662.6627 | 23333.3333 | 150464.2716 | 150000 | 0 | 464.2716 | 464.2716 | 0 | 126666.6667 | 0 | 0 | 0 | 0 | 0
2022-09-18 04:00 | 0 | 0 | 186065 | 0 | 2846 | 0 | 15 | 150000 | 15 | 0 | 150000 | 427163.8549 | 254 | 126666.6667 | 2672.4221 | 2662.6627 | 23333.3333 | 150464.2716 | 150000 | 0 | 464.2716 | 464.2716 | 0 | 126666.6667 | 0 | 0 | 0 | 0 | 0
2022-09-18 05:00 | 0 | 0 | 186065 | 0 | 2846 | 0 | 15 | 150000 | 15 | 0 | 150000 | 277163.8549 | 254 | 126666.6667 | 2672.4221 | 2662.6627 | 23333.3333 | 150464.2716 | 150000 | 0 | 464.2716 | 464.2716 | 0 | 126666.6667 | 0 | 0 | 0 | 0 | 0
2022-09-18 06:00 | 0.03048 | 0.03713 | 186065 | 5501.1234 | 2846 | 17668.3551 | 15 | 144832.21 | 14.4832 | 0 | 127163.8549 | 127163.8549 | 254 | 127000 | 2672.4221 | 2669.6697 | 23333.3333 | 150464.2716 | 150333.3333 | 0 | 130.9382 | 130.9382 | 5501.1234 | 121498.8766 | 0 | 0 | 0 | 0 | 0
2022-09-18 07:00 | 0.2053 | 0.339 | 186065 | 37053.1702 | 2846 | 161313.5568 | 15 | 113280.1632 | 11.328 | 0 | 0 | 0 | 254 | 127000 | 2672.4221 | 2669.6697 | 23333.3333 | 150464.2716 | 150333.3333 | 0 | 130.9382 | 130.9382 | 13719.8368 | 113280.1632 | 0 | 0 | 0 | 0 | 0
2022-09-18 08:00 | 0.42008 | 0.53182 | 186065 | 75817.3196 | 2846 | 253067.1852 | 15 | 74516.0137 | 7.4516 | 0 | 0 | 0 | 254 | 127000 | 2672.4221 | 2669.6697 | 23333.3333 | 150464.2716 | 150333.3333 | 0 | 130.9382 | 130.9382 | 52483.9863 | 74516.0137 | 0 | 0 | 0 | 0 | 0
2022-09-18 09:00 | 0.62222 | 0.6578 | 186065 | 112300.1634 | 2846 | 313014.9194 | 15 | 38033.17 | 3.8033 | 0 | 0 | 0 | 254 | 127000 | 2672.4221 | 2669.6697 | 23333.3333 | 150464.2716 | 150333.3333 | 0 | 130.9382 | 130.9382 | 112300.1634 | 14699.8366 | 0 | 0 | 0 | 0 | 0
2022-09-18 10:00 | 0.77712 | 0.72159 | 186065 | 140256.9878 | 2846 | 343369.4674 | 15 | 10076.3455 | 1.0076 | 0 | 0 | 0 | 254 | 127000 | 2672.4221 | 2669.6697 | 23333.3333 | 150464.2716 | 150333.3333 | 0 | 130.9382 | 130.9382 | 127000 | 0 | 0 | 0 | 0 | 0 | 0
2022-09-18 11:00 | 0.8691 | 0.76051 | 186065 | 156857.8188 | 2846 | 361889.5961 | 15 | 0 | 0 | 134263.6548 | 0 | 0 | 254 | 127000 | 2672.4221 | 2669.6697 | 23333.3333 | 150464.2716 | 150333.3333 | 0 | 130.9382 | 130.9382 | 127000 | 0 | 0 | 0 | 0 | 0 | 0
2022-09-18 12:00 | 0.91983 | 0.89863 | 186065 | 166013.7239 | 2846 | 427614.1639 | 15 | 0 | 0 | 427614.1639 | 0 | 134263.6548 | 254 | 127000 | 2672.4221 | 2669.6697 | 23333.3333 | 150464.2716 | 150333.3333 | 0 | 130.9382 | 130.9382 | 127000 | 0 | 0 | 0 | 0 | 0 | 0
2022-09-18 13:00 | 0.86655 | 0.87462 | 186065 | 156397.587 | 2846 | 416188.9765 | 15 | 0 | 0 | 416188.9765 | 0 | 561877.8186 | 254 | 127000 | 2672.4221 | 2669.6697 | 23333.3333 | 150464.2716 | 150333.3333 | 0 | 130.9382 | 130.9382 | 127000 | 0 | 0 | 0 | 0 | 0 | 0
2022-09-18 14:00 | 0.74575 | 0.8331 | 186065 | 134595.2345 | 2846 | 396431.6347 | 15 | 15738.0988 | 1.5738 | 380693.5359 | 0 | 978066.7952 | 254 | 127000 | 2672.4221 | 2669.6697 | 23333.3333 | 150464.2716 | 150333.3333 | 0 | 130.9382 | 130.9382 | 127000 | 0 | 0 | 0 | 0 | 0 | 0
2022-09-18 15:00 | 0.56797 | 0.74822 | 186065 | 102508.9579 | 2846 | 356041.3849 | 15 | 47824.3754 | 4.7824 | 308217.0094 | 0 | 1358760.3311 | 254 | 127000 | 2672.4221 | 2669.6697 | 23333.3333 | 150464.2716 | 150333.3333 | 0 | 130.9382 | 130.9382 | 79175.6246 | 47824.3754 | 0 | 0 | 0 | 0 | 0
2022-09-18 16:00 | 0.35108 | 0.61831 | 186065 | 63363.9892 | 2846 | 294223.5555 | 15 | 86969.3441 | 8.6969 | 207254.2113 | 0 | 1666977.3405 | 254 | 127000 | 2672.4221 | 2669.6697 | 23333.3333 | 150464.2716 | 150333.3333 | 0 | 130.9382 | 130.9382 | 40030.6559 | 86969.3441 | 0 | 0 | 0 | 0 | 0
2022-09-18 17:00 | 0.12852 | 0.34188 | 186065 | 23195.6816 | 2846 | 162684.0083 | 15 | 127137.6517 | 12.7138 | 35546.3565 | 0 | 1874231.5519 | 254 | 127000 | 2672.4221 | 2669.6697 | 23333.3333 | 150464.2716 | 150333.3333 | 0 | 130.9382 | 130.9382 | 23195.6816 | 103804.3184 | 0 | 0 | 0 | 0 | 0
2022-09-18 18:00 | 0.00468 | 0.00512 | 186065 | 844.6607 | 2846 | 2436.3581 | 15 | 149488.6727 | 14.9489 | 0 | 147052.3145 | 1909777.9084 | 254 | 127000 | 2672.4221 | 2669.6697 | 23333.3333 | 150464.2716 | 150333.3333 | 0 | 130.9382 | 130.9382 | 0 | 127000 | 0 | 0 | 0 | 0 | 0
2022-09-18 19:00 | 0 | 0 | 186065 | 0 | 2846 | 0 | 15 | 150000 | 15 | 0 | 150000 | 1762725.5939 | 254 | 126666.6667 | 2672.4221 | 2662.6627 | 23333.3333 | 150464.2716 | 150000 | 0 | 464.2716 | 464.2716 | 0 | 126666.6667 | 0 | 0 | 0 | 0 | 0
2022-09-18 20:00 | 0 | 0 | 186065 | 0 | 2846 | 0 | 15 | 150000 | 15 | 0 | 150000 | 1612725.5939 | 254 | 126666.6667 | 2672.4221 | 2662.6627 | 23333.3333 | 150464.2716 | 150000 | 0 | 464.2716 | 464.2716 | 0 | 126666.6667 | 0 | 0 | 0 | 0 | 0
2022-09-18 21:00 | 0 | 0 | 186065 | 0 | 2846 | 0 | 15 | 150000 | 15 | 0 | 150000 | 1462725.5939 | 254 | 126666.6667 | 2672.4221 | 2662.6627 | 23333.3333 | 150464.2716 | 150000 | 0 | 464.2716 | 464.2716 | 0 | 126666.6667 | 0 | 0 | 0 | 0 | 0
2022-09-18 22:00 | 0 | 0 | 186065 | 0 | 2846 | 0 | 15 | 150000 | 15 | 0 | 150000 | 1312725.5939 | 254 | 126666.6667 | 2672.4221 | 2662.6627 | 23333.3333 | 150464.2716 | 150000 | 0 | 464.2716 | 464.2716 | 0 | 126666.6667 | 0 | 0 | 0 | 0 | 0
2022-09-18 23:00 | 0 | 0 | 186065 | 0 | 2846 | 0 | 15 | 150000 | 15 | 0 | 150000 | 1162725.5939 | 254 | 126666.6667 | 2672.4221 | 2662.6627 | 23333.3333 | 150464.2716 | 150000 | 0 | 464.2716 | 464.2716 | 0 | 126666.6667 | 0 | 0 | 0 | 0 | 0
2022-09-19 | 0 | 0 | 186065 | 0 | 2846 | 0 | 15 | 150000 | 15 | 0 | 150000 | 1012725.5939 | 254 | 126708.3333 | 2672.4221 | 2663.5385 | 23291.6667 | 150422.6049 | 150000 | 0 | 422.6049 | 422.6049 | 0 | 126708.3333 | 0 | 0 | 0 | 0 | 0
2022-09-19 01:00 | 0 | 0 | 186065 | 0 | 2846 | 0 | 15 | 150000 | 15 | 0 | 150000 | 862725.5939 | 254 | 126708.3333 | 2672.4221 | 2663.5385 | 23291.6667 | 150422.6049 | 150000 | 0 | 422.6049 | 422.6049 | 0 | 126708.3333 | 0 | 0 | 0 | 0 | 0
2022-09-19 02:00 | 0 | 0 | 186065 | 0 | 2846 | 0 | 15 | 150000 | 15 | 0 | 150000 | 712725.5939 | 254 | 126708.3333 | 2672.4221 | 2663.5385 | 23291.6667 | 150422.6049 | 150000 | 0 | 422.6049 | 422.6049 | 0 | 126708.3333 | 0 | 0 | 0 | 0 | 0
2022-09-19 03:00 | 0 | 0 | 186065 | 0 | 2846 | 0 | 15 | 150000 | 15 | 0 | 150000 | 562725.5939 | 254 | 126708.3333 | 2672.4221 | 2663.5385 | 23291.6667 | 150422.6049 | 150000 | 0 | 422.6049 | 422.6049 | 0 | 126708.3333 | 0 | 0 | 0 | 0 | 0
2022-09-19 04:00 | 0 | 0 | 186065 | 0 | 2846 | 0 | 15 | 150000 | 15 | 0 | 150000 | 412725.5939 | 254 | 126708.3333 | 2672.4221 | 2663.5385 | 23291.6667 | 150422.6049 | 150000 | 0 | 422.6049 | 422.6049 | 0 | 126708.3333 | 0 | 0 | 0 | 0 | 0
2022-09-19 05:00 | 0 | 0 | 186065 | 0 | 2846 | 0 | 15 | 150000 | 15 | 0 | 150000 | 262725.5939 | 254 | 126708.3333 | 2672.4221 | 2663.5385 | 23291.6667 | 150422.6049 | 150000 | 0 | 422.6049 | 422.6049 | 0 | 126708.3333 | 0 | 0 | 0 | 0 | 0
2022-09-19 06:00 | 0.03355 | 0.06622 | 186065 | 6055.2063 | 2846 | 31510.8665 | 15 | 144236.4603 | 14.4236 | 0 | 112725.5939 | 112725.5939 | 254 | 127000 | 2672.4221 | 2669.6697 | 23291.6667 | 150422.6049 | 150291.6667 | 0 | 130.9382 | 130.9382 | 0 | 127000 | 0 | 0 | 0 | 0 | 0
2022-09-19 07:00 | 0.2225 | 0.43122 | 186065 | 40157.4786 | 2846 | 205196.5545 | 15 | 110134.188 | 11.0134 | 0 | 0 | 0 | 254 | 127000 | 2672.4221 | 2669.6697 | 23291.6667 | 150422.6049 | 150291.6667 | 0 | 130.9382 | 130.9382 | 40157.4786 | 86842.5214 | 0 | 0 | 0 | 0 | 0
2022-09-19 08:00 | 0.44415 | 0.61536 | 186065 | 80161.5467 | 2846 | 292819.7944 | 15 | 70130.12 | 7.013 | 0 | 0 | 0 | 254 | 127000 | 2672.4221 | 2669.6697 | 23291.6667 | 150422.6049 | 150291.6667 | 0 | 130.9382 | 130.9382 | 80161.5467 | 46838.4533 | 0 | 0 | 0 | 0 | 0
2022-09-19 09:00 | 0.6454 | 0.7326 | 186065 | 116483.7605 | 2846 | 348608.5891 | 15 | 33807.9062 | 3.3808 | 0 | 0 | 0 | 254 | 127000 | 2672.4221 | 2669.6697 | 23291.6667 | 150422.6049 | 150291.6667 | 0 | 130.9382 | 130.9382 | 93192.0938 | 33807.9062 | 0 | 0 | 0 | 0 | 0
2022-09-19 10:00 | 0.79967 | 0.78591 | 186065 | 144326.8806 | 2846 | 373976.2166 | 15 | 5964.7861 | 0.59648 | 13836.4126 | 0 | 0 | 254 | 127000 | 2672.4221 | 2669.6697 | 23291.6667 | 150422.6049 | 150291.6667 | 0 | 130.9382 | 130.9382 | 127000 | 0 | 0 | 0 | 0 | 0 | 0
2022-09-19 11:00 | 0.88935 | 0.81638 | 186065 | 160512.6005 | 2846 | 388475.4027 | 15 | 0 | 0 | 388475.4027 | 0 | 13836.4126 | 254 | 127000 | 2672.4221 | 2669.6697 | 23291.6667 | 150422.6049 | 150291.6667 | 0 | 130.9382 | 130.9382 | 127000 | 0 | 0 | 0 | 0 | 0 | 0
2022-09-19 12:00 | 0.90692 | 0.82433 | 186065 | 163683.6877 | 2846 | 392258.4197 | 15 | 0 | 0 | 392258.4197 | 0 | 402311.8152 | 254 | 127000 | 2672.4221 | 2669.6697 | 23291.6667 | 150422.6049 | 150291.6667 | 0 | 130.9382 | 130.9382 | 127000 | 0 | 0 | 0 | 0 | 0 | 0
2022-09-19 13:00 | 0.85278 | 0.79854 | 186065 | 153912.3354 | 2846 | 379986.2172 | 15 | 0 | 0 | 379986.2172 | 0 | 794570.2349 | 254 | 127000 | 2672.4221 | 2669.6697 | 23291.6667 | 150422.6049 | 150291.6667 | 0 | 130.9382 | 130.9382 | 127000 | 0 | 0 | 0 | 0 | 0 | 0
2022-09-19 14:00 | 0.73072 | 0.74993 | 186065 | 131882.5743 | 2846 | 356855.0904 | 15 | 18409.0924 | 1.8409 | 338445.998 | 0 | 1174556.4522 | 254 | 127000 | 2672.4221 | 2669.6697 | 23291.6667 | 150422.6049 | 150291.6667 | 0 | 130.9382 | 130.9382 | 108590.9076 | 18409.0924 | 0 | 0 | 0 | 0 | 0
2022-09-19 15:00 | 0.5511 | 0.65716 | 186065 | 99464.2089 | 2846 | 312710.3746 | 15 | 50827.4578 | 5.0827 | 261882.9168 | 0 | 1513002.4502 | 254 | 127000 | 2672.4221 | 2669.6697 | 23291.6667 | 150422.6049 | 150291.6667 | 0 | 130.9382 | 130.9382 | 76172.5422 | 50827.4578 | 0 | 0 | 0 | 0 | 0
2022-09-19 16:00 | 0.33352 | 0.51321 | 186065 | 60194.7068 | 2846 | 244211.5944 | 15 | 90096.9598 | 9.0097 | 154114.6345 | 0 | 1774885.367 | 254 | 127000 | 2672.4221 | 2669.6697 | 23291.6667 | 150422.6049 | 150291.6667 | 0 | 130.9382 | 130.9382 | 60194.7068 | 66805.2932 | 0 | 0 | 0 | 0 | 0
2022-09-19 17:00 | 0.11793 | 0.2488 | 186065 | 21284.3661 | 2846 | 118391.7786 | 15 | 129007.3006 | 12.9007 | 0 | 10615.522 | 1929000.0015 | 254 | 127000 | 2672.4221 | 2669.6697 | 23291.6667 | 150422.6049 | 150291.6667 | 0 | 130.9382 | 130.9382 | 0 | 127000 | 0 | 0 | 0 | 0 | 0
2022-09-19 18:00 | 0.00397 | 0.00087 | 186065 | 716.5177 | 2846 | 413.9905 | 15 | 149575.149 | 14.9575 | 0 | 149161.1584 | 1918384.4795 | 254 | 127000 | 2672.4221 | 2669.6697 | 23291.6667 | 150422.6049 | 150291.6667 | 0 | 130.9382 | 130.9382 | 716.5177 | 126283.4823 | 0 | 0 | 0 | 0 | 0
2022-09-19 19:00 | 0 | 0 | 186065 | 0 | 2846 | 0 | 15 | 150000 | 15 | 0 | 150000 | 1769223.3211 | 254 | 126708.3333 | 2672.4221 | 2663.5385 | 23291.6667 | 150422.6049 | 150000 | 0 | 422.6049 | 422.6049 | 0 | 126708.3333 | 0 | 0 | 0 | 0 | 0
2022-09-19 20:00 | 0 | 0 | 186065 | 0 | 2846 | 0 | 15 | 150000 | 15 | 0 | 150000 | 1619223.3211 | 254 | 126708.3333 | 2672.4221 | 2663.5385 | 23291.6667 | 150422.6049 | 150000 | 0 | 422.6049 | 422.6049 | 0 | 126708.3333 | 0 | 0 | 0 | 0 | 0
2022-09-19 21:00 | 0 | 0 | 186065 | 0 | 2846 | 0 | 15 | 150000 | 15 | 0 | 150000 | 1469223.3211 | 254 | 126708.3333 | 2672.4221 | 2663.5385 | 23291.6667 | 150422.6049 | 150000 | 0 | 422.6049 | 422.6049 | 0 | 126708.3333 | 0 | 0 | 0 | 0 | 0
2022-09-19 22:00 | 0 | 0 | 186065 | 0 | 2846 | 0 | 15 | 150000 | 15 | 0 | 150000 | 1319223.3211 | 254 | 126708.3333 | 2672.4221 | 2663.5385 | 23291.6667 | 150422.6049 | 150000 | 0 | 422.6049 | 422.6049 | 0 | 126708.3333 | 0 | 0 | 0 | 0 | 0
2022-09-19 23:00 | 0 | 0 | 186065 | 0 | 2846 | 0 | 15 | 150000 | 15 | 0 | 150000 | 1169223.3211 | 254 | 126708.3333 | 2672.4221 | 2663.5385 | 23291.6667 | 150422.6049 | 150000 | 0 | 422.6049 | 422.6049 | 0 | 126708.3333 | 0 | 0 | 0 | 0 | 0
2022-09-20 | 0 | 0 | 186065 | 0 | 2846 | 0 | 15 | 150000 | 15 | 0 | 150000 | 1019223.3211 | 254 | 126512.5 | 2672.4221 | 2659.4219 | 23487.5 | 150618.4382 | 150000 | 0 | 618.4382 | 618.4382 | 0 | 126512.5 | 0 | 0 | 0 | 0 | 0
2022-09-20 01:00 | 0 | 0 | 186065 | 0 | 2846 | 0 | 15 | 150000 | 15 | 0 | 150000 | 869223.3211 | 254 | 126512.5 | 2672.4221 | 2659.4219 | 23487.5 | 150618.4382 | 150000 | 0 | 618.4382 | 618.4382 | 0 | 126512.5 | 0 | 0 | 0 | 0 | 0
2022-09-20 02:00 | 0 | 0 | 186065 | 0 | 2846 | 0 | 15 | 150000 | 15 | 0 | 150000 | 719223.3211 | 254 | 126512.5 | 2672.4221 | 2659.4219 | 23487.5 | 150618.4382 | 150000 | 0 | 618.4382 | 618.4382 | 0 | 126512.5 | 0 | 0 | 0 | 0 | 0
2022-09-20 03:00 | 0 | 0 | 186065 | 0 | 2846 | 0 | 15 | 150000 | 15 | 0 | 150000 | 569223.3211 | 254 | 126512.5 | 2672.4221 | 2659.4219 | 23487.5 | 150618.4382 | 150000 | 0 | 618.4382 | 618.4382 | 0 | 126512.5 | 0 | 0 | 0 | 0 | 0
2022-09-20 04:00 | 0 | 0 | 186065 | 0 | 2846 | 0 | 15 | 150000 | 15 | 0 | 150000 | 419223.3211 | 254 | 126512.5 | 2672.4221 | 2659.4219 | 23487.5 | 150618.4382 | 150000 | 0 | 618.4382 | 618.4382 | 0 | 126512.5 | 0 | 0 | 0 | 0 | 0
2022-09-20 05:00 | 0 | 0 | 186065 | 0 | 2846 | 0 | 15 | 150000 | 15 | 0 | 150000 | 269223.3211 | 254 | 126512.5 | 2672.4221 | 2659.4219 | 23487.5 | 150618.4382 | 150000 | 0 | 618.4382 | 618.4382 | 0 | 126512.5 | 0 | 0 | 0 | 0 | 0
2022-09-20 06:00 | 0.03217 | 0.0535 | 186065 | 5806.1397 | 2846 | 25458.0392 | 15 | 144681.3603 | 14.4681 | 0 | 119223.3211 | 119223.3211 | 254 | 127000 | 2672.4221 | 2669.6697 | 23487.5 | 150618.4382 | 150487.5 | 0 | 130.9382 | 130.9382 | 5806.1397 | 121193.8603 | 0 | 0 | 0 | 0 | 0
2022-09-20 07:00 | 0.22005 | 0.43498 | 186065 | 39715.2952 | 2846 | 206985.755 | 15 | 110772.2048 | 11.0772 | 0 | 0 | 0 | 254 | 127000 | 2672.4221 | 2669.6697 | 23487.5 | 150618.4382 | 150487.5 | 0 | 130.9382 | 130.9382 | 39715.2952 | 87284.7048 | 0 | 0 | 0 | 0 | 0
2022-09-20 08:00 | 0.4413 | 0.63795 | 186065 | 79647.17 | 2846 | 303569.273 | 15 | 70840.33 | 7.084 | 0 | 0 | 0 | 254 | 127000 | 2672.4221 | 2669.6697 | 23487.5 | 150618.4382 | 150487.5 | 0 | 130.9382 | 130.9382 | 79647.17 | 47352.83 | 0 | 0 | 0 | 0 | 0
2022-09-20 09:00 | 0.64333 | 0.76709 | 186065 | 116110.1606 | 2846 | 365020.697 | 15 | 34377.3394 | 3.4377 | 14900.906 | 0 | 0 | 254 | 127000 | 2672.4221 | 2669.6697 | 23487.5 | 150618.4382 | 150487.5 | 0 | 130.9382 | 130.9382 | 116110.1606 | 10889.8394 | 0 | 0 | 0 | 0 | 0
2022-09-20 10:00 | 0.7963 | 0.81488 | 186065 | 143718.6527 | 2846 | 387761.6259 | 15 | 6768.8473 | 0.67688 | 380992.7786 | 0 | 14900.906 | 254 | 127000 | 2672.4221 | 2669.6697 | 23487.5 | 150618.4382 | 150487.5 | 0 | 130.9382 | 130.9382 | 120231.1527 | 6768.8473 | 0 | 0 | 0 | 0 | 0
2022-09-20 11:00 | 0.8851 | 0.84758 | 186065 | 159745.5476 | 2846 | 403321.9601 | 15 | 0 | 0 | 403321.9601 | 0 | 395893.6846 | 254 | 127000 | 2672.4221 | 2669.6697 | 23487.5 | 150618.4382 | 150487.5 | 0 | 130.9382 | 130.9382 | 127000 | 0 | 0 | 0 | 0 | 0 | 0
2022-09-20 12:00 | 0.87835 | 0.73944 | 186065 | 158527.287 | 2846 | 351863.4113 | 15 | 0 | 0 | 351863.4113 | 0 | 799215.6447 | 254 | 127000 | 2672.4221 | 2669.6697 | 23487.5 | 150618.4382 | 150487.5 | 0 | 130.9382 | 130.9382 | 127000 | 0 | 0 | 0 | 0 | 0 | 0
2022-09-20 13:00 | 0.82385 | 0.71646 | 186065 | 148690.9607 | 2846 | 340928.3508 | 15 | 1796.5393 | 0.17965 | 339131.8115 | 0 | 1151079.056 | 254 | 127000 | 2672.4221 | 2669.6697 | 23487.5 | 150618.4382 | 150487.5 | 0 | 130.9382 | 130.9382 | 127000 | 0 | 0 | 0 | 0 | 0 | 0
2022-09-20 14:00 | 0.6638 | 0.62086 | 186065 | 119804.6486 | 2846 | 295436.976 | 15 | 30682.8514 | 3.0683 | 264754.1246 | 0 | 1490210.8675 | 254 | 127000 | 2672.4221 | 2669.6697 | 23487.5 | 150618.4382 | 150487.5 | 0 | 130.9382 | 130.9382 | 119804.6486 | 7195.3514 | 0 | 0 | 0 | 0 | 0
2022-09-20 15:00 | 0.46992 | 0.52145 | 186065 | 84812.5949 | 2846 | 248132.6082 | 15 | 65674.9051 | 6.5675 | 182457.7031 | 0 | 1754964.9921 | 254 | 127000 | 2672.4221 | 2669.6697 | 23487.5 | 150618.4382 | 150487.5 | 0 | 130.9382 | 130.9382 | 61325.0949 | 65674.9051 | 0 | 0 | 0 | 0 | 0
2022-09-20 16:00 | 0.2642 | 0.33742 | 186065 | 47683.6218 | 2846 | 160561.7119 | 15 | 102803.8782 | 10.2804 | 57757.8337 | 0 | 1937422.6952 | 254 | 127000 | 2672.4221 | 2669.6697 | 23487.5 | 150618.4382 | 150487.5 | 0 | 130.9382 | 130.9382 | 47683.6218 | 79316.3782 | 0 | 0 | 0 | 0 | 0
2022-09-20 17:00 | 0.09472 | 0.12577 | 186065 | 17095.3545 | 2846 | 59847.8054 | 15 | 133392.1455 | 13.3392 | 0 | 73544.3401 | 1995180.5289 | 254 | 127000 | 2672.4221 | 2669.6697 | 23487.5 | 150618.4382 | 150487.5 | 0 | 130.9382 | 130.9382 | 0 | 127000 | 0 | 0 | 0 | 0 | 0
2022-09-20 18:00 | 0 | 0 | 186065 | 0 | 2846 | 0 | 15 | 150000 | 15 | 0 | 150000 | 1921636.1889 | 254 | 126512.5 | 2672.4221 | 2659.4219 | 23487.5 | 150618.4382 | 150000 | 0 | 618.4382 | 618.4382 | 0 | 126512.5 | 0 | 0 | 0 | 0 | 0
2022-09-20 19:00 | 0 | 0 | 186065 | 0 | 2846 | 0 | 15 | 150000 | 15 | 0 | 150000 | 1771636.1889 | 254 | 126512.5 | 2672.4221 | 2659.4219 | 23487.5 | 150618.4382 | 150000 | 0 | 618.4382 | 618.4382 | 0 | 126512.5 | 0 | 0 | 0 | 0 | 0
2022-09-20 20:00 | 0 | 0 | 186065 | 0 | 2846 | 0 | 15 | 150000 | 15 | 0 | 150000 | 1621636.1889 | 254 | 126512.5 | 2672.4221 | 2659.4219 | 23487.5 | 150618.4382 | 150000 | 0 | 618.4382 | 618.4382 | 0 | 126512.5 | 0 | 0 | 0 | 0 | 0
2022-09-20 21:00 | 0 | 0 | 186065 | 0 | 2846 | 0 | 15 | 150000 | 15 | 0 | 150000 | 1471636.1889 | 254 | 126512.5 | 2672.4221 | 2659.4219 | 23487.5 | 150618.4382 | 150000 | 0 | 618.4382 | 618.4382 | 0 | 126512.5 | 0 | 0 | 0 | 0 | 0
2022-09-20 22:00 | 0 | 0 | 186065 | 0 | 2846 | 0 | 15 | 150000 | 15 | 0 | 150000 | 1321636.1889 | 254 | 126512.5 | 2672.4221 | 2659.4219 | 23487.5 | 150618.4382 | 150000 | 0 | 618.4382 | 618.4382 | 0 | 126512.5 | 0 | 0 | 0 | 0 | 0
2022-09-20 23:00 | 0 | 0 | 186065 | 0 | 2846 | 0 | 15 | 150000 | 15 | 0 | 150000 | 1171636.1889 | 254 | 126512.5 | 2672.4221 | 2659.4219 | 23487.5 | 150618.4382 | 150000 | 0 | 618.4382 | 618.4382 | 0 | 126512.5 | 0 | 0 | 0 | 0 | 0
2022-09-21 | 0 | 0 | 186065 | 0 | 2846 | 0 | 15 | 150000 | 15 | 0 | 150000 | 1021636.1889 | 254 | 126979.1667 | 2672.4221 | 2669.2317 | 23020.8333 | 150151.7716 | 150000 | 0 | 151.7716 | 151.7716 | 0 | 126979.1667 | 0 | 0 | 0 | 0 | 0
2022-09-21 01:00 | 0 | 0 | 186065 | 0 | 2846 | 0 | 15 | 150000 | 15 | 0 | 150000 | 871636.1889 | 254 | 126979.1667 | 2672.4221 | 2669.2317 | 23020.8333 | 150151.7716 | 150000 | 0 | 151.7716 | 151.7716 | 0 | 126979.1667 | 0 | 0 | 0 | 0 | 0
2022-09-21 02:00 | 0 | 0 | 186065 | 0 | 2846 | 0 | 15 | 150000 | 15 | 0 | 150000 | 721636.1889 | 254 | 126979.1667 | 2672.4221 | 2669.2317 | 23020.8333 | 150151.7716 | 150000 | 0 | 151.7716 | 151.7716 | 0 | 126979.1667 | 0 | 0 | 0 | 0 | 0
2022-09-21 03:00 | 0 | 0 | 186065 | 0 | 2846 | 0 | 15 | 150000 | 15 | 0 | 150000 | 571636.1889 | 254 | 126979.1667 | 2672.4221 | 2669.2317 | 23020.8333 | 150151.7716 | 150000 | 0 | 151.7716 | 151.7716 | 0 | 126979.1667 | 0 | 0 | 0 | 0 | 0
2022-09-21 04:00 | 0 | 0 | 186065 | 0 | 2846 | 0 | 15 | 150000 | 15 | 0 | 150000 | 421636.1889 | 254 | 126979.1667 | 2672.4221 | 2669.2317 | 23020.8333 | 150151.7716 | 150000 | 0 | 151.7716 | 151.7716 | 0 | 126979.1667 | 0 | 0 | 0 | 0 | 0
2022-09-21 05:00 | 0 | 0 | 186065 | 0 | 2846 | 0 | 15 | 150000 | 15 | 0 | 150000 | 271636.1889 | 254 | 126979.1667 | 2672.4221 | 2669.2317 | 23020.8333 | 150151.7716 | 150000 | 0 | 151.7716 | 151.7716 | 0 | 126979.1667 | 0 | 0 | 0 | 0 | 0
2022-09-21 06:00 | 0.0304 | 0.04812 | 186065 | 5486.6847 | 2846 | 22897.9597 | 15 | 144534.1486 | 14.4534 | 0 | 121636.1889 | 121636.1889 | 254 | 127000 | 2672.4221 | 2669.6697 | 23020.8333 | 150151.7716 | 150020.8333 | 0 | 130.9382 | 130.9382 | 5486.6847 | 121513.3153 | 0 | 0 | 0 | 0 | 0
2022-09-21 07:00 | 0.21177 | 0.40951 | 186065 | 38220.8955 | 2846 | 194865.8249 | 15 | 111799.9378 | 11.18 | 0 | 0 | 0 | 254 | 127000 | 2672.4221 | 2669.6697 | 23020.8333 | 150151.7716 | 150020.8333 | 0 | 130.9382 | 130.9382 | 38220.8955 | 88779.1045 | 0 | 0 | 0 | 0 | 0
2022-09-21 08:00 | 0.43002 | 0.58896 | 186065 | 77611.3212 | 2846 | 280257.3228 | 15 | 72409.5122 | 7.241 | 0 | 0 | 0 | 254 | 127000 | 2672.4221 | 2669.6697 | 23020.8333 | 150151.7716 | 150020.8333 | 0 | 130.9382 | 130.9382 | 77611.3212 | 49388.6788 | 0 | 0 | 0 | 0 | 0
2022-09-21 09:00 | 0.63197 | 0.71506 | 186065 | 114059.8731 | 2846 | 340262.1591 | 15 | 35960.9602 | 3.5961 | 0 | 0 | 0 | 254 | 127000 | 2672.4221 | 2669.6697 | 23020.8333 | 150151.7716 | 150020.8333 | 0 | 130.9382 | 130.9382 | 91039.0398 | 35960.9602 | 0 | 0 | 0 | 0 | 0
2022-09-21 10:00 | 0.78545 | 0.78085 | 186065 | 141760.4116 | 2846 | 371568.4095 | 15 | 8260.4217 | 0.82604 | 229001.0982 | 0 | 0 | 254 | 127000 | 2672.4221 | 2669.6697 | 23020.8333 | 150151.7716 | 150020.8333 | 0 | 130.9382 | 130.9382 | 127000 | 0 | 0 | 0 | 0 | 0 | 0
2022-09-21 11:00 | 0.87558 | 0.82803 | 186065 | 158027.3489 | 2846 | 394019.0691 | 15 | 0 | 0 | 394019.0691 | 0 | 229001.0982 | 254 | 127000 | 2672.4221 | 2669.6697 | 23020.8333 | 150151.7716 | 150020.8333 | 0 | 130.9382 | 130.9382 | 127000 | 0 | 0 | 0 | 0 | 0 | 0
2022-09-21 12:00 | 0.8665 | 0.7193 | 186065 | 156388.5628 | 2846 | 342279.7682 | 15 | 0 | 0 | 342279.7682 | 0 | 623020.1673 | 254 | 127000 | 2672.4221 | 2669.6697 | 23020.8333 | 150151.7716 | 150020.8333 | 0 | 130.9382 | 130.9382 | 127000 | 0 | 0 | 0 | 0 | 0 | 0
2022-09-21 13:00 | 0.8147 | 0.71011 | 186065 | 147039.5408 | 2846 | 337906.6956 | 15 | 2981.2925 | 0.29813 | 334925.4031 | 0 | 965299.9355 | 254 | 127000 | 2672.4221 | 2669.6697 | 23020.8333 | 150151.7716 | 150020.8333 | 0 | 130.9382 | 130.9382 | 127000 | 0 | 0 | 0 | 0 | 0 | 0
2022-09-21 14:00 | 0.69497 | 0.67185 | 186065 | 125430.3053 | 2846 | 319700.6287 | 15 | 24590.5281 | 2.4591 | 295110.1006 | 0 | 1300225.3386 | 254 | 127000 | 2672.4221 | 2669.6697 | 23020.8333 | 150151.7716 | 150020.8333 | 0 | 130.9382 | 130.9382 | 125430.3053 | 1569.6947 | 0 | 0 | 0 | 0 | 0
2022-09-21 15:00 | 0.51915 | 0.59486 | 186065 | 93697.7754 | 2846 | 283064.8448 | 15 | 56323.0579 | 5.6323 | 226741.7869 | 0 | 1595335.4393 | 254 | 127000 | 2672.4221 | 2669.6697 | 23020.8333 | 150151.7716 | 150020.8333 | 0 | 130.9382 | 130.9382 | 70676.9421 | 56323.0579 | 0 | 0 | 0 | 0 | 0
2022-09-21 16:00 | 0.3081 | 0.44072 | 186065 | 55606.8277 | 2846 | 209717.1409 | 15 | 94414.0056 | 9.4414 | 115303.1352 | 0 | 1822077.2262 | 254 | 127000 | 2672.4221 | 2669.6697 | 23020.8333 | 150151.7716 | 150020.8333 | 0 | 130.9382 | 130.9382 | 32585.9944 | 94414.0056 | 0 | 0 | 0 | 0 | 0
2022-09-21 17:00 | 0.1105 | 0.20812 | 186065 | 19943.377 | 2846 | 99034.1517 | 15 | 130077.4563 | 13.0077 | 0 | 31043.3046 | 1937380.3614 | 254 | 127000 | 2672.4221 | 2669.6697 | 23020.8333 | 150151.7716 | 150020.8333 | 0 | 130.9382 | 130.9382 | 19943.377 | 107056.623 | 0 | 0 | 0 | 0 | 0
2022-09-21 18:00 | 0 | 0 | 186065 | 0 | 2846 | 0 | 15 | 150000 | 15 | 0 | 150000 | 1906337.0568 | 254 | 126979.1667 | 2672.4221 | 2669.2317 | 23020.8333 | 150151.7716 | 150000 | 0 | 151.7716 | 151.7716 | 0 | 126979.1667 | 0 | 0 | 0 | 0 | 0
2022-09-21 19:00 | 0 | 0 | 186065 | 0 | 2846 | 0 | 15 | 150000 | 15 | 0 | 150000 | 1756337.0568 | 254 | 126979.1667 | 2672.4221 | 2669.2317 | 23020.8333 | 150151.7716 | 150000 | 0 | 151.7716 | 151.7716 | 0 | 126979.1667 | 0 | 0 | 0 | 0 | 0
2022-09-21 20:00 | 0 | 0 | 186065 | 0 | 2846 | 0 | 15 | 150000 | 15 | 0 | 150000 | 1606337.0568 | 254 | 126979.1667 | 2672.4221 | 2669.2317 | 23020.8333 | 150151.7716 | 150000 | 0 | 151.7716 | 151.7716 | 0 | 126979.1667 | 0 | 0 | 0 | 0 | 0
2022-09-21 21:00 | 0 | 0 | 186065 | 0 | 2846 | 0 | 15 | 150000 | 15 | 0 | 150000 | 1456337.0568 | 254 | 126979.1667 | 2672.4221 | 2669.2317 | 23020.8333 | 150151.7716 | 150000 | 0 | 151.7716 | 151.7716 | 0 | 126979.1667 | 0 | 0 | 0 | 0 | 0
2022-09-21 22:00 | 0 | 0 | 186065 | 0 | 2846 | 0 | 15 | 150000 | 15 | 0 | 150000 | 1306337.0568 | 254 | 126979.1667 | 2672.4221 | 2669.2317 | 23020.8333 | 150151.7716 | 150000 | 0 | 151.7716 | 151.7716 | 0 | 126979.1667 | 0 | 0 | 0 | 0 | 0
2022-09-21 23:00 | 0 | 0 | 186065 | 0 | 2846 | 0 | 15 | 150000 | 15 | 0 | 150000 | 1156337.0568 | 254 | 126979.1667 | 2672.4221 | 2669.2317 | 23020.8333 | 150151.7716 | 150000 | 0 | 151.7716 | 151.7716 | 0 | 126979.1667 | 0 | 1.4816e-14 | -1.4211e-14 | 0 | 0
2022-09-22 | 0 | 0 | 186065 | 0 | 2846 | 0 | 15 | 150000 | 15 | 0 | 150000 | 1006337.0568 | 254 | 126812.5 | 2672.4221 | 2665.7282 | 23187.5 | 150318.4382 | 150000 | 0 | 318.4382 | 318.4382 | 0 | 126812.5 | 0 | 0 | 0 | 0 | 0
2022-09-22 01:00 | 0 | 0 | 186065 | 0 | 2846 | 0 | 15 | 150000 | 15 | 0 | 150000 | 856337.0568 | 254 | 126812.5 | 2672.4221 | 2665.7282 | 23187.5 | 150318.4382 | 150000 | 0 | 318.4382 | 318.4382 | 0 | 126812.5 | 0 | 0 | 0 | 0 | 0
2022-09-22 02:00 | 0 | 0 | 186065 | 0 | 2846 | 0 | 15 | 150000 | 15 | 0 | 150000 | 706337.0568 | 254 | 126812.5 | 2672.4221 | 2665.7282 | 23187.5 | 150318.4382 | 150000 | 0 | 318.4382 | 318.4382 | 0 | 126812.5 | 0 | 0 | 0 | 0 | 0
2022-09-22 03:00 | 0 | 0 | 186065 | 0 | 2846 | 0 | 15 | 150000 | 15 | 0 | 150000 | 556337.0568 | 254 | 126812.5 | 2672.4221 | 2665.7282 | 23187.5 | 150318.4382 | 150000 | 0 | 318.4382 | 318.4382 | 0 | 126812.5 | 0 | 0 | 0 | 0 | 0
2022-09-22 04:00 | 0 | 0 | 186065 | 0 | 2846 | 0 | 15 | 150000 | 15 | 0 | 150000 | 406337.0568 | 254 | 126812.5 | 2672.4221 | 2665.7282 | 23187.5 | 150318.4382 | 150000 | 0 | 318.4382 | 318.4382 | 0 | 126812.5 | 0 | 0 | 0 | 0 | 0
2022-09-22 05:00 | 0 | 0 | 186065 | 0 | 2846 | 0 | 15 | 150000 | 15 | 0 | 150000 | 256337.0568 | 254 | 126812.5 | 2672.4221 | 2665.7282 | 23187.5 | 150318.4382 | 150000 | 0 | 318.4382 | 318.4382 | 0 | 126812.5 | 0 | 0 | 0 | 0 | 0
2022-09-22 06:00 | 0.03217 | 0.07995 | 186065 | 5806.1397 | 2846 | 38044.3034 | 15 | 144381.3603 | 14.4381 | 0 | 106337.0568 | 106337.0568 | 254 | 127000 | 2672.4221 | 2669.6697 | 23187.5 | 150318.4382 | 150187.5 | 0 | 130.9382 | 130.9382 | 5806.1397 | 121193.8603 | 0 | 0 | 0 | 0 | 0
2022-09-22 07:00 | 0.2267 | 0.53262 | 186065 | 40915.5074 | 2846 | 253447.8661 | 15 | 109271.9926 | 10.9272 | 0 | 0 | 0 | 254 | 127000 | 2672.4221 | 2669.6697 | 23187.5 | 150318.4382 | 150187.5 | 0 | 130.9382 | 130.9382 | 40915.5074 | 86084.4926 | 0 | 0 | 0 | 0 | 0
2022-09-22 08:00 | 0.4535 | 0.71809 | 186065 | 81849.0632 | 2846 | 341703.9882 | 15 | 68338.4368 | 6.8338 | 0 | 0 | 0 | 254 | 127000 | 2672.4221 | 2669.6697 | 23187.5 | 150318.4382 | 150187.5 | 0 | 130.9382 | 130.9382 | 81849.0632 | 45150.9368 | 0 | 0 | 0 | 0 | 0
2022-09-22 09:00 | 0.65625 | 0.83557 | 186065 | 118442.0016 | 2846 | 397606.9872 | 15 | 31745.4984 | 3.1745 | 0 | 0 | 0 | 254 | 127000 | 2672.4221 | 2669.6697 | 23187.5 | 150318.4382 | 150187.5 | 0 | 130.9382 | 130.9382 | 118442.0016 | 8557.9984 | 0 | 0 | 0 | 0 | 0
2022-09-22 10:00 | 0.81165 | 0.89601 | 186065 | 146489.0675 | 2846 | 426367.4337 | 15 | 3698.4325 | 0.36984 | 0 | 0 | 0 | 254 | 127000 | 2672.4221 | 2669.6697 | 23187.5 | 150318.4382 | 150187.5 | 0 | 130.9382 | 130.9382 | 123301.5675 | 3698.4325 | 0 | 0 | 0 | 0 | 0
2022-09-22 11:00 | 0.9032 | 0.94168 | 186065 | 163012.2908 | 2846 | 448099.558 | 15 | 0 | 0 | 166184.835 | 0 | 0 | 254 | 127000 | 2672.4221 | 2669.6697 | 23187.5 | 150318.4382 | 150187.5 | 0 | 130.9382 | 130.9382 | 127000 | 0 | 0 | 0 | 0 | 0 | 0
2022-09-22 12:00 | 0.90447 | 0.8382 | 186065 | 163241.5042 | 2846 | 398858.4758 | 15 | 0 | 0 | 398858.4758 | 0 | 166184.835 | 254 | 127000 | 2672.4221 | 2669.6697 | 23187.5 | 150318.4382 | 150187.5 | 0 | 130.9382 | 130.9382 | 127000 | 0 | 0 | 0 | 0 | 0 | 0
2022-09-22 13:00 | 0.85483 | 0.83669 | 186065 | 154282.3256 | 2846 | 398139.9405 | 15 | 0 | 0 | 398139.9405 | 0 | 565043.3109 | 254 | 127000 | 2672.4221 | 2669.6697 | 23187.5 | 150318.4382 | 150187.5 | 0 | 130.9382 | 130.9382 | 127000 | 0 | 0 | 0 | 0 | 0 | 0
2022-09-22 14:00 | 0.73705 | 0.81429 | 186065 | 133025.032 | 2846 | 387480.8736 | 15 | 17162.468 | 1.7162 | 370318.4057 | 0 | 963183.2514 | 254 | 127000 | 2672.4221 | 2669.6697 | 23187.5 | 150318.4382 | 150187.5 | 0 | 130.9382 | 130.9382 | 109837.532 | 17162.468 | 0 | 0 | 0 | 0 | 0
2022-09-22 15:00 | 0.56042 | 0.75658 | 186065 | 101146.3109 | 2846 | 360019.5009 | 15 | 49041.1891 | 4.9041 | 310978.3118 | 0 | 1333501.6571 | 254 | 127000 | 2672.4221 | 2669.6697 | 23187.5 | 150318.4382 | 150187.5 | 0 | 130.9382 | 130.9382 | 101146.3109 | 25853.6891 | 0 | 0 | 0 | 0 | 0
2022-09-22 16:00 | 0.34242 | 0.62545 | 186065 | 61801.006 | 2846 | 297621.133 | 15 | 88386.494 | 8.8386 | 209234.639 | 0 | 1644479.9688 | 254 | 127000 | 2672.4221 | 2669.6697 | 23187.5 | 150318.4382 | 150187.5 | 0 | 130.9382 | 130.9382 | 38613.506 | 88386.494 | 0 | 0 | 0 | 0 | 0
2022-09-22 17:00 | 0.12422 | 0.34376 | 186065 | 22419.6045 | 2846 | 163578.6085 | 15 | 127767.8955 | 12.7768 | 35810.713 | 0 | 1853714.6079 | 254 | 127000 | 2672.4221 | 2669.6697 | 23187.5 | 150318.4382 | 150187.5 | 0 | 130.9382 | 130.9382 | 22419.6045 | 104580.3955 | 0 | 0 | 0 | 0 | 0
2022-09-22 18:00 | 0 | 0 | 186065 | 0 | 2846 | 0 | 15 | 150000 | 15 | 0 | 150000 | 1889525.3208 | 254 | 126812.5 | 2672.4221 | 2665.7282 | 23187.5 | 150318.4382 | 150000 | 0 | 318.4382 | 318.4382 | 0 | 126812.5 | 0 | 0 | 0 | 0 | 0
2022-09-22 19:00 | 0 | 0 | 186065 | 0 | 2846 | 0 | 15 | 150000 | 15 | 0 | 150000 | 1739525.3208 | 254 | 126812.5 | 2672.4221 | 2665.7282 | 23187.5 | 150318.4382 | 150000 | 0 | 318.4382 | 318.4382 | 0 | 126812.5 | 0 | 0 | 0 | 0 | 0
2022-09-22 20:00 | 0 | 0 | 186065 | 0 | 2846 | 0 | 15 | 150000 | 15 | 0 | 150000 | 1589525.3208 | 254 | 126812.5 | 2672.4221 | 2665.7282 | 23187.5 | 150318.4382 | 150000 | 0 | 318.4382 | 318.4382 | 0 | 126812.5 | 0 | 0 | 0 | 0 | 0
2022-09-22 21:00 | 0 | 0 | 186065 | 0 | 2846 | 0 | 15 | 150000 | 15 | 0 | 150000 | 1439525.3208 | 254 | 126812.5 | 2672.4221 | 2665.7282 | 23187.5 | 150318.4382 | 150000 | 0 | 318.4382 | 318.4382 | 0 | 126812.5 | 0 | 0 | 0 | 0 | 0
2022-09-22 22:00 | 0 | 0 | 186065 | 0 | 2846 | 0 | 15 | 150000 | 15 | 0 | 150000 | 1289525.3208 | 254 | 126812.5 | 2672.4221 | 2665.7282 | 23187.5 | 150318.4382 | 150000 | 0 | 318.4382 | 318.4382 | 0 | 126812.5 | 0 | 0 | 0 | 0 | 0
2022-09-22 23:00 | 0 | 0 | 186065 | 0 | 2846 | 0 | 15 | 150000 | 15 | 0 | 150000 | 1139525.3208 | 254 | 126812.5 | 2672.4221 | 2665.7282 | 23187.5 | 150318.4382 | 150000 | 0 | 318.4382 | 318.4382 | 0 | 126812.5 | 0 | 0 | 0 | 0 | 0
2022-09-23 | 0 | 0 | 186065 | 0 | 2846 | 0 | 15 | 150000 | 15 | 0 | 150000 | 989525.3208 | 254 | 125737.5 | 2672.4221 | 2643.1306 | 24262.5 | 151393.4382 | 150000 | 0 | 1393.4382 | 1393.4382 | 0 | 125737.5 | 0 | 0 | 0 | 0 | 0
2022-09-23 01:00 | 0 | 0 | 186065 | 0 | 2846 | 0 | 15 | 150000 | 15 | 0 | 150000 | 839525.3208 | 254 | 125737.5 | 2672.4221 | 2643.1306 | 24262.5 | 151393.4382 | 150000 | 0 | 1393.4382 | 1393.4382 | 0 | 125737.5 | 0 | 0 | 0 | 0 | 0
2022-09-23 02:00 | 0 | 0 | 186065 | 0 | 2846 | 0 | 15 | 150000 | 15 | 0 | 150000 | 689525.3208 | 254 | 125737.5 | 2672.4221 | 2643.1306 | 24262.5 | 151393.4382 | 150000 | 0 | 1393.4382 | 1393.4382 | 0 | 125737.5 | 0 | 0 | 0 | 0 | 0
2022-09-23 03:00 | 0 | 0 | 186065 | 0 | 2846 | 0 | 15 | 150000 | 15 | 0 | 150000 | 539525.3208 | 254 | 125737.5 | 2672.4221 | 2643.1306 | 24262.5 | 151393.4382 | 150000 | 0 | 1393.4382 | 1393.4382 | 0 | 125737.5 | 0 | 0 | 0 | 0 | 0
2022-09-23 04:00 | 0 | 0 | 186065 | 0 | 2846 | 0 | 15 | 150000 | 15 | 0 | 150000 | 389525.3208 | 254 | 125737.5 | 2672.4221 | 2643.1306 | 24262.5 | 151393.4382 | 150000 | 0 | 1393.4382 | 1393.4382 | 0 | 125737.5 | 0 | 0 | 0 | 0 | 0
2022-09-23 05:00 | 0 | 0 | 186065 | 0 | 2846 | 0 | 15 | 150000 | 15 | 0 | 150000 | 239525.3208 | 254 | 125737.5 | 2672.4221 | 2643.1306 | 24262.5 | 151393.4382 | 150000 | 0 | 1393.4382 | 1393.4382 | 0 | 125737.5 | 0 | 0 | 0 | 0 | 0
2022-09-23 06:00 | 0.03367 | 0.11697 | 186065 | 6076.8643 | 2846 | 55660.3149 | 15 | 145185.6357 | 14.5186 | 0 | 89525.3208 | 89525.3208 | 254 | 127000 | 2672.4221 | 2669.6697 | 24262.5 | 151393.4382 | 151262.5 | 0 | 130.9382 | 130.9382 | 0 | 127000 | 0 | 0 | 0 | 0 | 0
2022-09-23 07:00 | 0.23412 | 0.60304 | 186065 | 42254.6917 | 2846 | 286957.3076 | 15 | 109007.8083 | 10.9008 | 0 | 0 | 0 | 254 | 127000 | 2672.4221 | 2669.6697 | 24262.5 | 151393.4382 | 151262.5 | 0 | 130.9382 | 130.9382 | 17992.1917 | 109007.8083 | 0 | 0 | 0 | 0 | 0
2022-09-23 08:00 | 0.45935 | 0.763 | 186065 | 82904.889 | 2846 | 363074.4656 | 15 | 68357.611 | 6.8358 | 0 | 0 | 0 | 254 | 127000 | 2672.4221 | 2669.6697 | 24262.5 | 151393.4382 | 151262.5 | 0 | 130.9382 | 130.9382 | 82904.889 | 44095.111 | 0 | 0 | 0 | 0 | 0
2022-09-23 09:00 | 0.6576 | 0.85834 | 186065 | 118685.6537 | 2846 | 408442.119 | 15 | 32576.8463 | 3.2577 | 0 | 0 | 0 | 254 | 127000 | 2672.4221 | 2669.6697 | 24262.5 | 151393.4382 | 151262.5 | 0 | 130.9382 | 130.9382 | 94423.1537 | 32576.8463 | 0 | 0 | 0 | 0 | 0
2022-09-23 10:00 | 0.80535 | 0.9011 | 186065 | 145352.0243 | 2846 | 428789.5163 | 15 | 5910.4757 | 0.59105 | 0 | 0 | 0 | 254 | 127000 | 2672.4221 | 2669.6697 | 24262.5 | 151393.4382 | 151262.5 | 0 | 130.9382 | 130.9382 | 121089.5243 | 5910.4757 | 0 | 0 | 0 | 0 | 0
2022-09-23 11:00 | 0.89092 | 0.93223 | 186065 | 160795.9589 | 2846 | 443602.7642 | 15 | 0 | 0 | 197252.9269 | 0 | 0 | 254 | 127000 | 2672.4221 | 2669.6697 | 24262.5 | 151393.4382 | 151262.5 | 0 | 130.9382 | 130.9382 | 127000 | 0 | 0 | 0 | 0 | 0 | 0
2022-09-23 12:00 | 0.8999 | 0.87883 | 186065 | 162416.6967 | 2846 | 418192.3101 | 15 | 0 | 0 | 418192.3101 | 0 | 197252.9269 | 254 | 127000 | 2672.4221 | 2669.6697 | 24262.5 | 151393.4382 | 151262.5 | 0 | 130.9382 | 130.9382 | 127000 | 0 | 0 | 0 | 0 | 0 | 0
2022-09-23 13:00 | 0.84558 | 0.86616 | 186065 | 152612.8574 | 2846 | 412163.2754 | 15 | 0 | 0 | 412163.2754 | 0 | 615445.237 | 254 | 127000 | 2672.4221 | 2669.6697 | 24262.5 | 151393.4382 | 151262.5 | 0 | 130.9382 | 130.9382 | 127000 | 0 | 0 | 0 | 0 | 0 | 0
2022-09-23 14:00 | 0.72412 | 0.8269 | 186065 | 130691.3862 | 2846 | 393481.3573 | 15 | 20571.1138 | 2.0571 | 372910.2434 | 0 | 1027608.5124 | 254 | 127000 | 2672.4221 | 2669.6697 | 24262.5 | 151393.4382 | 151262.5 | 0 | 130.9382 | 130.9382 | 106428.8862 | 20571.1138 | 0 | 0 | 0 | 0 | 0
2022-09-23 15:00 | 0.54658 | 0.74547 | 186065 | 98648.4255 | 2846 | 354732.7941 | 15 | 52614.0745 | 5.2614 | 302118.7195 | 0 | 1400518.7558 | 254 | 127000 | 2672.4221 | 2669.6697 | 24262.5 | 151393.4382 | 151262.5 | 0 | 130.9382 | 130.9382 | 98648.4255 | 28351.5745 | 0 | 0 | 0 | 0 | 0
2022-09-23 16:00 | 0.3299 | 0.61166 | 186065 | 59541.3582 | 2846 | 291059.145 | 15 | 91721.1418 | 9.1721 | 199338.0032 | 0 | 1702637.4754 | 254 | 127000 | 2672.4221 | 2669.6697 | 24262.5 | 151393.4382 | 151262.5 | 0 | 130.9382 | 130.9382 | 59541.3582 | 67458.6418 | 0 | 0 | 0 | 0 | 0
2022-09-23 17:00 | 0.11495 | 0.30785 | 186065 | 20746.5266 | 2846 | 146490.7919 | 15 | 130515.9734 | 13.0516 | 15974.8185 | 0 | 1901975.4785 | 254 | 127000 | 2672.4221 | 2669.6697 | 24262.5 | 151393.4382 | 151262.5 | 0 | 130.9382 | 130.9382 | 0 | 127000 | 0 | 0 | 0 | 0 | 0
2022-09-23 18:00 | 0 | 0 | 186065 | 0 | 2846 | 0 | 15 | 150000 | 15 | 0 | 150000 | 1917950.2971 | 254 | 125737.5 | 2672.4221 | 2643.1306 | 24262.5 | 151393.4382 | 150000 | 0 | 1393.4382 | 1393.4382 | 0 | 125737.5 | 0 | 0 | 0 | 0 | 0
2022-09-23 19:00 | 0 | 0 | 186065 | 0 | 2846 | 0 | 15 | 150000 | 15 | 0 | 150000 | 1767950.2971 | 254 | 125737.5 | 2672.4221 | 2643.1306 | 24262.5 | 151393.4382 | 150000 | 0 | 1393.4382 | 1393.4382 | 0 | 125737.5 | 0 | 0 | 0 | 0 | 0
2022-09-23 20:00 | 0 | 0 | 186065 | 0 | 2846 | 0 | 15 | 150000 | 15 | 0 | 150000 | 1617950.2971 | 254 | 125737.5 | 2672.4221 | 2643.1306 | 24262.5 | 151393.4382 | 150000 | 0 | 1393.4382 | 1393.4382 | 0 | 125737.5 | 0 | 0 | 0 | 0 | 0
2022-09-23 21:00 | 0 | 0 | 186065 | 0 | 2846 | 0 | 15 | 150000 | 15 | 0 | 150000 | 1467950.2971 | 254 | 125737.5 | 2672.4221 | 2643.1306 | 24262.5 | 151393.4382 | 150000 | 0 | 1393.4382 | 1393.4382 | 0 | 125737.5 | 0 | 0 | 0 | 0 | 0
2022-09-23 22:00 | 0 | 0 | 186065 | 0 | 2846 | 0 | 15 | 150000 | 15 | 0 | 150000 | 1317950.2971 | 254 | 125737.5 | 2672.4221 | 2643.1306 | 24262.5 | 151393.4382 | 150000 | 0 | 1393.4382 | 1393.4382 | 0 | 125737.5 | 0 | 0 | 0 | 0 | 0
2022-09-23 23:00 | 0 | 0 | 186065 | 0 | 2846 | 0 | 15 | 150000 | 15 | 0 | 150000 | 1167950.2971 | 254 | 125737.5 | 2672.4221 | 2643.1306 | 24262.5 | 151393.4382 | 150000 | 0 | 1393.4382 | 1393.4382 | 0 | 125737.5 | 0 | 0 | 0 | 0 | 0
2022-09-24 | 0 | 0 | 186065 | 0 | 2846 | 0 | 15 | 149916.6667 | 14.9917 | 0 | 149916.6667 | 1017950.2971 | 254 | 127000 | 2672.4221 | 2669.6697 | 22916.6667 | 150047.6049 | 149916.6667 | 0 | 130.9382 | 130.9382 | 0 | 127000 | 0 | 0 | 0 | 0 | 0
2022-09-24 01:00 | 0 | 0 | 186065 | 0 | 2846 | 0 | 15 | 149916.6667 | 14.9917 | 0 | 149916.6667 | 868033.6304 | 254 | 127000 | 2672.4221 | 2669.6697 | 22916.6667 | 150047.6049 | 149916.6667 | 0 | 130.9382 | 130.9382 | 0 | 127000 | 0 | 0 | 0 | 0 | 0
2022-09-24 02:00 | 0 | 0 | 186065 | 0 | 2846 | 0 | 15 | 149916.6667 | 14.9917 | 0 | 149916.6667 | 718116.9637 | 254 | 127000 | 2672.4221 | 2669.6697 | 22916.6667 | 150047.6049 | 149916.6667 | 0 | 130.9382 | 130.9382 | 0 | 127000 | 0 | 0 | 0 | 0 | 0
2022-09-24 03:00 | 0 | 0 | 186065 | 0 | 2846 | 0 | 15 | 149916.6667 | 14.9917 | 0 | 149916.6667 | 568200.2971 | 254 | 127000 | 2672.4221 | 2669.6697 | 22916.6667 | 150047.6049 | 149916.6667 | 0 | 130.9382 | 130.9382 | 0 | 127000 | 0 | 0 | 0 | 0 | 0
2022-09-24 04:00 | 0 | 0 | 186065 | 0 | 2846 | 0 | 15 | 149916.6667 | 14.9917 | 0 | 149916.6667 | 418283.6304 | 254 | 127000 | 2672.4221 | 2669.6697 | 22916.6667 | 150047.6049 | 149916.6667 | 0 | 130.9382 | 130.9382 | 0 | 127000 | 0 | 0 | 0 | 0 | 0
2022-09-24 05:00 | 0 | 0 | 186065 | 0 | 2846 | 0 | 15 | 149916.6667 | 14.9917 | 0 | 149916.6667 | 268366.9637 | 254 | 127000 | 2672.4221 | 2669.6697 | 22916.6667 | 150047.6049 | 149916.6667 | 0 | 130.9382 | 130.9382 | 0 | 127000 | 0 | 0 | 0 | 0 | 0
2022-09-24 06:00 | 0.02923 | 0.05504 | 186065 | 5275.5196 | 2846 | 26190.85 | 15 | 144641.1471 | 14.4641 | 0 | 118450.2971 | 118450.2971 | 254 | 127000 | 2672.4221 | 2669.6697 | 22916.6667 | 150047.6049 | 149916.6667 | 0 | 130.9382 | 130.9382 | 0 | 127000 | 0 | 0 | 0 | 0 | 0
2022-09-24 07:00 | 0.21755 | 0.48197 | 186065 | 39264.0875 | 2846 | 229346.0029 | 15 | 110652.5791 | 11.0653 | 0 | 0 | 0 | 254 | 127000 | 2672.4221 | 2669.6697 | 22916.6667 | 150047.6049 | 149916.6667 | 0 | 130.9382 | 130.9382 | 39264.0875 | 87735.9125 | 0 | 0 | 0 | 0 | 0
2022-09-24 08:00 | 0.43902 | 0.66493 | 186065 | 79235.6686 | 2846 | 316407.7384 | 15 | 70680.9981 | 7.0681 | 0 | 0 | 0 | 254 | 127000 | 2672.4221 | 2669.6697 | 22916.6667 | 150047.6049 | 149916.6667 | 0 | 130.9382 | 130.9382 | 79235.6686 | 47764.3314 | 0 | 0 | 0 | 0 | 0
2022-09-24 09:00 | 0.63745 | 0.77701 | 186065 | 115048.9202 | 2846 | 369741.1409 | 15 | 34867.7464 | 3.4868 | 0 | 0 | 0 | 254 | 127000 | 2672.4221 | 2669.6697 | 22916.6667 | 150047.6049 | 149916.6667 | 0 | 130.9382 | 130.9382 | 115048.9202 | 11951.0798 | 0 | 0 | 0 | 0 | 0
2022-09-24 10:00 | 0.7873 | 0.83805 | 186065 | 142094.3053 | 2846 | 398787.0982 | 15 | 7822.3614 | 0.78224 | 66710.4717 | 0 | 0 | 254 | 127000 | 2672.4221 | 2669.6697 | 22916.6667 | 150047.6049 | 149916.6667 | 0 | 130.9382 | 130.9382 | 119177.6386 | 7822.3614 | 0 | 0 | 0 | 0 | 0
2022-09-24 11:00 | 0.87467 | 0.86884 | 186065 | 157863.1093 | 2846 | 413438.5566 | 15 | 0 | 0 | 413438.5566 | 0 | 66710.4717 | 254 | 127000 | 2672.4221 | 2669.6697 | 22916.6667 | 150047.6049 | 149916.6667 | 0 | 130.9382 | 130.9382 | 127000 | 0 | 0 | 0 | 0 | 0 | 0
2022-09-24 12:00 | 0.8812 | 0.80201 | 186065 | 159041.6637 | 2846 | 381637.4209 | 15 | 0 | 0 | 381637.4209 | 0 | 480149.0283 | 254 | 127000 | 2672.4221 | 2669.6697 | 22916.6667 | 150047.6049 | 149916.6667 | 0 | 130.9382 | 130.9382 | 127000 | 0 | 0 | 0 | 0 | 0 | 0
2022-09-24 13:00 | 0.82767 | 0.78764 | 186065 | 149380.406 | 2846 | 374799.4392 | 15 | 536.2607 | 0.053626 | 374263.1785 | 0 | 861786.4492 | 254 | 127000 | 2672.4221 | 2669.6697 | 22916.6667 | 150047.6049 | 149916.6667 | 0 | 130.9382 | 130.9382 | 126463.7393 | 536.2607 | 0 | 0 | 0 | 0 | 0
2022-09-24 14:00 | 0.70615 | 0.74658 | 186065 | 127448.1058 | 2846 | 355260.9889 | 15 | 22468.5609 | 2.2469 | 332792.428 | 0 | 1236049.6277 | 254 | 127000 | 2672.4221 | 2669.6697 | 22916.6667 | 150047.6049 | 149916.6667 | 0 | 130.9382 | 130.9382 | 104531.4391 | 22468.5609 | 0 | 0 | 0 | 0 | 0
2022-09-24 15:00 | 0.5271 | 0.64712 | 186065 | 95132.6157 | 2846 | 307932.8285 | 15 | 54784.051 | 5.4784 | 253148.7775 | 0 | 1568842.0557 | 254 | 127000 | 2672.4221 | 2669.6697 | 22916.6667 | 150047.6049 | 149916.6667 | 0 | 130.9382 | 130.9382 | 72215.949 | 54784.051 | 0 | 0 | 0 | 0 | 0
2022-09-24 16:00 | 0.3103 | 0.49291 | 186065 | 56003.8904 | 2846 | 234551.815 | 15 | 93912.7763 | 9.3913 | 140639.0387 | 0 | 1821990.8332 | 254 | 127000 | 2672.4221 | 2669.6697 | 22916.6667 | 150047.6049 | 149916.6667 | 0 | 130.9382 | 130.9382 | 33087.2237 | 93912.7763 | 0 | 0 | 0 | 0 | 0
2022-09-24 17:00 | 0.10118 | 0.19583 | 186065 | 18261.275 | 2846 | 93185.9405 | 15 | 131655.3917 | 13.1655 | 0 | 38469.4512 | 1962629.872 | 254 | 127000 | 2672.4221 | 2669.6697 | 22916.6667 | 150047.6049 | 149916.6667 | 0 | 130.9382 | 130.9382 | 18261.275 | 108738.725 | 0 | 0 | 0 | 0 | 0
2022-09-24 18:00 | 0 | 0 | 186065 | 0 | 2846 | 0 | 15 | 149916.6667 | 14.9917 | 0 | 149916.6667 | 1924160.4208 | 254 | 127000 | 2672.4221 | 2669.6697 | 22916.6667 | 150047.6049 | 149916.6667 | 0 | 130.9382 | 130.9382 | 0 | 127000 | 0 | 0 | 0 | 0 | 0
2022-09-24 19:00 | 0 | 0 | 186065 | 0 | 2846 | 0 | 15 | 149916.6667 | 14.9917 | 0 | 149916.6667 | 1774243.7541 | 254 | 127000 | 2672.4221 | 2669.6697 | 22916.6667 | 150047.6049 | 149916.6667 | 0 | 130.9382 | 130.9382 | 0 | 127000 | 0 | 0 | 0 | 0 | 0
2022-09-24 20:00 | 0 | 0 | 186065 | 0 | 2846 | 0 | 15 | 149916.6667 | 14.9917 | 0 | 149916.6667 | 1624327.0875 | 254 | 127000 | 2672.4221 | 2669.6697 | 22916.6667 | 150047.6049 | 149916.6667 | 0 | 130.9382 | 130.9382 | 0 | 127000 | 0 | 0 | 0 | 0 | 0
2022-09-24 21:00 | 0 | 0 | 186065 | 0 | 2846 | 0 | 15 | 149916.6667 | 14.9917 | 0 | 149916.6667 | 1474410.4208 | 254 | 127000 | 2672.4221 | 2669.6697 | 22916.6667 | 150047.6049 | 149916.6667 | 0 | 130.9382 | 130.9382 | 0 | 127000 | 0 | 0 | 0 | 0 | 0
2022-09-24 22:00 | 0 | 0 | 186065 | 0 | 2846 | 0 | 15 | 149916.6667 | 14.9917 | 0 | 149916.6667 | 1324493.7541 | 254 | 127000 | 2672.4221 | 2669.6697 | 22916.6667 | 150047.6049 | 149916.6667 | 0 | 130.9382 | 130.9382 | 0 | 127000 | 0 | 0 | 0 | 0 | 0
2022-09-24 23:00 | 0 | 0 | 186065 | 0 | 2846 | 0 | 15 | 149916.6667 | 14.9917 | 0 | 149916.6667 | 1174577.0875 | 254 | 127000 | 2672.4221 | 2669.6697 | 22916.6667 | 150047.6049 | 149916.6667 | 0 | 130.9382 | 130.9382 | 0 | 127000 | 0 | 0 | 0 | 0 | 0
2022-09-25 | 0 | 0 | 186065 | 0 | 2846 | 0 | 15 | 149666.6667 | 14.9667 | 0 | 149666.6667 | 1024660.4208 | 254 | 127000 | 2672.4221 | 2669.6697 | 22666.6667 | 149797.6049 | 149666.6667 | 0 | 130.9382 | 130.9382 | 0 | 127000 | 0 | 0 | 0 | 0 | 0
2022-09-25 01:00 | 0 | 0 | 186065 | 0 | 2846 | 0 | 15 | 149666.6667 | 14.9667 | 0 | 149666.6667 | 874993.7541 | 254 | 127000 | 2672.4221 | 2669.6697 | 22666.6667 | 149797.6049 | 149666.6667 | 0 | 130.9382 | 130.9382 | 0 | 127000 | 0 | 0 | 0 | 0 | 0
2022-09-25 02:00 | 0 | 0 | 186065 | 0 | 2846 | 0 | 15 | 149666.6667 | 14.9667 | 0 | 149666.6667 | 725327.0875 | 254 | 127000 | 2672.4221 | 2669.6697 | 22666.6667 | 149797.6049 | 149666.6667 | 0 | 130.9382 | 130.9382 | 0 | 127000 | 0 | 0 | 0 | 0 | 0
2022-09-25 03:00 | 0 | 0 | 186065 | 0 | 2846 | 0 | 15 | 149666.6667 | 14.9667 | 0 | 149666.6667 | 575660.4208 | 254 | 127000 | 2672.4221 | 2669.6697 | 22666.6667 | 149797.6049 | 149666.6667 | 0 | 130.9382 | 130.9382 | 0 | 127000 | 0 | 0 | 0 | 0 | 0
2022-09-25 04:00 | 0 | 0 | 186065 | 0 | 2846 | 0 | 15 | 149666.6667 | 14.9667 | 0 | 149666.6667 | 425993.7541 | 254 | 127000 | 2672.4221 | 2669.6697 | 22666.6667 | 149797.6049 | 149666.6667 | 0 | 130.9382 | 130.9382 | 0 | 127000 | 0 | 0 | 0 | 0 | 0
2022-09-25 05:00 | 0 | 0 | 186065 | 0 | 2846 | 0 | 15 | 149666.6667 | 14.9667 | 0 | 149666.6667 | 276327.0875 | 254 | 127000 | 2672.4221 | 2669.6697 | 22666.6667 | 149797.6049 | 149666.6667 | 0 | 130.9382 | 130.9382 | 0 | 127000 | 0 | 0 | 0 | 0 | 0
2022-09-25 06:00 | 0.02773 | 0.03783 | 186065 | 5004.795 | 2846 | 18001.4509 | 15 | 144661.8717 | 14.4662 | 0 | 126660.4208 | 126660.4208 | 254 | 127000 | 2672.4221 | 2669.6697 | 22666.6667 | 149797.6049 | 149666.6667 | 0 | 130.9382 | 130.9382 | 0 | 127000 | 0 | 0 | 0 | 0 | 0
2022-09-25 07:00 | 0.21435 | 0.44957 | 186065 | 38686.5418 | 2846 | 213928.424 | 15 | 110980.1249 | 11.098 | 0 | 0 | 0 | 254 | 127000 | 2672.4221 | 2669.6697 | 22666.6667 | 149797.6049 | 149666.6667 | 0 | 130.9382 | 130.9382 | 16019.8751 | 110980.1249 | 0 | 0 | 0 | 0 | 0
2022-09-25 08:00 | 0.43767 | 0.66955 | 186065 | 78992.0165 | 2846 | 318606.171 | 15 | 70674.6502 | 7.0675 | 0 | 0 | 0 | 254 | 127000 | 2672.4221 | 2669.6697 | 22666.6667 | 149797.6049 | 149666.6667 | 0 | 130.9382 | 130.9382 | 78992.0165 | 48007.9835 | 0 | 0 | 0 | 0 | 0
2022-09-25 09:00 | 0.63662 | 0.77921 | 186065 | 114899.1193 | 2846 | 370788.0136 | 15 | 34767.5474 | 3.4768 | 0 | 0 | 0 | 254 | 127000 | 2672.4221 | 2669.6697 | 22666.6667 | 149797.6049 | 149666.6667 | 0 | 130.9382 | 130.9382 | 92232.4526 | 34767.5474 | 0 | 0 | 0 | 0 | 0
2022-09-25 10:00 | 0.78605 | 0.84509 | 186065 | 141868.7015 | 2846 | 402137.0906 | 15 | 7797.9652 | 0.7798 | 221950.7744 | 0 | 0 | 254 | 127000 | 2672.4221 | 2669.6697 | 22666.6667 | 149797.6049 | 149666.6667 | 0 | 130.9382 | 130.9382 | 127000 | 0 | 0 | 0 | 0 | 0 | 0
2022-09-25 11:00 | 0.87258 | 0.88005 | 186065 | 157485.8998 | 2846 | 418772.8486 | 15 | 0 | 0 | 418772.8486 | 0 | 221950.7744 | 254 | 127000 | 2672.4221 | 2669.6697 | 22666.6667 | 149797.6049 | 149666.6667 | 0 | 130.9382 | 130.9382 | 127000 | 0 | 0 | 0 | 0 | 0 | 0
2022-09-25 12:00 | 0.8665 | 0.7365 | 186065 | 156388.5628 | 2846 | 350464.4088 | 15 | 0 | 0 | 350464.4088 | 0 | 640723.623 | 254 | 127000 | 2672.4221 | 2669.6697 | 22666.6667 | 149797.6049 | 149666.6667 | 0 | 130.9382 | 130.9382 | 127000 | 0 | 0 | 0 | 0 | 0 | 0
2022-09-25 13:00 | 0.81192 | 0.72073 | 186065 | 146537.798 | 2846 | 342960.2354 | 15 | 3128.8687 | 0.31289 | 339831.3667 | 0 | 991188.0318 | 254 | 127000 | 2672.4221 | 2669.6697 | 22666.6667 | 149797.6049 | 149666.6667 | 0 | 130.9382 | 130.9382 | 123871.1313 | 3128.8687 | 0 | 0 | 0 | 0 | 0
2022-09-25 14:00 | 0.68762 | 0.67767 | 186065 | 124103.7548 | 2846 | 322470.0827 | 15 | 25562.9118 | 2.5563 | 296907.1709 | 0 | 1331019.3984 | 254 | 127000 | 2672.4221 | 2669.6697 | 22666.6667 | 149797.6049 | 149666.6667 | 0 | 130.9382 | 130.9382 | 124103.7548 | 2896.2452 | 0 | 0 | 0 | 0 | 0
2022-09-25 15:00 | 0.5088 | 0.58371 | 186065 | 91829.7758 | 2846 | 277759.104 | 15 | 57836.8908 | 5.7837 | 219922.2131 | 0 | 1627926.5693 | 254 | 127000 | 2672.4221 | 2669.6697 | 22666.6667 | 149797.6049 | 149666.6667 | 0 | 130.9382 | 130.9382 | 91829.7758 | 35170.2242 | 0 | 0 | 0 | 0 | 0
2022-09-25 16:00 | 0.29542 | 0.42621 | 186065 | 53318.3026 | 2846 | 202812.54 | 15 | 96348.364 | 9.6348 | 106464.1759 | 0 | 1847848.7824 | 254 | 127000 | 2672.4221 | 2669.6697 | 22666.6667 | 149797.6049 | 149666.6667 | 0 | 130.9382 | 130.9382 | 30651.636 | 96348.364 | 0 | 0 | 0 | 0 | 0
2022-09-25 17:00 | 0.09285 | 0.15182 | 186065 | 16757.8512 | 2846 | 72243.7292 | 15 | 132908.8155 | 13.2909 | 0 | 60665.0863 | 1954312.9583 | 254 | 127000 | 2672.4221 | 2669.6697 | 22666.6667 | 149797.6049 | 149666.6667 | 0 | 130.9382 | 130.9382 | 16757.8512 | 110242.1488 | 0 | 0 | 0 | 0 | 0
2022-09-25 18:00 | 0 | 0 | 186065 | 0 | 2846 | 0 | 15 | 149666.6667 | 14.9667 | 0 | 149666.6667 | 1893647.872 | 254 | 127000 | 2672.4221 | 2669.6697 | 22666.6667 | 149797.6049 | 149666.6667 | 0 | 130.9382 | 130.9382 | 0 | 127000 | 0 | 0 | 0 | 0 | 0
2022-09-25 19:00 | 0 | 0 | 186065 | 0 | 2846 | 0 | 15 | 149666.6667 | 14.9667 | 0 | 149666.6667 | 1743981.2054 | 254 | 127000 | 2672.4221 | 2669.6697 | 22666.6667 | 149797.6049 | 149666.6667 | 0 | 130.9382 | 130.9382 | 0 | 127000 | 0 | 0 | 0 | 0 | 0
2022-09-25 20:00 | 0 | 0 | 186065 | 0 | 2846 | 0 | 15 | 149666.6667 | 14.9667 | 0 | 149666.6667 | 1594314.5387 | 254 | 127000 | 2672.4221 | 2669.6697 | 22666.6667 | 149797.6049 | 149666.6667 | 0 | 130.9382 | 130.9382 | 0 | 127000 | 0 | 0 | 0 | 0 | 0
2022-09-25 21:00 | 0 | 0 | 186065 | 0 | 2846 | 0 | 15 | 149666.6667 | 14.9667 | 0 | 149666.6667 | 1444647.872 | 254 | 127000 | 2672.4221 | 2669.6697 | 22666.6667 | 149797.6049 | 149666.6667 | 0 | 130.9382 | 130.9382 | 0 | 127000 | 0 | 0 | 0 | 0 | 0
2022-09-25 22:00 | 0 | 0 | 186065 | 0 | 2846 | 0 | 15 | 149666.6667 | 14.9667 | 0 | 149666.6667 | 1294981.2054 | 254 | 127000 | 2672.4221 | 2669.6697 | 22666.6667 | 149797.6049 | 149666.6667 | 0 | 130.9382 | 130.9382 | 0 | 127000 | 0 | 0 | 0 | 0 | 0
2022-09-25 23:00 | 0 | 0 | 186065 | 0 | 2846 | 0 | 15 | 149666.6667 | 14.9667 | 0 | 149666.6667 | 1145314.5387 | 254 | 127000 | 2672.4221 | 2669.6697 | 22666.6667 | 149797.6049 | 149666.6667 | 0 | 130.9382 | 130.9382 | 0 | 127000 | 0 | 0 | 0 | 0 | 0
2022-09-26 | 0 | 0 | 186065 | 0 | 2846 | 0 | 15 | 149625 | 14.9625 | 0 | 149625 | 995647.872 | 254 | 127000 | 2672.4221 | 2669.6697 | 22625 | 149755.9382 | 149625 | 0 | 130.9382 | 130.9382 | 0 | 127000 | 0 | 0 | 0 | 0 | 0
2022-09-26 01:00 | 0 | 0 | 186065 | 0 | 2846 | 0 | 15 | 149625 | 14.9625 | 0 | 149625 | 846022.872 | 254 | 127000 | 2672.4221 | 2669.6697 | 22625 | 149755.9382 | 149625 | 0 | 130.9382 | 130.9382 | 0 | 127000 | 0 | 0 | 0 | 0 | 0
2022-09-26 02:00 | 0 | 0 | 186065 | 0 | 2846 | 0 | 15 | 149625 | 14.9625 | 0 | 149625 | 696397.872 | 254 | 127000 | 2672.4221 | 2669.6697 | 22625 | 149755.9382 | 149625 | 0 | 130.9382 | 130.9382 | 0 | 127000 | 0 | 0 | 0 | 0 | 0
2022-09-26 03:00 | 0 | 0 | 186065 | 0 | 2846 | 0 | 15 | 149625 | 14.9625 | 0 | 149625 | 546772.872 | 254 | 127000 | 2672.4221 | 2669.6697 | 22625 | 149755.9382 | 149625 | 0 | 130.9382 | 130.9382 | 0 | 127000 | 0 | 0 | 0 | 0 | 0
2022-09-26 04:00 | 0 | 0 | 186065 | 0 | 2846 | 0 | 15 | 149625 | 14.9625 | 0 | 149625 | 397147.872 | 254 | 127000 | 2672.4221 | 2669.6697 | 22625 | 149755.9382 | 149625 | 0 | 130.9382 | 130.9382 | 0 | 127000 | 0 | 0 | 0 | 0 | 0
2022-09-26 05:00 | 0 | 0 | 186065 | 0 | 2846 | 0 | 15 | 149625 | 14.9625 | 0 | 149625 | 247522.872 | 254 | 127000 | 2672.4221 | 2669.6697 | 22625 | 149755.9382 | 149625 | 0 | 130.9382 | 130.9382 | 0 | 127000 | 0 | 0 | 0 | 0 | 0
2022-09-26 06:00 | 0.02933 | 0.09758 | 186065 | 5293.5679 | 2846 | 46433.5601 | 15 | 144331.4321 | 14.4331 | 0 | 97897.872 | 97897.872 | 254 | 127000 | 2672.4221 | 2669.6697 | 22625 | 149755.9382 | 149625 | 0 | 130.9382 | 130.9382 | 5293.5679 | 121706.4321 | 0 | 0 | 0 | 0 | 0
2022-09-26 07:00 | 0.22418 | 0.57655 | 186065 | 40460.6901 | 2846 | 274352.0094 | 15 | 109164.3099 | 10.9164 | 0 | 0 | 0 | 254 | 127000 | 2672.4221 | 2669.6697 | 22625 | 149755.9382 | 149625 | 0 | 130.9382 | 130.9382 | 40460.6901 | 86539.3099 | 0 | 0 | 0 | 0 | 0
2022-09-26 08:00 | 0.44875 | 0.77123 | 186065 | 80991.7687 | 2846 | 366990.721 | 15 | 68633.2313 | 6.8633 | 0 | 0 | 0 | 254 | 127000 | 2672.4221 | 2669.6697 | 22625 | 149755.9382 | 149625 | 0 | 130.9382 | 130.9382 | 58366.7687 | 68633.2313 | 0 | 0 | 0 | 0 | 0
2022-09-26 09:00 | 0.6459 | 0.85985 | 186065 | 116574.002 | 2846 | 409160.6543 | 15 | 33050.998 | 3.3051 | 0 | 0 | 0 | 254 | 127000 | 2672.4221 | 2669.6697 | 22625 | 149755.9382 | 149625 | 0 | 130.9382 | 130.9382 | 116574.002 | 10425.998 | 0 | 0 | 0 | 0 | 0
2022-09-26 10:00 | 0.7936 | 0.91262 | 186065 | 143231.3485 | 2846 | 434271.3221 | 15 | 6393.6515 | 0.63937 | 125662.6807 | 0 | 0 | 254 | 127000 | 2672.4221 | 2669.6697 | 22625 | 149755.9382 | 149625 | 0 | 130.9382 | 130.9382 | 127000 | 0 | 0 | 0 | 0 | 0 | 0
2022-09-26 11:00 | 0.87895 | 0.93818 | 186065 | 158635.5768 | 2846 | 446434.0788 | 15 | 0 | 0 | 446434.0788 | 0 | 125662.6807 | 254 | 127000 | 2672.4221 | 2669.6697 | 22625 | 149755.9382 | 149625 | 0 | 130.9382 | 130.9382 | 127000 | 0 | 0 | 0 | 0 | 0 | 0
2022-09-26 12:00 | 0.86645 | 0.78579 | 186065 | 156379.5387 | 2846 | 373919.1144 | 15 | 0 | 0 | 373919.1144 | 0 | 572096.7595 | 254 | 127000 | 2672.4221 | 2669.6697 | 22625 | 149755.9382 | 149625 | 0 | 130.9382 | 130.9382 | 127000 | 0 | 0 | 0 | 0 | 0 | 0
2022-09-26 13:00 | 0.81138 | 0.76319 | 186065 | 146440.3371 | 2846 | 363164.8773 | 15 | 3184.6629 | 0.31847 | 359980.2144 | 0 | 946015.874 | 254 | 127000 | 2672.4221 | 2669.6697 | 22625 | 149755.9382 | 149625 | 0 | 130.9382 | 130.9382 | 127000 | 0 | 0 | 0 | 0 | 0 | 0
2022-09-26 14:00 | 0.68788 | 0.71313 | 186065 | 124150.6804 | 2846 | 339343.7663 | 15 | 25474.3196 | 2.5474 | 313869.4467 | 0 | 1305996.0884 | 254 | 127000 | 2672.4221 | 2669.6697 | 22625 | 149755.9382 | 149625 | 0 | 130.9382 | 130.9382 | 101525.6804 | 25474.3196 | 0 | 0 | 0 | 0 | 0
2022-09-26 15:00 | 0.5079 | 0.61059 | 186065 | 91667.3411 | 2846 | 290549.9842 | 15 | 57957.6589 | 5.7958 | 232592.3253 | 0 | 1619865.5351 | 254 | 127000 | 2672.4221 | 2669.6697 | 22625 | 149755.9382 | 149625 | 0 | 130.9382 | 130.9382 | 69042.3411 | 57957.6589 | 0 | 0 | 0 | 0 | 0
2022-09-26 16:00 | 0.29235 | 0.44935 | 186065 | 52764.2197 | 2846 | 213823.7367 | 15 | 96860.7803 | 9.6861 | 116962.9564 | 0 | 1852457.8604 | 254 | 127000 | 2672.4221 | 2669.6697 | 22625 | 149755.9382 | 149625 | 0 | 130.9382 | 130.9382 | 30139.2197 | 96860.7803 | 0 | 0 | 0 | 0 | 0
2022-09-26 17:00 | 0.089 | 0.1494 | 186065 | 16062.9914 | 2846 | 71092.1693 | 15 | 133562.0085 | 13.3562 | 0 | 62469.8393 | 1969420.8168 | 254 | 127000 | 2672.4221 | 2669.6697 | 22625 | 149755.9382 | 149625 | 0 | 130.9382 | 130.9382 | 16062.9914 | 110937.0085 | 0 | 0 | 0 | 0 | 0
2022-09-26 18:00 | 0 | 0 | 186065 | 0 | 2846 | 0 | 15 | 149625 | 14.9625 | 0 | 149625 | 1906950.9775 | 254 | 127000 | 2672.4221 | 2669.6697 | 22625 | 149755.9382 | 149625 | 0 | 130.9382 | 130.9382 | 0 | 127000 | 0 | 0 | 0 | 0 | 0
2022-09-26 19:00 | 0 | 0 | 186065 | 0 | 2846 | 0 | 15 | 149625 | 14.9625 | 0 | 149625 | 1757325.9775 | 254 | 127000 | 2672.4221 | 2669.6697 | 22625 | 149755.9382 | 149625 | 0 | 130.9382 | 130.9382 | 0 | 127000 | 0 | 0 | 0 | 0 | 0
2022-09-26 20:00 | 0 | 0 | 186065 | 0 | 2846 | 0 | 15 | 149625 | 14.9625 | 0 | 149625 | 1607700.9775 | 254 | 127000 | 2672.4221 | 2669.6697 | 22625 | 149755.9382 | 149625 | 0 | 130.9382 | 130.9382 | 0 | 127000 | 0 | 0 | 0 | 0 | 0
2022-09-26 21:00 | 0 | 0 | 186065 | 0 | 2846 | 0 | 15 | 149625 | 14.9625 | 0 | 149625 | 1458075.9775 | 254 | 127000 | 2672.4221 | 2669.6697 | 22625 | 149755.9382 | 149625 | 0 | 130.9382 | 130.9382 | 0 | 127000 | 0 | 0 | 0 | 0 | 0
2022-09-26 22:00 | 0 | 0 | 186065 | 0 | 2846 | 0 | 15 | 149625 | 14.9625 | 0 | 149625 | 1308450.9775 | 254 | 127000 | 2672.4221 | 2669.6697 | 22625 | 149755.9382 | 149625 | 0 | 130.9382 | 130.9382 | 0 | 127000 | 0 | 0 | 0 | 0 | 0
2022-09-26 23:00 | 0 | 0 | 186065 | 0 | 2846 | 0 | 15 | 149625 | 14.9625 | 0 | 149625 | 1158825.9775 | 254 | 127000 | 2672.4221 | 2669.6697 | 22625 | 149755.9382 | 149625 | 0 | 130.9382 | 130.9382 | 0 | 127000 | 0 | 0 | 0 | 0 | 0
2022-09-27 | 0 | 0 | 186065 | 0 | 2846 | 0 | 15 | 149416.6667 | 14.9417 | 0 | 149416.6667 | 1009200.9775 | 254 | 127000 | 2672.4221 | 2669.6697 | 22416.6667 | 149547.6049 | 149416.6667 | 0 | 130.9382 | 130.9382 | 0 | 127000 | 0 | 0 | 0 | 0 | 0
2022-09-27 01:00 | 0 | 0 | 186065 | 0 | 2846 | 0 | 15 | 149416.6667 | 14.9417 | 0 | 149416.6667 | 859784.3109 | 254 | 127000 | 2672.4221 | 2669.6697 | 22416.6667 | 149547.6049 | 149416.6667 | 0 | 130.9382 | 130.9382 | 0 | 127000 | 0 | 0 | 0 | 0 | 0
2022-09-27 02:00 | 0 | 0 | 186065 | 0 | 2846 | 0 | 15 | 149416.6667 | 14.9417 | 0 | 149416.6667 | 710367.6442 | 254 | 127000 | 2672.4221 | 2669.6697 | 22416.6667 | 149547.6049 | 149416.6667 | 0 | 130.9382 | 130.9382 | 0 | 127000 | 0 | 0 | 0 | 0 | 0
2022-09-27 03:00 | 0 | 0 | 186065 | 0 | 2846 | 0 | 15 | 149416.6667 | 14.9417 | 0 | 149416.6667 | 560950.9775 | 254 | 127000 | 2672.4221 | 2669.6697 | 22416.6667 | 149547.6049 | 149416.6667 | 0 | 130.9382 | 130.9382 | 0 | 127000 | 0 | 0 | 0 | 0 | 0
2022-09-27 04:00 | 0 | 0 | 186065 | 0 | 2846 | 0 | 15 | 149416.6667 | 14.9417 | 0 | 149416.6667 | 411534.3109 | 254 | 127000 | 2672.4221 | 2669.6697 | 22416.6667 | 149547.6049 | 149416.6667 | 0 | 130.9382 | 130.9382 | 0 | 127000 | 0 | 0 | 0 | 0 | 0
2022-09-27 05:00 | 0 | 0 | 186065 | 0 | 2846 | 0 | 15 | 149416.6667 | 14.9417 | 0 | 149416.6667 | 262117.6442 | 254 | 127000 | 2672.4221 | 2669.6697 | 22416.6667 | 149547.6049 | 149416.6667 | 0 | 130.9382 | 130.9382 | 0 | 127000 | 0 | 0 | 0 | 0 | 0
2022-09-27 06:00 | 0.02723 | 0.06683 | 186065 | 4914.5535 | 2846 | 31801.1357 | 15 | 144502.1132 | 14.4502 | 0 | 112700.9775 | 112700.9775 | 254 | 127000 | 2672.4221 | 2669.6697 | 22416.6667 | 149547.6049 | 149416.6667 | 0 | 130.9382 | 130.9382 | 0 | 127000 | 0 | 0 | 0 | 0 | 0
2022-09-27 07:00 | 0.2169 | 0.51748 | 186065 | 39146.7735 | 2846 | 246243.479 | 15 | 110269.8931 | 11.027 | 0 | 0 | 0 | 254 | 127000 | 2672.4221 | 2669.6697 | 22416.6667 | 149547.6049 | 149416.6667 | 0 | 130.9382 | 130.9382 | 16730.1069 | 110269.8931 | 0 | 0 | 0 | 0 | 0
2022-09-27 08:00 | 0.44167 | 0.72349 | 186065 | 79713.9487 | 2846 | 344273.5847 | 15 | 69702.718 | 6.9703 | 0 | 0 | 0 | 254 | 127000 | 2672.4221 | 2669.6697 | 22416.6667 | 149547.6049 | 149416.6667 | 0 | 130.9382 | 130.9382 | 57297.282 | 69702.718 | 0 | 0 | 0 | 0 | 0
2022-09-27 09:00 | 0.63953 | 0.82324 | 186065 | 115424.325 | 2846 | 391739.7419 | 15 | 33992.3417 | 3.3992 | 0 | 0 | 0 | 254 | 127000 | 2672.4221 | 2669.6697 | 22416.6667 | 149547.6049 | 149416.6667 | 0 | 130.9382 | 130.9382 | 93007.6583 | 33992.3417 | 0 | 0 | 0 | 0 | 0
2022-09-27 10:00 | 0.78615 | 0.87689 | 186065 | 141886.7498 | 2846 | 417269.1588 | 15 | 7529.9169 | 0.75299 | 156786.8871 | 0 | 0 | 254 | 127000 | 2672.4221 | 2669.6697 | 22416.6667 | 149547.6049 | 149416.6667 | 0 | 130.9382 | 130.9382 | 127000 | 0 | 0 | 0 | 0 | 0 | 0
2022-09-27 11:00 | 0.87275 | 0.91137 | 186065 | 157516.5819 | 2846 | 433676.5081 | 15 | 0 | 0 | 433676.5081 | 0 | 156786.8871 | 254 | 127000 | 2672.4221 | 2669.6697 | 22416.6667 | 149547.6049 | 149416.6667 | 0 | 130.9382 | 130.9382 | 127000 | 0 | 0 | 0 | 0 | 0 | 0
2022-09-27 12:00 | 0.85785 | 0.76536 | 186065 | 154827.3844 | 2846 | 364197.4744 | 15 | 0 | 0 | 364197.4744 | 0 | 590463.3952 | 254 | 127000 | 2672.4221 | 2669.6697 | 22416.6667 | 149547.6049 | 149416.6667 | 0 | 130.9382 | 130.9382 | 127000 | 0 | 0 | 0 | 0 | 0 | 0
2022-09-27 13:00 | 0.80258 | 0.74684 | 186065 | 144852.0863 | 2846 | 355384.7102 | 15 | 4564.5804 | 0.45646 | 350820.1298 | 0 | 954660.8697 | 254 | 127000 | 2672.4221 | 2669.6697 | 22416.6667 | 149547.6049 | 149416.6667 | 0 | 130.9382 | 130.9382 | 127000 | 0 | 0 | 0 | 0 | 0 | 0
2022-09-27 14:00 | 0.67967 | 0.69725 | 186065 | 122668.9146 | 2846 | 331787.2492 | 15 | 26747.7521 | 2.6748 | 305039.4971 | 0 | 1305480.9995 | 254 | 127000 | 2672.4221 | 2669.6697 | 22416.6667 | 149547.6049 | 149416.6667 | 0 | 130.9382 | 130.9382 | 122668.9146 | 4331.0854 | 0 | 0 | 0 | 0 | 0
2022-09-27 15:00 | 0.50158 | 0.60481 | 186065 | 90526.6882 | 2846 | 287799.5643 | 15 | 58889.9784 | 5.889 | 228909.5858 | 0 | 1610520.4966 | 254 | 127000 | 2672.4221 | 2669.6697 | 22416.6667 | 149547.6049 | 149416.6667 | 0 | 130.9382 | 130.9382 | 90526.6882 | 36473.3118 | 0 | 0 | 0 | 0 | 0
2022-09-27 16:00 | 0.28838 | 0.45097 | 186065 | 52047.702 | 2846 | 214594.6157 | 15 | 97368.9647 | 9.7369 | 117225.651 | 0 | 1839430.0824 | 254 | 127000 | 2672.4221 | 2669.6697 | 22416.6667 | 149547.6049 | 149416.6667 | 0 | 130.9382 | 130.9382 | 29631.0353 | 97368.9647 | 0 | 0 | 0 | 0 | 0
2022-09-27 17:00 | 0.08555 | 0.14969 | 186065 | 15440.3249 | 2846 | 71230.1661 | 15 | 133976.3417 | 13.3976 | 0 | 62746.1756 | 1956655.7334 | 254 | 127000 | 2672.4221 | 2669.6697 | 22416.6667 | 149547.6049 | 149416.6667 | 0 | 130.9382 | 130.9382 | 0 | 127000 | 0 | 0 | 0 | 0 | 0
2022-09-27 18:00 | 0 | 0 | 186065 | 0 | 2846 | 0 | 15 | 149416.6667 | 14.9417 | 0 | 149416.6667 | 1893909.5578 | 254 | 127000 | 2672.4221 | 2669.6697 | 22416.6667 | 149547.6049 | 149416.6667 | 0 | 130.9382 | 130.9382 | 0 | 127000 | 0 | 0 | 0 | 0 | 0
2022-09-27 19:00 | 0 | 0 | 186065 | 0 | 2846 | 0 | 15 | 149416.6667 | 14.9417 | 0 | 149416.6667 | 1744492.8911 | 254 | 127000 | 2672.4221 | 2669.6697 | 22416.6667 | 149547.6049 | 149416.6667 | 0 | 130.9382 | 130.9382 | 0 | 127000 | 0 | 0 | 0 | 0 | 0
2022-09-27 20:00 | 0 | 0 | 186065 | 0 | 2846 | 0 | 15 | 149416.6667 | 14.9417 | 0 | 149416.6667 | 1595076.2245 | 254 | 127000 | 2672.4221 | 2669.6697 | 22416.6667 | 149547.6049 | 149416.6667 | 0 | 130.9382 | 130.9382 | 0 | 127000 | 0 | 0 | 0 | 0 | 0
2022-09-27 21:00 | 0 | 0 | 186065 | 0 | 2846 | 0 | 15 | 149416.6667 | 14.9417 | 0 | 149416.6667 | 1445659.5578 | 254 | 127000 | 2672.4221 | 2669.6697 | 22416.6667 | 149547.6049 | 149416.6667 | 0 | 130.9382 | 130.9382 | 0 | 127000 | 0 | 0 | 0 | 0 | 0
2022-09-27 22:00 | 0 | 0 | 186065 | 0 | 2846 | 0 | 15 | 149416.6667 | 14.9417 | 0 | 149416.6667 | 1296242.8911 | 254 | 127000 | 2672.4221 | 2669.6697 | 22416.6667 | 149547.6049 | 149416.6667 | 0 | 130.9382 | 130.9382 | 0 | 127000 | 0 | 0 | 0 | 0 | 0
2022-09-27 23:00 | 0 | 0 | 186065 | 0 | 2846 | 0 | 15 | 149416.6667 | 14.9417 | 0 | 149416.6667 | 1146826.2245 | 254 | 127000 | 2672.4221 | 2669.6697 | 22416.6667 | 149547.6049 | 149416.6667 | 0 | 130.9382 | 130.9382 | 0 | 127000 | 0 | 0 | 0 | 0 | 0
2022-09-28 | 0 | 0 | 186065 | 0 | 2846 | 0 | 15 | 149333.3333 | 14.9333 | 0 | 149333.3333 | 997409.5578 | 254 | 127000 | 2672.4221 | 2669.6697 | 22333.3333 | 149464.2716 | 149333.3333 | 0 | 130.9382 | 130.9382 | 0 | 127000 | 0 | 0 | 0 | 0 | 0
2022-09-28 01:00 | 0 | 0 | 186065 | 0 | 2846 | 0 | 15 | 149333.3333 | 14.9333 | 0 | 149333.3333 | 848076.2245 | 254 | 127000 | 2672.4221 | 2669.6697 | 22333.3333 | 149464.2716 | 149333.3333 | 0 | 130.9382 | 130.9382 | 0 | 127000 | 0 | 0 | 0 | 0 | 0
2022-09-28 02:00 | 0 | 0 | 186065 | 0 | 2846 | 0 | 15 | 149333.3333 | 14.9333 | 0 | 149333.3333 | 698742.8911 | 254 | 127000 | 2672.4221 | 2669.6697 | 22333.3333 | 149464.2716 | 149333.3333 | 0 | 130.9382 | 130.9382 | 0 | 127000 | 0 | 0 | 0 | 0 | 0
2022-09-28 03:00 | 0 | 0 | 186065 | 0 | 2846 | 0 | 15 | 149333.3333 | 14.9333 | 0 | 149333.3333 | 549409.5578 | 254 | 127000 | 2672.4221 | 2669.6697 | 22333.3333 | 149464.2716 | 149333.3333 | 0 | 130.9382 | 130.9382 | 0 | 127000 | 0 | 0 | 0 | 0 | 0
2022-09-28 04:00 | 0 | 0 | 186065 | 0 | 2846 | 0 | 15 | 149333.3333 | 14.9333 | 0 | 149333.3333 | 400076.2245 | 254 | 127000 | 2672.4221 | 2669.6697 | 22333.3333 | 149464.2716 | 149333.3333 | 0 | 130.9382 | 130.9382 | 0 | 127000 | 0 | 0 | 0 | 0 | 0
2022-09-28 05:00 | 0 | 0 | 186065 | 0 | 2846 | 0 | 15 | 149333.3333 | 14.9333 | 0 | 149333.3333 | 250742.8911 | 254 | 127000 | 2672.4221 | 2669.6697 | 22333.3333 | 149464.2716 | 149333.3333 | 0 | 130.9382 | 130.9382 | 0 | 127000 | 0 | 0 | 0 | 0 | 0
2022-09-28 06:00 | 0.0284 | 0.08994 | 186065 | 5125.7186 | 2846 | 42798.0569 | 15 | 144207.6147 | 14.4208 | 0 | 101409.5578 | 101409.5578 | 254 | 127000 | 2672.4221 | 2669.6697 | 22333.3333 | 149464.2716 | 149333.3333 | 0 | 130.9382 | 130.9382 | 0 | 127000 | 0 | 0 | 0 | 0 | 0
2022-09-28 07:00 | 0.2269 | 0.58546 | 186065 | 40951.604 | 2846 | 278591.8436 | 15 | 108381.7293 | 10.8382 | 0 | 0 | 0 | 254 | 127000 | 2672.4221 | 2669.6697 | 22333.3333 | 149464.2716 | 149333.3333 | 0 | 130.9382 | 130.9382 | 18618.2707 | 108381.7293 | 0 | 0 | 0 | 0 | 0
2022-09-28 08:00 | 0.45823 | 0.79113 | 186065 | 82702.748 | 2846 | 376460.1599 | 15 | 66630.5853 | 6.6631 | 0 | 0 | 0 | 254 | 127000 | 2672.4221 | 2669.6697 | 22333.3333 | 149464.2716 | 149333.3333 | 0 | 130.9382 | 130.9382 | 60369.4147 | 66630.5853 | 0 | 0 | 0 | 0 | 0
2022-09-28 09:00 | 0.66222 | 0.89031 | 186065 | 119519.4854 | 2846 | 423655.0819 | 15 | 29813.848 | 2.9814 | 0 | 0 | 0 | 254 | 127000 | 2672.4221 | 2669.6697 | 22333.3333 | 149464.2716 | 149333.3333 | 0 | 130.9382 | 130.9382 | 119519.4854 | 7480.5146 | 0 | 0 | 0 | 0 | 0
2022-09-28 10:00 | 0.8135 | 0.94468 | 186065 | 146822.9612 | 2846 | 449527.1116 | 15 | 2510.3722 | 0.25104 | 0 | 0 | 0 | 254 | 127000 | 2672.4221 | 2669.6697 | 22333.3333 | 149464.2716 | 149333.3333 | 0 | 130.9382 | 130.9382 | 127000 | 0 | 0 | 0 | 0 | 0 | 0
2022-09-28 11:00 | 0.90095 | 0.97748 | 186065 | 162606.2039 | 2846 | 465135.031 | 15 | 0 | 0 | 118624.9841 | 0 | 0 | 254 | 127000 | 2672.4221 | 2669.6697 | 22333.3333 | 149464.2716 | 149333.3333 | 0 | 130.9382 | 130.9382 | 127000 | 0 | 0 | 0 | 0 | 0 | 0
2022-09-28 12:00 | 0.90475 | 0.88815 | 186065 | 163292.0395 | 2846 | 422627.2433 | 15 | 0 | 0 | 422627.2433 | 0 | 118624.9841 | 254 | 127000 | 2672.4221 | 2669.6697 | 22333.3333 | 149464.2716 | 149333.3333 | 0 | 130.9382 | 130.9382 | 127000 | 0 | 0 | 0 | 0 | 0 | 0
2022-09-28 13:00 | 0.84935 | 0.88376 | 186065 | 153293.2785 | 2846 | 420538.2565 | 15 | 0 | 0 | 420538.2565 | 0 | 541252.2274 | 254 | 127000 | 2672.4221 | 2669.6697 | 22333.3333 | 149464.2716 | 149333.3333 | 0 | 130.9382 | 130.9382 | 127000 | 0 | 0 | 0 | 0 | 0 | 0
2022-09-28 14:00 | 0.72553 | 0.855 | 186065 | 130945.8673 | 2846 | 406852.776 | 15 | 18387.4661 | 1.8387 | 388465.3099 | 0 | 961790.4839 | 254 | 127000 | 2672.4221 | 2669.6697 | 22333.3333 | 149464.2716 | 149333.3333 | 0 | 130.9382 | 130.9382 | 127000 | 0 | 0 | 0 | 0 | 0 | 0
2022-09-28 15:00 | 0.54338 | 0.77885 | 186065 | 98070.8797 | 2846 | 370616.7071 | 15 | 51262.4536 | 5.1262 | 319354.2535 | 0 | 1350255.7938 | 254 | 127000 | 2672.4221 | 2669.6697 | 22333.3333 | 149464.2716 | 149333.3333 | 0 | 130.9382 | 130.9382 | 98070.8797 | 28929.1203 | 0 | 0 | 0 | 0 | 0
2022-09-28 16:00 | 0.32127 | 0.64931 | 186065 | 57983.7895 | 2846 | 308974.9427 | 15 | 91349.5439 | 9.135 | 217625.3988 | 0 | 1669610.0473 | 254 | 127000 | 2672.4221 | 2669.6697 | 22333.3333 | 149464.2716 | 149333.3333 | 0 | 130.9382 | 130.9382 | 35650.4561 | 91349.5439 | 0 | 0 | 0 | 0 | 0
2022-09-28 17:00 | 0.0964 | 0.27161 | 186065 | 17398.566 | 2846 | 129245.9444 | 15 | 131934.7673 | 13.1935 | 0 | 2688.8229 | 1887235.4461 | 254 | 127000 | 2672.4221 | 2669.6697 | 22333.3333 | 149464.2716 | 149333.3333 | 0 | 130.9382 | 130.9382 | 0 | 127000 | 0 | 0 | 0 | 0 | 0
2022-09-28 18:00 | 0 | 0 | 186065 | 0 | 2846 | 0 | 15 | 149333.3333 | 14.9333 | 0 | 149333.3333 | 1884546.6233 | 254 | 127000 | 2672.4221 | 2669.6697 | 22333.3333 | 149464.2716 | 149333.3333 | 0 | 130.9382 | 130.9382 | 0 | 127000 | 0 | 0 | 0 | 0 | 0
2022-09-28 19:00 | 0 | 0 | 186065 | 0 | 2846 | 0 | 15 | 149333.3333 | 14.9333 | 0 | 149333.3333 | 1735213.2899 | 254 | 127000 | 2672.4221 | 2669.6697 | 22333.3333 | 149464.2716 | 149333.3333 | 0 | 130.9382 | 130.9382 | 0 | 127000 | 0 | 0 | 0 | 0 | 0
2022-09-28 20:00 | 0 | 0 | 186065 | 0 | 2846 | 0 | 15 | 149333.3333 | 14.9333 | 0 | 149333.3333 | 1585879.9566 | 254 | 127000 | 2672.4221 | 2669.6697 | 22333.3333 | 149464.2716 | 149333.3333 | 0 | 130.9382 | 130.9382 | 0 | 127000 | 0 | 0 | 0 | 0 | 0
2022-09-28 21:00 | 0 | 0 | 186065 | 0 | 2846 | 0 | 15 | 149333.3333 | 14.9333 | 0 | 149333.3333 | 1436546.6233 | 254 | 127000 | 2672.4221 | 2669.6697 | 22333.3333 | 149464.2716 | 149333.3333 | 0 | 130.9382 | 130.9382 | 0 | 127000 | 0 | 0 | 0 | 0 | 0
2022-09-28 22:00 | 0 | 0 | 186065 | 0 | 2846 | 0 | 15 | 149333.3333 | 14.9333 | 0 | 149333.3333 | 1287213.2899 | 254 | 127000 | 2672.4221 | 2669.6697 | 22333.3333 | 149464.2716 | 149333.3333 | 0 | 130.9382 | 130.9382 | 0 | 127000 | 0 | 0 | 0 | 0 | 0
2022-09-28 23:00 | 0 | 0 | 186065 | 0 | 2846 | 0 | 15 | 149333.3333 | 14.9333 | 0 | 149333.3333 | 1137879.9566 | 254 | 127000 | 2672.4221 | 2669.6697 | 22333.3333 | 149464.2716 | 149333.3333 | 0 | 130.9382 | 130.9382 | 0 | 127000 | 0 | 0 | 0 | 0 | 0
2022-09-29 | 0 | 0 | 186065 | 0 | 2846 | 0 | 15 | 149462.5 | 14.9462 | 0 | 149462.5 | 988546.6233 | 254 | 127000 | 2672.4221 | 2669.6697 | 22462.5 | 149593.4382 | 149462.5 | 0 | 130.9382 | 130.9382 | 0 | 127000 | 0 | 0 | 0 | 0 | 0
2022-09-29 01:00 | 0 | 0 | 186065 | 0 | 2846 | 0 | 15 | 149462.5 | 14.9462 | 0 | 149462.5 | 839084.1233 | 254 | 127000 | 2672.4221 | 2669.6697 | 22462.5 | 149593.4382 | 149462.5 | 0 | 130.9382 | 130.9382 | 0 | 127000 | 0 | 0 | 0 | 0 | 0
2022-09-29 02:00 | 0 | 0 | 186065 | 0 | 2846 | 0 | 15 | 149462.5 | 14.9462 | 0 | 149462.5 | 689621.6233 | 254 | 127000 | 2672.4221 | 2669.6697 | 22462.5 | 149593.4382 | 149462.5 | 0 | 130.9382 | 130.9382 | 0 | 127000 | 0 | 0 | 0 | 0 | 0
2022-09-29 03:00 | 0 | 0 | 186065 | 0 | 2846 | 0 | 15 | 149462.5 | 14.9462 | 0 | 149462.5 | 540159.1233 | 254 | 127000 | 2672.4221 | 2669.6697 | 22462.5 | 149593.4382 | 149462.5 | 0 | 130.9382 | 130.9382 | 0 | 127000 | 0 | 0 | 0 | 0 | 0
2022-09-29 04:00 | 0 | 0 | 186065 | 0 | 2846 | 0 | 15 | 149462.5 | 14.9462 | 0 | 149462.5 | 390696.6233 | 254 | 127000 | 2672.4221 | 2669.6697 | 22462.5 | 149593.4382 | 149462.5 | 0 | 130.9382 | 130.9382 | 0 | 127000 | 0 | 0 | 0 | 0 | 0
2022-09-29 05:00 | 0 | 0 | 186065 | 0 | 2846 | 0 | 15 | 149462.5 | 14.9462 | 0 | 149462.5 | 241234.1233 | 254 | 127000 | 2672.4221 | 2669.6697 | 22462.5 | 149593.4382 | 149462.5 | 0 | 130.9382 | 130.9382 | 0 | 127000 | 0 | 0 | 0 | 0 | 0
2022-09-29 06:00 | 0.02765 | 0.11075 | 186065 | 4990.3563 | 2846 | 52700.5204 | 15 | 144472.1437 | 14.4472 | 0 | 91771.6233 | 91771.6233 | 254 | 127000 | 2672.4221 | 2669.6697 | 22462.5 | 149593.4382 | 149462.5 | 0 | 130.9382 | 130.9382 | 0 | 127000 | 0 | 0 | 0 | 0 | 0
2022-09-29 07:00 | 0.21955 | 0.59839 | 186065 | 39625.0536 | 2846 | 284744.5996 | 15 | 109837.4464 | 10.9837 | 0 | 0 | 0 | 254 | 127000 | 2672.4221 | 2669.6697 | 22462.5 | 149593.4382 | 149462.5 | 0 | 130.9382 | 130.9382 | 17162.5536 | 109837.4464 | 0 | 0 | 0 | 0 | 0
2022-09-29 08:00 | 0.43877 | 0.75399 | 186065 | 79190.5478 | 2846 | 358787.0463 | 15 | 70271.9522 | 7.0272 | 0 | 0 | 0 | 254 | 127000 | 2672.4221 | 2669.6697 | 22462.5 | 149593.4382 | 149462.5 | 0 | 130.9382 | 130.9382 | 79190.5478 | 47809.4522 | 0 | 0 | 0 | 0 | 0
2022-09-29 09:00 | 0.6342 | 0.85658 | 186065 | 114462.3503 | 2846 | 407604.6209 | 15 | 35000.1497 | 3.5 | 0 | 0 | 0 | 254 | 127000 | 2672.4221 | 2669.6697 | 22462.5 | 149593.4382 | 149462.5 | 0 | 130.9382 | 130.9382 | 91999.8503 | 35000.1497 | 0 | 0 | 0 | 0 | 0
2022-09-29 10:00 | 0.78125 | 0.90658 | 186065 | 141002.3828 | 2846 | 431397.1809 | 15 | 8460.1172 | 0.84601 | 0 | 0 | 0 | 254 | 127000 | 2672.4221 | 2669.6697 | 22462.5 | 149593.4382 | 149462.5 | 0 | 130.9382 | 130.9382 | 127000 | 0 | 0 | 0 | 0 | 0 | 0
2022-09-29 11:00 | 0.86633 | 0.93607 | 186065 | 156357.8807 | 2846 | 445430.0328 | 15 | 0 | 0 | 327216.8181 | 0 | 0 | 254 | 127000 | 2672.4221 | 2669.6697 | 22462.5 | 149593.4382 | 149462.5 | 0 | 130.9382 | 130.9382 | 127000 | 0 | 0 | 0 | 0 | 0 | 0
2022-09-29 12:00 | 0.87162 | 0.87548 | 186065 | 157312.636 | 2846 | 416598.2086 | 15 | 0 | 0 | 416598.2086 | 0 | 327216.8181 | 254 | 127000 | 2672.4221 | 2669.6697 | 22462.5 | 149593.4382 | 149462.5 | 0 | 130.9382 | 130.9382 | 127000 | 0 | 0 | 0 | 0 | 0 | 0
2022-09-29 13:00 | 0.81347 | 0.85062 | 186065 | 146817.5467 | 2846 | 404768.5477 | 15 | 2644.9533 | 0.2645 | 402123.5944 | 0 | 743815.0266 | 254 | 127000 | 2672.4221 | 2669.6697 | 22462.5 | 149593.4382 | 149462.5 | 0 | 130.9382 | 130.9382 | 124355.0467 | 2644.9533 | 0 | 0 | 0 | 0 | 0
2022-09-29 14:00 | 0.68903 | 0.81816 | 186065 | 124358.2359 | 2846 | 389322.4178 | 15 | 25104.2641 | 2.5104 | 364218.1537 | 0 | 1145938.6211 | 254 | 127000 | 2672.4221 | 2669.6697 | 22462.5 | 149593.4382 | 149462.5 | 0 | 130.9382 | 130.9382 | 101895.7359 | 25104.2641 | 0 | 0 | 0 | 0 | 0
2022-09-29 15:00 | 0.50895 | 0.71569 | 186065 | 91856.8483 | 2846 | 340561.9453 | 15 | 57605.6517 | 5.7606 | 282956.2936 | 0 | 1510156.7748 | 254 | 127000 | 2672.4221 | 2669.6697 | 22462.5 | 149593.4382 | 149462.5 | 0 | 130.9382 | 130.9382 | 91856.8483 | 35143.1517 | 0 | 0 | 0 | 0 | 0
2022-09-29 16:00 | 0.2933 | 0.5649 | 186065 | 52935.6786 | 2846 | 268808.3429 | 15 | 96526.8214 | 9.6527 | 172281.5214 | 0 | 1793113.0684 | 254 | 127000 | 2672.4221 | 2669.6697 | 22462.5 | 149593.4382 | 149462.5 | 0 | 130.9382 | 130.9382 | 30473.1786 | 96526.8214 | 0 | 0 | 0 | 0 | 0
2022-09-29 17:00 | 0.08182 | 0.19252 | 186065 | 14767.1232 | 2846 | 91610.873 | 15 | 134695.3768 | 13.4695 | 0 | 43084.5038 | 1965394.5899 | 254 | 127000 | 2672.4221 | 2669.6697 | 22462.5 | 149593.4382 | 149462.5 | 0 | 130.9382 | 130.9382 | 0 | 127000 | 0 | 0 | 0 | 0 | 0
2022-09-29 18:00 | 0 | 0 | 186065 | 0 | 2846 | 0 | 15 | 149462.5 | 14.9462 | 0 | 149462.5 | 1922310.086 | 254 | 127000 | 2672.4221 | 2669.6697 | 22462.5 | 149593.4382 | 149462.5 | 0 | 130.9382 | 130.9382 | 0 | 127000 | 0 | 0 | 0 | 0 | 0
2022-09-29 19:00 | 0 | 0 | 186065 | 0 | 2846 | 0 | 15 | 149462.5 | 14.9462 | 0 | 149462.5 | 1772847.586 | 254 | 127000 | 2672.4221 | 2669.6697 | 22462.5 | 149593.4382 | 149462.5 | 0 | 130.9382 | 130.9382 | 0 | 127000 | 0 | 0 | 0 | 0 | 0
2022-09-29 20:00 | 0 | 0 | 186065 | 0 | 2846 | 0 | 15 | 149462.5 | 14.9462 | 0 | 149462.5 | 1623385.086 | 254 | 127000 | 2672.4221 | 2669.6697 | 22462.5 | 149593.4382 | 149462.5 | 0 | 130.9382 | 130.9382 | 0 | 127000 | 0 | 0 | 0 | 0 | 0
2022-09-29 21:00 | 0 | 0 | 186065 | 0 | 2846 | 0 | 15 | 149462.5 | 14.9462 | 0 | 149462.5 | 1473922.586 | 254 | 127000 | 2672.4221 | 2669.6697 | 22462.5 | 149593.4382 | 149462.5 | 0 | 130.9382 | 130.9382 | 0 | 127000 | 0 | 0 | 0 | 0 | 0
2022-09-29 22:00 | 0 | 0 | 186065 | 0 | 2846 | 0 | 15 | 149462.5 | 14.9462 | 0 | 149462.5 | 1324460.086 | 254 | 127000 | 2672.4221 | 2669.6697 | 22462.5 | 149593.4382 | 149462.5 | 0 | 130.9382 | 130.9382 | 0 | 127000 | 0 | 0 | 0 | 0 | 0
2022-09-29 23:00 | 0 | 0 | 186065 | 0 | 2846 | 0 | 15 | 149462.5 | 14.9462 | 0 | 149462.5 | 1174997.586 | 254 | 127000 | 2672.4221 | 2669.6697 | 22462.5 | 149593.4382 | 149462.5 | 0 | 130.9382 | 130.9382 | 0 | 127000 | 0 | 0 | 0 | 0 | 0
2022-09-30 | 0 | 0 | 186065 | 0 | 2846 | 0 | 15 | 149870.8333 | 14.9871 | 0 | 149870.8333 | 1025535.086 | 254 | 127000 | 2672.4221 | 2669.6697 | 22870.8333 | 150001.7716 | 149870.8333 | 0 | 130.9382 | 130.9382 | 0 | 127000 | 0 | 0 | 0 | 0 | 0
2022-09-30 01:00 | 0 | 0 | 186065 | 0 | 2846 | 0 | 15 | 149870.8333 | 14.9871 | 0 | 149870.8333 | 875664.2527 | 254 | 127000 | 2672.4221 | 2669.6697 | 22870.8333 | 150001.7716 | 149870.8333 | 0 | 130.9382 | 130.9382 | 0 | 127000 | 0 | 0 | 0 | 0 | 0
2022-09-30 02:00 | 0 | 0 | 186065 | 0 | 2846 | 0 | 15 | 149870.8333 | 14.9871 | 0 | 149870.8333 | 725793.4194 | 254 | 127000 | 2672.4221 | 2669.6697 | 22870.8333 | 150001.7716 | 149870.8333 | 0 | 130.9382 | 130.9382 | 0 | 127000 | 0 | 0 | 0 | 0 | 0
2022-09-30 03:00 | 0 | 0 | 186065 | 0 | 2846 | 0 | 15 | 149870.8333 | 14.9871 | 0 | 149870.8333 | 575922.586 | 254 | 127000 | 2672.4221 | 2669.6697 | 22870.8333 | 150001.7716 | 149870.8333 | 0 | 130.9382 | 130.9382 | 0 | 127000 | 0 | 0 | 0 | 0 | 0
2022-09-30 04:00 | 0 | 0 | 186065 | 0 | 2846 | 0 | 15 | 149870.8333 | 14.9871 | 0 | 149870.8333 | 426051.7527 | 254 | 127000 | 2672.4221 | 2669.6697 | 22870.8333 | 150001.7716 | 149870.8333 | 0 | 130.9382 | 130.9382 | 0 | 127000 | 0 | 0 | 0 | 0 | 0
2022-09-30 05:00 | 0 | 0 | 186065 | 0 | 2846 | 0 | 15 | 149870.8333 | 14.9871 | 0 | 149870.8333 | 276180.9194 | 254 | 127000 | 2672.4221 | 2669.6697 | 22870.8333 | 150001.7716 | 149870.8333 | 0 | 130.9382 | 130.9382 | 0 | 127000 | 0 | 0 | 0 | 0 | 0
2022-09-30 06:00 | 0.02342 | 0.04063 | 186065 | 4226.913 | 2846 | 19333.8343 | 15 | 145643.9203 | 14.5644 | 0 | 126310.086 | 126310.086 | 254 | 127000 | 2672.4221 | 2669.6697 | 22870.8333 | 150001.7716 | 149870.8333 | 0 | 130.9382 | 130.9382 | 4226.913 | 122773.087 | 0 | 0 | 0 | 0 | 0
2022-09-30 07:00 | 0.20307 | 0.46519 | 186065 | 36650.693 | 2846 | 221361.2197 | 15 | 113220.1404 | 11.322 | 0 | 0 | 0 | 254 | 127000 | 2672.4221 | 2669.6697 | 22870.8333 | 150001.7716 | 149870.8333 | 0 | 130.9382 | 130.9382 | 36650.693 | 90349.307 | 0 | 0 | 0 | 0 | 0
2022-09-30 08:00 | 0.42277 | 0.67636 | 186065 | 76302.819 | 2846 | 321846.7176 | 15 | 73568.0143 | 7.3568 | 0 | 0 | 0 | 254 | 127000 | 2672.4221 | 2669.6697 | 22870.8333 | 150001.7716 | 149870.8333 | 0 | 130.9382 | 130.9382 | 76302.819 | 50697.181 | 0 | 0 | 0 | 0 | 0
2022-09-30 09:00 | 0.61878 | 0.78167 | 186065 | 111679.3017 | 2846 | 371958.6075 | 15 | 38191.5317 | 3.8192 | 0 | 0 | 0 | 254 | 127000 | 2672.4221 | 2669.6697 | 22870.8333 | 150001.7716 | 149870.8333 | 0 | 130.9382 | 130.9382 | 111679.3017 | 15320.6983 | 0 | 0 | 0 | 0 | 0
2022-09-30 10:00 | 0.76615 | 0.8388 | 186065 | 138277.0888 | 2846 | 399143.9866 | 15 | 11593.7446 | 1.1594 | 0 | 0 | 0 | 254 | 127000 | 2672.4221 | 2669.6697 | 22870.8333 | 150001.7716 | 149870.8333 | 0 | 130.9382 | 130.9382 | 127000 | 0 | 0 | 0 | 0 | 0 | 0
2022-09-30 11:00 | 0.851 | 0.86847 | 186065 | 153591.0756 | 2846 | 413262.4917 | 15 | 0 | 0 | 224152.2999 | 0 | 0 | 254 | 127000 | 2672.4221 | 2669.6697 | 22870.8333 | 150001.7716 | 149870.8333 | 0 | 130.9382 | 130.9382 | 127000 | 0 | 0 | 0 | 0 | 0 | 0
2022-09-30 12:00 | 0.85428 | 0.80834 | 186065 | 154183.06 | 2846 | 384649.559 | 15 | 0 | 0 | 384649.559 | 0 | 224152.2999 | 254 | 127000 | 2672.4221 | 2669.6697 | 22870.8333 | 150001.7716 | 149870.8333 | 0 | 130.9382 | 130.9382 | 127000 | 0 | 0 | 0 | 0 | 0 | 0
2022-09-30 13:00 | 0.79812 | 0.7878 | 186065 | 144047.1319 | 2846 | 374875.5754 | 15 | 5823.7015 | 0.58237 | 369051.8739 | 0 | 608801.8589 | 254 | 127000 | 2672.4221 | 2669.6697 | 22870.8333 | 150001.7716 | 149870.8333 | 0 | 130.9382 | 130.9382 | 127000 | 0 | 0 | 0 | 0 | 0 | 0
2022-09-30 14:00 | 0.67475 | 0.75474 | 186065 | 121780.938 | 2846 | 359143.9347 | 15 | 28089.8953 | 2.809 | 331054.0393 | 0 | 977853.7328 | 254 | 127000 | 2672.4221 | 2669.6697 | 22870.8333 | 150001.7716 | 149870.8333 | 0 | 130.9382 | 130.9382 | 121780.938 | 5219.062 | 0 | 0 | 0 | 0 | 0
2022-09-30 15:00 | 0.49442 | 0.64905 | 186065 | 89234.4296 | 2846 | 308851.2214 | 15 | 60636.4038 | 6.0636 | 248214.8176 | 0 | 1308907.7722 | 254 | 127000 | 2672.4221 | 2669.6697 | 22870.8333 | 150001.7716 | 149870.8333 | 0 | 130.9382 | 130.9382 | 66363.5962 | 60636.4038 | 0 | 0 | 0 | 0 | 0
2022-09-30 16:00 | 0.2792 | 0.48857 | 186065 | 50390.8676 | 2846 | 232486.6208 | 15 | 99479.9658 | 9.948 | 133006.655 | 0 | 1557122.5898 | 254 | 127000 | 2672.4221 | 2669.6697 | 22870.8333 | 150001.7716 | 149870.8333 | 0 | 130.9382 | 130.9382 | 27520.0342 | 99479.9658 | 0 | 0 | 0 | 0 | 0
2022-09-30 17:00 | 0.07388 | 0.13955 | 186065 | 13334.0877 | 2846 | 66405.035 | 15 | 136536.7456 | 13.6537 | 0 | 70131.7106 | 1690129.2448 | 254 | 127000 | 2672.4221 | 2669.6697 | 22870.8333 | 150001.7716 | 149870.8333 | 0 | 130.9382 | 130.9382 | 13334.0877 | 113665.9123 | 0 | 0 | 0 | 0 | 0
2022-09-30 18:00 | 0 | 0 | 186065 | 0 | 2846 | 0 | 15 | 149870.8333 | 14.9871 | 0 | 149870.8333 | 1619997.5341 | 254 | 127000 | 2672.4221 | 2669.6697 | 22870.8333 | 150001.7716 | 149870.8333 | 0 | 130.9382 | 130.9382 | 0 | 127000 | 0 | 0 | 0 | 0 | 0
2022-09-30 19:00 | 0 | 0 | 186065 | 0 | 2846 | 0 | 15 | 149870.8333 | 14.9871 | 0 | 149870.8333 | 1470126.7008 | 254 | 127000 | 2672.4221 | 2669.6697 | 22870.8333 | 150001.7716 | 149870.8333 | 0 | 130.9382 | 130.9382 | 0 | 127000 | 0 | 0 | 0 | 0 | 0
2022-09-30 20:00 | 0 | 0 | 186065 | 0 | 2846 | 0 | 15 | 149870.8333 | 14.9871 | 0 | 149870.8333 | 1320255.8675 | 254 | 127000 | 2672.4221 | 2669.6697 | 22870.8333 | 150001.7716 | 149870.8333 | 0 | 130.9382 | 130.9382 | 0 | 127000 | 0 | 0 | 0 | 0 | 0
2022-09-30 21:00 | 0 | 0 | 186065 | 0 | 2846 | 0 | 15 | 149870.8333 | 14.9871 | 0 | 149870.8333 | 1170385.0341 | 254 | 127000 | 2672.4221 | 2669.6697 | 22870.8333 | 150001.7716 | 149870.8333 | 0 | 130.9382 | 130.9382 | 0 | 127000 | 0 | 0 | 0 | 0 | 0
2022-09-30 22:00 | 0 | 0 | 186065 | 0 | 2846 | 0 | 15 | 149870.8333 | 14.9871 | 0 | 149870.8333 | 1020514.2008 | 254 | 127000 | 2672.4221 | 2669.6697 | 22870.8333 | 150001.7716 | 149870.8333 | 0 | 130.9382 | 130.9382 | 0 | 127000 | 0 | 0 | 0 | 0 | 0
2022-09-30 23:00 | 0 | 0 | 186065 | 0 | 2846 | 0 | 15 | 149870.8333 | 14.9871 | 0 | 149870.8333 | 870643.3675 | 254 | 127000 | 2672.4221 | 2669.6697 | 22870.8333 | 150001.7716 | 149870.8333 | 0 | 130.9382 | 130.9382 | 0 | 127000 | 0 | 0 | 0 | 0 | 0
2022-10-01 | 0 | 0 | 186065 | 0 | 2846 | 0 | 15 | 106002.4812 | 10.6002 | 0 | 106002.4812 | 720772.5341 | 254 | 83460.8145 | 1754.4315 | 1754.4315 | 22541.6667 | 106002.4812 | 106002.4812 | 0 | 0 | 0 | 0 | 83460.8145 | 0 | 0 | 0 | 0 | 0
2022-10-01 01:00 | 0 | 0 | 186065 | 0 | 2846 | 0 | 15 | 106002.4812 | 10.6002 | 0 | 106002.4812 | 614770.053 | 254 | 83460.8145 | 1754.4315 | 1754.4315 | 22541.6667 | 106002.4812 | 106002.4812 | 0 | 0 | 0 | 0 | 83460.8145 | 0 | 0 | 0 | 0 | 0
2022-10-01 02:00 | 0 | 0 | 186065 | 0 | 2846 | 0 | 15 | 106002.4812 | 10.6002 | 0 | 106002.4812 | 508767.5718 | 254 | 83460.8145 | 1754.4315 | 1754.4315 | 22541.6667 | 106002.4812 | 106002.4812 | 0 | 0 | 0 | 0 | 83460.8145 | 0 | 0 | 0 | 0 | 0
2022-10-01 03:00 | 0 | 0 | 186065 | 0 | 2846 | 0 | 15 | 106002.4812 | 10.6002 | 0 | 106002.4812 | 402765.0906 | 254 | 83460.8145 | 1754.4315 | 1754.4315 | 22541.6667 | 106002.4812 | 106002.4812 | 0 | 0 | 0 | 0 | 83460.8145 | 0 | 0 | 0 | 0 | 0
2022-10-01 04:00 | 0 | 0 | 186065 | 0 | 2846 | 0 | 15 | 106002.4812 | 10.6002 | 0 | 106002.4812 | 296762.6094 | 254 | 83460.8145 | 1754.4315 | 1754.4315 | 22541.6667 | 106002.4812 | 106002.4812 | 0 | 0 | 0 | 0 | 83460.8145 | 0 | 0 | 0 | 0 | 0
2022-10-01 05:00 | 0 | 0 | 186065 | 0 | 2846 | 0 | 15 | 106002.4812 | 10.6002 | 0 | 106002.4812 | 190760.1283 | 254 | 83460.8145 | 1754.4315 | 1754.4315 | 22541.6667 | 106002.4812 | 106002.4812 | 0 | 0 | 0 | 0 | 83460.8145 | 0 | 0 | 0 | 0 | 0
2022-10-01 06:00 | 0.02298 | 0.03593 | 186065 | 4147.5005 | 2846 | 17097.3336 | 15 | 101854.9807 | 10.1855 | 0 | 84757.6471 | 84757.6471 | 254 | 83460.8145 | 1754.4315 | 1754.4315 | 22541.6667 | 106002.4812 | 106002.4812 | 0 | 0 | 0 | 0 | 83460.8145 | 0 | 0 | 0 | 0 | 0
2022-10-01 07:00 | 0.2049 | 0.46625 | 186065 | 36980.9769 | 2846 | 221865.622 | 15 | 69021.5042 | 6.9022 | 0 | 0 | 0 | 254 | 83460.8145 | 1754.4315 | 1754.4315 | 22541.6667 | 106002.4812 | 106002.4812 | 0 | 0 | 0 | 36980.9769 | 46479.8376 | 0 | 0 | 0 | 0 | 0
2022-10-01 08:00 | 0.4292 | 0.68689 | 186065 | 77463.3251 | 2846 | 326857.4308 | 15 | 28539.1561 | 2.8539 | 0 | 0 | 0 | 254 | 83460.8145 | 1754.4315 | 1754.4315 | 22541.6667 | 106002.4812 | 106002.4812 | 0 | 0 | 0 | 54921.6584 | 28539.1561 | 0 | 0 | 0 | 0 | 0
2022-10-01 09:00 | 0.63003 | 0.79903 | 186065 | 113709.736 | 2846 | 380219.3843 | 15 | 0 | 0 | 0 | 0 | 0 | 254 | 83460.8145 | 1754.4315 | 1754.4315 | 22541.6667 | 106002.4812 | 106002.4812 | 0 | 0 | 0 | 83460.8145 | 0 | 0 | 0 | 0 | 0 | 0
2022-10-01 10:00 | 0.7796 | 0.8612 | 186065 | 140704.5858 | 2846 | 409803.0534 | 15 | 0 | 0 | 0 | 0 | 0 | 254 | 83460.8145 | 1754.4315 | 1754.4315 | 22541.6667 | 106002.4812 | 106002.4812 | 0 | 0 | 0 | 83460.8145 | 0 | 0 | 0 | 0 | 0 | 0
2022-10-01 11:00 | 0.86355 | 0.88475 | 186065 | 155856.1378 | 2846 | 421009.3492 | 15 | 0 | 0 | 78582.2796 | 0 | 0 | 254 | 83460.8145 | 1754.4315 | 1754.4315 | 22541.6667 | 106002.4812 | 106002.4812 | 0 | 0 | 0 | 83460.8145 | 0 | 0 | 0 | 0 | 0 | 0
2022-10-01 12:00 | 0.85017 | 0.74076 | 186065 | 153441.2746 | 2846 | 352491.5349 | 15 | 0 | 0 | 352491.5349 | 0 | 78582.2796 | 254 | 83460.8145 | 1754.4315 | 1754.4315 | 22541.6667 | 106002.4812 | 106002.4812 | 0 | 0 | 0 | 83460.8145 | 0 | 0 | 0 | 0 | 0 | 0
2022-10-01 13:00 | 0.78965 | 0.70552 | 186065 | 142518.4404 | 2846 | 335722.5386 | 15 | 0 | 0 | 335722.5386 | 0 | 431073.8146 | 254 | 83460.8145 | 1754.4315 | 1754.4315 | 22541.6667 | 106002.4812 | 106002.4812 | 0 | 0 | 0 | 83460.8145 | 0 | 0 | 0 | 0 | 0 | 0
2022-10-01 14:00 | 0.66075 | 0.65495 | 186065 | 119254.1753 | 2846 | 311658.7434 | 15 | 0 | 0 | 311658.7434 | 0 | 766796.3532 | 254 | 83460.8145 | 1754.4315 | 1754.4315 | 22541.6667 | 106002.4812 | 106002.4812 | 0 | 0 | 0 | 83460.8145 | 0 | 0 | 0 | 0 | 0 | 0
2022-10-01 15:00 | 0.47625 | 0.54141 | 186065 | 85955.0526 | 2846 | 257630.5982 | 15 | 20047.4286 | 2.0047 | 237583.1696 | 0 | 1078455.0966 | 254 | 83460.8145 | 1754.4315 | 1754.4315 | 22541.6667 | 106002.4812 | 106002.4812 | 0 | 0 | 0 | 63413.3859 | 20047.4286 | 0 | 0 | 0 | 0 | 0
2022-10-01 16:00 | 0.26033 | 0.36374 | 186065 | 46985.1524 | 2846 | 173086.1155 | 15 | 59017.3288 | 5.9017 | 114068.7867 | 0 | 1316038.2662 | 254 | 83460.8145 | 1754.4315 | 1754.4315 | 22541.6667 | 106002.4812 | 106002.4812 | 0 | 0 | 0 | 24443.4857 | 59017.3288 | 0 | 0 | 0 | 0 | 0
2022-10-01 17:00 | 0.06472 | 0.06552 | 186065 | 11680.863 | 2846 | 31177.7706 | 15 | 94321.6182 | 9.4322 | 0 | 63143.8476 | 1430107.0529 | 254 | 83460.8145 | 1754.4315 | 1754.4315 | 22541.6667 | 106002.4812 | 106002.4812 | 0 | 0 | 0 | 11680.863 | 71779.9515 | 0 | 0 | 0 | 0 | 0
2022-10-01 18:00 | 0 | 0 | 186065 | 0 | 2846 | 0 | 15 | 106002.4812 | 10.6002 | 0 | 106002.4812 | 1366963.2054 | 254 | 83460.8145 | 1754.4315 | 1754.4315 | 22541.6667 | 106002.4812 | 106002.4812 | 0 | 0 | 0 | 0 | 83460.8145 | 0 | 0 | 0 | 0 | 0
2022-10-01 19:00 | 0 | 0 | 186065 | 0 | 2846 | 0 | 15 | 106002.4812 | 10.6002 | 0 | 106002.4812 | 1260960.7242 | 254 | 83460.8145 | 1754.4315 | 1754.4315 | 22541.6667 | 106002.4812 | 106002.4812 | 0 | 0 | 0 | 0 | 83460.8145 | 0 | 0 | 0 | 0 | 0
2022-10-01 20:00 | 0 | 0 | 186065 | 0 | 2846 | 0 | 15 | 106002.4812 | 10.6002 | 0 | 106002.4812 | 1154958.243 | 254 | 83460.8145 | 1754.4315 | 1754.4315 | 22541.6667 | 106002.4812 | 106002.4812 | 0 | 0 | 0 | 0 | 83460.8145 | 0 | 0 | 0 | 0 | 0
2022-10-01 21:00 | 0 | 0 | 186065 | 0 | 2846 | 0 | 15 | 106002.4812 | 10.6002 | 0 | 106002.4812 | 1048955.7618 | 254 | 83460.8145 | 1754.4315 | 1754.4315 | 22541.6667 | 106002.4812 | 106002.4812 | 0 | 0 | 0 | 0 | 83460.8145 | 0 | 0 | 0 | 0 | 0
2022-10-01 22:00 | 0 | 0 | 186065 | 0 | 2846 | 0 | 15 | 106002.4812 | 10.6002 | 0 | 106002.4812 | 942953.2806 | 254 | 83460.8145 | 1754.4315 | 1754.4315 | 22541.6667 | 106002.4812 | 106002.4812 | 0 | 0 | 0 | 0 | 83460.8145 | 0 | 0 | 0 | 0 | 0
2022-10-01 23:00 | 0 | 0 | 186065 | 0 | 2846 | 0 | 15 | 106002.4812 | 10.6002 | 0 | 106002.4812 | 836950.7995 | 254 | 83460.8145 | 1754.4315 | 1754.4315 | 22541.6667 | 106002.4812 | 106002.4812 | 0 | 0 | 0 | 0 | 83460.8145 | 0 | 0 | 0 | 0 | 0
2022-10-02 | 0 | 0 | 186065 | 0 | 2846 | 0 | 15 | 105669.1478 | 10.5669 | 0 | 105669.1478 | 730948.3183 | 254 | 83460.8145 | 1754.4315 | 1754.4315 | 22208.3333 | 105669.1478 | 105669.1478 | 0 | 0 | 0 | 0 | 83460.8145 | 0 | 0 | 0 | 0 | 0
2022-10-02 01:00 | 0 | 0 | 186065 | 0 | 2846 | 0 | 15 | 105669.1478 | 10.5669 | 0 | 105669.1478 | 625279.1704 | 254 | 83460.8145 | 1754.4315 | 1754.4315 | 22208.3333 | 105669.1478 | 105669.1478 | 0 | 0 | 0 | 0 | 83460.8145 | 0 | 0 | 0 | 0 | 0
2022-10-02 02:00 | 0 | 0 | 186065 | 0 | 2846 | 0 | 15 | 105669.1478 | 10.5669 | 0 | 105669.1478 | 519610.0226 | 254 | 83460.8145 | 1754.4315 | 1754.4315 | 22208.3333 | 105669.1478 | 105669.1478 | 0 | 0 | 0 | 0 | 83460.8145 | 0 | 0 | 0 | 0 | 0
2022-10-02 03:00 | 0 | 0 | 186065 | 0 | 2846 | 0 | 15 | 105669.1478 | 10.5669 | 0 | 105669.1478 | 413940.8747 | 254 | 83460.8145 | 1754.4315 | 1754.4315 | 22208.3333 | 105669.1478 | 105669.1478 | 0 | 0 | 0 | 0 | 83460.8145 | 0 | 0 | 0 | 0 | 0
2022-10-02 04:00 | 0 | 0 | 186065 | 0 | 2846 | 0 | 15 | 105669.1478 | 10.5669 | 0 | 105669.1478 | 308271.7269 | 254 | 83460.8145 | 1754.4315 | 1754.4315 | 22208.3333 | 105669.1478 | 105669.1478 | 0 | 0 | 0 | 0 | 83460.8145 | 0 | 0 | 0 | 0 | 0
2022-10-02 05:00 | 0 | 0 | 186065 | 0 | 2846 | 0 | 15 | 105669.1478 | 10.5669 | 0 | 105669.1478 | 202602.5791 | 254 | 83460.8145 | 1754.4315 | 1754.4315 | 22208.3333 | 105669.1478 | 105669.1478 | 0 | 0 | 0 | 0 | 83460.8145 | 0 | 0 | 0 | 0 | 0
2022-10-02 06:00 | 0.02085 | 0.01045 | 186065 | 3763.0716 | 2846 | 4972.645 | 15 | 101906.0763 | 10.1906 | 0 | 96933.4312 | 96933.4312 | 254 | 83460.8145 | 1754.4315 | 1754.4315 | 22208.3333 | 105669.1478 | 105669.1478 | 0 | 0 | 0 | 3763.0716 | 79697.7429 | 0 | 0 | 0 | 0 | 0
2022-10-02 07:00 | 0.19273 | 0.35097 | 186065 | 34784.4982 | 2846 | 167009.4957 | 15 | 70884.6496 | 7.0885 | 0 | 0 | 0 | 254 | 83460.8145 | 1754.4315 | 1754.4315 | 22208.3333 | 105669.1478 | 105669.1478 | 0 | 0 | 0 | 34784.4982 | 48676.3163 | 0 | 0 | 0 | 0 | 0
2022-10-02 08:00 | 0.41515 | 0.57762 | 186065 | 74927.5382 | 2846 | 274861.1701 | 15 | 30741.6096 | 3.0742 | 0 | 0 | 0 | 254 | 83460.8145 | 1754.4315 | 1754.4315 | 22208.3333 | 105669.1478 | 105669.1478 | 0 | 0 | 0 | 74927.5382 | 8533.2763 | 0 | 0 | 0 | 0 | 0
2022-10-02 09:00 | 0.61822 | 0.71394 | 186065 | 111578.2312 | 2846 | 339729.2057 | 15 | 0 | 0 | 0 | 0 | 0 | 254 | 83460.8145 | 1754.4315 | 1754.4315 | 22208.3333 | 105669.1478 | 105669.1478 | 0 | 0 | 0 | 83460.8145 | 0 | 0 | 0 | 0 | 0 | 0
2022-10-02 10:00 | 0.7703 | 0.78972 | 186065 | 139026.0934 | 2846 | 375789.2097 | 15 | 0 | 0 | 0 | 0 | 0 | 254 | 83460.8145 | 1754.4315 | 1754.4315 | 22208.3333 | 105669.1478 | 105669.1478 | 0 | 0 | 0 | 83460.8145 | 0 | 0 | 0 | 0 | 0 | 0
2022-10-02 11:00 | 0.8572 | 0.82533 | 186065 | 154710.0705 | 2846 | 392734.2709 | 15 | 0 | 0 | 0 | 0 | 0 | 254 | 83460.8145 | 1754.4315 | 1754.4315 | 22208.3333 | 105669.1478 | 105669.1478 | 0 | 0 | 0 | 83460.8145 | 0 | 0 | 0 | 0 | 0 | 0
2022-10-02 12:00 | 0.85735 | 0.76834 | 186065 | 154737.1429 | 2846 | 365615.511 | 15 | 0 | 0 | 262328.9705 | 0 | 0 | 254 | 83460.8145 | 1754.4315 | 1754.4315 | 22208.3333 | 105669.1478 | 105669.1478 | 0 | 0 | 0 | 83460.8145 | 0 | 0 | 0 | 0 | 0 | 0
2022-10-02 13:00 | 0.79817 | 0.7443 | 186065 | 144056.156 | 2846 | 354176.0482 | 15 | 0 | 0 | 354176.0482 | 0 | 262328.9705 | 254 | 83460.8145 | 1754.4315 | 1754.4315 | 22208.3333 | 105669.1478 | 105669.1478 | 0 | 0 | 0 | 83460.8145 | 0 | 0 | 0 | 0 | 0 | 0
2022-10-02 14:00 | 0.6709 | 0.70816 | 186065 | 121086.0782 | 2846 | 336978.7858 | 15 | 0 | 0 | 336978.7858 | 0 | 616505.0186 | 254 | 83460.8145 | 1754.4315 | 1754.4315 | 22208.3333 | 105669.1478 | 105669.1478 | 0 | 0 | 0 | 83460.8145 | 0 | 0 | 0 | 0 | 0 | 0
2022-10-02 15:00 | 0.48758 | 0.61103 | 186065 | 87999.9255 | 2846 | 290759.3587 | 15 | 17669.2223 | 1.7669 | 273090.1364 | 0 | 953483.8044 | 254 | 83460.8145 | 1754.4315 | 1754.4315 | 22208.3333 | 105669.1478 | 105669.1478 | 0 | 0 | 0 | 83460.8145 | 0 | 0 | 0 | 0 | 0 | 0
2022-10-02 16:00 | 0.26992 | 0.44742 | 186065 | 48715.9849 | 2846 | 212905.3439 | 15 | 56953.163 | 5.6953 | 155952.1809 | 0 | 1226573.9408 | 254 | 83460.8145 | 1754.4315 | 1754.4315 | 22208.3333 | 105669.1478 | 105669.1478 | 0 | 0 | 0 | 48715.9849 | 34744.8297 | 0 | 0 | 0 | 0 | 0
2022-10-02 17:00 | 0.06593 | 0.11182 | 186065 | 11899.2475 | 2846 | 53209.6812 | 15 | 93769.9004 | 9.377 | 0 | 40560.2192 | 1382526.1217 | 254 | 83460.8145 | 1754.4315 | 1754.4315 | 22208.3333 | 105669.1478 | 105669.1478 | 0 | 0 | 0 | 11899.2475 | 71561.567 | 0 | 0 | 0 | 0 | 0
2022-10-02 18:00 | 0 | 0 | 186065 | 0 | 2846 | 0 | 15 | 105669.1478 | 10.5669 | 0 | 105669.1478 | 1341965.9026 | 254 | 83460.8145 | 1754.4315 | 1754.4315 | 22208.3333 | 105669.1478 | 105669.1478 | 0 | 0 | 0 | 0 | 83460.8145 | 0 | 0 | 0 | 0 | 0
2022-10-02 19:00 | 0 | 0 | 186065 | 0 | 2846 | 0 | 15 | 105669.1478 | 10.5669 | 0 | 105669.1478 | 1236296.7547 | 254 | 83460.8145 | 1754.4315 | 1754.4315 | 22208.3333 | 105669.1478 | 105669.1478 | 0 | 0 | 0 | 0 | 83460.8145 | 0 | 0 | 0 | 0 | 0
2022-10-02 20:00 | 0 | 0 | 186065 | 0 | 2846 | 0 | 15 | 105669.1478 | 10.5669 | 0 | 105669.1478 | 1130627.6069 | 254 | 83460.8145 | 1754.4315 | 1754.4315 | 22208.3333 | 105669.1478 | 105669.1478 | 0 | 0 | 0 | 0 | 83460.8145 | 0 | 0 | 0 | 0 | 0
2022-10-02 21:00 | 0 | 0 | 186065 | 0 | 2846 | 0 | 15 | 105669.1478 | 10.5669 | 0 | 105669.1478 | 1024958.459 | 254 | 83460.8145 | 1754.4315 | 1754.4315 | 22208.3333 | 105669.1478 | 105669.1478 | 0 | 0 | 0 | 0 | 83460.8145 | 0 | 0 | 0 | 0 | 0
2022-10-02 22:00 | 0 | 0 | 186065 | 0 | 2846 | 0 | 15 | 105669.1478 | 10.5669 | 0 | 105669.1478 | 919289.3112 | 254 | 83460.8145 | 1754.4315 | 1754.4315 | 22208.3333 | 105669.1478 | 105669.1478 | 0 | 0 | 0 | 0 | 83460.8145 | 0 | 0 | 0 | 0 | 0
2022-10-02 23:00 | 0 | 0 | 186065 | 0 | 2846 | 0 | 15 | 105669.1478 | 10.5669 | 0 | 105669.1478 | 813620.1633 | 254 | 83460.8145 | 1754.4315 | 1754.4315 | 22208.3333 | 105669.1478 | 105669.1478 | 0 | 0 | 0 | 0 | 83460.8145 | 0 | 0 | 0 | 0 | 0
2022-10-03 | 0 | 0 | 186065 | 0 | 2846 | 0 | 15 | 103377.4812 | 10.3377 | 0 | 103377.4812 | 707951.0155 | 254 | 83460.8145 | 1754.4315 | 1754.4315 | 19916.6667 | 103377.4812 | 103377.4812 | 0 | 0 | 0 | 0 | 83460.8145 | 0 | 0 | 0 | 0 | 0
2022-10-03 01:00 | 0 | 0 | 186065 | 0 | 2846 | 0 | 15 | 103377.4812 | 10.3377 | 0 | 103377.4812 | 604573.5343 | 254 | 83460.8145 | 1754.4315 | 1754.4315 | 19916.6667 | 103377.4812 | 103377.4812 | 0 | 0 | 0 | 0 | 83460.8145 | 0 | 0 | 0 | 0 | 0
2022-10-03 02:00 | 0 | 0 | 186065 | 0 | 2846 | 0 | 15 | 103377.4812 | 10.3377 | 0 | 103377.4812 | 501196.0531 | 254 | 83460.8145 | 1754.4315 | 1754.4315 | 19916.6667 | 103377.4812 | 103377.4812 | 0 | 0 | 0 | 0 | 83460.8145 | 0 | 0 | 0 | 0 | 0
2022-10-03 03:00 | 0 | 0 | 186065 | 0 | 2846 | 0 | 15 | 103377.4812 | 10.3377 | 0 | 103377.4812 | 397818.572 | 254 | 83460.8145 | 1754.4315 | 1754.4315 | 19916.6667 | 103377.4812 | 103377.4812 | 0 | 0 | 0 | 0 | 83460.8145 | 0 | 0 | 0 | 0 | 0
2022-10-03 04:00 | 0 | 0 | 186065 | 0 | 2846 | 0 | 15 | 103377.4812 | 10.3377 | 0 | 103377.4812 | 294441.0908 | 254 | 83460.8145 | 1754.4315 | 1754.4315 | 19916.6667 | 103377.4812 | 103377.4812 | 0 | 0 | 0 | 0 | 83460.8145 | 0 | 0 | 0 | 0 | 0
2022-10-03 05:00 | 0 | 0 | 186065 | 0 | 2846 | 0 | 15 | 103377.4812 | 10.3377 | 0 | 103377.4812 | 191063.6096 | 254 | 83460.8145 | 1754.4315 | 1754.4315 | 19916.6667 | 103377.4812 | 103377.4812 | 0 | 0 | 0 | 0 | 83460.8145 | 0 | 0 | 0 | 0 | 0
2022-10-03 06:00 | 0.0205 | 0.0252 | 186065 | 3699.9025 | 2846 | 11991.4502 | 15 | 99677.5787 | 9.9678 | 0 | 87686.1284 | 87686.1284 | 254 | 83460.8145 | 1754.4315 | 1754.4315 | 19916.6667 | 103377.4812 | 103377.4812 | 0 | 0 | 0 | 3699.9025 | 79760.912 | 0 | 0 | 0 | 0 | 0
2022-10-03 07:00 | 0.19527 | 0.42568 | 186065 | 35242.9252 | 2846 | 202560.3388 | 15 | 68134.556 | 6.8135 | 0 | 0 | 0 | 254 | 83460.8145 | 1754.4315 | 1754.4315 | 19916.6667 | 103377.4812 | 103377.4812 | 0 | 0 | 0 | 15326.2585 | 68134.556 | 0 | 0 | 0 | 0 | 0
2022-10-03 08:00 | 0.4163 | 0.6369 | 186065 | 75135.0937 | 2846 | 303069.6293 | 15 | 28242.3875 | 2.8242 | 0 | 0 | 0 | 254 | 83460.8145 | 1754.4315 | 1754.4315 | 19916.6667 | 103377.4812 | 103377.4812 | 0 | 0 | 0 | 55218.427 | 28242.3875 | 0 | 0 | 0 | 0 | 0
2022-10-03 09:00 | 0.6155 | 0.75628 | 186065 | 111087.3173 | 2846 | 359876.7455 | 15 | 0 | 0 | 0 | 0 | 0 | 254 | 83460.8145 | 1754.4315 | 1754.4315 | 19916.6667 | 103377.4812 | 103377.4812 | 0 | 0 | 0 | 83460.8145 | 0 | 0 | 0 | 0 | 0 | 0
2022-10-03 10:00 | 0.76353 | 0.81813 | 186065 | 137804.2232 | 2846 | 389308.1423 | 15 | 0 | 0 | 0 | 0 | 0 | 254 | 83460.8145 | 1754.4315 | 1754.4315 | 19916.6667 | 103377.4812 | 103377.4812 | 0 | 0 | 0 | 83460.8145 | 0 | 0 | 0 | 0 | 0 | 0
2022-10-03 11:00 | 0.84733 | 0.84362 | 186065 | 152928.7028 | 2846 | 401437.5893 | 15 | 0 | 0 | 0 | 0 | 0 | 254 | 83460.8145 | 1754.4315 | 1754.4315 | 19916.6667 | 103377.4812 | 103377.4812 | 0 | 0 | 0 | 83460.8145 | 0 | 0 | 0 | 0 | 0 | 0
2022-10-03 12:00 | 0.85595 | 0.82557 | 186065 | 154484.4666 | 2846 | 392848.4752 | 15 | 0 | 0 | 137637.4981 | 0 | 0 | 254 | 83460.8145 | 1754.4315 | 1754.4315 | 19916.6667 | 103377.4812 | 103377.4812 | 0 | 0 | 0 | 83460.8145 | 0 | 0 | 0 | 0 | 0 | 0
2022-10-03 13:00 | 0.7962 | 0.80074 | 186065 | 143700.6044 | 2846 | 381033.0899 | 15 | 0 | 0 | 381033.0899 | 0 | 137637.4981 | 254 | 83460.8145 | 1754.4315 | 1754.4315 | 19916.6667 | 103377.4812 | 103377.4812 | 0 | 0 | 0 | 83460.8145 | 0 | 0 | 0 | 0 | 0 | 0
2022-10-03 14:00 | 0.6697 | 0.76425 | 186065 | 120869.4986 | 2846 | 363669.2796 | 15 | 0 | 0 | 363669.2796 | 0 | 518670.588 | 254 | 83460.8145 | 1754.4315 | 1754.4315 | 19916.6667 | 103377.4812 | 103377.4812 | 0 | 0 | 0 | 83460.8145 | 0 | 0 | 0 | 0 | 0 | 0
2022-10-03 15:00 | 0.48745 | 0.66646 | 186065 | 87976.4627 | 2846 | 317135.7908 | 15 | 15401.0185 | 1.5401 | 301734.7723 | 0 | 882339.8676 | 254 | 83460.8145 | 1754.4315 | 1754.4315 | 19916.6667 | 103377.4812 | 103377.4812 | 0 | 0 | 0 | 68059.7961 | 15401.0185 | 0 | 0 | 0 | 0 | 0
2022-10-03 16:00 | 0.27033 | 0.50372 | 186065 | 48789.9829 | 2846 | 239695.7665 | 15 | 54587.4983 | 5.4587 | 185108.2682 | 0 | 1184074.6399 | 254 | 83460.8145 | 1754.4315 | 1754.4315 | 19916.6667 | 103377.4812 | 103377.4812 | 0 | 0 | 0 | 48789.9829 | 34670.8316 | 0 | 0 | 0 | 0 | 0
2022-10-03 17:00 | 0.0644 | 0.14138 | 186065 | 11623.1084 | 2846 | 67275.8427 | 15 | 91754.3728 | 9.1754 | 0 | 24478.5301 | 1369182.9081 | 254 | 83460.8145 | 1754.4315 | 1754.4315 | 19916.6667 | 103377.4812 | 103377.4812 | 0 | 0 | 0 | 0 | 83460.8145 | 0 | 0 | 0 | 0 | 0
2022-10-03 18:00 | 0 | 0 | 186065 | 0 | 2846 | 0 | 15 | 103377.4812 | 10.3377 | 0 | 103377.4812 | 1344704.378 | 254 | 83460.8145 | 1754.4315 | 1754.4315 | 19916.6667 | 103377.4812 | 103377.4812 | 0 | 0 | 0 | 0 | 83460.8145 | 0 | 0 | 0 | 0 | 0
2022-10-03 19:00 | 0 | 0 | 186065 | 0 | 2846 | 0 | 15 | 103377.4812 | 10.3377 | 0 | 103377.4812 | 1241326.8968 | 254 | 83460.8145 | 1754.4315 | 1754.4315 | 19916.6667 | 103377.4812 | 103377.4812 | 0 | 0 | 0 | 0 | 83460.8145 | 0 | 0 | 0 | 0 | 0
2022-10-03 20:00 | 0 | 0 | 186065 | 0 | 2846 | 0 | 15 | 103377.4812 | 10.3377 | 0 | 103377.4812 | 1137949.4156 | 254 | 83460.8145 | 1754.4315 | 1754.4315 | 19916.6667 | 103377.4812 | 103377.4812 | 0 | 0 | 0 | 0 | 83460.8145 | 0 | 0 | 0 | 0 | 0
2022-10-03 21:00 | 0 | 0 | 186065 | 0 | 2846 | 0 | 15 | 103377.4812 | 10.3377 | 0 | 103377.4812 | 1034571.9345 | 254 | 83460.8145 | 1754.4315 | 1754.4315 | 19916.6667 | 103377.4812 | 103377.4812 | 0 | 0 | 0 | 0 | 83460.8145 | 0 | 0 | 0 | 0 | 0
2022-10-03 22:00 | 0 | 0 | 186065 | 0 | 2846 | 0 | 15 | 103377.4812 | 10.3377 | 0 | 103377.4812 | 931194.4533 | 254 | 83460.8145 | 1754.4315 | 1754.4315 | 19916.6667 | 103377.4812 | 103377.4812 | 0 | 0 | 0 | 0 | 83460.8145 | 0 | 0 | 0 | 0 | 0
2022-10-03 23:00 | 0 | 0 | 186065 | 0 | 2846 | 0 | 15 | 103377.4812 | 10.3377 | 0 | 103377.4812 | 827816.9721 | 254 | 83460.8145 | 1754.4315 | 1754.4315 | 19916.6667 | 103377.4812 | 103377.4812 | 0 | 0 | 0 | 0 | 83460.8145 | 0 | 0 | 0 | 0 | 0
2022-10-04 | 0 | 0 | 186065 | 0 | 2846 | 0 | 15 | 105364.9812 | 10.5365 | 0 | 105364.9812 | 724439.4909 | 254 | 83460.8145 | 1754.4315 | 1754.4315 | 21904.1667 | 105364.9812 | 105364.9812 | 0 | 0 | 0 | 0 | 83460.8145 | 0 | 0 | 0 | 0 | 0
2022-10-04 01:00 | 0 | 0 | 186065 | 0 | 2846 | 0 | 15 | 105364.9812 | 10.5365 | 0 | 105364.9812 | 619074.5097 | 254 | 83460.8145 | 1754.4315 | 1754.4315 | 21904.1667 | 105364.9812 | 105364.9812 | 0 | 0 | 0 | 0 | 83460.8145 | 0 | 0 | 0 | 0 | 0
2022-10-04 02:00 | 0 | 0 | 186065 | 0 | 2846 | 0 | 15 | 105364.9812 | 10.5365 | 0 | 105364.9812 | 513709.5286 | 254 | 83460.8145 | 1754.4315 | 1754.4315 | 21904.1667 | 105364.9812 | 105364.9812 | 0 | 0 | 0 | 0 | 83460.8145 | 0 | 0 | 0 | 0 | 0
2022-10-04 03:00 | 0 | 0 | 186065 | 0 | 2846 | 0 | 15 | 105364.9812 | 10.5365 | 0 | 105364.9812 | 408344.5474 | 254 | 83460.8145 | 1754.4315 | 1754.4315 | 21904.1667 | 105364.9812 | 105364.9812 | 0 | 0 | 0 | 0 | 83460.8145 | 0 | 0 | 0 | 0 | 0
2022-10-04 04:00 | 0 | 0 | 186065 | 0 | 2846 | 0 | 15 | 105364.9812 | 10.5365 | 0 | 105364.9812 | 302979.5662 | 254 | 83460.8145 | 1754.4315 | 1754.4315 | 21904.1667 | 105364.9812 | 105364.9812 | 0 | 0 | 0 | 0 | 83460.8145 | 0 | 0 | 0 | 0 | 0
2022-10-04 05:00 | 0 | 0 | 186065 | 0 | 2846 | 0 | 15 | 105364.9812 | 10.5365 | 0 | 105364.9812 | 197614.585 | 254 | 83460.8145 | 1754.4315 | 1754.4315 | 21904.1667 | 105364.9812 | 105364.9812 | 0 | 0 | 0 | 0 | 83460.8145 | 0 | 0 | 0 | 0 | 0
2022-10-04 06:00 | 0.01883 | 0.02042 | 186065 | 3398.4958 | 2846 | 9716.8815 | 15 | 101966.4853 | 10.1966 | 0 | 92249.6038 | 92249.6038 | 254 | 83460.8145 | 1754.4315 | 1754.4315 | 21904.1667 | 105364.9812 | 105364.9812 | 0 | 0 | 0 | 0 | 83460.8145 | 0 | 0 | 0 | 0 | 0
2022-10-04 07:00 | 0.17705 | 0.338 | 186065 | 31954.524 | 2846 | 160837.7056 | 15 | 73410.4572 | 7.341 | 0 | 0 | 0 | 254 | 83460.8145 | 1754.4315 | 1754.4315 | 21904.1667 | 105364.9812 | 105364.9812 | 0 | 0 | 0 | 31954.524 | 51506.2905 | 0 | 0 | 0 | 0 | 0
2022-10-04 08:00 | 0.3777 | 0.46118 | 186065 | 68168.448 | 2846 | 219453.0564 | 15 | 37196.5332 | 3.7197 | 0 | 0 | 0 | 254 | 83460.8145 | 1754.4315 | 1754.4315 | 21904.1667 | 105364.9812 | 105364.9812 | 0 | 0 | 0 | 46264.2813 | 37196.5332 | 0 | 0 | 0 | 0 | 0
2022-10-04 09:00 | 0.5638 | 0.55718 | 186065 | 101756.3436 | 2846 | 265134.7716 | 15 | 3608.6376 | 0.36086 | 0 | 0 | 0 | 254 | 83460.8145 | 1754.4315 | 1754.4315 | 21904.1667 | 105364.9812 | 105364.9812 | 0 | 0 | 0 | 83460.8145 | 0 | 0 | 0 | 0 | 0 | 0
2022-10-04 10:00 | 0.74203 | 0.7476 | 186065 | 133923.8376 | 2846 | 355746.3571 | 15 | 0 | 0 | 0 | 0 | 0 | 254 | 83460.8145 | 1754.4315 | 1754.4315 | 21904.1667 | 105364.9812 | 105364.9812 | 0 | 0 | 0 | 83460.8145 | 0 | 0 | 0 | 0 | 0 | 0
2022-10-04 11:00 | 0.83005 | 0.80592 | 186065 | 149809.9557 | 2846 | 383497.9991 | 15 | 0 | 0 | 0 | 0 | 0 | 254 | 83460.8145 | 1754.4315 | 1754.4315 | 21904.1667 | 105364.9812 | 105364.9812 | 0 | 0 | 0 | 83460.8145 | 0 | 0 | 0 | 0 | 0 | 0
2022-10-04 12:00 | 0.85008 | 0.83609 | 186065 | 153425.0311 | 2846 | 397854.4298 | 15 | 0 | 0 | 293832.1716 | 0 | 0 | 254 | 83460.8145 | 1754.4315 | 1754.4315 | 21904.1667 | 105364.9812 | 105364.9812 | 0 | 0 | 0 | 83460.8145 | 0 | 0 | 0 | 0 | 0 | 0
2022-10-04 13:00 | 0.7797 | 0.79518 | 186065 | 140722.6341 | 2846 | 378387.3572 | 15 | 0 | 0 | 378387.3572 | 0 | 293832.1716 | 254 | 83460.8145 | 1754.4315 | 1754.4315 | 21904.1667 | 105364.9812 | 105364.9812 | 0 | 0 | 0 | 83460.8145 | 0 | 0 | 0 | 0 | 0 | 0
2022-10-04 14:00 | 0.64522 | 0.73219 | 186065 | 116451.2735 | 2846 | 348413.4901 | 15 | 0 | 0 | 348413.4901 | 0 | 672219.5288 | 254 | 83460.8145 | 1754.4315 | 1754.4315 | 21904.1667 | 105364.9812 | 105364.9812 | 0 | 0 | 0 | 83460.8145 | 0 | 0 | 0 | 0 | 0 | 0
2022-10-04 15:00 | 0.46577 | 0.59527 | 186065 | 84063.5902 | 2846 | 283259.9438 | 15 | 21301.391 | 2.1301 | 261958.5528 | 0 | 1020633.0189 | 254 | 83460.8145 | 1754.4315 | 1754.4315 | 21904.1667 | 105364.9812 | 105364.9812 | 0 | 0 | 0 | 83460.8145 | 0 | 0 | 0 | 0 | 0 | 0
2022-10-04 16:00 | 0.25155 | 0.41623 | 186065 | 45400.5112 | 2846 | 198063.545 | 15 | 59964.47 | 5.9964 | 138099.075 | 0 | 1282591.5718 | 254 | 83460.8145 | 1754.4315 | 1754.4315 | 21904.1667 | 105364.9812 | 105364.9812 | 0 | 0 | 0 | 23496.3446 | 59964.47 | 0 | 0 | 0 | 0 | 0
2022-10-04 17:00 | 0.0574 | 0.0813 | 186065 | 10359.7271 | 2846 | 38686.7026 | 15 | 95005.2541 | 9.5005 | 0 | 56318.5515 | 1420690.6468 | 254 | 83460.8145 | 1754.4315 | 1754.4315 | 21904.1667 | 105364.9812 | 105364.9812 | 0 | 0 | 0 | 0 | 83460.8145 | 0 | 0 | 0 | 0 | 0
2022-10-04 18:00 | 0 | 0 | 186065 | 0 | 2846 | 0 | 15 | 105364.9812 | 10.5365 | 0 | 105364.9812 | 1364372.0953 | 254 | 83460.8145 | 1754.4315 | 1754.4315 | 21904.1667 | 105364.9812 | 105364.9812 | 0 | 0 | 0 | 0 | 83460.8145 | 0 | 0 | 0 | 0 | 0
2022-10-04 19:00 | 0 | 0 | 186065 | 0 | 2846 | 0 | 15 | 105364.9812 | 10.5365 | 0 | 105364.9812 | 1259007.1141 | 254 | 83460.8145 | 1754.4315 | 1754.4315 | 21904.1667 | 105364.9812 | 105364.9812 | 0 | 0 | 0 | 0 | 83460.8145 | 0 | 0 | 0 | 0 | 0
2022-10-04 20:00 | 0 | 0 | 186065 | 0 | 2846 | 0 | 15 | 105364.9812 | 10.5365 | 0 | 105364.9812 | 1153642.1329 | 254 | 83460.8145 | 1754.4315 | 1754.4315 | 21904.1667 | 105364.9812 | 105364.9812 | 0 | 0 | 0 | 0 | 83460.8145 | 0 | 0 | 0 | 0 | 0
2022-10-04 21:00 | 0 | 0 | 186065 | 0 | 2846 | 0 | 15 | 105364.9812 | 10.5365 | 0 | 105364.9812 | 1048277.1517 | 254 | 83460.8145 | 1754.4315 | 1754.4315 | 21904.1667 | 105364.9812 | 105364.9812 | 0 | 0 | 0 | 0 | 83460.8145 | 0 | 0 | 0 | 0 | 0
2022-10-04 22:00 | 0 | 0 | 186065 | 0 | 2846 | 0 | 15 | 105364.9812 | 10.5365 | 0 | 105364.9812 | 942912.1705 | 254 | 83460.8145 | 1754.4315 | 1754.4315 | 21904.1667 | 105364.9812 | 105364.9812 | 0 | 0 | 0 | 0 | 83460.8145 | 0 | 0 | 0 | 0 | 0
2022-10-04 23:00 | 0 | 0 | 186065 | 0 | 2846 | 0 | 15 | 105364.9812 | 10.5365 | 0 | 105364.9812 | 837547.1894 | 254 | 83460.8145 | 1754.4315 | 1754.4315 | 21904.1667 | 105364.9812 | 105364.9812 | 0 | 0 | 0 | 0 | 83460.8145 | 0 | 0 | 0 | 0 | 0
2022-10-05 | 0 | 0 | 186065 | 0 | 2846 | 0 | 15 | 105585.8145 | 10.5586 | 0 | 105585.8145 | 732182.2082 | 254 | 83460.8145 | 1754.4315 | 1754.4315 | 22125 | 105585.8145 | 105585.8145 | 0 | 0 | 0 | 0 | 83460.8145 | 0 | 0 | 0 | 0 | 0
2022-10-05 01:00 | 0 | 0 | 186065 | 0 | 2846 | 0 | 15 | 105585.8145 | 10.5586 | 0 | 105585.8145 | 626596.3937 | 254 | 83460.8145 | 1754.4315 | 1754.4315 | 22125 | 105585.8145 | 105585.8145 | 0 | 0 | 0 | 0 | 83460.8145 | 0 | 0 | 0 | 0 | 0
2022-10-05 02:00 | 0 | 0 | 186065 | 0 | 2846 | 0 | 15 | 105585.8145 | 10.5586 | 0 | 105585.8145 | 521010.5792 | 254 | 83460.8145 | 1754.4315 | 1754.4315 | 22125 | 105585.8145 | 105585.8145 | 0 | 0 | 0 | 0 | 83460.8145 | 0 | 0 | 0 | 0 | 0
2022-10-05 03:00 | 0 | 0 | 186065 | 0 | 2846 | 0 | 15 | 105585.8145 | 10.5586 | 0 | 105585.8145 | 415424.7647 | 254 | 83460.8145 | 1754.4315 | 1754.4315 | 22125 | 105585.8145 | 105585.8145 | 0 | 0 | 0 | 0 | 83460.8145 | 0 | 0 | 0 | 0 | 0
2022-10-05 04:00 | 0 | 0 | 186065 | 0 | 2846 | 0 | 15 | 105585.8145 | 10.5586 | 0 | 105585.8145 | 309838.9501 | 254 | 83460.8145 | 1754.4315 | 1754.4315 | 22125 | 105585.8145 | 105585.8145 | 0 | 0 | 0 | 0 | 83460.8145 | 0 | 0 | 0 | 0 | 0
2022-10-05 05:00 | 0 | 0 | 186065 | 0 | 2846 | 0 | 15 | 105585.8145 | 10.5586 | 0 | 105585.8145 | 204253.1356 | 254 | 83460.8145 | 1754.4315 | 1754.4315 | 22125 | 105585.8145 | 105585.8145 | 0 | 0 | 0 | 0 | 83460.8145 | 0 | 0 | 0 | 0 | 0
2022-10-05 06:00 | 0.0179 | 0.00775 | 186065 | 3230.6466 | 2846 | 3687.8468 | 15 | 102355.1679 | 10.2355 | 0 | 98667.3211 | 98667.3211 | 254 | 83460.8145 | 1754.4315 | 1754.4315 | 22125 | 105585.8145 | 105585.8145 | 0 | 0 | 0 | 3230.6466 | 80230.1679 | 0 | 0 | 0 | 0 | 0
2022-10-05 07:00 | 0.17895 | 0.31291 | 186065 | 32297.4418 | 2846 | 148898.599 | 15 | 73288.3727 | 7.3288 | 0 | 0 | 0 | 254 | 83460.8145 | 1754.4315 | 1754.4315 | 22125 | 105585.8145 | 105585.8145 | 0 | 0 | 0 | 10172.4418 | 73288.3727 | 0 | 0 | 0 | 0 | 0
2022-10-05 08:00 | 0.39427 | 0.53216 | 186065 | 71159.0521 | 2846 | 253228.9746 | 15 | 34426.7624 | 3.4427 | 0 | 0 | 0 | 254 | 83460.8145 | 1754.4315 | 1754.4315 | 22125 | 105585.8145 | 105585.8145 | 0 | 0 | 0 | 49034.0521 | 34426.7624 | 0 | 0 | 0 | 0 | 0
2022-10-05 09:00 | 0.5929 | 0.66164 | 186065 | 107008.4003 | 2846 | 314842.188 | 15 | 0 | 0 | 0 | 0 | 0 | 254 | 83460.8145 | 1754.4315 | 1754.4315 | 22125 | 105585.8145 | 105585.8145 | 0 | 0 | 0 | 83460.8145 | 0 | 0 | 0 | 0 | 0 | 0
2022-10-05 10:00 | 0.74147 | 0.73443 | 186065 | 133822.7671 | 2846 | 349479.3968 | 15 | 0 | 0 | 92998.0242 | 0 | 0 | 254 | 83460.8145 | 1754.4315 | 1754.4315 | 22125 | 105585.8145 | 105585.8145 | 0 | 0 | 0 | 83460.8145 | 0 | 0 | 0 | 0 | 0 | 0
2022-10-05 11:00 | 0.8255 | 0.76429 | 186065 | 148988.7578 | 2846 | 363688.3136 | 15 | 0 | 0 | 363688.3136 | 0 | 92998.0242 | 254 | 83460.8145 | 1754.4315 | 1754.4315 | 22125 | 105585.8145 | 105585.8145 | 0 | 0 | 0 | 83460.8145 | 0 | 0 | 0 | 0 | 0 | 0
2022-10-05 12:00 | 0.81662 | 0.66509 | 186065 | 147386.0683 | 2846 | 316483.8746 | 15 | 0 | 0 | 316483.8746 | 0 | 456686.3378 | 254 | 83460.8145 | 1754.4315 | 1754.4315 | 22125 | 105585.8145 | 105585.8145 | 0 | 0 | 0 | 83460.8145 | 0 | 0 | 0 | 0 | 0 | 0
2022-10-05 13:00 | 0.7493 | 0.62005 | 186065 | 135235.9494 | 2846 | 295051.5366 | 15 | 0 | 0 | 295051.5366 | 0 | 773170.2124 | 254 | 83460.8145 | 1754.4315 | 1754.4315 | 22125 | 105585.8145 | 105585.8145 | 0 | 0 | 0 | 83460.8145 | 0 | 0 | 0 | 0 | 0 | 0
2022-10-05 14:00 | 0.61597 | 0.55896 | 186065 | 111172.1443 | 2846 | 265981.7868 | 15 | 0 | 0 | 265981.7868 | 0 | 1068221.749 | 254 | 83460.8145 | 1754.4315 | 1754.4315 | 22125 | 105585.8145 | 105585.8145 | 0 | 0 | 0 | 83460.8145 | 0 | 0 | 0 | 0 | 0 | 0
2022-10-05 15:00 | 0.39162 | 0.37193 | 186065 | 70680.772 | 2846 | 176983.3368 | 15 | 34905.0425 | 3.4905 | 142078.2943 | 0 | 1334203.5357 | 254 | 83460.8145 | 1754.4315 | 1754.4315 | 22125 | 105585.8145 | 105585.8145 | 0 | 0 | 0 | 70680.772 | 12780.0425 | 0 | 0 | 0 | 0 | 0
2022-10-05 16:00 | 0.19552 | 0.19088 | 186065 | 35288.0459 | 2846 | 90830.4771 | 15 | 70297.7686 | 7.0298 | 20532.7085 | 0 | 1476281.8301 | 254 | 83460.8145 | 1754.4315 | 1754.4315 | 22125 | 105585.8145 | 105585.8145 | 0 | 0 | 0 | 35288.0459 | 48172.7686 | 0 | 0 | 0 | 0 | 0
2022-10-05 17:00 | 0.04245 | 0.01411 | 186065 | 7661.5055 | 2846 | 6714.2604 | 15 | 97924.309 | 9.7924 | 0 | 91210.0486 | 1496814.5386 | 254 | 83460.8145 | 1754.4315 | 1754.4315 | 22125 | 105585.8145 | 105585.8145 | 0 | 0 | 0 | 0 | 83460.8145 | 0 | 0 | 0 | 0 | 0
2022-10-05 18:00 | 0 | 0 | 186065 | 0 | 2846 | 0 | 15 | 105585.8145 | 10.5586 | 0 | 105585.8145 | 1405604.49 | 254 | 83460.8145 | 1754.4315 | 1754.4315 | 22125 | 105585.8145 | 105585.8145 | 0 | 0 | 0 | 0 | 83460.8145 | 0 | 0 | 0 | 0 | 0
2022-10-05 19:00 | 0 | 0 | 186065 | 0 | 2846 | 0 | 15 | 105585.8145 | 10.5586 | 0 | 105585.8145 | 1300018.6755 | 254 | 83460.8145 | 1754.4315 | 1754.4315 | 22125 | 105585.8145 | 105585.8145 | 0 | 0 | 0 | 0 | 83460.8145 | 0 | 0 | 0 | 0 | 0
2022-10-05 20:00 | 0 | 0 | 186065 | 0 | 2846 | 0 | 15 | 105585.8145 | 10.5586 | 0 | 105585.8145 | 1194432.8609 | 254 | 83460.8145 | 1754.4315 | 1754.4315 | 22125 | 105585.8145 | 105585.8145 | 0 | 0 | 0 | 0 | 83460.8145 | 0 | 0 | 0 | 0 | 0
2022-10-05 21:00 | 0 | 0 | 186065 | 0 | 2846 | 0 | 15 | 105585.8145 | 10.5586 | 0 | 105585.8145 | 1088847.0464 | 254 | 83460.8145 | 1754.4315 | 1754.4315 | 22125 | 105585.8145 | 105585.8145 | 0 | 0 | 0 | 0 | 83460.8145 | 0 | 0 | 0 | 0 | 0
2022-10-05 22:00 | 0 | 0 | 186065 | 0 | 2846 | 0 | 15 | 105585.8145 | 10.5586 | 0 | 105585.8145 | 983261.2319 | 254 | 83460.8145 | 1754.4315 | 1754.4315 | 22125 | 105585.8145 | 105585.8145 | 0 | 0 | 0 | 0 | 83460.8145 | 0 | 0 | 0 | 0 | 0
2022-10-05 23:00 | 0 | 0 | 186065 | 0 | 2846 | 0 | 15 | 105585.8145 | 10.5586 | 0 | 105585.8145 | 877675.4174 | 254 | 83460.8145 | 1754.4315 | 1754.4315 | 22125 | 105585.8145 | 105585.8145 | 0 | 0 | 0 | 0 | 83460.8145 | 0 | 0 | 0 | 0 | 0
2022-10-06 | 0 | 0 | 186065 | 0 | 2846 | 0 | 15 | 105289.9812 | 10.529 | 0 | 105289.9812 | 772089.6029 | 254 | 83460.8145 | 1754.4315 | 1754.4315 | 21829.1667 | 105289.9812 | 105289.9812 | 0 | 0 | 0 | 0 | 83460.8145 | 0 | 0 | 0 | 0 | 0
2022-10-06 01:00 | 0 | 0 | 186065 | 0 | 2846 | 0 | 15 | 105289.9812 | 10.529 | 0 | 105289.9812 | 666799.6217 | 254 | 83460.8145 | 1754.4315 | 1754.4315 | 21829.1667 | 105289.9812 | 105289.9812 | 0 | 0 | 0 | 0 | 83460.8145 | 0 | 0 | 0 | 0 | 0
2022-10-06 02:00 | 0 | 0 | 186065 | 0 | 2846 | 0 | 15 | 105289.9812 | 10.529 | 0 | 105289.9812 | 561509.6405 | 254 | 83460.8145 | 1754.4315 | 1754.4315 | 21829.1667 | 105289.9812 | 105289.9812 | 0 | 0 | 0 | 0 | 83460.8145 | 0 | 0 | 0 | 0 | 0
2022-10-06 03:00 | 0 | 0 | 186065 | 0 | 2846 | 0 | 15 | 105289.9812 | 10.529 | 0 | 105289.9812 | 456219.6594 | 254 | 83460.8145 | 1754.4315 | 1754.4315 | 21829.1667 | 105289.9812 | 105289.9812 | 0 | 0 | 0 | 0 | 83460.8145 | 0 | 0 | 0 | 0 | 0
2022-10-06 04:00 | 0 | 0 | 186065 | 0 | 2846 | 0 | 15 | 105289.9812 | 10.529 | 0 | 105289.9812 | 350929.6782 | 254 | 83460.8145 | 1754.4315 | 1754.4315 | 21829.1667 | 105289.9812 | 105289.9812 | 0 | 0 | 0 | 0 | 83460.8145 | 0 | 0 | 0 | 0 | 0
2022-10-06 05:00 | 0 | 0 | 186065 | 0 | 2846 | 0 | 15 | 105289.9812 | 10.529 | 0 | 105289.9812 | 245639.697 | 254 | 83460.8145 | 1754.4315 | 1754.4315 | 21829.1667 | 105289.9812 | 105289.9812 | 0 | 0 | 0 | 0 | 83460.8145 | 0 | 0 | 0 | 0 | 0
2022-10-06 06:00 | 0.01573 | 0.0005 | 186065 | 2838.9984 | 2846 | 237.9256 | 15 | 102450.9828 | 10.2451 | 0 | 102213.0572 | 140349.7158 | 254 | 83460.8145 | 1754.4315 | 1754.4315 | 21829.1667 | 105289.9812 | 105289.9812 | 0 | 0 | 0 | 2838.9984 | 80621.8161 | 0 | 0 | 0 | 0 | 0
2022-10-06 07:00 | 0.14325 | 0.08679 | 186065 | 25854.1969 | 2846 | 41299.1256 | 15 | 79435.7843 | 7.9436 | 0 | 38136.6586 | 38136.6586 | 254 | 83460.8145 | 1754.4315 | 1754.4315 | 21829.1667 | 105289.9812 | 105289.9812 | 0 | 0 | 0 | 25854.1969 | 57606.6176 | 0 | 0 | 0 | 0 | 0
2022-10-06 08:00 | 0.31392 | 0.15572 | 186065 | 56657.2391 | 2846 | 74099.5489 | 15 | 48632.7421 | 4.8633 | 0 | 0 | 0 | 254 | 83460.8145 | 1754.4315 | 1754.4315 | 21829.1667 | 105289.9812 | 105289.9812 | 0 | 0 | 0 | 34828.0724 | 48632.7421 | 0 | 0 | 0 | 0 | 0
2022-10-06 09:00 | 0.4977 | 0.32103 | 186065 | 89826.414 | 2846 | 152762.5107 | 15 | 15463.5672 | 1.5464 | 0 | 0 | 0 | 254 | 83460.8145 | 1754.4315 | 1754.4315 | 21829.1667 | 105289.9812 | 105289.9812 | 0 | 0 | 0 | 83460.8145 | 0 | 0 | 0 | 0 | 0 | 0
2022-10-06 10:00 | 0.66822 | 0.44652 | 186065 | 120602.3837 | 2846 | 212477.0778 | 15 | 0 | 0 | 150417.5577 | 0 | 0 | 254 | 83460.8145 | 1754.4315 | 1754.4315 | 21829.1667 | 105289.9812 | 105289.9812 | 0 | 0 | 0 | 83460.8145 | 0 | 0 | 0 | 0 | 0 | 0
2022-10-06 11:00 | 0.77925 | 0.60711 | 186065 | 140641.4167 | 2846 | 288894.022 | 15 | 0 | 0 | 288894.022 | 0 | 150417.5577 | 254 | 83460.8145 | 1754.4315 | 1754.4315 | 21829.1667 | 105289.9812 | 105289.9812 | 0 | 0 | 0 | 83460.8145 | 0 | 0 | 0 | 0 | 0 | 0
2022-10-06 12:00 | 0.79217 | 0.59525 | 186065 | 142973.2577 | 2846 | 283250.4268 | 15 | 0 | 0 | 283250.4268 | 0 | 439311.5798 | 254 | 83460.8145 | 1754.4315 | 1754.4315 | 21829.1667 | 105289.9812 | 105289.9812 | 0 | 0 | 0 | 83460.8145 | 0 | 0 | 0 | 0 | 0 | 0
2022-10-06 13:00 | 0.72658 | 0.5832 | 186065 | 131135.3745 | 2846 | 277516.4198 | 15 | 0 | 0 | 277516.4198 | 0 | 722562.0066 | 254 | 83460.8145 | 1754.4315 | 1754.4315 | 21829.1667 | 105289.9812 | 105289.9812 | 0 | 0 | 0 | 83460.8145 | 0 | 0 | 0 | 0 | 0 | 0
2022-10-06 14:00 | 0.60647 | 0.53504 | 186065 | 109457.5553 | 2846 | 254599.426 | 15 | 0 | 0 | 254599.426 | 0 | 1000078.4264 | 254 | 83460.8145 | 1754.4315 | 1754.4315 | 21829.1667 | 105289.9812 | 105289.9812 | 0 | 0 | 0 | 83460.8145 | 0 | 0 | 0 | 0 | 0 | 0
2022-10-06 15:00 | 0.41892 | 0.40878 | 186065 | 75607.9593 | 2846 | 194518.4535 | 15 | 29682.0219 | 2.9682 | 164836.4317 | 0 | 1254677.8525 | 254 | 83460.8145 | 1754.4315 | 1754.4315 | 21829.1667 | 105289.9812 | 105289.9812 | 0 | 0 | 0 | 53778.7926 | 29682.0219 | 0 | 0 | 0 | 0 | 0
2022-10-06 16:00 | 0.21262 | 0.2031 | 186065 | 38374.3061 | 2846 | 96645.3787 | 15 | 66915.6751 | 6.6916 | 29729.7036 | 0 | 1419514.2841 | 254 | 83460.8145 | 1754.4315 | 1754.4315 | 21829.1667 | 105289.9812 | 105289.9812 | 0 | 0 | 0 | 38374.3061 | 45086.5084 | 0 | 0 | 0 | 0 | 0
2022-10-06 17:00 | 0.0444 | 0.01382 | 186065 | 8013.4474 | 2846 | 6576.2636 | 15 | 97276.5338 | 9.7277 | 0 | 90700.2702 | 1449243.9878 | 254 | 83460.8145 | 1754.4315 | 1754.4315 | 21829.1667 | 105289.9812 | 105289.9812 | 0 | 0 | 0 | 0 | 83460.8145 | 0 | 0 | 0 | 0 | 0
2022-10-06 18:00 | 0 | 0 | 186065 | 0 | 2846 | 0 | 15 | 105289.9812 | 10.529 | 0 | 105289.9812 | 1358543.7176 | 254 | 83460.8145 | 1754.4315 | 1754.4315 | 21829.1667 | 105289.9812 | 105289.9812 | 0 | 0 | 0 | 0 | 83460.8145 | 0 | 0 | 0 | 0 | 0
2022-10-06 19:00 | 0 | 0 | 186065 | 0 | 2846 | 0 | 15 | 105289.9812 | 10.529 | 0 | 105289.9812 | 1253253.7364 | 254 | 83460.8145 | 1754.4315 | 1754.4315 | 21829.1667 | 105289.9812 | 105289.9812 | 0 | 0 | 0 | 0 | 83460.8145 | 0 | 0 | 0 | 0 | 0
2022-10-06 20:00 | 0 | 0 | 186065 | 0 | 2846 | 0 | 15 | 105289.9812 | 10.529 | 0 | 105289.9812 | 1147963.7552 | 254 | 83460.8145 | 1754.4315 | 1754.4315 | 21829.1667 | 105289.9812 | 105289.9812 | 0 | 0 | 0 | 0 | 83460.8145 | 0 | 0 | 0 | 0 | 0
2022-10-06 21:00 | 0 | 0 | 186065 | 0 | 2846 | 0 | 15 | 105289.9812 | 10.529 | 0 | 105289.9812 | 1042673.774 | 254 | 83460.8145 | 1754.4315 | 1754.4315 | 21829.1667 | 105289.9812 | 105289.9812 | 0 | 0 | 0 | 0 | 83460.8145 | 0 | 0 | 0 | 0 | 0
2022-10-06 22:00 | 0 | 0 | 186065 | 0 | 2846 | 0 | 15 | 105289.9812 | 10.529 | 0 | 105289.9812 | 937383.7929 | 254 | 83460.8145 | 1754.4315 | 1754.4315 | 21829.1667 | 105289.9812 | 105289.9812 | 0 | 0 | 0 | 0 | 83460.8145 | 0 | 0 | 0 | 0 | 0
2022-10-06 23:00 | 0 | 0 | 186065 | 0 | 2846 | 0 | 15 | 105289.9812 | 10.529 | 0 | 105289.9812 | 832093.8117 | 254 | 83460.8145 | 1754.4315 | 1754.4315 | 21829.1667 | 105289.9812 | 105289.9812 | 0 | 0 | 0 | 0 | 83460.8145 | 0 | 0 | 0 | 0 | 0
2022-10-07 | 0 | 0 | 186065 | 0 | 2846 | 0 | 15 | 104239.9812 | 10.424 | 0 | 104239.9812 | 726803.8305 | 254 | 83460.8145 | 1754.4315 | 1754.4315 | 20779.1667 | 104239.9812 | 104239.9812 | 0 | 0 | 0 | 0 | 83460.8145 | 0 | 0 | 0 | 0 | 0
2022-10-07 01:00 | 0 | 0 | 186065 | 0 | 2846 | 0 | 15 | 104239.9812 | 10.424 | 0 | 104239.9812 | 622563.8493 | 254 | 83460.8145 | 1754.4315 | 1754.4315 | 20779.1667 | 104239.9812 | 104239.9812 | 0 | 0 | 0 | 0 | 83460.8145 | 0 | 0 | 0 | 0 | 0
2022-10-07 02:00 | 0 | 0 | 186065 | 0 | 2846 | 0 | 15 | 104239.9812 | 10.424 | 0 | 104239.9812 | 518323.8682 | 254 | 83460.8145 | 1754.4315 | 1754.4315 | 20779.1667 | 104239.9812 | 104239.9812 | 0 | 0 | 0 | 0 | 83460.8145 | 0 | 0 | 0 | 0 | 0
2022-10-07 03:00 | 0 | 0 | 186065 | 0 | 2846 | 0 | 15 | 104239.9812 | 10.424 | 0 | 104239.9812 | 414083.887 | 254 | 83460.8145 | 1754.4315 | 1754.4315 | 20779.1667 | 104239.9812 | 104239.9812 | 0 | 0 | 0 | 0 | 83460.8145 | 0 | 0 | 0 | 0 | 0
2022-10-07 04:00 | 0 | 0 | 186065 | 0 | 2846 | 0 | 15 | 104239.9812 | 10.424 | 0 | 104239.9812 | 309843.9058 | 254 | 83460.8145 | 1754.4315 | 1754.4315 | 20779.1667 | 104239.9812 | 104239.9812 | 0 | 0 | 0 | 0 | 83460.8145 | 0 | 0 | 0 | 0 | 0
2022-10-07 05:00 | 0 | 0 | 186065 | 0 | 2846 | 0 | 15 | 104239.9812 | 10.424 | 0 | 104239.9812 | 205603.9246 | 254 | 83460.8145 | 1754.4315 | 1754.4315 | 20779.1667 | 104239.9812 | 104239.9812 | 0 | 0 | 0 | 0 | 83460.8145 | 0 | 0 | 0 | 0 | 0
2022-10-07 06:00 | 0.01518 | 0.0024 | 186065 | 2739.7327 | 2846 | 1142.0429 | 15 | 101500.2485 | 10.15 | 0 | 100358.2056 | 101363.9434 | 254 | 83460.8145 | 1754.4315 | 1754.4315 | 20779.1667 | 104239.9812 | 104239.9812 | 0 | 0 | 0 | 0 | 83460.8145 | 0 | 0 | 0 | 0 | 0
2022-10-07 07:00 | 0.1503 | 0.15994 | 186065 | 27126.6024 | 2846 | 76107.6409 | 15 | 77113.3788 | 7.7113 | 0 | 1005.7378 | 1005.7378 | 254 | 83460.8145 | 1754.4315 | 1754.4315 | 20779.1667 | 104239.9812 | 104239.9812 | 0 | 0 | 0 | 27126.6024 | 56334.2121 | 0 | 0 | 0 | 0 | 0
2022-10-07 08:00 | 0.34883 | 0.36316 | 186065 | 62957.9023 | 2846 | 172810.1218 | 15 | 41282.0788 | 4.1282 | 0 | 0 | 0 | 254 | 83460.8145 | 1754.4315 | 1754.4315 | 20779.1667 | 104239.9812 | 104239.9812 | 0 | 0 | 0 | 42178.7357 | 41282.0788 | 0 | 0 | 0 | 0 | 0
2022-10-07 09:00 | 0.54072 | 0.49446 | 186065 | 97590.7948 | 2846 | 235289.3844 | 15 | 6649.1864 | 0.66492 | 0 | 0 | 0 | 254 | 83460.8145 | 1754.4315 | 1754.4315 | 20779.1667 | 104239.9812 | 104239.9812 | 0 | 0 | 0 | 76811.6281 | 6649.1864 | 0 | 0 | 0 | 0 | 0
2022-10-07 10:00 | 0.68912 | 0.59156 | 186065 | 124374.4794 | 2846 | 281494.5359 | 15 | 0 | 0 | 65648.3343 | 0 | 0 | 254 | 83460.8145 | 1754.4315 | 1754.4315 | 20779.1667 | 104239.9812 | 104239.9812 | 0 | 0 | 0 | 83460.8145 | 0 | 0 | 0 | 0 | 0 | 0
2022-10-07 11:00 | 0.7722 | 0.61967 | 186065 | 139369.0112 | 2846 | 294870.7131 | 15 | 0 | 0 | 294870.7131 | 0 | 65648.3343 | 254 | 83460.8145 | 1754.4315 | 1754.4315 | 20779.1667 | 104239.9812 | 104239.9812 | 0 | 0 | 0 | 83460.8145 | 0 | 0 | 0 | 0 | 0 | 0
2022-10-07 12:00 | 0.78335 | 0.62889 | 186065 | 141381.3972 | 2846 | 299258.0612 | 15 | 0 | 0 | 299258.0612 | 0 | 360519.0474 | 254 | 83460.8145 | 1754.4315 | 1754.4315 | 20779.1667 | 104239.9812 | 104239.9812 | 0 | 0 | 0 | 83460.8145 | 0 | 0 | 0 | 0 | 0 | 0
2022-10-07 13:00 | 0.72172 | 0.58527 | 186065 | 130258.2268 | 2846 | 278501.4318 | 15 | 0 | 0 | 278501.4318 | 0 | 659777.1085 | 254 | 83460.8145 | 1754.4315 | 1754.4315 | 20779.1667 | 104239.9812 | 104239.9812 | 0 | 0 | 0 | 83460.8145 | 0 | 0 | 0 | 0 | 0 | 0
2022-10-07 14:00 | 0.61317 | 0.56085 | 186065 | 110666.7918 | 2846 | 266881.1455 | 15 | 0 | 0 | 266881.1455 | 0 | 938278.5404 | 254 | 83460.8145 | 1754.4315 | 1754.4315 | 20779.1667 | 104239.9812 | 104239.9812 | 0 | 0 | 0 | 83460.8145 | 0 | 0 | 0 | 0 | 0 | 0
2022-10-07 15:00 | 0.42442 | 0.43396 | 186065 | 76600.6161 | 2846 | 206500.3868 | 15 | 27639.3651 | 2.7639 | 178861.0217 | 0 | 1205159.6859 | 254 | 83460.8145 | 1754.4315 | 1754.4315 | 20779.1667 | 104239.9812 | 104239.9812 | 0 | 0 | 0 | 55821.4494 | 27639.3651 | 0 | 0 | 0 | 0 | 0
2022-10-07 16:00 | 0.21735 | 0.24527 | 186065 | 39227.9909 | 2846 | 116712.0238 | 15 | 65011.9903 | 6.5012 | 51700.0336 | 0 | 1384020.7075 | 254 | 83460.8145 | 1754.4315 | 1754.4315 | 20779.1667 | 104239.9812 | 104239.9812 | 0 | 0 | 0 | 39227.9909 | 44232.8236 | 0 | 0 | 0 | 0 | 0
2022-10-07 17:00 | 0.0438 | 0.02384 | 186065 | 7905.1576 | 2846 | 11344.2926 | 15 | 96334.8236 | 9.6335 | 0 | 84990.531 | 1435720.7411 | 254 | 83460.8145 | 1754.4315 | 1754.4315 | 20779.1667 | 104239.9812 | 104239.9812 | 0 | 0 | 0 | 7905.1576 | 75555.6569 | 0 | 0 | 0 | 0 | 0
2022-10-07 18:00 | 0 | 0 | 186065 | 0 | 2846 | 0 | 15 | 104239.9812 | 10.424 | 0 | 104239.9812 | 1350730.2101 | 254 | 83460.8145 | 1754.4315 | 1754.4315 | 20779.1667 | 104239.9812 | 104239.9812 | 0 | 0 | 0 | 0 | 83460.8145 | 0 | 0 | 0 | 0 | 0
2022-10-07 19:00 | 0 | 0 | 186065 | 0 | 2846 | 0 | 15 | 104239.9812 | 10.424 | 0 | 104239.9812 | 1246490.2289 | 254 | 83460.8145 | 1754.4315 | 1754.4315 | 20779.1667 | 104239.9812 | 104239.9812 | 0 | 0 | 0 | 0 | 83460.8145 | 0 | 0 | 0 | 0 | 0
2022-10-07 20:00 | 0 | 0 | 186065 | 0 | 2846 | 0 | 15 | 104239.9812 | 10.424 | 0 | 104239.9812 | 1142250.2478 | 254 | 83460.8145 | 1754.4315 | 1754.4315 | 20779.1667 | 104239.9812 | 104239.9812 | 0 | 0 | 0 | 0 | 83460.8145 | 0 | 0 | 0 | 0 | 0
2022-10-07 21:00 | 0 | 0 | 186065 | 0 | 2846 | 0 | 15 | 104239.9812 | 10.424 | 0 | 104239.9812 | 1038010.2666 | 254 | 83460.8145 | 1754.4315 | 1754.4315 | 20779.1667 | 104239.9812 | 104239.9812 | 0 | 0 | 0 | 0 | 83460.8145 | 0 | 0 | 0 | 0 | 0
2022-10-07 22:00 | 0 | 0 | 186065 | 0 | 2846 | 0 | 15 | 104239.9812 | 10.424 | 0 | 104239.9812 | 933770.2854 | 254 | 83460.8145 | 1754.4315 | 1754.4315 | 20779.1667 | 104239.9812 | 104239.9812 | 0 | 0 | 0 | 0 | 83460.8145 | 0 | 0 | 0 | 0 | 0
2022-10-07 23:00 | 0 | 0 | 186065 | 0 | 2846 | 0 | 15 | 104239.9812 | 10.424 | 0 | 104239.9812 | 829530.3042 | 254 | 83460.8145 | 1754.4315 | 1754.4315 | 20779.1667 | 104239.9812 | 104239.9812 | 0 | 0 | 0 | 0 | 83460.8145 | 0 | 0 | 0 | 0 | 0
2022-10-08 | 0 | 0 | 186065 | 0 | 2846 | 0 | 15 | 104214.9812 | 10.4215 | 0 | 104214.9812 | 725290.323 | 254 | 83460.8145 | 1754.4315 | 1754.4315 | 20754.1667 | 104214.9812 | 104214.9812 | 0 | 0 | 0 | 0 | 83460.8145 | 0 | 0 | 0 | 0 | 0
2022-10-08 01:00 | 0 | 0 | 186065 | 0 | 2846 | 0 | 15 | 104214.9812 | 10.4215 | 0 | 104214.9812 | 621075.3419 | 254 | 83460.8145 | 1754.4315 | 1754.4315 | 20754.1667 | 104214.9812 | 104214.9812 | 0 | 0 | 0 | 0 | 83460.8145 | 0 | 0 | 0 | 0 | 0
2022-10-08 02:00 | 0 | 0 | 186065 | 0 | 2846 | 0 | 15 | 104214.9812 | 10.4215 | 0 | 104214.9812 | 516860.3607 | 254 | 83460.8145 | 1754.4315 | 1754.4315 | 20754.1667 | 104214.9812 | 104214.9812 | 0 | 0 | 0 | 0 | 83460.8145 | 0 | 0 | 0 | 0 | 0
2022-10-08 03:00 | 0 | 0 | 186065 | 0 | 2846 | 0 | 15 | 104214.9812 | 10.4215 | 0 | 104214.9812 | 412645.3795 | 254 | 83460.8145 | 1754.4315 | 1754.4315 | 20754.1667 | 104214.9812 | 104214.9812 | 0 | 0 | 0 | 0 | 83460.8145 | 0 | 0 | 0 | 0 | 0
2022-10-08 04:00 | 0 | 0 | 186065 | 0 | 2846 | 0 | 15 | 104214.9812 | 10.4215 | 0 | 104214.9812 | 308430.3983 | 254 | 83460.8145 | 1754.4315 | 1754.4315 | 20754.1667 | 104214.9812 | 104214.9812 | 0 | 0 | 0 | 0 | 83460.8145 | 0 | 0 | 0 | 0 | 0
2022-10-08 05:00 | 0 | 0 | 186065 | 0 | 2846 | 0 | 15 | 104214.9812 | 10.4215 | 0 | 104214.9812 | 204215.4172 | 254 | 83460.8145 | 1754.4315 | 1754.4315 | 20754.1667 | 104214.9812 | 104214.9812 | 0 | 0 | 0 | 0 | 83460.8145 | 0 | 0 | 0 | 0 | 0
2022-10-08 06:00 | 0.01502 | 0.00316 | 186065 | 2710.8554 | 2846 | 1503.6898 | 15 | 101504.1258 | 10.1504 | 0 | 100000.436 | 100000.436 | 254 | 83460.8145 | 1754.4315 | 1754.4315 | 20754.1667 | 104214.9812 | 104214.9812 | 0 | 0 | 0 | 0 | 83460.8145 | 0 | 0 | 0 | 0 | 0
2022-10-08 07:00 | 0.16005 | 0.22592 | 186065 | 28886.3122 | 2846 | 107504.3031 | 15 | 75328.669 | 7.5329 | 0 | 0 | 0 | 254 | 83460.8145 | 1754.4315 | 1754.4315 | 20754.1667 | 104214.9812 | 104214.9812 | 0 | 0 | 0 | 28886.3122 | 54574.5024 | 0 | 0 | 0 | 0 | 0
2022-10-08 08:00 | 0.3644 | 0.43167 | 186065 | 65768.0234 | 2846 | 205410.6875 | 15 | 38446.9578 | 3.8447 | 0 | 0 | 0 | 254 | 83460.8145 | 1754.4315 | 1754.4315 | 20754.1667 | 104214.9812 | 104214.9812 | 0 | 0 | 0 | 65768.0234 | 17692.7911 | 0 | 0 | 0 | 0 | 0
2022-10-08 09:00 | 0.55545 | 0.54377 | 186065 | 100249.3101 | 2846 | 258753.607 | 15 | 3965.6711 | 0.39657 | 0 | 0 | 0 | 254 | 83460.8145 | 1754.4315 | 1754.4315 | 20754.1667 | 104214.9812 | 104214.9812 | 0 | 0 | 0 | 83460.8145 | 0 | 0 | 0 | 0 | 0 | 0
2022-10-08 10:00 | 0.69945 | 0.62558 | 186065 | 126238.8693 | 2846 | 297682.9937 | 15 | 0 | 0 | 137225.0429 | 0 | 0 | 254 | 83460.8145 | 1754.4315 | 1754.4315 | 20754.1667 | 104214.9812 | 104214.9812 | 0 | 0 | 0 | 83460.8145 | 0 | 0 | 0 | 0 | 0 | 0
2022-10-08 11:00 | 0.78662 | 0.66456 | 186065 | 141971.5768 | 2846 | 316231.6735 | 15 | 0 | 0 | 316231.6735 | 0 | 137225.0429 | 254 | 83460.8145 | 1754.4315 | 1754.4315 | 20754.1667 | 104214.9812 | 104214.9812 | 0 | 0 | 0 | 83460.8145 | 0 | 0 | 0 | 0 | 0 | 0
2022-10-08 12:00 | 0.77715 | 0.5839 | 186065 | 140262.4023 | 2846 | 277849.5157 | 15 | 0 | 0 | 277849.5157 | 0 | 453456.7164 | 254 | 83460.8145 | 1754.4315 | 1754.4315 | 20754.1667 | 104214.9812 | 104214.9812 | 0 | 0 | 0 | 83460.8145 | 0 | 0 | 0 | 0 | 0 | 0
2022-10-08 13:00 | 0.70838 | 0.56445 | 186065 | 127850.583 | 2846 | 268594.2098 | 15 | 0 | 0 | 268594.2098 | 0 | 731306.2321 | 254 | 83460.8145 | 1754.4315 | 1754.4315 | 20754.1667 | 104214.9812 | 104214.9812 | 0 | 0 | 0 | 83460.8145 | 0 | 0 | 0 | 0 | 0 | 0
2022-10-08 14:00 | 0.57635 | 0.47002 | 186065 | 104021.4059 | 2846 | 223659.581 | 15 | 193.5753 | 0.019358 | 223466.0057 | 0 | 999900.4419 | 254 | 83460.8145 | 1754.4315 | 1754.4315 | 20754.1667 | 104214.9812 | 104214.9812 | 0 | 0 | 0 | 83460.8145 | 0 | 0 | 0 | 0 | 0 | 0
2022-10-08 15:00 | 0.4001 | 0.39479 | 186065 | 72211.2683 | 2846 | 187861.2952 | 15 | 32003.7129 | 3.2004 | 155857.5824 | 0 | 1223366.4476 | 254 | 83460.8145 | 1754.4315 | 1754.4315 | 20754.1667 | 104214.9812 | 104214.9812 | 0 | 0 | 0 | 51457.1016 | 32003.7129 | 0 | 0 | 0 | 0 | 0
2022-10-08 16:00 | 0.2085 | 0.2525 | 186065 | 37630.7159 | 2846 | 120152.428 | 15 | 66584.2653 | 6.6584 | 53568.1627 | 0 | 1379224.03 | 254 | 83460.8145 | 1754.4315 | 1754.4315 | 20754.1667 | 104214.9812 | 104214.9812 | 0 | 0 | 0 | 37630.7159 | 45830.0986 | 0 | 0 | 0 | 0 | 0
2022-10-08 17:00 | 0.04062 | 0.02572 | 186065 | 7331.2215 | 2846 | 12238.8929 | 15 | 96883.7597 | 9.6884 | 0 | 84644.8668 | 1432792.1928 | 254 | 83460.8145 | 1754.4315 | 1754.4315 | 20754.1667 | 104214.9812 | 104214.9812 | 0 | 0 | 0 | 7331.2215 | 76129.593 | 0 | 0 | 0 | 0 | 0
2022-10-08 18:00 | 0 | 0 | 186065 | 0 | 2846 | 0 | 15 | 104214.9812 | 10.4215 | 0 | 104214.9812 | 1348147.3259 | 254 | 83460.8145 | 1754.4315 | 1754.4315 | 20754.1667 | 104214.9812 | 104214.9812 | 0 | 0 | 0 | 0 | 83460.8145 | 0 | 0 | 0 | 0 | 0
2022-10-08 19:00 | 0 | 0 | 186065 | 0 | 2846 | 0 | 15 | 104214.9812 | 10.4215 | 0 | 104214.9812 | 1243932.3448 | 254 | 83460.8145 | 1754.4315 | 1754.4315 | 20754.1667 | 104214.9812 | 104214.9812 | 0 | 0 | 0 | 0 | 83460.8145 | 0 | 0 | 0 | 0 | 0
2022-10-08 20:00 | 0 | 0 | 186065 | 0 | 2846 | 0 | 15 | 104214.9812 | 10.4215 | 0 | 104214.9812 | 1139717.3636 | 254 | 83460.8145 | 1754.4315 | 1754.4315 | 20754.1667 | 104214.9812 | 104214.9812 | 0 | 0 | 0 | 0 | 83460.8145 | 0 | 0 | 0 | 0 | 0
2022-10-08 21:00 | 0 | 0 | 186065 | 0 | 2846 | 0 | 15 | 104214.9812 | 10.4215 | 0 | 104214.9812 | 1035502.3824 | 254 | 83460.8145 | 1754.4315 | 1754.4315 | 20754.1667 | 104214.9812 | 104214.9812 | 0 | 0 | 0 | 0 | 83460.8145 | 0 | 0 | 0 | 0 | 0
2022-10-08 22:00 | 0 | 0 | 186065 | 0 | 2846 | 0 | 15 | 104214.9812 | 10.4215 | 0 | 104214.9812 | 931287.4012 | 254 | 83460.8145 | 1754.4315 | 1754.4315 | 20754.1667 | 104214.9812 | 104214.9812 | 0 | 0 | 0 | 0 | 83460.8145 | 0 | 0 | 0 | 0 | 0
2022-10-08 23:00 | 0 | 0 | 186065 | 0 | 2846 | 0 | 15 | 104214.9812 | 10.4215 | 0 | 104214.9812 | 827072.4201 | 254 | 83460.8145 | 1754.4315 | 1754.4315 | 20754.1667 | 104214.9812 | 104214.9812 | 0 | 0 | 0 | 0 | 83460.8145 | 0 | 0 | 0 | 0 | 0
2022-10-09 | 0 | 0 | 186065 | 0 | 2846 | 0 | 15 | 104581.6478 | 10.4582 | 0 | 104581.6478 | 722857.4389 | 254 | 83460.8145 | 1754.4315 | 1754.4315 | 21120.8333 | 104581.6478 | 104581.6478 | 0 | 0 | 0 | 0 | 83460.8145 | 0 | 0 | 0 | 0 | 0
2022-10-09 01:00 | 0 | 0 | 186065 | 0 | 2846 | 0 | 15 | 104581.6478 | 10.4582 | 0 | 104581.6478 | 618275.791 | 254 | 83460.8145 | 1754.4315 | 1754.4315 | 21120.8333 | 104581.6478 | 104581.6478 | 0 | 0 | 0 | 0 | 83460.8145 | 0 | 0 | 0 | 0 | 0
2022-10-09 02:00 | 0 | 0 | 186065 | 0 | 2846 | 0 | 15 | 104581.6478 | 10.4582 | 0 | 104581.6478 | 513694.1432 | 254 | 83460.8145 | 1754.4315 | 1754.4315 | 21120.8333 | 104581.6478 | 104581.6478 | 0 | 0 | 0 | 0 | 83460.8145 | 0 | 0 | 0 | 0 | 0
2022-10-09 03:00 | 0 | 0 | 186065 | 0 | 2846 | 0 | 15 | 104581.6478 | 10.4582 | 0 | 104581.6478 | 409112.4953 | 254 | 83460.8145 | 1754.4315 | 1754.4315 | 21120.8333 | 104581.6478 | 104581.6478 | 0 | 0 | 0 | 0 | 83460.8145 | 0 | 0 | 0 | 0 | 0
2022-10-09 04:00 | 0 | 0 | 186065 | 0 | 2846 | 0 | 15 | 104581.6478 | 10.4582 | 0 | 104581.6478 | 304530.8475 | 254 | 83460.8145 | 1754.4315 | 1754.4315 | 21120.8333 | 104581.6478 | 104581.6478 | 0 | 0 | 0 | 0 | 83460.8145 | 0 | 0 | 0 | 0 | 0
2022-10-09 05:00 | 0 | 0 | 186065 | 0 | 2846 | 0 | 15 | 104581.6478 | 10.4582 | 0 | 104581.6478 | 199949.1996 | 254 | 83460.8145 | 1754.4315 | 1754.4315 | 21120.8333 | 104581.6478 | 104581.6478 | 0 | 0 | 0 | 0 | 83460.8145 | 0 | 0 | 0 | 0 | 0
2022-10-09 06:00 | 0.01538 | 0.01353 | 186065 | 2775.8293 | 2846 | 6438.2667 | 15 | 101805.8185 | 10.1806 | 0 | 95367.5518 | 95367.5518 | 254 | 83460.8145 | 1754.4315 | 1754.4315 | 21120.8333 | 104581.6478 | 104581.6478 | 0 | 0 | 0 | 2775.8293 | 80684.9852 | 0 | 0 | 0 | 0 | 0
2022-10-09 07:00 | 0.16965 | 0.34236 | 186065 | 30618.9494 | 2846 | 162912.4168 | 15 | 73962.6984 | 7.3963 | 0 | 0 | 0 | 254 | 83460.8145 | 1754.4315 | 1754.4315 | 21120.8333 | 104581.6478 | 104581.6478 | 0 | 0 | 0 | 9498.1161 | 73962.6984 | 0 | 0 | 0 | 0 | 0
2022-10-09 08:00 | 0.37708 | 0.57144 | 186065 | 68056.5485 | 2846 | 271920.4097 | 15 | 36525.0994 | 3.6525 | 0 | 0 | 0 | 254 | 83460.8145 | 1754.4315 | 1754.4315 | 21120.8333 | 104581.6478 | 104581.6478 | 0 | 0 | 0 | 46935.7152 | 36525.0994 | 0 | 0 | 0 | 0 | 0
2022-10-09 09:00 | 0.5689 | 0.69707 | 186065 | 102676.8071 | 2846 | 331701.596 | 15 | 1904.8407 | 0.19048 | 0 | 0 | 0 | 254 | 83460.8145 | 1754.4315 | 1754.4315 | 21120.8333 | 104581.6478 | 104581.6478 | 0 | 0 | 0 | 81555.9738 | 1904.8407 | 0 | 0 | 0 | 0 | 0
2022-10-09 10:00 | 0.71465 | 0.77125 | 186065 | 128982.2117 | 2846 | 367000.238 | 15 | 0 | 0 | 0 | 0 | 0 | 254 | 83460.8145 | 1754.4315 | 1754.4315 | 21120.8333 | 104581.6478 | 104581.6478 | 0 | 0 | 0 | 83460.8145 | 0 | 0 | 0 | 0 | 0 | 0
2022-10-09 11:00 | 0.7988 | 0.80723 | 186065 | 144169.8603 | 2846 | 384121.3642 | 15 | 0 | 0 | 0 | 0 | 0 | 254 | 83460.8145 | 1754.4315 | 1754.4315 | 21120.8333 | 104581.6478 | 104581.6478 | 0 | 0 | 0 | 83460.8145 | 0 | 0 | 0 | 0 | 0 | 0
2022-10-09 12:00 | 0.80472 | 0.77765 | 186065 | 145238.32 | 2846 | 370045.6857 | 15 | 0 | 0 | 258866.3905 | 0 | 0 | 254 | 83460.8145 | 1754.4315 | 1754.4315 | 21120.8333 | 104581.6478 | 104581.6478 | 0 | 0 | 0 | 83460.8145 | 0 | 0 | 0 | 0 | 0 | 0
2022-10-09 13:00 | 0.74572 | 0.76353 | 186065 | 134589.82 | 2846 | 363326.6667 | 15 | 0 | 0 | 363326.6667 | 0 | 258866.3905 | 254 | 83460.8145 | 1754.4315 | 1754.4315 | 21120.8333 | 104581.6478 | 104581.6478 | 0 | 0 | 0 | 83460.8145 | 0 | 0 | 0 | 0 | 0 | 0
2022-10-09 14:00 | 0.62135 | 0.71237 | 186065 | 112143.1431 | 2846 | 338982.1193 | 15 | 0 | 0 | 338982.1193 | 0 | 622193.0572 | 254 | 83460.8145 | 1754.4315 | 1754.4315 | 21120.8333 | 104581.6478 | 104581.6478 | 0 | 0 | 0 | 83460.8145 | 0 | 0 | 0 | 0 | 0 | 0
2022-10-09 15:00 | 0.44367 | 0.61825 | 186065 | 80074.9148 | 2846 | 294195.0044 | 15 | 24506.7331 | 2.4507 | 269688.2713 | 0 | 961175.1765 | 254 | 83460.8145 | 1754.4315 | 1754.4315 | 21120.8333 | 104581.6478 | 104581.6478 | 0 | 0 | 0 | 80074.9148 | 3385.8997 | 0 | 0 | 0 | 0 | 0
2022-10-09 16:00 | 0.23693 | 0.45595 | 186065 | 42761.849 | 2846 | 216964.3546 | 15 | 61819.7988 | 6.182 | 155144.5558 | 0 | 1230863.4479 | 254 | 83460.8145 | 1754.4315 | 1754.4315 | 21120.8333 | 104581.6478 | 104581.6478 | 0 | 0 | 0 | 42761.849 | 40698.9655 | 0 | 0 | 0 | 0 | 0
2022-10-09 17:00 | 0.04478 | 0.09424 | 186065 | 8082.031 | 2846 | 44844.2171 | 15 | 96499.6169 | 9.65 | 0 | 51655.3998 | 1386008.0037 | 254 | 83460.8145 | 1754.4315 | 1754.4315 | 21120.8333 | 104581.6478 | 104581.6478 | 0 | 0 | 0 | 0 | 83460.8145 | 0 | 0 | 0 | 0 | 0
2022-10-09 18:00 | 0 | 0 | 186065 | 0 | 2846 | 0 | 15 | 104581.6478 | 10.4582 | 0 | 104581.6478 | 1334352.6039 | 254 | 83460.8145 | 1754.4315 | 1754.4315 | 21120.8333 | 104581.6478 | 104581.6478 | 0 | 0 | 0 | 0 | 83460.8145 | 0 | 0 | 0 | 0 | 0
2022-10-09 19:00 | 0 | 0 | 186065 | 0 | 2846 | 0 | 15 | 104581.6478 | 10.4582 | 0 | 104581.6478 | 1229770.9561 | 254 | 83460.8145 | 1754.4315 | 1754.4315 | 21120.8333 | 104581.6478 | 104581.6478 | 0 | 0 | 0 | 0 | 83460.8145 | 0 | 0 | 0 | 0 | 0
2022-10-09 20:00 | 0 | 0 | 186065 | 0 | 2846 | 0 | 15 | 104581.6478 | 10.4582 | 0 | 104581.6478 | 1125189.3083 | 254 | 83460.8145 | 1754.4315 | 1754.4315 | 21120.8333 | 104581.6478 | 104581.6478 | 0 | 0 | 0 | 0 | 83460.8145 | 0 | 0 | 0 | 0 | 0
2022-10-09 21:00 | 0 | 0 | 186065 | 0 | 2846 | 0 | 15 | 104581.6478 | 10.4582 | 0 | 104581.6478 | 1020607.6604 | 254 | 83460.8145 | 1754.4315 | 1754.4315 | 21120.8333 | 104581.6478 | 104581.6478 | 0 | 0 | 0 | 0 | 83460.8145 | 0 | 0 | 0 | 0 | 0
2022-10-09 22:00 | 0 | 0 | 186065 | 0 | 2846 | 0 | 15 | 104581.6478 | 10.4582 | 0 | 104581.6478 | 916026.0126 | 254 | 83460.8145 | 1754.4315 | 1754.4315 | 21120.8333 | 104581.6478 | 104581.6478 | 0 | 0 | 0 | 0 | 83460.8145 | 0 | 0 | 0 | 0 | 0
2022-10-09 23:00 | 0 | 0 | 186065 | 0 | 2846 | 0 | 15 | 104581.6478 | 10.4582 | 0 | 104581.6478 | 811444.3647 | 254 | 83460.8145 | 1754.4315 | 1754.4315 | 21120.8333 | 104581.6478 | 104581.6478 | 0 | 0 | 0 | 0 | 83460.8145 | 0 | 0 | 0 | 0 | 0
2022-10-10 | 0 | 0 | 186065 | 0 | 2846 | 0 | 15 | 103698.3145 | 10.3698 | 0 | 103698.3145 | 706862.7169 | 254 | 83460.8145 | 1754.4315 | 1754.4315 | 20237.5 | 103698.3145 | 103698.3145 | 0 | 0 | 0 | 0 | 83460.8145 | 0 | 0 | 0 | 0 | 0
2022-10-10 01:00 | 0 | 0 | 186065 | 0 | 2846 | 0 | 15 | 103698.3145 | 10.3698 | 0 | 103698.3145 | 603164.4024 | 254 | 83460.8145 | 1754.4315 | 1754.4315 | 20237.5 | 103698.3145 | 103698.3145 | 0 | 0 | 0 | 0 | 83460.8145 | 0 | 0 | 0 | 0 | 0
2022-10-10 02:00 | 0 | 0 | 186065 | 0 | 2846 | 0 | 15 | 103698.3145 | 10.3698 | 0 | 103698.3145 | 499466.0878 | 254 | 83460.8145 | 1754.4315 | 1754.4315 | 20237.5 | 103698.3145 | 103698.3145 | 0 | 0 | 0 | 0 | 83460.8145 | 0 | 0 | 0 | 0 | 0
2022-10-10 03:00 | 0 | 0 | 186065 | 0 | 2846 | 0 | 15 | 103698.3145 | 10.3698 | 0 | 103698.3145 | 395767.7733 | 254 | 83460.8145 | 1754.4315 | 1754.4315 | 20237.5 | 103698.3145 | 103698.3145 | 0 | 0 | 0 | 0 | 83460.8145 | 0 | 0 | 0 | 0 | 0
2022-10-10 04:00 | 0 | 0 | 186065 | 0 | 2846 | 0 | 15 | 103698.3145 | 10.3698 | 0 | 103698.3145 | 292069.4588 | 254 | 83460.8145 | 1754.4315 | 1754.4315 | 20237.5 | 103698.3145 | 103698.3145 | 0 | 0 | 0 | 0 | 83460.8145 | 0 | 0 | 0 | 0 | 0
2022-10-10 05:00 | 0 | 0 | 186065 | 0 | 2846 | 0 | 15 | 103698.3145 | 10.3698 | 0 | 103698.3145 | 188371.1443 | 254 | 83460.8145 | 1754.4315 | 1754.4315 | 20237.5 | 103698.3145 | 103698.3145 | 0 | 0 | 0 | 0 | 83460.8145 | 0 | 0 | 0 | 0 | 0
2022-10-10 06:00 | 0.01593 | 0.03394 | 186065 | 2875.095 | 2846 | 16150.3897 | 15 | 100823.2195 | 10.0823 | 0 | 84672.8298 | 84672.8298 | 254 | 83460.8145 | 1754.4315 | 1754.4315 | 20237.5 | 103698.3145 | 103698.3145 | 0 | 0 | 0 | 0 | 83460.8145 | 0 | 0 | 0 | 0 | 0
2022-10-10 07:00 | 0.18082 | 0.47602 | 186065 | 32634.9451 | 2846 | 226514.6882 | 15 | 71063.3694 | 7.1063 | 0 | 0 | 0 | 254 | 83460.8145 | 1754.4315 | 1754.4315 | 20237.5 | 103698.3145 | 103698.3145 | 0 | 0 | 0 | 12397.4451 | 71063.3694 | 0 | 0 | 0 | 0 | 0
2022-10-10 08:00 | 0.3959 | 0.67941 | 186065 | 71453.2395 | 2846 | 323298.0638 | 15 | 32245.075 | 3.2245 | 0 | 0 | 0 | 254 | 83460.8145 | 1754.4315 | 1754.4315 | 20237.5 | 103698.3145 | 103698.3145 | 0 | 0 | 0 | 71453.2395 | 12007.575 | 0 | 0 | 0 | 0 | 0
2022-10-10 09:00 | 0.58742 | 0.79044 | 186065 | 106019.3532 | 2846 | 376131.8225 | 15 | 0 | 0 | 0 | 0 | 0 | 254 | 83460.8145 | 1754.4315 | 1754.4315 | 20237.5 | 103698.3145 | 103698.3145 | 0 | 0 | 0 | 83460.8145 | 0 | 0 | 0 | 0 | 0 | 0
2022-10-10 10:00 | 0.72972 | 0.83894 | 186065 | 131702.0912 | 2846 | 399210.6057 | 15 | 0 | 0 | 0 | 0 | 0 | 254 | 83460.8145 | 1754.4315 | 1754.4315 | 20237.5 | 103698.3145 | 103698.3145 | 0 | 0 | 0 | 83460.8145 | 0 | 0 | 0 | 0 | 0 | 0
2022-10-10 11:00 | 0.80938 | 0.85874 | 186065 | 146079.371 | 2846 | 408632.4595 | 15 | 0 | 0 | 0 | 0 | 0 | 254 | 83460.8145 | 1754.4315 | 1754.4315 | 20237.5 | 103698.3145 | 103698.3145 | 0 | 0 | 0 | 83460.8145 | 0 | 0 | 0 | 0 | 0 | 0
2022-10-10 12:00 | 0.8033 | 0.77658 | 186065 | 144982.0341 | 2846 | 369536.5249 | 15 | 0 | 0 | 330678.2458 | 0 | 0 | 254 | 83460.8145 | 1754.4315 | 1754.4315 | 20237.5 | 103698.3145 | 103698.3145 | 0 | 0 | 0 | 83460.8145 | 0 | 0 | 0 | 0 | 0 | 0
2022-10-10 13:00 | 0.74247 | 0.7575 | 186065 | 134003.2501 | 2846 | 360457.284 | 15 | 0 | 0 | 360457.284 | 0 | 330678.2458 | 254 | 83460.8145 | 1754.4315 | 1754.4315 | 20237.5 | 103698.3145 | 103698.3145 | 0 | 0 | 0 | 83460.8145 | 0 | 0 | 0 | 0 | 0 | 0
2022-10-10 14:00 | 0.61565 | 0.69669 | 186065 | 111114.3897 | 2846 | 331520.7725 | 15 | 0 | 0 | 331520.7725 | 0 | 691135.5298 | 254 | 83460.8145 | 1754.4315 | 1754.4315 | 20237.5 | 103698.3145 | 103698.3145 | 0 | 0 | 0 | 83460.8145 | 0 | 0 | 0 | 0 | 0 | 0
2022-10-10 15:00 | 0.43462 | 0.58355 | 186065 | 78441.5432 | 2846 | 277682.9678 | 15 | 25256.7713 | 2.5257 | 252426.1964 | 0 | 1022656.3023 | 254 | 83460.8145 | 1754.4315 | 1754.4315 | 20237.5 | 103698.3145 | 103698.3145 | 0 | 0 | 0 | 78441.5432 | 5019.2713 | 0 | 0 | 0 | 0 | 0
2022-10-10 16:00 | 0.22662 | 0.40732 | 186065 | 40901.0688 | 2846 | 193823.7108 | 15 | 62797.2457 | 6.2797 | 131026.4651 | 0 | 1275082.4987 | 254 | 83460.8145 | 1754.4315 | 1754.4315 | 20237.5 | 103698.3145 | 103698.3145 | 0 | 0 | 0 | 20663.5688 | 62797.2457 | 0 | 0 | 0 | 0 | 0
2022-10-10 17:00 | 0.04022 | 0.06575 | 186065 | 7259.0283 | 2846 | 31287.2164 | 15 | 96439.2862 | 9.6439 | 0 | 65152.0698 | 1406108.9638 | 254 | 83460.8145 | 1754.4315 | 1754.4315 | 20237.5 | 103698.3145 | 103698.3145 | 0 | 0 | 0 | 7259.0283 | 76201.7862 | 0 | 0 | 0 | 0 | 0
2022-10-10 18:00 | 0 | 0 | 186065 | 0 | 2846 | 0 | 15 | 103698.3145 | 10.3698 | 0 | 103698.3145 | 1340956.894 | 254 | 83460.8145 | 1754.4315 | 1754.4315 | 20237.5 | 103698.3145 | 103698.3145 | 0 | 0 | 0 | 0 | 83460.8145 | 0 | 0 | 0 | 0 | 0
2022-10-10 19:00 | 0 | 0 | 186065 | 0 | 2846 | 0 | 15 | 103698.3145 | 10.3698 | 0 | 103698.3145 | 1237258.5795 | 254 | 83460.8145 | 1754.4315 | 1754.4315 | 20237.5 | 103698.3145 | 103698.3145 | 0 | 0 | 0 | 0 | 83460.8145 | 0 | 0 | 0 | 0 | 0
2022-10-10 20:00 | 0 | 0 | 186065 | 0 | 2846 | 0 | 15 | 103698.3145 | 10.3698 | 0 | 103698.3145 | 1133560.2649 | 254 | 83460.8145 | 1754.4315 | 1754.4315 | 20237.5 | 103698.3145 | 103698.3145 | 0 | 0 | 0 | 0 | 83460.8145 | 0 | 0 | 0 | 0 | 0
2022-10-10 21:00 | 0 | 0 | 186065 | 0 | 2846 | 0 | 15 | 103698.3145 | 10.3698 | 0 | 103698.3145 | 1029861.9504 | 254 | 83460.8145 | 1754.4315 | 1754.4315 | 20237.5 | 103698.3145 | 103698.3145 | 0 | 0 | 0 | 0 | 83460.8145 | 0 | 0 | 0 | 0 | 0
2022-10-10 22:00 | 0 | 0 | 186065 | 0 | 2846 | 0 | 15 | 103698.3145 | 10.3698 | 0 | 103698.3145 | 926163.6359 | 254 | 83460.8145 | 1754.4315 | 1754.4315 | 20237.5 | 103698.3145 | 103698.3145 | 0 | 0 | 0 | 0 | 83460.8145 | 0 | 0 | 0 | 0 | 0
2022-10-10 23:00 | 0 | 0 | 186065 | 0 | 2846 | 0 | 15 | 103698.3145 | 10.3698 | 0 | 103698.3145 | 822465.3214 | 254 | 83460.8145 | 1754.4315 | 1754.4315 | 20237.5 | 103698.3145 | 103698.3145 | 0 | 0 | 0 | 0 | 83460.8145 | 0 | 0 | 0 | 0 | 0
2022-10-11 | 0 | 0 | 186065 | 0 | 2846 | 0 | 15 | 104169.1478 | 10.4169 | 0 | 104169.1478 | 718767.0069 | 254 | 83460.8145 | 1754.4315 | 1754.4315 | 20708.3333 | 104169.1478 | 104169.1478 | 0 | 0 | 0 | 0 | 83460.8145 | 0 | 0 | 0 | 0 | 0
2022-10-11 01:00 | 0 | 0 | 186065 | 0 | 2846 | 0 | 15 | 104169.1478 | 10.4169 | 0 | 104169.1478 | 614597.859 | 254 | 83460.8145 | 1754.4315 | 1754.4315 | 20708.3333 | 104169.1478 | 104169.1478 | 0 | 0 | 0 | 0 | 83460.8145 | 0 | 0 | 0 | 0 | 0
2022-10-11 02:00 | 0 | 0 | 186065 | 0 | 2846 | 0 | 15 | 104169.1478 | 10.4169 | 0 | 104169.1478 | 510428.7112 | 254 | 83460.8145 | 1754.4315 | 1754.4315 | 20708.3333 | 104169.1478 | 104169.1478 | 0 | 0 | 0 | 0 | 83460.8145 | 0 | 0 | 0 | 0 | 0
2022-10-11 03:00 | 0 | 0 | 186065 | 0 | 2846 | 0 | 15 | 104169.1478 | 10.4169 | 0 | 104169.1478 | 406259.5634 | 254 | 83460.8145 | 1754.4315 | 1754.4315 | 20708.3333 | 104169.1478 | 104169.1478 | 0 | 0 | 0 | 0 | 83460.8145 | 0 | 0 | 0 | 0 | 0
2022-10-11 04:00 | 0 | 0 | 186065 | 0 | 2846 | 0 | 15 | 104169.1478 | 10.4169 | 0 | 104169.1478 | 302090.4155 | 254 | 83460.8145 | 1754.4315 | 1754.4315 | 20708.3333 | 104169.1478 | 104169.1478 | 0 | 0 | 0 | 0 | 83460.8145 | 0 | 0 | 0 | 0 | 0
2022-10-11 05:00 | 0 | 0 | 186065 | 0 | 2846 | 0 | 15 | 104169.1478 | 10.4169 | 0 | 104169.1478 | 197921.2677 | 254 | 83460.8145 | 1754.4315 | 1754.4315 | 20708.3333 | 104169.1478 | 104169.1478 | 0 | 0 | 0 | 0 | 83460.8145 | 0 | 0 | 0 | 0 | 0
2022-10-11 06:00 | 0.01432 | 0.01646 | 186065 | 2584.5173 | 2846 | 7832.5108 | 15 | 101584.6306 | 10.1585 | 0 | 93752.1198 | 93752.1198 | 254 | 83460.8145 | 1754.4315 | 1754.4315 | 20708.3333 | 104169.1478 | 104169.1478 | 0 | 0 | 0 | 2584.5173 | 80876.2972 | 0 | 0 | 0 | 0 | 0
2022-10-11 07:00 | 0.1696 | 0.37865 | 186065 | 30609.9253 | 2846 | 180181.0569 | 15 | 73559.2226 | 7.3559 | 0 | 0 | 0 | 254 | 83460.8145 | 1754.4315 | 1754.4315 | 20708.3333 | 104169.1478 | 104169.1478 | 0 | 0 | 0 | 30609.9253 | 52850.8892 | 0 | 0 | 0 | 0 | 0
2022-10-11 08:00 | 0.3805 | 0.59526 | 186065 | 68673.8005 | 2846 | 283255.1853 | 15 | 35495.3473 | 3.5495 | 0 | 0 | 0 | 254 | 83460.8145 | 1754.4315 | 1754.4315 | 20708.3333 | 104169.1478 | 104169.1478 | 0 | 0 | 0 | 47965.4672 | 35495.3473 | 0 | 0 | 0 | 0 | 0
2022-10-11 09:00 | 0.5724 | 0.71641 | 186065 | 103308.4978 | 2846 | 340904.5582 | 15 | 860.65 | 0.086065 | 0 | 0 | 0 | 254 | 83460.8145 | 1754.4315 | 1754.4315 | 20708.3333 | 104169.1478 | 104169.1478 | 0 | 0 | 0 | 83460.8145 | 0 | 0 | 0 | 0 | 0 | 0
2022-10-11 10:00 | 0.71608 | 0.77211 | 186065 | 129240.3024 | 2846 | 367409.47 | 15 | 0 | 0 | 0 | 0 | 0 | 254 | 83460.8145 | 1754.4315 | 1754.4315 | 20708.3333 | 104169.1478 | 104169.1478 | 0 | 0 | 0 | 83460.8145 | 0 | 0 | 0 | 0 | 0 | 0
2022-10-11 11:00 | 0.7969 | 0.79368 | 186065 | 143826.9425 | 2846 | 377673.5804 | 15 | 0 | 0 | 180854.4636 | 0 | 0 | 254 | 83460.8145 | 1754.4315 | 1754.4315 | 20708.3333 | 104169.1478 | 104169.1478 | 0 | 0 | 0 | 83460.8145 | 0 | 0 | 0 | 0 | 0 | 0
2022-10-11 12:00 | 0.78397 | 0.69469 | 186065 | 141493.2967 | 2846 | 330569.0701 | 15 | 0 | 0 | 330569.0701 | 0 | 180854.4636 | 254 | 83460.8145 | 1754.4315 | 1754.4315 | 20708.3333 | 104169.1478 | 104169.1478 | 0 | 0 | 0 | 83460.8145 | 0 | 0 | 0 | 0 | 0 | 0
2022-10-11 13:00 | 0.72372 | 0.67648 | 186065 | 130619.1929 | 2846 | 321903.8198 | 15 | 0 | 0 | 321903.8198 | 0 | 511423.5337 | 254 | 83460.8145 | 1754.4315 | 1754.4315 | 20708.3333 | 104169.1478 | 104169.1478 | 0 | 0 | 0 | 83460.8145 | 0 | 0 | 0 | 0 | 0 | 0
2022-10-11 14:00 | 0.59675 | 0.6183 | 186065 | 107703.2601 | 2846 | 294218.797 | 15 | 0 | 0 | 294218.797 | 0 | 833327.3535 | 254 | 83460.8145 | 1754.4315 | 1754.4315 | 20708.3333 | 104169.1478 | 104169.1478 | 0 | 0 | 0 | 83460.8145 | 0 | 0 | 0 | 0 | 0 | 0
2022-10-11 15:00 | 0.41673 | 0.50523 | 186065 | 75212.7014 | 2846 | 240414.3018 | 15 | 28956.4464 | 2.8956 | 211457.8554 | 0 | 1127546.1504 | 254 | 83460.8145 | 1754.4315 | 1754.4315 | 20708.3333 | 104169.1478 | 104169.1478 | 0 | 0 | 0 | 54504.3681 | 28956.4464 | 0 | 0 | 0 | 0 | 0
2022-10-11 16:00 | 0.21377 | 0.33308 | 186065 | 38581.8616 | 2846 | 158496.5177 | 15 | 65587.2862 | 6.5587 | 92909.2314 | 0 | 1339004.0058 | 254 | 83460.8145 | 1754.4315 | 1754.4315 | 20708.3333 | 104169.1478 | 104169.1478 | 0 | 0 | 0 | 17873.5283 | 65587.2862 | 0 | 0 | 0 | 0 | 0
2022-10-11 17:00 | 0.03585 | 0.03482 | 186065 | 6470.3173 | 2846 | 16569.1388 | 15 | 97698.8305 | 9.7699 | 0 | 81129.6917 | 1431913.2372 | 254 | 83460.8145 | 1754.4315 | 1754.4315 | 20708.3333 | 104169.1478 | 104169.1478 | 0 | 0 | 0 | 0 | 83460.8145 | 0 | 0 | 0 | 0 | 0
2022-10-11 18:00 | 0 | 0 | 186065 | 0 | 2846 | 0 | 15 | 104169.1478 | 10.4169 | 0 | 104169.1478 | 1350783.5455 | 254 | 83460.8145 | 1754.4315 | 1754.4315 | 20708.3333 | 104169.1478 | 104169.1478 | 0 | 0 | 0 | 0 | 83460.8145 | 0 | 0 | 0 | 0 | 0
2022-10-11 19:00 | 0 | 0 | 186065 | 0 | 2846 | 0 | 15 | 104169.1478 | 10.4169 | 0 | 104169.1478 | 1246614.3977 | 254 | 83460.8145 | 1754.4315 | 1754.4315 | 20708.3333 | 104169.1478 | 104169.1478 | 0 | 0 | 0 | 0 | 83460.8145 | 0 | 0 | 0 | 0 | 0
2022-10-11 20:00 | 0 | 0 | 186065 | 0 | 2846 | 0 | 15 | 104169.1478 | 10.4169 | 0 | 104169.1478 | 1142445.2498 | 254 | 83460.8145 | 1754.4315 | 1754.4315 | 20708.3333 | 104169.1478 | 104169.1478 | 0 | 0 | 0 | 0 | 83460.8145 | 0 | 0 | 0 | 0 | 0
2022-10-11 21:00 | 0 | 0 | 186065 | 0 | 2846 | 0 | 15 | 104169.1478 | 10.4169 | 0 | 104169.1478 | 1038276.102 | 254 | 83460.8145 | 1754.4315 | 1754.4315 | 20708.3333 | 104169.1478 | 104169.1478 | 0 | 0 | 0 | 0 | 83460.8145 | 0 | 0 | 0 | 0 | 0
2022-10-11 22:00 | 0 | 0 | 186065 | 0 | 2846 | 0 | 15 | 104169.1478 | 10.4169 | 0 | 104169.1478 | 934106.9541 | 254 | 83460.8145 | 1754.4315 | 1754.4315 | 20708.3333 | 104169.1478 | 104169.1478 | 0 | 0 | 0 | 0 | 83460.8145 | 0 | 0 | 0 | 0 | 0
2022-10-11 23:00 | 0 | 0 | 186065 | 0 | 2846 | 0 | 15 | 104169.1478 | 10.4169 | 0 | 104169.1478 | 829937.8063 | 254 | 83460.8145 | 1754.4315 | 1754.4315 | 20708.3333 | 104169.1478 | 104169.1478 | 0 | 0 | 0 | 0 | 83460.8145 | 0 | 0 | 0 | 0 | 0
2022-10-12 | 0 | 0 | 186065 | 0 | 2846 | 0 | 15 | 104294.1478 | 10.4294 | 0 | 104294.1478 | 725768.6585 | 254 | 83460.8145 | 1754.4315 | 1754.4315 | 20833.3333 | 104294.1478 | 104294.1478 | 0 | 0 | 0 | 0 | 83460.8145 | 0 | 0 | 0 | 0 | 0
2022-10-12 01:00 | 0 | 0 | 186065 | 0 | 2846 | 0 | 15 | 104294.1478 | 10.4294 | 0 | 104294.1478 | 621474.5106 | 254 | 83460.8145 | 1754.4315 | 1754.4315 | 20833.3333 | 104294.1478 | 104294.1478 | 0 | 0 | 0 | 0 | 83460.8145 | 0 | 0 | 0 | 0 | 0
2022-10-12 02:00 | 0 | 0 | 186065 | 0 | 2846 | 0 | 15 | 104294.1478 | 10.4294 | 0 | 104294.1478 | 517180.3628 | 254 | 83460.8145 | 1754.4315 | 1754.4315 | 20833.3333 | 104294.1478 | 104294.1478 | 0 | 0 | 0 | 0 | 83460.8145 | 0 | 0 | 0 | 0 | 0
2022-10-12 03:00 | 0 | 0 | 186065 | 0 | 2846 | 0 | 15 | 104294.1478 | 10.4294 | 0 | 104294.1478 | 412886.2149 | 254 | 83460.8145 | 1754.4315 | 1754.4315 | 20833.3333 | 104294.1478 | 104294.1478 | 0 | 0 | 0 | 0 | 83460.8145 | 0 | 0 | 0 | 0 | 0
2022-10-12 04:00 | 0 | 0 | 186065 | 0 | 2846 | 0 | 15 | 104294.1478 | 10.4294 | 0 | 104294.1478 | 308592.0671 | 254 | 83460.8145 | 1754.4315 | 1754.4315 | 20833.3333 | 104294.1478 | 104294.1478 | 0 | 0 | 0 | 0 | 83460.8145 | 0 | 0 | 0 | 0 | 0
2022-10-12 05:00 | 0 | 0 | 186065 | 0 | 2846 | 0 | 15 | 104294.1478 | 10.4294 | 0 | 104294.1478 | 204297.9192 | 254 | 83460.8145 | 1754.4315 | 1754.4315 | 20833.3333 | 104294.1478 | 104294.1478 | 0 | 0 | 0 | 0 | 83460.8145 | 0 | 0 | 0 | 0 | 0
2022-10-12 06:00 | 0.01312 | 0.00404 | 186065 | 2367.9376 | 2846 | 1922.4388 | 15 | 101926.2102 | 10.1926 | 0 | 100003.7714 | 100003.7714 | 254 | 83460.8145 | 1754.4315 | 1754.4315 | 20833.3333 | 104294.1478 | 104294.1478 | 0 | 0 | 0 | 0 | 83460.8145 | 0 | 0 | 0 | 0 | 0
2022-10-12 07:00 | 0.1582 | 0.27045 | 186065 | 28552.4185 | 2846 | 128693.957 | 15 | 75741.7293 | 7.5742 | 0 | 0 | 0 | 254 | 83460.8145 | 1754.4315 | 1754.4315 | 20833.3333 | 104294.1478 | 104294.1478 | 0 | 0 | 0 | 28552.4185 | 54908.396 | 0 | 0 | 0 | 0 | 0
2022-10-12 08:00 | 0.36765 | 0.49905 | 186065 | 66354.5933 | 2846 | 237473.5414 | 15 | 37939.5545 | 3.794 | 0 | 0 | 0 | 254 | 83460.8145 | 1754.4315 | 1754.4315 | 20833.3333 | 104294.1478 | 104294.1478 | 0 | 0 | 0 | 45521.26 | 37939.5545 | 0 | 0 | 0 | 0 | 0
2022-10-12 09:00 | 0.56262 | 0.63815 | 186065 | 101543.3736 | 2846 | 303664.4433 | 15 | 2750.7743 | 0.27508 | 0 | 0 | 0 | 254 | 83460.8145 | 1754.4315 | 1754.4315 | 20833.3333 | 104294.1478 | 104294.1478 | 0 | 0 | 0 | 83460.8145 | 0 | 0 | 0 | 0 | 0 | 0
2022-10-12 10:00 | 0.7094 | 0.71324 | 186065 | 128034.6757 | 2846 | 339396.1099 | 15 | 0 | 0 | 0 | 0 | 0 | 254 | 83460.8145 | 1754.4315 | 1754.4315 | 20833.3333 | 104294.1478 | 104294.1478 | 0 | 0 | 0 | 83460.8145 | 0 | 0 | 0 | 0 | 0 | 0
2022-10-12 11:00 | 0.79197 | 0.73703 | 186065 | 142937.1611 | 2846 | 350716.6099 | 15 | 0 | 0 | 316414.0735 | 0 | 0 | 254 | 83460.8145 | 1754.4315 | 1754.4315 | 20833.3333 | 104294.1478 | 104294.1478 | 0 | 0 | 0 | 83460.8145 | 0 | 0 | 0 | 0 | 0 | 0
2022-10-12 12:00 | 0.7815 | 0.64621 | 186065 | 141047.5036 | 2846 | 307499.804 | 15 | 0 | 0 | 307499.804 | 0 | 316414.0735 | 254 | 83460.8145 | 1754.4315 | 1754.4315 | 20833.3333 | 104294.1478 | 104294.1478 | 0 | 0 | 0 | 83460.8145 | 0 | 0 | 0 | 0 | 0 | 0
2022-10-12 13:00 | 0.72115 | 0.6301 | 186065 | 130155.3515 | 2846 | 299833.8411 | 15 | 0 | 0 | 299833.8411 | 0 | 623913.8775 | 254 | 83460.8145 | 1754.4315 | 1754.4315 | 20833.3333 | 104294.1478 | 104294.1478 | 0 | 0 | 0 | 83460.8145 | 0 | 0 | 0 | 0 | 0 | 0
2022-10-12 14:00 | 0.59235 | 0.57164 | 186065 | 106909.1347 | 2846 | 272015.58 | 15 | 0 | 0 | 272015.58 | 0 | 923747.7186 | 254 | 83460.8145 | 1754.4315 | 1754.4315 | 20833.3333 | 104294.1478 | 104294.1478 | 0 | 0 | 0 | 83460.8145 | 0 | 0 | 0 | 0 | 0 | 0
2022-10-12 15:00 | 0.41152 | 0.45402 | 186065 | 74272.3847 | 2846 | 216045.9618 | 15 | 30021.7631 | 3.0022 | 186024.1987 | 0 | 1195763.2986 | 254 | 83460.8145 | 1754.4315 | 1754.4315 | 20833.3333 | 104294.1478 | 104294.1478 | 0 | 0 | 0 | 74272.3847 | 9188.4298 | 0 | 0 | 0 | 0 | 0
2022-10-12 16:00 | 0.20693 | 0.26557 | 186065 | 37347.3575 | 2846 | 126371.8032 | 15 | 66946.7903 | 6.6947 | 59425.0129 | 0 | 1381787.4973 | 254 | 83460.8145 | 1754.4315 | 1754.4315 | 20833.3333 | 104294.1478 | 104294.1478 | 0 | 0 | 0 | 16514.0242 | 66946.7903 | 0 | 0 | 0 | 0 | 0
2022-10-12 17:00 | 0.0336 | 0.01569 | 186065 | 6064.2305 | 2846 | 7466.1053 | 15 | 98229.9174 | 9.823 | 0 | 90763.812 | 1441212.5102 | 254 | 83460.8145 | 1754.4315 | 1754.4315 | 20833.3333 | 104294.1478 | 104294.1478 | 0 | 0 | 0 | 0 | 83460.8145 | 0 | 0 | 0 | 0 | 0
2022-10-12 18:00 | 0 | 0 | 186065 | 0 | 2846 | 0 | 15 | 104294.1478 | 10.4294 | 0 | 104294.1478 | 1350448.6981 | 254 | 83460.8145 | 1754.4315 | 1754.4315 | 20833.3333 | 104294.1478 | 104294.1478 | 0 | 0 | 0 | 0 | 83460.8145 | 0 | 0 | 0 | 0 | 0
2022-10-12 19:00 | 0 | 0 | 186065 | 0 | 2846 | 0 | 15 | 104294.1478 | 10.4294 | 0 | 104294.1478 | 1246154.5503 | 254 | 83460.8145 | 1754.4315 | 1754.4315 | 20833.3333 | 104294.1478 | 104294.1478 | 0 | 0 | 0 | 0 | 83460.8145 | 0 | 0 | 0 | 0 | 0
2022-10-12 20:00 | 0 | 0 | 186065 | 0 | 2846 | 0 | 15 | 104294.1478 | 10.4294 | 0 | 104294.1478 | 1141860.4024 | 254 | 83460.8145 | 1754.4315 | 1754.4315 | 20833.3333 | 104294.1478 | 104294.1478 | 0 | 0 | 0 | 0 | 83460.8145 | 0 | 0 | 0 | 0 | 0
2022-10-12 21:00 | 0 | 0 | 186065 | 0 | 2846 | 0 | 15 | 104294.1478 | 10.4294 | 0 | 104294.1478 | 1037566.2546 | 254 | 83460.8145 | 1754.4315 | 1754.4315 | 20833.3333 | 104294.1478 | 104294.1478 | 0 | 0 | 0 | 0 | 83460.8145 | 0 | 0 | 0 | 0 | 0
2022-10-12 22:00 | 0 | 0 | 186065 | 0 | 2846 | 0 | 15 | 104294.1478 | 10.4294 | 0 | 104294.1478 | 933272.1067 | 254 | 83460.8145 | 1754.4315 | 1754.4315 | 20833.3333 | 104294.1478 | 104294.1478 | 0 | 0 | 0 | 0 | 83460.8145 | 0 | 0 | 0 | 0 | 0
2022-10-12 23:00 | 0 | 0 | 186065 | 0 | 2846 | 0 | 15 | 104294.1478 | 10.4294 | 0 | 104294.1478 | 828977.9589 | 254 | 83460.8145 | 1754.4315 | 1754.4315 | 20833.3333 | 104294.1478 | 104294.1478 | 0 | 0 | 0 | 0 | 83460.8145 | 0 | 0 | 0 | 0 | 0
2022-10-13 | 0 | 0 | 186065 | 0 | 2846 | 0 | 15 | 103948.3145 | 10.3948 | 0 | 103948.3145 | 724683.811 | 254 | 83460.8145 | 1754.4315 | 1754.4315 | 20487.5 | 103948.3145 | 103948.3145 | 0 | 0 | 0 | 0 | 83460.8145 | 0 | 0 | 0 | 0 | 0
2022-10-13 01:00 | 0 | 0 | 186065 | 0 | 2846 | 0 | 15 | 103948.3145 | 10.3948 | 0 | 103948.3145 | 620735.4965 | 254 | 83460.8145 | 1754.4315 | 1754.4315 | 20487.5 | 103948.3145 | 103948.3145 | 0 | 0 | 0 | 0 | 83460.8145 | 0 | 0 | 0 | 0 | 0
2022-10-13 02:00 | 0 | 0 | 186065 | 0 | 2846 | 0 | 15 | 103948.3145 | 10.3948 | 0 | 103948.3145 | 516787.182 | 254 | 83460.8145 | 1754.4315 | 1754.4315 | 20487.5 | 103948.3145 | 103948.3145 | 0 | 0 | 0 | 0 | 83460.8145 | 0 | 0 | 0 | 0 | 0
2022-10-13 03:00 | 0 | 0 | 186065 | 0 | 2846 | 0 | 15 | 103948.3145 | 10.3948 | 0 | 103948.3145 | 412838.8675 | 254 | 83460.8145 | 1754.4315 | 1754.4315 | 20487.5 | 103948.3145 | 103948.3145 | 0 | 0 | 0 | 0 | 83460.8145 | 0 | 0 | 0 | 0 | 0
2022-10-13 04:00 | 0 | 0 | 186065 | 0 | 2846 | 0 | 15 | 103948.3145 | 10.3948 | 0 | 103948.3145 | 308890.553 | 254 | 83460.8145 | 1754.4315 | 1754.4315 | 20487.5 | 103948.3145 | 103948.3145 | 0 | 0 | 0 | 0 | 83460.8145 | 0 | 0 | 0 | 0 | 0
2022-10-13 05:00 | 0 | 0 | 186065 | 0 | 2846 | 0 | 15 | 103948.3145 | 10.3948 | 0 | 103948.3145 | 204942.2385 | 254 | 83460.8145 | 1754.4315 | 1754.4315 | 20487.5 | 103948.3145 | 103948.3145 | 0 | 0 | 0 | 0 | 83460.8145 | 0 | 0 | 0 | 0 | 0
2022-10-13 06:00 | 0.01252 | 0.00146 | 186065 | 2259.6478 | 2846 | 694.7428 | 15 | 101688.6667 | 10.1689 | 0 | 100993.924 | 100993.924 | 254 | 83460.8145 | 1754.4315 | 1754.4315 | 20487.5 | 103948.3145 | 103948.3145 | 0 | 0 | 0 | 0 | 83460.8145 | 0 | 0 | 0 | 0 | 0
2022-10-13 07:00 | 0.15315 | 0.22547 | 186065 | 27640.9791 | 2846 | 107290.1701 | 15 | 76307.3354 | 7.6307 | 0 | 0 | 0 | 254 | 83460.8145 | 1754.4315 | 1754.4315 | 20487.5 | 103948.3145 | 103948.3145 | 0 | 0 | 0 | 7153.4791 | 76307.3354 | 0 | 0 | 0 | 0 | 0
2022-10-13 08:00 | 0.3619 | 0.47458 | 186065 | 65316.8158 | 2846 | 225829.4625 | 15 | 38631.4987 | 3.8631 | 0 | 0 | 0 | 254 | 83460.8145 | 1754.4315 | 1754.4315 | 20487.5 | 103948.3145 | 103948.3145 | 0 | 0 | 0 | 65316.8158 | 18143.9987 | 0 | 0 | 0 | 0 | 0
2022-10-13 09:00 | 0.55672 | 0.60892 | 186065 | 100478.5236 | 2846 | 289755.3127 | 15 | 3469.7909 | 0.34698 | 0 | 0 | 0 | 254 | 83460.8145 | 1754.4315 | 1754.4315 | 20487.5 | 103948.3145 | 103948.3145 | 0 | 0 | 0 | 83460.8145 | 0 | 0 | 0 | 0 | 0 | 0
2022-10-13 10:00 | 0.7051 | 0.70325 | 186065 | 127258.5986 | 2846 | 334642.3564 | 15 | 0 | 0 | 0 | 0 | 0 | 254 | 83460.8145 | 1754.4315 | 1754.4315 | 20487.5 | 103948.3145 | 103948.3145 | 0 | 0 | 0 | 83460.8145 | 0 | 0 | 0 | 0 | 0 | 0
2022-10-13 11:00 | 0.78772 | 0.73152 | 186065 | 142170.1081 | 2846 | 348094.6698 | 15 | 0 | 0 | 68964.0115 | 0 | 0 | 254 | 83460.8145 | 1754.4315 | 1754.4315 | 20487.5 | 103948.3145 | 103948.3145 | 0 | 0 | 0 | 83460.8145 | 0 | 0 | 0 | 0 | 0 | 0
2022-10-13 12:00 | 0.79347 | 0.71459 | 186065 | 143207.8857 | 2846 | 340038.509 | 15 | 0 | 0 | 340038.509 | 0 | 68964.0115 | 254 | 83460.8145 | 1754.4315 | 1754.4315 | 20487.5 | 103948.3145 | 103948.3145 | 0 | 0 | 0 | 83460.8145 | 0 | 0 | 0 | 0 | 0 | 0
2022-10-13 13:00 | 0.73465 | 0.70817 | 186065 | 132591.8727 | 2846 | 336983.5443 | 15 | 0 | 0 | 336983.5443 | 0 | 409002.5206 | 254 | 83460.8145 | 1754.4315 | 1754.4315 | 20487.5 | 103948.3145 | 103948.3145 | 0 | 0 | 0 | 83460.8145 | 0 | 0 | 0 | 0 | 0 | 0
2022-10-13 14:00 | 0.60753 | 0.66331 | 186065 | 109648.8674 | 2846 | 315636.8595 | 15 | 0 | 0 | 315636.8595 | 0 | 745986.0649 | 254 | 83460.8145 | 1754.4315 | 1754.4315 | 20487.5 | 103948.3145 | 103948.3145 | 0 | 0 | 0 | 83460.8145 | 0 | 0 | 0 | 0 | 0 | 0
2022-10-13 15:00 | 0.4257 | 0.56429 | 186065 | 76831.6344 | 2846 | 268518.0736 | 15 | 27116.6801 | 2.7117 | 241401.3935 | 0 | 1061622.9243 | 254 | 83460.8145 | 1754.4315 | 1754.4315 | 20487.5 | 103948.3145 | 103948.3145 | 0 | 0 | 0 | 76831.6344 | 6629.1801 | 0 | 0 | 0 | 0 | 0
2022-10-13 16:00 | 0.21723 | 0.387 | 186065 | 39206.333 | 2846 | 184154.4144 | 15 | 64741.9816 | 6.4742 | 119412.4328 | 0 | 1303024.3179 | 254 | 83460.8145 | 1754.4315 | 1754.4315 | 20487.5 | 103948.3145 | 103948.3145 | 0 | 0 | 0 | 39206.333 | 44254.4816 | 0 | 0 | 0 | 0 | 0
2022-10-13 17:00 | 0.03385 | 0.04024 | 186065 | 6109.3512 | 2846 | 19148.2523 | 15 | 97838.9633 | 9.7839 | 0 | 78690.711 | 1422436.7507 | 254 | 83460.8145 | 1754.4315 | 1754.4315 | 20487.5 | 103948.3145 | 103948.3145 | 0 | 0 | 0 | 0 | 83460.8145 | 0 | 0 | 0 | 0 | 0
2022-10-13 18:00 | 0 | 0 | 186065 | 0 | 2846 | 0 | 15 | 103948.3145 | 10.3948 | 0 | 103948.3145 | 1343746.0397 | 254 | 83460.8145 | 1754.4315 | 1754.4315 | 20487.5 | 103948.3145 | 103948.3145 | 0 | 0 | 0 | 0 | 83460.8145 | 0 | 0 | 0 | 0 | 0
2022-10-13 19:00 | 0 | 0 | 186065 | 0 | 2846 | 0 | 15 | 103948.3145 | 10.3948 | 0 | 103948.3145 | 1239797.7252 | 254 | 83460.8145 | 1754.4315 | 1754.4315 | 20487.5 | 103948.3145 | 103948.3145 | 0 | 0 | 0 | 0 | 83460.8145 | 0 | 0 | 0 | 0 | 0
2022-10-13 20:00 | 0 | 0 | 186065 | 0 | 2846 | 0 | 15 | 103948.3145 | 10.3948 | 0 | 103948.3145 | 1135849.4107 | 254 | 83460.8145 | 1754.4315 | 1754.4315 | 20487.5 | 103948.3145 | 103948.3145 | 0 | 0 | 0 | 0 | 83460.8145 | 0 | 0 | 0 | 0 | 0
2022-10-13 21:00 | 0 | 0 | 186065 | 0 | 2846 | 0 | 15 | 103948.3145 | 10.3948 | 0 | 103948.3145 | 1031901.0962 | 254 | 83460.8145 | 1754.4315 | 1754.4315 | 20487.5 | 103948.3145 | 103948.3145 | 0 | 0 | 0 | 0 | 83460.8145 | 0 | 0 | 0 | 0 | 0
2022-10-13 22:00 | 0 | 0 | 186065 | 0 | 2846 | 0 | 15 | 103948.3145 | 10.3948 | 0 | 103948.3145 | 927952.7817 | 254 | 83460.8145 | 1754.4315 | 1754.4315 | 20487.5 | 103948.3145 | 103948.3145 | 0 | 0 | 0 | 0 | 83460.8145 | 0 | 0 | 0 | 0 | 0
2022-10-13 23:00 | 0 | 0 | 186065 | 0 | 2846 | 0 | 15 | 103948.3145 | 10.3948 | 0 | 103948.3145 | 824004.4671 | 254 | 83460.8145 | 1754.4315 | 1754.4315 | 20487.5 | 103948.3145 | 103948.3145 | 0 | 0 | 0 | 0 | 83460.8145 | 0 | 0 | 0 | 0 | 0
2022-10-14 | 0 | 0 | 186065 | 0 | 2846 | 0 | 15 | 103889.9812 | 10.389 | 0 | 103889.9812 | 720056.1526 | 254 | 83460.8145 | 1754.4315 | 1754.4315 | 20429.1667 | 103889.9812 | 103889.9812 | 0 | 0 | 0 | 0 | 83460.8145 | 0 | 0 | 0 | 0 | 0
2022-10-14 01:00 | 0 | 0 | 186065 | 0 | 2846 | 0 | 15 | 103889.9812 | 10.389 | 0 | 103889.9812 | 616166.1715 | 254 | 83460.8145 | 1754.4315 | 1754.4315 | 20429.1667 | 103889.9812 | 103889.9812 | 0 | 0 | 0 | 0 | 83460.8145 | 0 | 0 | 0 | 0 | 0
2022-10-14 02:00 | 0 | 0 | 186065 | 0 | 2846 | 0 | 15 | 103889.9812 | 10.389 | 0 | 103889.9812 | 512276.1903 | 254 | 83460.8145 | 1754.4315 | 1754.4315 | 20429.1667 | 103889.9812 | 103889.9812 | 0 | 0 | 0 | 0 | 83460.8145 | 0 | 0 | 0 | 0 | 0
2022-10-14 03:00 | 0 | 0 | 186065 | 0 | 2846 | 0 | 15 | 103889.9812 | 10.389 | 0 | 103889.9812 | 408386.2091 | 254 | 83460.8145 | 1754.4315 | 1754.4315 | 20429.1667 | 103889.9812 | 103889.9812 | 0 | 0 | 0 | 0 | 83460.8145 | 0 | 0 | 0 | 0 | 0
2022-10-14 04:00 | 0 | 0 | 186065 | 0 | 2846 | 0 | 15 | 103889.9812 | 10.389 | 0 | 103889.9812 | 304496.2279 | 254 | 83460.8145 | 1754.4315 | 1754.4315 | 20429.1667 | 103889.9812 | 103889.9812 | 0 | 0 | 0 | 0 | 83460.8145 | 0 | 0 | 0 | 0 | 0
2022-10-14 05:00 | 0 | 0 | 186065 | 0 | 2846 | 0 | 15 | 103889.9812 | 10.389 | 0 | 103889.9812 | 200606.2467 | 254 | 83460.8145 | 1754.4315 | 1754.4315 | 20429.1667 | 103889.9812 | 103889.9812 | 0 | 0 | 0 | 0 | 83460.8145 | 0 | 0 | 0 | 0 | 0
2022-10-14 06:00 | 0.01238 | 0.01038 | 186065 | 2234.3802 | 2846 | 4939.3355 | 15 | 101655.601 | 10.1656 | 0 | 96716.2656 | 96716.2656 | 254 | 83460.8145 | 1754.4315 | 1754.4315 | 20429.1667 | 103889.9812 | 103889.9812 | 0 | 0 | 0 | 2234.3802 | 81226.4344 | 0 | 0 | 0 | 0 | 0
2022-10-14 07:00 | 0.16262 | 0.35703 | 186065 | 29350.1536 | 2846 | 169893.1539 | 15 | 74539.8276 | 7.454 | 0 | 0 | 0 | 254 | 83460.8145 | 1754.4315 | 1754.4315 | 20429.1667 | 103889.9812 | 103889.9812 | 0 | 0 | 0 | 29350.1536 | 54110.6609 | 0 | 0 | 0 | 0 | 0
2022-10-14 08:00 | 0.3742 | 0.59574 | 186065 | 67536.7573 | 2846 | 283483.5939 | 15 | 36353.2239 | 3.6353 | 0 | 0 | 0 | 254 | 83460.8145 | 1754.4315 | 1754.4315 | 20429.1667 | 103889.9812 | 103889.9812 | 0 | 0 | 0 | 47107.5906 | 36353.2239 | 0 | 0 | 0 | 0 | 0
2022-10-14 09:00 | 0.5678 | 0.7162 | 186065 | 102478.2758 | 2846 | 340804.6294 | 15 | 1411.7054 | 0.14117 | 0 | 0 | 0 | 254 | 83460.8145 | 1754.4315 | 1754.4315 | 20429.1667 | 103889.9812 | 103889.9812 | 0 | 0 | 0 | 82049.1091 | 1411.7054 | 0 | 0 | 0 | 0 | 0
2022-10-14 10:00 | 0.71233 | 0.79767 | 186065 | 128563.491 | 2846 | 379572.2267 | 15 | 0 | 0 | 0 | 0 | 0 | 254 | 83460.8145 | 1754.4315 | 1754.4315 | 20429.1667 | 103889.9812 | 103889.9812 | 0 | 0 | 0 | 83460.8145 | 0 | 0 | 0 | 0 | 0 | 0
2022-10-14 11:00 | 0.79367 | 0.82574 | 186065 | 143243.9823 | 2846 | 392929.3699 | 15 | 0 | 0 | 0 | 0 | 0 | 254 | 83460.8145 | 1754.4315 | 1754.4315 | 20429.1667 | 103889.9812 | 103889.9812 | 0 | 0 | 0 | 83460.8145 | 0 | 0 | 0 | 0 | 0 | 0
2022-10-14 12:00 | 0.8006 | 0.80969 | 186065 | 144494.7298 | 2846 | 385291.9581 | 15 | 0 | 0 | 218993.2247 | 0 | 0 | 254 | 83460.8145 | 1754.4315 | 1754.4315 | 20429.1667 | 103889.9812 | 103889.9812 | 0 | 0 | 0 | 83460.8145 | 0 | 0 | 0 | 0 | 0 | 0
2022-10-14 13:00 | 0.74022 | 0.80288 | 186065 | 133597.1633 | 2846 | 382051.4115 | 15 | 0 | 0 | 382051.4115 | 0 | 218993.2247 | 254 | 83460.8145 | 1754.4315 | 1754.4315 | 20429.1667 | 103889.9812 | 103889.9812 | 0 | 0 | 0 | 83460.8145 | 0 | 0 | 0 | 0 | 0 | 0
2022-10-14 14:00 | 0.61285 | 0.75467 | 186065 | 110609.0372 | 2846 | 359110.6251 | 15 | 0 | 0 | 359110.6251 | 0 | 601044.6362 | 254 | 83460.8145 | 1754.4315 | 1754.4315 | 20429.1667 | 103889.9812 | 103889.9812 | 0 | 0 | 0 | 83460.8145 | 0 | 0 | 0 | 0 | 0 | 0
2022-10-14 15:00 | 0.4317 | 0.65563 | 186065 | 77914.5327 | 2846 | 311982.3223 | 15 | 25975.4485 | 2.5975 | 286006.8738 | 0 | 960155.2613 | 254 | 83460.8145 | 1754.4315 | 1754.4315 | 20429.1667 | 103889.9812 | 103889.9812 | 0 | 0 | 0 | 77914.5327 | 5546.2818 | 0 | 0 | 0 | 0 | 0
2022-10-14 16:00 | 0.22105 | 0.47506 | 186065 | 39895.7782 | 2846 | 226057.8711 | 15 | 63994.203 | 6.3994 | 162063.6681 | 0 | 1246162.1351 | 254 | 83460.8145 | 1754.4315 | 1754.4315 | 20429.1667 | 103889.9812 | 103889.9812 | 0 | 0 | 0 | 39895.7782 | 43565.0363 | 0 | 0 | 0 | 0 | 0
2022-10-14 17:00 | 0.03353 | 0.06655 | 186065 | 6051.5967 | 2846 | 31667.8974 | 15 | 97838.3845 | 9.7838 | 0 | 66170.4872 | 1408225.8032 | 254 | 83460.8145 | 1754.4315 | 1754.4315 | 20429.1667 | 103889.9812 | 103889.9812 | 0 | 0 | 0 | 6051.5967 | 77409.2178 | 0 | 0 | 0 | 0 | 0
2022-10-14 18:00 | 0 | 0 | 186065 | 0 | 2846 | 0 | 15 | 103889.9812 | 10.389 | 0 | 103889.9812 | 1342055.316 | 254 | 83460.8145 | 1754.4315 | 1754.4315 | 20429.1667 | 103889.9812 | 103889.9812 | 0 | 0 | 0 | 0 | 83460.8145 | 0 | 0 | 0 | 0 | 0
2022-10-14 19:00 | 0 | 0 | 186065 | 0 | 2846 | 0 | 15 | 103889.9812 | 10.389 | 0 | 103889.9812 | 1238165.3348 | 254 | 83460.8145 | 1754.4315 | 1754.4315 | 20429.1667 | 103889.9812 | 103889.9812 | 0 | 0 | 0 | 0 | 83460.8145 | 0 | 0 | 0 | 0 | 0
2022-10-14 20:00 | 0 | 0 | 186065 | 0 | 2846 | 0 | 15 | 103889.9812 | 10.389 | 0 | 103889.9812 | 1134275.3537 | 254 | 83460.8145 | 1754.4315 | 1754.4315 | 20429.1667 | 103889.9812 | 103889.9812 | 0 | 0 | 0 | 0 | 83460.8145 | 0 | 0 | 0 | 0 | 0
2022-10-14 21:00 | 0 | 0 | 186065 | 0 | 2846 | 0 | 15 | 103889.9812 | 10.389 | 0 | 103889.9812 | 1030385.3725 | 254 | 83460.8145 | 1754.4315 | 1754.4315 | 20429.1667 | 103889.9812 | 103889.9812 | 0 | 0 | 0 | 0 | 83460.8145 | 0 | 0 | 0 | 0 | 0
2022-10-14 22:00 | 0 | 0 | 186065 | 0 | 2846 | 0 | 15 | 103889.9812 | 10.389 | 0 | 103889.9812 | 926495.3913 | 254 | 83460.8145 | 1754.4315 | 1754.4315 | 20429.1667 | 103889.9812 | 103889.9812 | 0 | 0 | 0 | 0 | 83460.8145 | 0 | 0 | 0 | 0 | 0
2022-10-14 23:00 | 0 | 0 | 186065 | 0 | 2846 | 0 | 15 | 103889.9812 | 10.389 | 0 | 103889.9812 | 822605.4101 | 254 | 83460.8145 | 1754.4315 | 1754.4315 | 20429.1667 | 103889.9812 | 103889.9812 | 0 | 0 | 0 | 0 | 83460.8145 | 0 | 0 | 0 | 0 | 0
2022-10-15 | 0 | 0 | 186065 | 0 | 2846 | 0 | 15 | 103752.4812 | 10.3752 | 0 | 103752.4812 | 718715.4289 | 254 | 83460.8145 | 1754.4315 | 1754.4315 | 20291.6667 | 103752.4812 | 103752.4812 | 0 | 0 | 0 | 0 | 83460.8145 | 0 | 0 | 0 | 0 | 0
2022-10-15 01:00 | 0 | 0 | 186065 | 0 | 2846 | 0 | 15 | 103752.4812 | 10.3752 | 0 | 103752.4812 | 614962.9478 | 254 | 83460.8145 | 1754.4315 | 1754.4315 | 20291.6667 | 103752.4812 | 103752.4812 | 0 | 0 | 0 | 0 | 83460.8145 | 0 | 0 | 0 | 0 | 0
2022-10-15 02:00 | 0 | 0 | 186065 | 0 | 2846 | 0 | 15 | 103752.4812 | 10.3752 | 0 | 103752.4812 | 511210.4666 | 254 | 83460.8145 | 1754.4315 | 1754.4315 | 20291.6667 | 103752.4812 | 103752.4812 | 0 | 0 | 0 | 0 | 83460.8145 | 0 | 0 | 0 | 0 | 0
2022-10-15 03:00 | 0 | 0 | 186065 | 0 | 2846 | 0 | 15 | 103752.4812 | 10.3752 | 0 | 103752.4812 | 407457.9854 | 254 | 83460.8145 | 1754.4315 | 1754.4315 | 20291.6667 | 103752.4812 | 103752.4812 | 0 | 0 | 0 | 0 | 83460.8145 | 0 | 0 | 0 | 0 | 0
2022-10-15 04:00 | 0 | 0 | 186065 | 0 | 2846 | 0 | 15 | 103752.4812 | 10.3752 | 0 | 103752.4812 | 303705.5042 | 254 | 83460.8145 | 1754.4315 | 1754.4315 | 20291.6667 | 103752.4812 | 103752.4812 | 0 | 0 | 0 | 0 | 83460.8145 | 0 | 0 | 0 | 0 | 0
2022-10-15 05:00 | 0 | 0 | 186065 | 0 | 2846 | 0 | 15 | 103752.4812 | 10.3752 | 0 | 103752.4812 | 199953.023 | 254 | 83460.8145 | 1754.4315 | 1754.4315 | 20291.6667 | 103752.4812 | 103752.4812 | 0 | 0 | 0 | 0 | 83460.8145 | 0 | 0 | 0 | 0 | 0
2022-10-15 06:00 | 0.01205 | 0.0113 | 186065 | 2174.8208 | 2846 | 5377.1186 | 15 | 101577.6604 | 10.1578 | 0 | 96200.5419 | 96200.5419 | 254 | 83460.8145 | 1754.4315 | 1754.4315 | 20291.6667 | 103752.4812 | 103752.4812 | 0 | 0 | 0 | 2174.8208 | 81285.9938 | 0 | 0 | 0 | 0 | 0
2022-10-15 07:00 | 0.16518 | 0.40467 | 186065 | 29812.1902 | 2846 | 192562.7051 | 15 | 73940.291 | 7.394 | 0 | 0 | 0 | 254 | 83460.8145 | 1754.4315 | 1754.4315 | 20291.6667 | 103752.4812 | 103752.4812 | 0 | 0 | 0 | 29812.1902 | 53648.6243 | 0 | 0 | 0 | 0 | 0
2022-10-15 08:00 | 0.3765 | 0.62365 | 186065 | 67951.8683 | 2846 | 296764.6009 | 15 | 35800.6129 | 3.5801 | 0 | 0 | 0 | 254 | 83460.8145 | 1754.4315 | 1754.4315 | 20291.6667 | 103752.4812 | 103752.4812 | 0 | 0 | 0 | 47660.2017 | 35800.6129 | 0 | 0 | 0 | 0 | 0
2022-10-15 09:00 | 0.56938 | 0.73373 | 186065 | 102763.439 | 2846 | 349146.301 | 15 | 989.0422 | 0.098904 | 0 | 0 | 0 | 254 | 83460.8145 | 1754.4315 | 1754.4315 | 20291.6667 | 103752.4812 | 103752.4812 | 0 | 0 | 0 | 83460.8145 | 0 | 0 | 0 | 0 | 0 | 0
2022-10-15 10:00 | 0.71405 | 0.80853 | 186065 | 128873.9219 | 2846 | 384739.9707 | 15 | 0 | 0 | 0 | 0 | 0 | 254 | 83460.8145 | 1754.4315 | 1754.4315 | 20291.6667 | 103752.4812 | 103752.4812 | 0 | 0 | 0 | 83460.8145 | 0 | 0 | 0 | 0 | 0 | 0
2022-10-15 11:00 | 0.79458 | 0.8261 | 186065 | 143408.2219 | 2846 | 393100.6763 | 15 | 0 | 0 | 0 | 0 | 0 | 254 | 83460.8145 | 1754.4315 | 1754.4315 | 20291.6667 | 103752.4812 | 103752.4812 | 0 | 0 | 0 | 83460.8145 | 0 | 0 | 0 | 0 | 0 | 0
2022-10-15 12:00 | 0.79903 | 0.79382 | 186065 | 144211.3714 | 2846 | 377740.1996 | 15 | 0 | 0 | 369535.7939 | 0 | 0 | 254 | 83460.8145 | 1754.4315 | 1754.4315 | 20291.6667 | 103752.4812 | 103752.4812 | 0 | 0 | 0 | 83460.8145 | 0 | 0 | 0 | 0 | 0 | 0
2022-10-15 13:00 | 0.73372 | 0.75941 | 186065 | 132424.0234 | 2846 | 361366.1598 | 15 | 0 | 0 | 361366.1598 | 0 | 369535.7939 | 254 | 83460.8145 | 1754.4315 | 1754.4315 | 20291.6667 | 103752.4812 | 103752.4812 | 0 | 0 | 0 | 83460.8145 | 0 | 0 | 0 | 0 | 0 | 0
2022-10-15 14:00 | 0.6039 | 0.73038 | 186065 | 108993.7139 | 2846 | 347552.1995 | 15 | 0 | 0 | 347552.1995 | 0 | 730901.9537 | 254 | 83460.8145 | 1754.4315 | 1754.4315 | 20291.6667 | 103752.4812 | 103752.4812 | 0 | 0 | 0 | 83460.8145 | 0 | 0 | 0 | 0 | 0 | 0
2022-10-15 15:00 | 0.41967 | 0.57652 | 186065 | 75743.3216 | 2846 | 274337.7338 | 15 | 28009.1596 | 2.8009 | 246328.5742 | 0 | 1078454.1532 | 254 | 83460.8145 | 1754.4315 | 1754.4315 | 20291.6667 | 103752.4812 | 103752.4812 | 0 | 0 | 0 | 55451.6549 | 28009.1596 | 0 | 0 | 0 | 0 | 0
2022-10-15 16:00 | 0.20988 | 0.36812 | 186065 | 37879.7825 | 2846 | 175170.3437 | 15 | 65872.6986 | 6.5873 | 109297.6451 | 0 | 1324782.7274 | 254 | 83460.8145 | 1754.4315 | 1754.4315 | 20291.6667 | 103752.4812 | 103752.4812 | 0 | 0 | 0 | 37879.7825 | 45581.032 | 0 | 0 | 0 | 0 | 0
2022-10-15 17:00 | 0.0312 | 0.0243 | 186065 | 5631.0712 | 2846 | 11563.1842 | 15 | 98121.41 | 9.8121 | 0 | 86558.2259 | 1434080.3725 | 254 | 83460.8145 | 1754.4315 | 1754.4315 | 20291.6667 | 103752.4812 | 103752.4812 | 0 | 0 | 0 | 5631.0712 | 77829.7434 | 0 | 0 | 0 | 0 | 0
2022-10-15 18:00 | 0 | 0 | 186065 | 0 | 2846 | 0 | 15 | 103752.4812 | 10.3752 | 0 | 103752.4812 | 1347522.1466 | 254 | 83460.8145 | 1754.4315 | 1754.4315 | 20291.6667 | 103752.4812 | 103752.4812 | 0 | 0 | 0 | 0 | 83460.8145 | 0 | 0 | 0 | 0 | 0
2022-10-15 19:00 | 0 | 0 | 186065 | 0 | 2846 | 0 | 15 | 103752.4812 | 10.3752 | 0 | 103752.4812 | 1243769.6655 | 254 | 83460.8145 | 1754.4315 | 1754.4315 | 20291.6667 | 103752.4812 | 103752.4812 | 0 | 0 | 0 | 0 | 83460.8145 | 0 | 0 | 0 | 0 | 0
2022-10-15 20:00 | 0 | 0 | 186065 | 0 | 2846 | 0 | 15 | 103752.4812 | 10.3752 | 0 | 103752.4812 | 1140017.1843 | 254 | 83460.8145 | 1754.4315 | 1754.4315 | 20291.6667 | 103752.4812 | 103752.4812 | 0 | 0 | 0 | 0 | 83460.8145 | 0 | 0 | 0 | 0 | 0
2022-10-15 21:00 | 0 | 0 | 186065 | 0 | 2846 | 0 | 15 | 103752.4812 | 10.3752 | 0 | 103752.4812 | 1036264.7031 | 254 | 83460.8145 | 1754.4315 | 1754.4315 | 20291.6667 | 103752.4812 | 103752.4812 | 0 | 0 | 0 | 0 | 83460.8145 | 0 | 0 | 0 | 0 | 0
2022-10-15 22:00 | 0 | 0 | 186065 | 0 | 2846 | 0 | 15 | 103752.4812 | 10.3752 | 0 | 103752.4812 | 932512.2219 | 254 | 83460.8145 | 1754.4315 | 1754.4315 | 20291.6667 | 103752.4812 | 103752.4812 | 0 | 0 | 0 | 0 | 83460.8145 | 0 | 0 | 0 | 0 | 0
2022-10-15 23:00 | 0 | 0 | 186065 | 0 | 2846 | 0 | 15 | 103752.4812 | 10.3752 | 0 | 103752.4812 | 828759.7407 | 254 | 83460.8145 | 1754.4315 | 1754.4315 | 20291.6667 | 103752.4812 | 103752.4812 | 0 | 0 | 0 | 0 | 83460.8145 | 0 | 0 | 0 | 0 | 0
2022-10-16 | 0 | 0 | 186065 | 0 | 2846 | 0 | 15 | 104127.4812 | 10.4127 | 0 | 104127.4812 | 725007.2596 | 254 | 83460.8145 | 1754.4315 | 1754.4315 | 20666.6667 | 104127.4812 | 104127.4812 | 0 | 0 | 0 | 0 | 83460.8145 | 0 | 0 | 0 | 0 | 0
2022-10-16 01:00 | 0 | 0 | 186065 | 0 | 2846 | 0 | 15 | 104127.4812 | 10.4127 | 0 | 104127.4812 | 620879.7784 | 254 | 83460.8145 | 1754.4315 | 1754.4315 | 20666.6667 | 104127.4812 | 104127.4812 | 0 | 0 | 0 | 0 | 83460.8145 | 0 | 0 | 0 | 0 | 0
2022-10-16 02:00 | 0 | 0 | 186065 | 0 | 2846 | 0 | 15 | 104127.4812 | 10.4127 | 0 | 104127.4812 | 516752.2972 | 254 | 83460.8145 | 1754.4315 | 1754.4315 | 20666.6667 | 104127.4812 | 104127.4812 | 0 | 0 | 0 | 0 | 83460.8145 | 0 | 0 | 0 | 0 | 0
2022-10-16 03:00 | 0 | 0 | 186065 | 0 | 2846 | 0 | 15 | 104127.4812 | 10.4127 | 0 | 104127.4812 | 412624.816 | 254 | 83460.8145 | 1754.4315 | 1754.4315 | 20666.6667 | 104127.4812 | 104127.4812 | 0 | 0 | 0 | 0 | 83460.8145 | 0 | 0 | 0 | 0 | 0
2022-10-16 04:00 | 0 | 0 | 186065 | 0 | 2846 | 0 | 15 | 104127.4812 | 10.4127 | 0 | 104127.4812 | 308497.3348 | 254 | 83460.8145 | 1754.4315 | 1754.4315 | 20666.6667 | 104127.4812 | 104127.4812 | 0 | 0 | 0 | 0 | 83460.8145 | 0 | 0 | 0 | 0 | 0
2022-10-16 05:00 | 0 | 0 | 186065 | 0 | 2846 | 0 | 15 | 104127.4812 | 10.4127 | 0 | 104127.4812 | 204369.8537 | 254 | 83460.8145 | 1754.4315 | 1754.4315 | 20666.6667 | 104127.4812 | 104127.4812 | 0 | 0 | 0 | 0 | 83460.8145 | 0 | 0 | 0 | 0 | 0
2022-10-16 06:00 | 0.01098 | 0.004 | 186065 | 1981.7039 | 2846 | 1903.4048 | 15 | 102145.7773 | 10.2146 | 0 | 100242.3725 | 100242.3725 | 254 | 83460.8145 | 1754.4315 | 1754.4315 | 20666.6667 | 104127.4812 | 104127.4812 | 0 | 0 | 0 | 1981.7039 | 81479.1106 | 0 | 0 | 0 | 0 | 0
2022-10-16 07:00 | 0.15302 | 0.29573 | 186065 | 27617.5163 | 2846 | 140723.4754 | 15 | 76509.9649 | 7.651 | 0 | 0 | 0 | 254 | 83460.8145 | 1754.4315 | 1754.4315 | 20666.6667 | 104127.4812 | 104127.4812 | 0 | 0 | 0 | 27617.5163 | 55843.2982 | 0 | 0 | 0 | 0 | 0
2022-10-16 08:00 | 0.35942 | 0.51775 | 186065 | 64869.2178 | 2846 | 246371.9588 | 15 | 39258.2633 | 3.9258 | 179699.0572 | 0 | 0 | 254 | 83460.8145 | 1754.4315 | 1754.4315 | 20666.6667 | 104127.4812 | 104127.4812 | 0 | 0 | 0 | 44202.5512 | 39258.2633 | 0 | 0 | 0 | 0 | 0
2022-10-16 09:00 | 0.54975 | 0.65501 | 186065 | 99220.5567 | 2846 | 311687.2945 | 15 | 4906.9244 | 0.49069 | 306780.3701 | 0 | 179699.0572 | 254 | 83460.8145 | 1754.4315 | 1754.4315 | 20666.6667 | 104127.4812 | 104127.4812 | 0 | 0 | 0 | 78553.8901 | 4906.9244 | 0 | 0 | 0 | 0 | 0
2022-10-16 10:00 | 0.6931 | 0.70703 | 186065 | 125092.802 | 2846 | 336441.0739 | 15 | 0 | 0 | 336441.0739 | 0 | 486479.4273 | 254 | 83460.8145 | 1754.4315 | 1754.4315 | 20666.6667 | 104127.4812 | 104127.4812 | 0 | 0 | 0 | 83460.8145 | 0 | 0 | 0 | 0 | 0 | 0
2022-10-16 11:00 | 0.77238 | 0.74096 | 186065 | 139401.4982 | 2846 | 352586.7052 | 15 | 0 | 0 | 352586.7052 | 0 | 822920.5012 | 254 | 83460.8145 | 1754.4315 | 1754.4315 | 20666.6667 | 104127.4812 | 104127.4812 | 0 | 0 | 0 | 83460.8145 | 0 | 0 | 0 | 0 | 0 | 0
2022-10-16 12:00 | 0.7756 | 0.70501 | 186065 | 139982.6536 | 2846 | 335479.8545 | 15 | 0 | 0 | 335479.8545 | 0 | 1175507.2064 | 254 | 83460.8145 | 1754.4315 | 1754.4315 | 20666.6667 | 104127.4812 | 104127.4812 | 0 | 0 | 0 | 83460.8145 | 0 | 0 | 0 | 0 | 0 | 0
2022-10-16 13:00 | 0.7092 | 0.67949 | 186065 | 127998.5791 | 2846 | 323336.1319 | 15 | 0 | 0 | 323336.1319 | 0 | 1510987.0609 | 254 | 83460.8145 | 1754.4315 | 1754.4315 | 20666.6667 | 104127.4812 | 104127.4812 | 0 | 0 | 0 | 83460.8145 | 0 | 0 | 0 | 0 | 0 | 0
2022-10-16 14:00 | 0.57555 | 0.60408 | 186065 | 103877.0194 | 2846 | 287452.1929 | 15 | 250.4618 | 0.025046 | 287201.7311 | 0 | 1834323.1928 | 254 | 83460.8145 | 1754.4315 | 1754.4315 | 20666.6667 | 104127.4812 | 104127.4812 | 0 | 0 | 0 | 83210.3528 | 250.4618 | 0 | 0 | 0 | 0 | 0
2022-10-16 15:00 | 0.39108 | 0.45866 | 186065 | 70583.3112 | 2846 | 218253.9114 | 15 | 33544.17 | 3.3544 | 184709.7414 | 0 | 2121524.9239 | 254 | 83460.8145 | 1754.4315 | 1754.4315 | 20666.6667 | 104127.4812 | 104127.4812 | 0 | 0 | 0 | 70583.3112 | 12877.5033 | 0 | 0 | 0 | 0 | 0
2022-10-16 16:00 | 0.19223 | 0.28582 | 186065 | 34694.2567 | 2846 | 136007.79 | 15 | 69433.2245 | 6.9433 | 66574.5655 | 0 | 2306234.6653 | 254 | 83460.8145 | 1754.4315 | 1754.4315 | 20666.6667 | 104127.4812 | 104127.4812 | 0 | 0 | 0 | 14027.59 | 69433.2245 | 0 | 0 | 0 | 0 | 0
2022-10-16 17:00 | 0.0261 | 0.01241 | 186065 | 4710.6076 | 2846 | 5905.3134 | 15 | 99416.8736 | 9.9417 | 0 | 93511.5602 | 2372809.2308 | 254 | 83460.8145 | 1754.4315 | 1754.4315 | 20666.6667 | 104127.4812 | 104127.4812 | 0 | 0 | 0 | 0 | 83460.8145 | 0 | 0 | 0 | 0 | 0
2022-10-16 18:00 | 0 | 0 | 186065 | 0 | 2846 | 0 | 15 | 104127.4812 | 10.4127 | 0 | 104127.4812 | 2279297.6707 | 254 | 83460.8145 | 1754.4315 | 1754.4315 | 20666.6667 | 104127.4812 | 104127.4812 | 0 | 0 | 0 | 0 | 83460.8145 | 0 | 0 | 0 | 0 | 0
2022-10-16 19:00 | 0 | 0 | 186065 | 0 | 2846 | 0 | 15 | 104127.4812 | 10.4127 | 0 | 104127.4812 | 2175170.1895 | 254 | 83460.8145 | 1754.4315 | 1754.4315 | 20666.6667 | 104127.4812 | 104127.4812 | 0 | 0 | 0 | 0 | 83460.8145 | 0 | 0 | 0 | 0 | 0
2022-10-16 20:00 | 0 | 0 | 186065 | 0 | 2846 | 0 | 15 | 104127.4812 | 10.4127 | 0 | 104127.4812 | 2071042.7083 | 254 | 83460.8145 | 1754.4315 | 1754.4315 | 20666.6667 | 104127.4812 | 104127.4812 | 0 | 0 | 0 | 0 | 83460.8145 | 0 | 0 | 0 | 0 | 0
2022-10-16 21:00 | 0 | 0 | 186065 | 0 | 2846 | 0 | 15 | 104127.4812 | 10.4127 | 0 | 104127.4812 | 1966915.2271 | 254 | 83460.8145 | 1754.4315 | 1754.4315 | 20666.6667 | 104127.4812 | 104127.4812 | 0 | 0 | 0 | 0 | 83460.8145 | 0 | 0 | 0 | 0 | 0
2022-10-16 22:00 | 0 | 0 | 186065 | 0 | 2846 | 0 | 15 | 104127.4812 | 10.4127 | 0 | 104127.4812 | 1862787.7459 | 254 | 83460.8145 | 1754.4315 | 1754.4315 | 20666.6667 | 104127.4812 | 104127.4812 | 0 | 0 | 0 | 0 | 83460.8145 | 0 | 0 | 0 | 0 | 0
2022-10-16 23:00 | 0 | 0 | 186065 | 0 | 2846 | 0 | 15 | 104127.4812 | 10.4127 | 0 | 104127.4812 | 1758660.2648 | 254 | 83460.8145 | 1754.4315 | 1754.4315 | 20666.6667 | 104127.4812 | 104127.4812 | 0 | 0 | 0 | 0 | 83460.8145 | 0 | 0 | 0 | 0 | 0
2022-10-17 | 0 | 0 | 186065 | 0 | 2846 | 0 | 15 | 103502.4812 | 10.3502 | 0 | 103502.4812 | 1654532.7836 | 254 | 83460.8145 | 1754.4315 | 1754.4315 | 20041.6667 | 103502.4812 | 103502.4812 | 0 | 0 | 0 | 0 | 83460.8145 | 0 | 0 | 0 | 0 | 0
2022-10-17 01:00 | 0 | 0 | 186065 | 0 | 2846 | 0 | 15 | 103502.4812 | 10.3502 | 0 | 103502.4812 | 1551030.3024 | 254 | 83460.8145 | 1754.4315 | 1754.4315 | 20041.6667 | 103502.4812 | 103502.4812 | 0 | 0 | 0 | 0 | 83460.8145 | 0 | 0 | 0 | 0 | 0
2022-10-17 02:00 | 0 | 0 | 186065 | 0 | 2846 | 0 | 15 | 103502.4812 | 10.3502 | 0 | 103502.4812 | 1447527.8212 | 254 | 83460.8145 | 1754.4315 | 1754.4315 | 20041.6667 | 103502.4812 | 103502.4812 | 0 | 0 | 0 | 0 | 83460.8145 | 0 | 0 | 0 | 0 | 0
2022-10-17 03:00 | 0 | 0 | 186065 | 0 | 2846 | 0 | 15 | 103502.4812 | 10.3502 | 0 | 103502.4812 | 1344025.34 | 254 | 83460.8145 | 1754.4315 | 1754.4315 | 20041.6667 | 103502.4812 | 103502.4812 | 0 | 0 | 0 | 0 | 83460.8145 | 0 | 0 | 0 | 0 | 0
2022-10-17 04:00 | 0 | 0 | 186065 | 0 | 2846 | 0 | 15 | 103502.4812 | 10.3502 | 0 | 103502.4812 | 1240522.8589 | 254 | 83460.8145 | 1754.4315 | 1754.4315 | 20041.6667 | 103502.4812 | 103502.4812 | 0 | 0 | 0 | 0 | 83460.8145 | 0 | 0 | 0 | 0 | 0
2022-10-17 05:00 | 0 | 0 | 186065 | 0 | 2846 | 0 | 15 | 103502.4812 | 10.3502 | 0 | 103502.4812 | 1137020.3777 | 254 | 83460.8145 | 1754.4315 | 1754.4315 | 20041.6667 | 103502.4812 | 103502.4812 | 0 | 0 | 0 | 0 | 83460.8145 | 0 | 0 | 0 | 0 | 0
2022-10-17 06:00 | 0.00945 | 0.00051 | 186065 | 1705.5648 | 2846 | 242.6841 | 15 | 101796.9164 | 10.1797 | 0 | 101554.2322 | 1033517.8965 | 254 | 83460.8145 | 1754.4315 | 1754.4315 | 20041.6667 | 103502.4812 | 103502.4812 | 0 | 0 | 0 | 1705.5648 | 81755.2497 | 0 | 0 | 0 | 0 | 0
2022-10-17 07:00 | 0.1264 | 0.10987 | 186065 | 22813.0575 | 2846 | 52281.7713 | 15 | 80689.4237 | 8.0689 | 0 | 28407.6523 | 931963.6643 | 254 | 83460.8145 | 1754.4315 | 1754.4315 | 20041.6667 | 103502.4812 | 103502.4812 | 0 | 0 | 0 | 2771.3909 | 80689.4237 | 0 | 0 | 0 | 0 | 0
2022-10-17 08:00 | 0.3173 | 0.33189 | 186065 | 57267.2718 | 2846 | 157930.2548 | 15 | 46235.2094 | 4.6235 | 111695.0454 | 0 | 903556.012 | 254 | 83460.8145 | 1754.4315 | 1754.4315 | 20041.6667 | 103502.4812 | 103502.4812 | 0 | 0 | 0 | 37225.6051 | 46235.2094 | 0 | 0 | 0 | 0 | 0
2022-10-17 09:00 | 0.51865 | 0.5209 | 186065 | 93607.5339 | 2846 | 247870.8901 | 15 | 9894.9473 | 0.98949 | 237975.9428 | 0 | 1015251.0573 | 254 | 83460.8145 | 1754.4315 | 1754.4315 | 20041.6667 | 103502.4812 | 103502.4812 | 0 | 0 | 0 | 83460.8145 | 0 | 0 | 0 | 0 | 0 | 0
2022-10-17 10:00 | 0.66522 | 0.61291 | 186065 | 120060.9345 | 2846 | 291653.959 | 15 | 0 | 0 | 291653.959 | 0 | 1253227.0001 | 254 | 83460.8145 | 1754.4315 | 1754.4315 | 20041.6667 | 103502.4812 | 103502.4812 | 0 | 0 | 0 | 83460.8145 | 0 | 0 | 0 | 0 | 0 | 0
2022-10-17 11:00 | 0.74512 | 0.6384 | 186065 | 134481.5302 | 2846 | 303783.4061 | 15 | 0 | 0 | 303783.4061 | 0 | 1544880.9591 | 254 | 83460.8145 | 1754.4315 | 1754.4315 | 20041.6667 | 103502.4812 | 103502.4812 | 0 | 0 | 0 | 83460.8145 | 0 | 0 | 0 | 0 | 0 | 0
2022-10-17 12:00 | 0.74342 | 0.60068 | 186065 | 134174.709 | 2846 | 285834.2988 | 15 | 0 | 0 | 285834.2988 | 0 | 1848664.3652 | 254 | 83460.8145 | 1754.4315 | 1754.4315 | 20041.6667 | 103502.4812 | 103502.4812 | 0 | 0 | 0 | 83460.8145 | 0 | 0 | 0 | 0 | 0 | 0
2022-10-17 13:00 | 0.6764 | 0.56987 | 186065 | 122078.735 | 2846 | 271173.3233 | 15 | 0 | 0 | 271173.3233 | 0 | 2134498.664 | 254 | 83460.8145 | 1754.4315 | 1754.4315 | 20041.6667 | 103502.4812 | 103502.4812 | 0 | 0 | 0 | 83460.8145 | 0 | 0 | 0 | 0 | 0 | 0
2022-10-17 14:00 | 0.54528 | 0.49496 | 186065 | 98413.7975 | 2846 | 235527.31 | 15 | 5088.6837 | 0.50887 | 230438.6263 | 0 | 2405671.9873 | 254 | 83460.8145 | 1754.4315 | 1754.4315 | 20041.6667 | 103502.4812 | 103502.4812 | 0 | 0 | 0 | 83460.8145 | 0 | 0 | 0 | 0 | 0 | 0
2022-10-17 15:00 | 0.36575 | 0.38684 | 186065 | 66011.6755 | 2846 | 184078.2782 | 15 | 37490.8056 | 3.7491 | 146587.4726 | 0 | 2636110.6136 | 254 | 83460.8145 | 1754.4315 | 1754.4315 | 20041.6667 | 103502.4812 | 103502.4812 | 0 | 0 | 0 | 45970.0089 | 37490.8056 | 0 | 0 | 0 | 0 | 0
2022-10-17 16:00 | 0.17535 | 0.2081 | 186065 | 31647.7028 | 2846 | 99024.6347 | 15 | 71854.7784 | 7.1855 | 27169.8564 | 0 | 2782698.0862 | 254 | 83460.8145 | 1754.4315 | 1754.4315 | 20041.6667 | 103502.4812 | 103502.4812 | 0 | 0 | 0 | 11606.0362 | 71854.7784 | 0 | 0 | 0 | 0 | 0
2022-10-17 17:00 | 0.02345 | 0.00752 | 186065 | 4232.3275 | 2846 | 3578.401 | 15 | 99270.1537 | 9.927 | 0 | 95691.7526 | 2809867.9425 | 254 | 83460.8145 | 1754.4315 | 1754.4315 | 20041.6667 | 103502.4812 | 103502.4812 | 0 | 0 | 0 | 0 | 83460.8145 | 0 | 0 | 0 | 0 | 0
2022-10-17 18:00 | 0 | 0 | 186065 | 0 | 2846 | 0 | 15 | 103502.4812 | 10.3502 | 0 | 103502.4812 | 2714176.1899 | 254 | 83460.8145 | 1754.4315 | 1754.4315 | 20041.6667 | 103502.4812 | 103502.4812 | 0 | 0 | 0 | 0 | 83460.8145 | 0 | 0 | 0 | 0 | 0
2022-10-17 19:00 | 0 | 0 | 186065 | 0 | 2846 | 0 | 15 | 103502.4812 | 10.3502 | 0 | 103502.4812 | 2610673.7087 | 254 | 83460.8145 | 1754.4315 | 1754.4315 | 20041.6667 | 103502.4812 | 103502.4812 | 0 | 0 | 0 | 0 | 83460.8145 | 0 | 0 | 0 | 0 | 0
2022-10-17 20:00 | 0 | 0 | 186065 | 0 | 2846 | 0 | 15 | 103502.4812 | 10.3502 | 0 | 103502.4812 | 2507171.2275 | 254 | 83460.8145 | 1754.4315 | 1754.4315 | 20041.6667 | 103502.4812 | 103502.4812 | 0 | 0 | 0 | 0 | 83460.8145 | 0 | 0 | 0 | 0 | 0
2022-10-17 21:00 | 0 | 0 | 186065 | 0 | 2846 | 0 | 15 | 103502.4812 | 10.3502 | 0 | 103502.4812 | 2403668.7464 | 254 | 83460.8145 | 1754.4315 | 1754.4315 | 20041.6667 | 103502.4812 | 103502.4812 | 0 | 0 | 0 | 0 | 83460.8145 | 0 | 0 | 0 | 0 | 0
2022-10-17 22:00 | 0 | 0 | 186065 | 0 | 2846 | 0 | 15 | 103502.4812 | 10.3502 | 0 | 103502.4812 | 2300166.2652 | 254 | 83460.8145 | 1754.4315 | 1754.4315 | 20041.6667 | 103502.4812 | 103502.4812 | 0 | 0 | 0 | 0 | 83460.8145 | 0 | 0 | 0 | 0 | 0
2022-10-17 23:00 | 0 | 0 | 186065 | 0 | 2846 | 0 | 15 | 103502.4812 | 10.3502 | 0 | 103502.4812 | 2196663.784 | 254 | 83460.8145 | 1754.4315 | 1754.4315 | 20041.6667 | 103502.4812 | 103502.4812 | 0 | 0 | 0 | 0 | 83460.8145 | 0 | 0 | 0 | 0 | 0
2022-10-18 | 0 | 0 | 186065 | 0 | 2846 | 0 | 15 | 104281.6478 | 10.4282 | 0 | 104281.6478 | 2093161.3028 | 254 | 83460.8145 | 1754.4315 | 1754.4315 | 20820.8333 | 104281.6478 | 104281.6478 | 0 | 0 | 0 | 0 | 83460.8145 | 0 | 0 | 0 | 0 | 0
2022-10-18 01:00 | 0 | 0 | 186065 | 0 | 2846 | 0 | 15 | 104281.6478 | 10.4282 | 0 | 104281.6478 | 1988879.655 | 254 | 83460.8145 | 1754.4315 | 1754.4315 | 20820.8333 | 104281.6478 | 104281.6478 | 0 | 0 | 0 | 0 | 83460.8145 | 0 | 0 | 0 | 0 | 0
2022-10-18 02:00 | 0 | 0 | 186065 | 0 | 2846 | 0 | 15 | 104281.6478 | 10.4282 | 0 | 104281.6478 | 1884598.0071 | 254 | 83460.8145 | 1754.4315 | 1754.4315 | 20820.8333 | 104281.6478 | 104281.6478 | 0 | 0 | 0 | 0 | 83460.8145 | 0 | 0 | 0 | 0 | 0
2022-10-18 03:00 | 0 | 0 | 186065 | 0 | 2846 | 0 | 15 | 104281.6478 | 10.4282 | 0 | 104281.6478 | 1780316.3593 | 254 | 83460.8145 | 1754.4315 | 1754.4315 | 20820.8333 | 104281.6478 | 104281.6478 | 0 | 0 | 0 | 0 | 83460.8145 | 0 | 0 | 0 | 0 | 0
2022-10-18 04:00 | 0 | 0 | 186065 | 0 | 2846 | 0 | 15 | 104281.6478 | 10.4282 | 0 | 104281.6478 | 1676034.7114 | 254 | 83460.8145 | 1754.4315 | 1754.4315 | 20820.8333 | 104281.6478 | 104281.6478 | 0 | 0 | 0 | 0 | 83460.8145 | 0 | 0 | 0 | 0 | 0
2022-10-18 05:00 | 0 | 0 | 186065 | 0 | 2846 | 0 | 15 | 104281.6478 | 10.4282 | 0 | 104281.6478 | 1571753.0636 | 254 | 83460.8145 | 1754.4315 | 1754.4315 | 20820.8333 | 104281.6478 | 104281.6478 | 0 | 0 | 0 | 0 | 83460.8145 | 0 | 0 | 0 | 0 | 0
2022-10-18 06:00 | 0.00912 | 0.00048 | 186065 | 1646.0054 | 2846 | 228.4086 | 15 | 102635.6424 | 10.2636 | 0 | 102407.2339 | 1467471.4157 | 254 | 83460.8145 | 1754.4315 | 1754.4315 | 20820.8333 | 104281.6478 | 104281.6478 | 0 | 0 | 0 | 1646.0054 | 81814.8091 | 0 | 0 | 0 | 0 | 0
2022-10-18 07:00 | 0.13332 | 0.17843 | 186065 | 24062.0002 | 2846 | 84906.1296 | 15 | 80219.6476 | 8.022 | 4686.482 | 0 | 1365064.1819 | 254 | 83460.8145 | 1754.4315 | 1754.4315 | 20820.8333 | 104281.6478 | 104281.6478 | 0 | 0 | 0 | 24062.0002 | 59398.8143 | 0 | 0 | 0 | 0 | 0
2022-10-18 08:00 | 0.3272 | 0.38596 | 186065 | 59054.054 | 2846 | 183659.5292 | 15 | 45227.5939 | 4.5228 | 138431.9353 | 0 | 1369750.6639 | 254 | 83460.8145 | 1754.4315 | 1754.4315 | 20820.8333 | 104281.6478 | 104281.6478 | 0 | 0 | 0 | 59054.054 | 24406.7606 | 0 | 0 | 0 | 0 | 0
2022-10-18 09:00 | 0.51558 | 0.5268 | 186065 | 93053.4509 | 2846 | 250678.4122 | 15 | 11228.1969 | 1.1228 | 239450.2152 | 0 | 1508182.5992 | 254 | 83460.8145 | 1754.4315 | 1754.4315 | 20820.8333 | 104281.6478 | 104281.6478 | 0 | 0 | 0 | 72232.6176 | 11228.1969 | 0 | 0 | 0 | 0 | 0
2022-10-18 10:00 | 0.65715 | 0.60831 | 186065 | 118604.4363 | 2846 | 289465.0435 | 15 | 0 | 0 | 289465.0435 | 0 | 1747632.8144 | 254 | 83460.8145 | 1754.4315 | 1754.4315 | 20820.8333 | 104281.6478 | 104281.6478 | 0 | 0 | 0 | 83460.8145 | 0 | 0 | 0 | 0 | 0 | 0
2022-10-18 11:00 | 0.73615 | 0.63445 | 186065 | 132862.5973 | 2846 | 301903.7938 | 15 | 0 | 0 | 301903.7938 | 0 | 2037097.8579 | 254 | 83460.8145 | 1754.4315 | 1754.4315 | 20820.8333 | 104281.6478 | 104281.6478 | 0 | 0 | 0 | 83460.8145 | 0 | 0 | 0 | 0 | 0 | 0
2022-10-18 12:00 | 0.74215 | 0.62403 | 186065 | 133945.4956 | 2846 | 296945.4243 | 15 | 0 | 0 | 296945.4243 | 0 | 2339001.6517 | 254 | 83460.8145 | 1754.4315 | 1754.4315 | 20820.8333 | 104281.6478 | 104281.6478 | 0 | 0 | 0 | 83460.8145 | 0 | 0 | 0 | 0 | 0 | 0
2022-10-18 13:00 | 0.68025 | 0.60826 | 186065 | 122773.5948 | 2846 | 289441.2509 | 15 | 0 | 0 | 289441.2509 | 0 | 2635947.076 | 254 | 83460.8145 | 1754.4315 | 1754.4315 | 20820.8333 | 104281.6478 | 104281.6478 | 0 | 0 | 0 | 83460.8145 | 0 | 0 | 0 | 0 | 0 | 0
2022-10-18 14:00 | 0.54935 | 0.53122 | 186065 | 99148.3635 | 2846 | 252781.6745 | 15 | 5133.2843 | 0.51333 | 247648.3901 | 0 | 2925388.327 | 254 | 83460.8145 | 1754.4315 | 1754.4315 | 20820.8333 | 104281.6478 | 104281.6478 | 0 | 0 | 0 | 83460.8145 | 0 | 0 | 0 | 0 | 0 | 0
2022-10-18 15:00 | 0.37075 | 0.42351 | 186065 | 66914.0908 | 2846 | 201527.7417 | 15 | 37367.5571 | 3.7368 | 164160.1847 | 0 | 3173036.7171 | 254 | 83460.8145 | 1754.4315 | 1754.4315 | 20820.8333 | 104281.6478 | 104281.6478 | 0 | 0 | 0 | 46093.2575 | 37367.5571 | 0 | 0 | 0 | 0 | 0
2022-10-18 16:00 | 0.17585 | 0.23061 | 186065 | 31737.9443 | 2846 | 109736.0452 | 15 | 72543.7035 | 7.2544 | 37192.3417 | 0 | 3337196.9017 | 254 | 83460.8145 | 1754.4315 | 1754.4315 | 20820.8333 | 104281.6478 | 104281.6478 | 0 | 0 | 0 | 31737.9443 | 51722.8702 | 0 | 0 | 0 | 0 | 0
2022-10-18 17:00 | 0.0225 | 0.00678 | 186065 | 4060.8686 | 2846 | 3226.2711 | 15 | 100220.7792 | 10.0221 | 0 | 96994.5081 | 3374389.2435 | 254 | 83460.8145 | 1754.4315 | 1754.4315 | 20820.8333 | 104281.6478 | 104281.6478 | 0 | 0 | 0 | 4060.8686 | 79399.9459 | 0 | 0 | 0 | 0 | 0
2022-10-18 18:00 | 0 | 0 | 186065 | 0 | 2846 | 0 | 15 | 104281.6478 | 10.4282 | 0 | 104281.6478 | 3277394.7354 | 254 | 83460.8145 | 1754.4315 | 1754.4315 | 20820.8333 | 104281.6478 | 104281.6478 | 0 | 0 | 0 | 0 | 83460.8145 | 0 | 0 | 0 | 0 | 0
2022-10-18 19:00 | 0 | 0 | 186065 | 0 | 2846 | 0 | 15 | 104281.6478 | 10.4282 | 0 | 104281.6478 | 3173113.0875 | 254 | 83460.8145 | 1754.4315 | 1754.4315 | 20820.8333 | 104281.6478 | 104281.6478 | 0 | 0 | 0 | 0 | 83460.8145 | 0 | 0 | 0 | 0 | 0
2022-10-18 20:00 | 0 | 0 | 186065 | 0 | 2846 | 0 | 15 | 104281.6478 | 10.4282 | 0 | 104281.6478 | 3068831.4397 | 254 | 83460.8145 | 1754.4315 | 1754.4315 | 20820.8333 | 104281.6478 | 104281.6478 | 0 | 0 | 0 | 0 | 83460.8145 | 0 | 0 | 0 | 0 | 0
2022-10-18 21:00 | 0 | 0 | 186065 | 0 | 2846 | 0 | 15 | 104281.6478 | 10.4282 | 0 | 104281.6478 | 2964549.7919 | 254 | 83460.8145 | 1754.4315 | 1754.4315 | 20820.8333 | 104281.6478 | 104281.6478 | 0 | 0 | 0 | 0 | 83460.8145 | 0 | 0 | 0 | 0 | 0
2022-10-18 22:00 | 0 | 0 | 186065 | 0 | 2846 | 0 | 15 | 104281.6478 | 10.4282 | 0 | 104281.6478 | 2860268.144 | 254 | 83460.8145 | 1754.4315 | 1754.4315 | 20820.8333 | 104281.6478 | 104281.6478 | 0 | 0 | 0 | 0 | 83460.8145 | 0 | 0 | 0 | 0 | 0
2022-10-18 23:00 | 0 | 0 | 186065 | 0 | 2846 | 0 | 15 | 104281.6478 | 10.4282 | 0 | 104281.6478 | 2755986.4962 | 254 | 83460.8145 | 1754.4315 | 1754.4315 | 20820.8333 | 104281.6478 | 104281.6478 | 0 | 0 | 0 | 0 | 83460.8145 | 0 | 0 | 0 | 0 | 0
2022-10-19 | 0 | 0 | 186065 | 0 | 2846 | 0 | 15 | 104298.3145 | 10.4298 | 0 | 104298.3145 | 2651704.8483 | 254 | 83460.8145 | 1754.4315 | 1754.4315 | 20837.5 | 104298.3145 | 104298.3145 | 0 | 0 | 0 | 0 | 83460.8145 | 0 | 0 | 0 | 0 | 0
2022-10-19 01:00 | 0 | 0 | 186065 | 0 | 2846 | 0 | 15 | 104298.3145 | 10.4298 | 0 | 104298.3145 | 2547406.5338 | 254 | 83460.8145 | 1754.4315 | 1754.4315 | 20837.5 | 104298.3145 | 104298.3145 | 0 | 0 | 0 | 0 | 83460.8145 | 0 | 0 | 0 | 0 | 0
2022-10-19 02:00 | 0 | 0 | 186065 | 0 | 2846 | 0 | 15 | 104298.3145 | 10.4298 | 0 | 104298.3145 | 2443108.2193 | 254 | 83460.8145 | 1754.4315 | 1754.4315 | 20837.5 | 104298.3145 | 104298.3145 | 0 | 0 | 0 | 0 | 83460.8145 | 0 | 0 | 0 | 0 | 0
2022-10-19 03:00 | 0 | 0 | 186065 | 0 | 2846 | 0 | 15 | 104298.3145 | 10.4298 | 0 | 104298.3145 | 2338809.9048 | 254 | 83460.8145 | 1754.4315 | 1754.4315 | 20837.5 | 104298.3145 | 104298.3145 | 0 | 0 | 0 | 0 | 83460.8145 | 0 | 0 | 0 | 0 | 0
2022-10-19 04:00 | 0 | 0 | 186065 | 0 | 2846 | 0 | 15 | 104298.3145 | 10.4298 | 0 | 104298.3145 | 2234511.5903 | 254 | 83460.8145 | 1754.4315 | 1754.4315 | 20837.5 | 104298.3145 | 104298.3145 | 0 | 0 | 0 | 0 | 83460.8145 | 0 | 0 | 0 | 0 | 0
2022-10-19 05:00 | 0 | 0 | 186065 | 0 | 2846 | 0 | 15 | 104298.3145 | 10.4298 | 0 | 104298.3145 | 2130213.2758 | 254 | 83460.8145 | 1754.4315 | 1754.4315 | 20837.5 | 104298.3145 | 104298.3145 | 0 | 0 | 0 | 0 | 83460.8145 | 0 | 0 | 0 | 0 | 0
2022-10-19 06:00 | 0.00818 | 0 | 186065 | 1476.3513 | 2846 | 0 | 15 | 102821.9632 | 10.2822 | 0 | 102821.9632 | 2025914.9612 | 254 | 83460.8145 | 1754.4315 | 1754.4315 | 20837.5 | 104298.3145 | 104298.3145 | 0 | 0 | 0 | 1476.3513 | 81984.4632 | 0 | 0 | 0 | 0 | 0
2022-10-19 07:00 | 0.12365 | 0.11718 | 186065 | 22316.7291 | 2846 | 55760.2436 | 15 | 81981.5854 | 8.1982 | 0 | 26221.3418 | 1923092.9981 | 254 | 83460.8145 | 1754.4315 | 1754.4315 | 20837.5 | 104298.3145 | 104298.3145 | 0 | 0 | 0 | 22316.7291 | 61144.0854 | 0 | 0 | 0 | 0 | 0
2022-10-19 08:00 | 0.31885 | 0.33643 | 186065 | 57547.0205 | 2846 | 160090.6192 | 15 | 46751.294 | 4.6751 | 113339.3252 | 0 | 1896871.6563 | 254 | 83460.8145 | 1754.4315 | 1754.4315 | 20837.5 | 104298.3145 | 104298.3145 | 0 | 0 | 0 | 36709.5205 | 46751.294 | 0 | 0 | 0 | 0 | 0
2022-10-19 09:00 | 0.51127 | 0.47961 | 186065 | 92275.569 | 2846 | 228222.994 | 15 | 12022.7455 | 1.2023 | 216200.2485 | 0 | 2010210.9815 | 254 | 83460.8145 | 1754.4315 | 1754.4315 | 20837.5 | 104298.3145 | 104298.3145 | 0 | 0 | 0 | 83460.8145 | 0 | 0 | 0 | 0 | 0 | 0
2022-10-19 10:00 | 0.65758 | 0.56341 | 186065 | 118682.044 | 2846 | 268099.3246 | 15 | 0 | 0 | 268099.3246 | 0 | 2226411.23 | 254 | 83460.8145 | 1754.4315 | 1754.4315 | 20837.5 | 104298.3145 | 104298.3145 | 0 | 0 | 0 | 83460.8145 | 0 | 0 | 0 | 0 | 0 | 0
2022-10-19 11:00 | 0.73905 | 0.56275 | 186065 | 133385.9981 | 2846 | 267785.2628 | 15 | 0 | 0 | 267785.2628 | 0 | 2494510.5546 | 254 | 83460.8145 | 1754.4315 | 1754.4315 | 20837.5 | 104298.3145 | 104298.3145 | 0 | 0 | 0 | 83460.8145 | 0 | 0 | 0 | 0 | 0 | 0
2022-10-19 12:00 | 0.76217 | 0.64646 | 186065 | 137558.7662 | 2846 | 307618.7668 | 15 | 0 | 0 | 307618.7668 | 0 | 2762295.8174 | 254 | 83460.8145 | 1754.4315 | 1754.4315 | 20837.5 | 104298.3145 | 104298.3145 | 0 | 0 | 0 | 83460.8145 | 0 | 0 | 0 | 0 | 0 | 0
2022-10-19 13:00 | 0.70312 | 0.67493 | 186065 | 126901.2421 | 2846 | 321166.2504 | 15 | 0 | 0 | 321166.2504 | 0 | 3069914.5841 | 254 | 83460.8145 | 1754.4315 | 1754.4315 | 20837.5 | 104298.3145 | 104298.3145 | 0 | 0 | 0 | 83460.8145 | 0 | 0 | 0 | 0 | 0 | 0
2022-10-19 14:00 | 0.52597 | 0.4244 | 186065 | 94928.6698 | 2846 | 201951.2493 | 15 | 9369.6447 | 0.93696 | 192581.6046 | 0 | 3391080.8346 | 254 | 83460.8145 | 1754.4315 | 1754.4315 | 20837.5 | 104298.3145 | 104298.3145 | 0 | 0 | 0 | 74091.1698 | 9369.6447 | 0 | 0 | 0 | 0 | 0
2022-10-19 15:00 | 0.35315 | 0.32945 | 186065 | 63737.5891 | 2846 | 156769.1778 | 15 | 40560.7254 | 4.0561 | 116208.4524 | 0 | 3583662.4391 | 254 | 83460.8145 | 1754.4315 | 1754.4315 | 20837.5 | 104298.3145 | 104298.3145 | 0 | 0 | 0 | 42900.0891 | 40560.7254 | 0 | 0 | 0 | 0 | 0
2022-10-19 16:00 | 0.17027 | 0.15555 | 186065 | 30730.8489 | 2846 | 74018.6542 | 15 | 73567.4656 | 7.3567 | 451.1886 | 0 | 3699870.8916 | 254 | 83460.8145 | 1754.4315 | 1754.4315 | 20837.5 | 104298.3145 | 104298.3145 | 0 | 0 | 0 | 30730.8489 | 52729.9656 | 0 | 0 | 0 | 0 | 0
2022-10-19 17:00 | 0.0213 | 0.00821 | 186065 | 3844.289 | 2846 | 3906.7384 | 15 | 100454.0255 | 10.0454 | 0 | 96547.2872 | 3700322.0801 | 254 | 83460.8145 | 1754.4315 | 1754.4315 | 20837.5 | 104298.3145 | 104298.3145 | 0 | 0 | 0 | 3844.289 | 79616.5255 | 0 | 0 | 0 | 0 | 0
2022-10-19 18:00 | 0 | 0 | 186065 | 0 | 2846 | 0 | 15 | 104298.3145 | 10.4298 | 0 | 104298.3145 | 3603774.793 | 254 | 83460.8145 | 1754.4315 | 1754.4315 | 20837.5 | 104298.3145 | 104298.3145 | 0 | 0 | 0 | 0 | 83460.8145 | 0 | 0 | 0 | 0 | 0
2022-10-19 19:00 | 0 | 0 | 186065 | 0 | 2846 | 0 | 15 | 104298.3145 | 10.4298 | 0 | 104298.3145 | 3499476.4784 | 254 | 83460.8145 | 1754.4315 | 1754.4315 | 20837.5 | 104298.3145 | 104298.3145 | 0 | 0 | 0 | 0 | 83460.8145 | 0 | 0 | 0 | 0 | 0
2022-10-19 20:00 | 0 | 0 | 186065 | 0 | 2846 | 0 | 15 | 104298.3145 | 10.4298 | 0 | 104298.3145 | 3395178.1639 | 254 | 83460.8145 | 1754.4315 | 1754.4315 | 20837.5 | 104298.3145 | 104298.3145 | 0 | 0 | 0 | 0 | 83460.8145 | 0 | 0 | 0 | 0 | 0
2022-10-19 21:00 | 0 | 0 | 186065 | 0 | 2846 | 0 | 15 | 104298.3145 | 10.4298 | 0 | 104298.3145 | 3290879.8494 | 254 | 83460.8145 | 1754.4315 | 1754.4315 | 20837.5 | 104298.3145 | 104298.3145 | 0 | 0 | 0 | 0 | 83460.8145 | 0 | 0 | 0 | 0 | 0
2022-10-19 22:00 | 0 | 0 | 186065 | 0 | 2846 | 0 | 15 | 104298.3145 | 10.4298 | 0 | 104298.3145 | 3186581.5349 | 254 | 83460.8145 | 1754.4315 | 1754.4315 | 20837.5 | 104298.3145 | 104298.3145 | 0 | 0 | 0 | 0 | 83460.8145 | 0 | 0 | 0 | 0 | 0
2022-10-19 23:00 | 0 | 0 | 186065 | 0 | 2846 | 0 | 15 | 104298.3145 | 10.4298 | 0 | 104298.3145 | 3082283.2204 | 254 | 83460.8145 | 1754.4315 | 1754.4315 | 20837.5 | 104298.3145 | 104298.3145 | 0 | 0 | 0 | 0 | 83460.8145 | 0 | 0 | 0 | 0 | 0
2022-10-20 | 0 | 0 | 186065 | 0 | 2846 | 0 | 15 | 104894.1478 | 10.4894 | 0 | 104894.1478 | 2977984.9059 | 254 | 83460.8145 | 1754.4315 | 1754.4315 | 21433.3333 | 104894.1478 | 104894.1478 | 0 | 0 | 0 | 0 | 83460.8145 | 0 | 0 | 0 | 0 | 0
2022-10-20 01:00 | 0 | 0 | 186065 | 0 | 2846 | 0 | 15 | 104894.1478 | 10.4894 | 0 | 104894.1478 | 2873090.758 | 254 | 83460.8145 | 1754.4315 | 1754.4315 | 21433.3333 | 104894.1478 | 104894.1478 | 0 | 0 | 0 | 0 | 83460.8145 | 0 | 0 | 0 | 0 | 0
2022-10-20 02:00 | 0 | 0 | 186065 | 0 | 2846 | 0 | 15 | 104894.1478 | 10.4894 | 0 | 104894.1478 | 2768196.6102 | 254 | 83460.8145 | 1754.4315 | 1754.4315 | 21433.3333 | 104894.1478 | 104894.1478 | 0 | 0 | 0 | 0 | 83460.8145 | 0 | 0 | 0 | 0 | 0
2022-10-20 03:00 | 0 | 0 | 186065 | 0 | 2846 | 0 | 15 | 104894.1478 | 10.4894 | 0 | 104894.1478 | 2663302.4623 | 254 | 83460.8145 | 1754.4315 | 1754.4315 | 21433.3333 | 104894.1478 | 104894.1478 | 0 | 0 | 0 | 0 | 83460.8145 | 0 | 0 | 0 | 0 | 0
2022-10-20 04:00 | 0 | 0 | 186065 | 0 | 2846 | 0 | 15 | 104894.1478 | 10.4894 | 0 | 104894.1478 | 2558408.3145 | 254 | 83460.8145 | 1754.4315 | 1754.4315 | 21433.3333 | 104894.1478 | 104894.1478 | 0 | 0 | 0 | 0 | 83460.8145 | 0 | 0 | 0 | 0 | 0
2022-10-20 05:00 | 0 | 0 | 186065 | 0 | 2846 | 0 | 15 | 104894.1478 | 10.4894 | 0 | 104894.1478 | 2453514.1667 | 254 | 83460.8145 | 1754.4315 | 1754.4315 | 21433.3333 | 104894.1478 | 104894.1478 | 0 | 0 | 0 | 0 | 83460.8145 | 0 | 0 | 0 | 0 | 0
2022-10-20 06:00 | 0.00843 | 0.00188 | 186065 | 1521.4721 | 2846 | 894.6003 | 15 | 103372.6757 | 10.3373 | 0 | 102478.0755 | 2348620.0188 | 254 | 83460.8145 | 1754.4315 | 1754.4315 | 21433.3333 | 104894.1478 | 104894.1478 | 0 | 0 | 0 | 0 | 83460.8145 | 0 | 0 | 0 | 0 | 0
2022-10-20 07:00 | 0.1318 | 0.20009 | 186065 | 23787.666 | 2846 | 95213.0666 | 15 | 81106.4819 | 8.1106 | 14106.5848 | 0 | 2246141.9433 | 254 | 83460.8145 | 1754.4315 | 1754.4315 | 21433.3333 | 104894.1478 | 104894.1478 | 0 | 0 | 0 | 23787.666 | 59673.1485 | 0 | 0 | 0 | 0 | 0
2022-10-20 08:00 | 0.3275 | 0.41002 | 186065 | 59108.1989 | 2846 | 195108.509 | 15 | 45785.949 | 4.5786 | 149322.5601 | 0 | 2260248.5281 | 254 | 83460.8145 | 1754.4315 | 1754.4315 | 21433.3333 | 104894.1478 | 104894.1478 | 0 | 0 | 0 | 59108.1989 | 24352.6156 | 0 | 0 | 0 | 0 | 0
2022-10-20 09:00 | 0.5107 | 0.54783 | 186065 | 92172.6936 | 2846 | 260685.5629 | 15 | 12721.4542 | 1.2721 | 247964.1087 | 0 | 2409571.0881 | 254 | 83460.8145 | 1754.4315 | 1754.4315 | 21433.3333 | 104894.1478 | 104894.1478 | 0 | 0 | 0 | 70739.3603 | 12721.4542 | 0 | 0 | 0 | 0 | 0
2022-10-20 10:00 | 0.62295 | 0.47287 | 186065 | 112431.916 | 2846 | 225015.7569 | 15 | 0 | 0 | 225015.7569 | 0 | 2657535.1968 | 254 | 83460.8145 | 1754.4315 | 1754.4315 | 21433.3333 | 104894.1478 | 104894.1478 | 0 | 0 | 0 | 83460.8145 | 0 | 0 | 0 | 0 | 0 | 0
2022-10-20 11:00 | 0.66978 | 0.33014 | 186065 | 120883.9372 | 2846 | 157097.5152 | 15 | 0 | 0 | 157097.5152 | 0 | 2882550.9538 | 254 | 83460.8145 | 1754.4315 | 1754.4315 | 21433.3333 | 104894.1478 | 104894.1478 | 0 | 0 | 0 | 83460.8145 | 0 | 0 | 0 | 0 | 0 | 0
2022-10-20 12:00 | 0.64072 | 0.29963 | 186065 | 115639.0998 | 2846 | 142579.2951 | 15 | 0 | 0 | 142579.2951 | 0 | 3039648.4689 | 254 | 83460.8145 | 1754.4315 | 1754.4315 | 21433.3333 | 104894.1478 | 104894.1478 | 0 | 0 | 0 | 83460.8145 | 0 | 0 | 0 | 0 | 0 | 0
2022-10-20 13:00 | 0.5464 | 0.29078 | 186065 | 98615.9385 | 2846 | 138368.0119 | 15 | 6278.2093 | 0.62782 | 132089.8026 | 0 | 3182227.764 | 254 | 83460.8145 | 1754.4315 | 1754.4315 | 21433.3333 | 104894.1478 | 104894.1478 | 0 | 0 | 0 | 77182.6052 | 6278.2093 | 0 | 0 | 0 | 0 | 0
2022-10-20 14:00 | 0.4257 | 0.17714 | 186065 | 76831.6344 | 2846 | 84292.2816 | 15 | 28062.5135 | 2.8063 | 56229.7681 | 0 | 3314317.5666 | 254 | 83460.8145 | 1754.4315 | 1754.4315 | 21433.3333 | 104894.1478 | 104894.1478 | 0 | 0 | 0 | 76831.6344 | 6629.1801 | 0 | 0 | 0 | 0 | 0
2022-10-20 15:00 | 0.29585 | 0.18688 | 186065 | 53395.9103 | 2846 | 88927.0723 | 15 | 51498.2375 | 5.1498 | 37428.8348 | 0 | 3370547.3347 | 254 | 83460.8145 | 1754.4315 | 1754.4315 | 21433.3333 | 104894.1478 | 104894.1478 | 0 | 0 | 0 | 53395.9103 | 30064.9042 | 0 | 0 | 0 | 0 | 0
2022-10-20 16:00 | 0.1479 | 0.1307 | 186065 | 26693.4431 | 2846 | 62193.7518 | 15 | 78200.7048 | 7.8201 | 0 | 16006.9529 | 3407976.1695 | 254 | 83460.8145 | 1754.4315 | 1754.4315 | 21433.3333 | 104894.1478 | 104894.1478 | 0 | 0 | 0 | 5260.1098 | 78200.7048 | 0 | 0 | 0 | 0 | 0
2022-10-20 17:00 | 0.01827 | 0.00529 | 186065 | 3297.4253 | 2846 | 2517.2528 | 15 | 101596.7225 | 10.1597 | 0 | 99079.4697 | 3391969.2166 | 254 | 83460.8145 | 1754.4315 | 1754.4315 | 21433.3333 | 104894.1478 | 104894.1478 | 0 | 0 | 0 | 0 | 83460.8145 | 0 | 0 | 0 | 0 | 0
2022-10-20 18:00 | 0 | 0 | 186065 | 0 | 2846 | 0 | 15 | 104894.1478 | 10.4894 | 0 | 104894.1478 | 3292889.7469 | 254 | 83460.8145 | 1754.4315 | 1754.4315 | 21433.3333 | 104894.1478 | 104894.1478 | 0 | 0 | 0 | 0 | 83460.8145 | 0 | 0 | 0 | 0 | 0
2022-10-20 19:00 | 0 | 0 | 186065 | 0 | 2846 | 0 | 15 | 104894.1478 | 10.4894 | 0 | 104894.1478 | 3187995.599 | 254 | 83460.8145 | 1754.4315 | 1754.4315 | 21433.3333 | 104894.1478 | 104894.1478 | 0 | 0 | 0 | 0 | 83460.8145 | 0 | 0 | 0 | 0 | 0
2022-10-20 20:00 | 0 | 0 | 186065 | 0 | 2846 | 0 | 15 | 104894.1478 | 10.4894 | 0 | 104894.1478 | 3083101.4512 | 254 | 83460.8145 | 1754.4315 | 1754.4315 | 21433.3333 | 104894.1478 | 104894.1478 | 0 | 0 | 0 | 0 | 83460.8145 | 0 | 0 | 0 | 0 | 0
2022-10-20 21:00 | 0 | 0 | 186065 | 0 | 2846 | 0 | 15 | 104894.1478 | 10.4894 | 0 | 104894.1478 | 2978207.3033 | 254 | 83460.8145 | 1754.4315 | 1754.4315 | 21433.3333 | 104894.1478 | 104894.1478 | 0 | 0 | 0 | 0 | 83460.8145 | 0 | 0 | 0 | 0 | 0
2022-10-20 22:00 | 0 | 0 | 186065 | 0 | 2846 | 0 | 15 | 104894.1478 | 10.4894 | 0 | 104894.1478 | 2873313.1555 | 254 | 83460.8145 | 1754.4315 | 1754.4315 | 21433.3333 | 104894.1478 | 104894.1478 | 0 | 0 | 0 | 0 | 83460.8145 | 0 | 0 | 0 | 0 | 0
2022-10-20 23:00 | 0 | 0 | 186065 | 0 | 2846 | 0 | 15 | 104894.1478 | 10.4894 | 0 | 104894.1478 | 2768419.0076 | 254 | 83460.8145 | 1754.4315 | 1754.4315 | 21433.3333 | 104894.1478 | 104894.1478 | 0 | 0 | 0 | 0 | 83460.8145 | 0 | 0 | 0 | 0 | 0
2022-10-21 | 0 | 0 | 186065 | 0 | 2846 | 0 | 15 | 104535.8145 | 10.4536 | 0 | 104535.8145 | 2663524.8598 | 254 | 83460.8145 | 1754.4315 | 1754.4315 | 21075 | 104535.8145 | 104535.8145 | 0 | 0 | 0 | 0 | 83460.8145 | 0 | 0 | 0 | 0 | 0
2022-10-21 01:00 | 0 | 0 | 186065 | 0 | 2846 | 0 | 15 | 104535.8145 | 10.4536 | 0 | 104535.8145 | 2558989.0453 | 254 | 83460.8145 | 1754.4315 | 1754.4315 | 21075 | 104535.8145 | 104535.8145 | 0 | 0 | 0 | 0 | 83460.8145 | 0 | 0 | 0 | 0 | 0
2022-10-21 02:00 | 0 | 0 | 186065 | 0 | 2846 | 0 | 15 | 104535.8145 | 10.4536 | 0 | 104535.8145 | 2454453.2308 | 254 | 83460.8145 | 1754.4315 | 1754.4315 | 21075 | 104535.8145 | 104535.8145 | 0 | 0 | 0 | 0 | 83460.8145 | 0 | 0 | 0 | 0 | 0
2022-10-21 03:00 | 0 | 0 | 186065 | 0 | 2846 | 0 | 15 | 104535.8145 | 10.4536 | 0 | 104535.8145 | 2349917.4163 | 254 | 83460.8145 | 1754.4315 | 1754.4315 | 21075 | 104535.8145 | 104535.8145 | 0 | 0 | 0 | 0 | 83460.8145 | 0 | 0 | 0 | 0 | 0
2022-10-21 04:00 | 0 | 0 | 186065 | 0 | 2846 | 0 | 15 | 104535.8145 | 10.4536 | 0 | 104535.8145 | 2245381.6018 | 254 | 83460.8145 | 1754.4315 | 1754.4315 | 21075 | 104535.8145 | 104535.8145 | 0 | 0 | 0 | 0 | 83460.8145 | 0 | 0 | 0 | 0 | 0
2022-10-21 05:00 | 0 | 0 | 186065 | 0 | 2846 | 0 | 15 | 104535.8145 | 10.4536 | 0 | 104535.8145 | 2140845.7872 | 254 | 83460.8145 | 1754.4315 | 1754.4315 | 21075 | 104535.8145 | 104535.8145 | 0 | 0 | 0 | 0 | 83460.8145 | 0 | 0 | 0 | 0 | 0
2022-10-21 06:00 | 0.00782 | 0.00064 | 186065 | 1411.3775 | 2846 | 304.5448 | 15 | 103124.4371 | 10.3124 | 0 | 102819.8923 | 2036309.9727 | 254 | 83460.8145 | 1754.4315 | 1754.4315 | 21075 | 104535.8145 | 104535.8145 | 0 | 0 | 0 | 1411.3775 | 82049.4371 | 0 | 0 | 0 | 0 | 0
2022-10-21 07:00 | 0.11118 | 0.09323 | 186065 | 20066.1055 | 2846 | 44363.6074 | 15 | 84469.709 | 8.447 | 0 | 40106.1016 | 1933490.0804 | 254 | 83460.8145 | 1754.4315 | 1754.4315 | 21075 | 104535.8145 | 104535.8145 | 0 | 0 | 0 | 0 | 83460.8145 | 0 | 0 | 0 | 0 | 0
2022-10-21 08:00 | 0.25235 | 0.14448 | 186065 | 45544.8977 | 2846 | 68750.9814 | 15 | 58990.9168 | 5.8991 | 9760.0645 | 0 | 1893383.9788 | 254 | 83460.8145 | 1754.4315 | 1754.4315 | 21075 | 104535.8145 | 104535.8145 | 0 | 0 | 0 | 24469.8977 | 58990.9168 | 0 | 0 | 0 | 0 | 0
2022-10-21 09:00 | 0.39242 | 0.2789 | 186065 | 70825.1585 | 2846 | 132714.8997 | 15 | 33710.656 | 3.3711 | 99004.2436 | 0 | 1903144.0433 | 254 | 83460.8145 | 1754.4315 | 1754.4315 | 21075 | 104535.8145 | 104535.8145 | 0 | 0 | 0 | 70825.1585 | 12635.656 | 0 | 0 | 0 | 0 | 0
2022-10-21 10:00 | 0.48577 | 0.24464 | 186065 | 87673.2512 | 2846 | 116412.2376 | 15 | 16862.5633 | 1.6863 | 99549.6743 | 0 | 2002148.287 | 254 | 83460.8145 | 1754.4315 | 1754.4315 | 21075 | 104535.8145 | 104535.8145 | 0 | 0 | 0 | 83460.8145 | 0 | 0 | 0 | 0 | 0 | 0
2022-10-21 11:00 | 0.46762 | 0.02569 | 186065 | 84397.4838 | 2846 | 12224.6173 | 15 | 20138.3307 | 2.0138 | 0 | 7913.7133 | 2101697.9612 | 254 | 83460.8145 | 1754.4315 | 1754.4315 | 21075 | 104535.8145 | 104535.8145 | 0 | 0 | 0 | 63322.4838 | 20138.3307 | 0 | 0 | 0 | 0 | 0
2022-10-21 12:00 | 0.41788 | 0.21434 | 186065 | 75420.2569 | 2846 | 101993.9462 | 15 | 29115.5576 | 2.9116 | 72878.3886 | 0 | 2093784.2479 | 254 | 83460.8145 | 1754.4315 | 1754.4315 | 21075 | 104535.8145 | 104535.8145 | 0 | 0 | 0 | 75420.2569 | 8040.5576 | 0 | 0 | 0 | 0 | 0
2022-10-21 13:00 | 0.386 | 0.08207 | 186065 | 69666.4573 | 2846 | 39053.108 | 15 | 34869.3572 | 3.4869 | 4183.7508 | 0 | 2166662.6365 | 254 | 83460.8145 | 1754.4315 | 1754.4315 | 21075 | 104535.8145 | 104535.8145 | 0 | 0 | 0 | 48591.4573 | 34869.3572 | 0 | 0 | 0 | 0 | 0
2022-10-21 14:00 | 0.32398 | 0.13775 | 186065 | 58472.8985 | 2846 | 65548.5028 | 15 | 46062.916 | 4.6063 | 19485.5868 | 0 | 2170846.3873 | 254 | 83460.8145 | 1754.4315 | 1754.4315 | 21075 | 104535.8145 | 104535.8145 | 0 | 0 | 0 | 37397.8985 | 46062.916 | 0 | 0 | 0 | 0 | 0
2022-10-21 15:00 | 0.21998 | 0.10861 | 186065 | 39702.6613 | 2846 | 51682.1988 | 15 | 64833.1532 | 6.4833 | 0 | 13150.9543 | 2190331.9741 | 254 | 83460.8145 | 1754.4315 | 1754.4315 | 21075 | 104535.8145 | 104535.8145 | 0 | 0 | 0 | 39702.6613 | 43758.1532 | 0 | 0 | 0 | 0 | 0
2022-10-21 16:00 | 0.11628 | 0.05329 | 186065 | 20986.5691 | 2846 | 25358.1104 | 15 | 83549.2455 | 8.3549 | 0 | 58191.135 | 2177181.0198 | 254 | 83460.8145 | 1754.4315 | 1754.4315 | 21075 | 104535.8145 | 104535.8145 | 0 | 0 | 0 | 0 | 83460.8145 | 0 | 0 | 0 | 0 | 0
2022-10-21 17:00 | 0.01602 | 0.00157 | 186065 | 2891.3385 | 2846 | 747.0864 | 15 | 101644.4761 | 10.1644 | 0 | 100897.3897 | 2118989.8848 | 254 | 83460.8145 | 1754.4315 | 1754.4315 | 21075 | 104535.8145 | 104535.8145 | 0 | 0 | 0 | 0 | 83460.8145 | 0 | 0 | 0 | 0 | 0
2022-10-21 18:00 | 0 | 0 | 186065 | 0 | 2846 | 0 | 15 | 104535.8145 | 10.4536 | 0 | 104535.8145 | 2018092.4951 | 254 | 83460.8145 | 1754.4315 | 1754.4315 | 21075 | 104535.8145 | 104535.8145 | 0 | 0 | 0 | 0 | 83460.8145 | 0 | 0 | 0 | 0 | 0
2022-10-21 19:00 | 0 | 0 | 186065 | 0 | 2846 | 0 | 15 | 104535.8145 | 10.4536 | 0 | 104535.8145 | 1913556.6806 | 254 | 83460.8145 | 1754.4315 | 1754.4315 | 21075 | 104535.8145 | 104535.8145 | 0 | 0 | 0 | 0 | 83460.8145 | 0 | 0 | 0 | 0 | 0
2022-10-21 20:00 | 0 | 0 | 186065 | 0 | 2846 | 0 | 15 | 104535.8145 | 10.4536 | 0 | 104535.8145 | 1809020.8661 | 254 | 83460.8145 | 1754.4315 | 1754.4315 | 21075 | 104535.8145 | 104535.8145 | 0 | 0 | 0 | 0 | 83460.8145 | 0 | 0 | 0 | 0 | 0
2022-10-21 21:00 | 0 | 0 | 186065 | 0 | 2846 | 0 | 15 | 104535.8145 | 10.4536 | 0 | 104535.8145 | 1704485.0516 | 254 | 83460.8145 | 1754.4315 | 1754.4315 | 21075 | 104535.8145 | 104535.8145 | 0 | 0 | 0 | 0 | 83460.8145 | 0 | 0 | 0 | 0 | 0
2022-10-21 22:00 | 0 | 0 | 186065 | 0 | 2846 | 0 | 15 | 104535.8145 | 10.4536 | 0 | 104535.8145 | 1599949.2371 | 254 | 83460.8145 | 1754.4315 | 1754.4315 | 21075 | 104535.8145 | 104535.8145 | 0 | 0 | 0 | 0 | 83460.8145 | 0 | 0 | 0 | 0 | 0
2022-10-21 23:00 | 0 | 0 | 186065 | 0 | 2846 | 0 | 15 | 104535.8145 | 10.4536 | 0 | 104535.8145 | 1495413.4225 | 254 | 83460.8145 | 1754.4315 | 1754.4315 | 21075 | 104535.8145 | 104535.8145 | 0 | 0 | 0 | 0 | 83460.8145 | 0 | 0 | 0 | 0 | 0
2022-10-22 | 0 | 0 | 186065 | 0 | 2846 | 0 | 15 | 104252.4812 | 10.4252 | 0 | 104252.4812 | 1390877.608 | 254 | 83460.8145 | 1754.4315 | 1754.4315 | 20791.6667 | 104252.4812 | 104252.4812 | 0 | 0 | 0 | 0 | 83460.8145 | 0 | 0 | 0 | 0 | 0
2022-10-22 01:00 | 0 | 0 | 186065 | 0 | 2846 | 0 | 15 | 104252.4812 | 10.4252 | 0 | 104252.4812 | 1286625.1269 | 254 | 83460.8145 | 1754.4315 | 1754.4315 | 20791.6667 | 104252.4812 | 104252.4812 | 0 | 0 | 0 | 0 | 83460.8145 | 0 | 0 | 0 | 0 | 0
2022-10-22 02:00 | 0 | 0 | 186065 | 0 | 2846 | 0 | 15 | 104252.4812 | 10.4252 | 0 | 104252.4812 | 1182372.6457 | 254 | 83460.8145 | 1754.4315 | 1754.4315 | 20791.6667 | 104252.4812 | 104252.4812 | 0 | 0 | 0 | 0 | 83460.8145 | 0 | 0 | 0 | 0 | 0
2022-10-22 03:00 | 0 | 0 | 186065 | 0 | 2846 | 0 | 15 | 104252.4812 | 10.4252 | 0 | 104252.4812 | 1078120.1645 | 254 | 83460.8145 | 1754.4315 | 1754.4315 | 20791.6667 | 104252.4812 | 104252.4812 | 0 | 0 | 0 | 0 | 83460.8145 | 0 | 0 | 0 | 0 | 0
2022-10-22 04:00 | 0 | 0 | 186065 | 0 | 2846 | 0 | 15 | 104252.4812 | 10.4252 | 0 | 104252.4812 | 973867.6833 | 254 | 83460.8145 | 1754.4315 | 1754.4315 | 20791.6667 | 104252.4812 | 104252.4812 | 0 | 0 | 0 | 0 | 83460.8145 | 0 | 0 | 0 | 0 | 0
2022-10-22 05:00 | 0 | 0 | 186065 | 0 | 2846 | 0 | 15 | 104252.4812 | 10.4252 | 0 | 104252.4812 | 869615.2021 | 254 | 83460.8145 | 1754.4315 | 1754.4315 | 20791.6667 | 104252.4812 | 104252.4812 | 0 | 0 | 0 | 0 | 83460.8145 | 0 | 0 | 0 | 0 | 0
2022-10-22 06:00 | 0.00707 | 0.00061 | 186065 | 1276.0152 | 2846 | 290.2692 | 15 | 102976.466 | 10.2976 | 0 | 102686.1968 | 765362.721 | 254 | 83460.8145 | 1754.4315 | 1754.4315 | 20791.6667 | 104252.4812 | 104252.4812 | 0 | 0 | 0 | 0 | 83460.8145 | 0 | 0 | 0 | 0 | 0
2022-10-22 07:00 | 0.11853 | 0.1249 | 186065 | 21392.6559 | 2846 | 59433.8149 | 15 | 82859.8253 | 8.286 | 0 | 23426.0104 | 662676.5242 | 254 | 83460.8145 | 1754.4315 | 1754.4315 | 20791.6667 | 104252.4812 | 104252.4812 | 0 | 0 | 0 | 21392.6559 | 62068.1586 | 0 | 0 | 0 | 0 | 0
2022-10-22 08:00 | 0.30985 | 0.34485 | 186065 | 55922.673 | 2846 | 164097.2863 | 15 | 48329.8081 | 4.833 | 115767.4782 | 0 | 639250.5138 | 254 | 83460.8145 | 1754.4315 | 1754.4315 | 20791.6667 | 104252.4812 | 104252.4812 | 0 | 0 | 0 | 35131.0064 | 48329.8081 | 0 | 0 | 0 | 0 | 0
2022-10-22 09:00 | 0.5007 | 0.50147 | 186065 | 90367.8631 | 2846 | 238625.1013 | 15 | 13884.618 | 1.3885 | 224740.4832 | 0 | 755017.992 | 254 | 83460.8145 | 1754.4315 | 1754.4315 | 20791.6667 | 104252.4812 | 104252.4812 | 0 | 0 | 0 | 69576.1965 | 13884.618 | 0 | 0 | 0 | 0 | 0
2022-10-22 10:00 | 0.64485 | 0.60852 | 186065 | 116384.4948 | 2846 | 289564.9722 | 15 | 0 | 0 | 289564.9722 | 0 | 979758.4752 | 254 | 83460.8145 | 1754.4315 | 1754.4315 | 20791.6667 | 104252.4812 | 104252.4812 | 0 | 0 | 0 | 83460.8145 | 0 | 0 | 0 | 0 | 0 | 0
2022-10-22 11:00 | 0.72638 | 0.66684 | 186065 | 131099.2779 | 2846 | 317316.6142 | 15 | 0 | 0 | 317316.6142 | 0 | 1269323.4474 | 254 | 83460.8145 | 1754.4315 | 1754.4315 | 20791.6667 | 104252.4812 | 104252.4812 | 0 | 0 | 0 | 83460.8145 | 0 | 0 | 0 | 0 | 0 | 0
2022-10-22 12:00 | 0.6899 | 0.49448 | 186065 | 124515.2562 | 2846 | 235298.9014 | 15 | 0 | 0 | 235298.9014 | 0 | 1586640.0616 | 254 | 83460.8145 | 1754.4315 | 1754.4315 | 20791.6667 | 104252.4812 | 104252.4812 | 0 | 0 | 0 | 83460.8145 | 0 | 0 | 0 | 0 | 0 | 0
2022-10-22 13:00 | 0.62308 | 0.48456 | 186065 | 112455.3788 | 2846 | 230578.4575 | 15 | 0 | 0 | 230578.4575 | 0 | 1821938.963 | 254 | 83460.8145 | 1754.4315 | 1754.4315 | 20791.6667 | 104252.4812 | 104252.4812 | 0 | 0 | 0 | 83460.8145 | 0 | 0 | 0 | 0 | 0 | 0
2022-10-22 14:00 | 0.5057 | 0.43136 | 186065 | 91270.2784 | 2846 | 205263.1736 | 15 | 12982.2028 | 1.2982 | 192280.9708 | 0 | 2052517.4205 | 254 | 83460.8145 | 1754.4315 | 1754.4315 | 20791.6667 | 104252.4812 | 104252.4812 | 0 | 0 | 0 | 70478.6117 | 12982.2028 | 0 | 0 | 0 | 0 | 0
2022-10-22 15:00 | 0.33202 | 0.32326 | 186065 | 59923.9823 | 2846 | 153823.6589 | 15 | 44328.4989 | 4.4328 | 109495.16 | 0 | 2244798.3913 | 254 | 83460.8145 | 1754.4315 | 1754.4315 | 20791.6667 | 104252.4812 | 104252.4812 | 0 | 0 | 0 | 39132.3156 | 44328.4989 | 0 | 0 | 0 | 0 | 0
2022-10-22 16:00 | 0.15238 | 0.15466 | 186065 | 27502.0072 | 2846 | 73595.1466 | 15 | 76750.474 | 7.675 | 0 | 3155.3274 | 2354293.5513 | 254 | 83460.8145 | 1754.4315 | 1754.4315 | 20791.6667 | 104252.4812 | 104252.4812 | 0 | 0 | 0 | 27502.0072 | 55958.8074 | 0 | 0 | 0 | 0 | 0
2022-10-22 17:00 | 0.0172 | 0.00211 | 186065 | 3104.3085 | 2846 | 1004.046 | 15 | 101148.1727 | 10.1148 | 0 | 100144.1267 | 2351138.2239 | 254 | 83460.8145 | 1754.4315 | 1754.4315 | 20791.6667 | 104252.4812 | 104252.4812 | 0 | 0 | 0 | 0 | 83460.8145 | 0 | 0 | 0 | 0 | 0
2022-10-22 18:00 | 0 | 0 | 186065 | 0 | 2846 | 0 | 15 | 104252.4812 | 10.4252 | 0 | 104252.4812 | 2250994.0972 | 254 | 83460.8145 | 1754.4315 | 1754.4315 | 20791.6667 | 104252.4812 | 104252.4812 | 0 | 0 | 0 | 0 | 83460.8145 | 0 | 0 | 0 | 0 | 0
2022-10-22 19:00 | 0 | 0 | 186065 | 0 | 2846 | 0 | 15 | 104252.4812 | 10.4252 | 0 | 104252.4812 | 2146741.616 | 254 | 83460.8145 | 1754.4315 | 1754.4315 | 20791.6667 | 104252.4812 | 104252.4812 | 0 | 0 | 0 | 0 | 83460.8145 | 0 | 0 | 0 | 0 | 0
2022-10-22 20:00 | 0 | 0 | 186065 | 0 | 2846 | 0 | 15 | 104252.4812 | 10.4252 | 0 | 104252.4812 | 2042489.1348 | 254 | 83460.8145 | 1754.4315 | 1754.4315 | 20791.6667 | 104252.4812 | 104252.4812 | 0 | 0 | 0 | 0 | 83460.8145 | 0 | 0 | 0 | 0 | 0
2022-10-22 21:00 | 0 | 0 | 186065 | 0 | 2846 | 0 | 15 | 104252.4812 | 10.4252 | 0 | 104252.4812 | 1938236.6537 | 254 | 83460.8145 | 1754.4315 | 1754.4315 | 20791.6667 | 104252.4812 | 104252.4812 | 0 | 0 | 0 | 0 | 83460.8145 | 0 | 0 | 0 | 0 | 0
2022-10-22 22:00 | 0 | 0 | 186065 | 0 | 2846 | 0 | 15 | 104252.4812 | 10.4252 | 0 | 104252.4812 | 1833984.1725 | 254 | 83460.8145 | 1754.4315 | 1754.4315 | 20791.6667 | 104252.4812 | 104252.4812 | 0 | 0 | 0 | 0 | 83460.8145 | 0 | 0 | 0 | 0 | 0
2022-10-22 23:00 | 0 | 0 | 186065 | 0 | 2846 | 0 | 15 | 104252.4812 | 10.4252 | 0 | 104252.4812 | 1729731.6913 | 254 | 83460.8145 | 1754.4315 | 1754.4315 | 20791.6667 | 104252.4812 | 104252.4812 | 0 | 0 | 0 | 0 | 83460.8145 | 0 | 0 | 0 | 0 | 0
2022-10-23 | 0 | 0 | 186065 | 0 | 2846 | 0 | 15 | 105627.4812 | 10.5627 | 0 | 105627.4812 | 1625479.2101 | 254 | 83460.8145 | 1754.4315 | 1754.4315 | 22166.6667 | 105627.4812 | 105627.4812 | 0 | 0 | 0 | 0 | 83460.8145 | 0 | 0 | 0 | 0 | 0
2022-10-23 01:00 | 0 | 0 | 186065 | 0 | 2846 | 0 | 15 | 105627.4812 | 10.5627 | 0 | 105627.4812 | 1519851.7289 | 254 | 83460.8145 | 1754.4315 | 1754.4315 | 22166.6667 | 105627.4812 | 105627.4812 | 0 | 0 | 0 | 0 | 83460.8145 | 0 | 0 | 0 | 0 | 0
2022-10-23 02:00 | 0 | 0 | 186065 | 0 | 2846 | 0 | 15 | 105627.4812 | 10.5627 | 0 | 105627.4812 | 1414224.2478 | 254 | 83460.8145 | 1754.4315 | 1754.4315 | 22166.6667 | 105627.4812 | 105627.4812 | 0 | 0 | 0 | 0 | 83460.8145 | 0 | 0 | 0 | 0 | 0
2022-10-23 03:00 | 0 | 0 | 186065 | 0 | 2846 | 0 | 15 | 105627.4812 | 10.5627 | 0 | 105627.4812 | 1308596.7666 | 254 | 83460.8145 | 1754.4315 | 1754.4315 | 22166.6667 | 105627.4812 | 105627.4812 | 0 | 0 | 0 | 0 | 83460.8145 | 0 | 0 | 0 | 0 | 0
2022-10-23 04:00 | 0 | 0 | 186065 | 0 | 2846 | 0 | 15 | 105627.4812 | 10.5627 | 0 | 105627.4812 | 1202969.2854 | 254 | 83460.8145 | 1754.4315 | 1754.4315 | 22166.6667 | 105627.4812 | 105627.4812 | 0 | 0 | 0 | 0 | 83460.8145 | 0 | 0 | 0 | 0 | 0
2022-10-23 05:00 | 0 | 0 | 186065 | 0 | 2846 | 0 | 15 | 105627.4812 | 10.5627 | 0 | 105627.4812 | 1097341.8042 | 254 | 83460.8145 | 1754.4315 | 1754.4315 | 22166.6667 | 105627.4812 | 105627.4812 | 0 | 0 | 0 | 0 | 83460.8145 | 0 | 0 | 0 | 0 | 0
2022-10-23 06:00 | 0.007 | 0.00113 | 186065 | 1263.3813 | 2846 | 537.7119 | 15 | 104364.0998 | 10.4364 | 0 | 103826.388 | 991714.323 | 254 | 83460.8145 | 1754.4315 | 1754.4315 | 22166.6667 | 105627.4812 | 105627.4812 | 0 | 0 | 0 | 1263.3814 | 82197.4332 | 0 | 0 | 0 | 0 | 0
2022-10-23 07:00 | 0.12785 | 0.22865 | 186065 | 23074.7579 | 2846 | 108803.3769 | 15 | 82552.7232 | 8.2553 | 26250.6536 | 0 | 887887.9351 | 254 | 83460.8145 | 1754.4315 | 1754.4315 | 22166.6667 | 105627.4812 | 105627.4812 | 0 | 0 | 0 | 908.0913 | 82552.7232 | 0 | 0 | 0 | 0 | 0
2022-10-23 08:00 | 0.3241 | 0.45108 | 186065 | 58494.5565 | 2846 | 214646.9593 | 15 | 47132.9247 | 4.7133 | 167514.0346 | 0 | 914138.5887 | 254 | 83460.8145 | 1754.4315 | 1754.4315 | 22166.6667 | 105627.4812 | 105627.4812 | 0 | 0 | 0 | 58494.5565 | 24966.258 | 0 | 0 | 0 | 0 | 0
2022-10-23 09:00 | 0.50955 | 0.59201 | 186065 | 91965.1381 | 2846 | 281708.6689 | 15 | 13662.3431 | 1.3662 | 268046.3259 | 0 | 1081652.6233 | 254 | 83460.8145 | 1754.4315 | 1754.4315 | 22166.6667 | 105627.4812 | 105627.4812 | 0 | 0 | 0 | 83460.8145 | 0 | 0 | 0 | 0 | 0 | 0
2022-10-23 10:00 | 0.6496 | 0.67386 | 186065 | 117241.7893 | 2846 | 320657.0896 | 15 | 0 | 0 | 320657.0896 | 0 | 1349698.9492 | 254 | 83460.8145 | 1754.4315 | 1754.4315 | 22166.6667 | 105627.4812 | 105627.4812 | 0 | 0 | 0 | 83460.8145 | 0 | 0 | 0 | 0 | 0 | 0
2022-10-23 11:00 | 0.7263 | 0.70463 | 186065 | 131084.8392 | 2846 | 335299.0311 | 15 | 0 | 0 | 335299.0311 | 0 | 1670356.0388 | 254 | 83460.8145 | 1754.4315 | 1754.4315 | 22166.6667 | 105627.4812 | 105627.4812 | 0 | 0 | 0 | 83460.8145 | 0 | 0 | 0 | 0 | 0 | 0
2022-10-23 12:00 | 0.69717 | 0.55071 | 186065 | 125827.368 | 2846 | 262056.0144 | 15 | 0 | 0 | 262056.0144 | 0 | 2005655.0699 | 254 | 83460.8145 | 1754.4315 | 1754.4315 | 22166.6667 | 105627.4812 | 105627.4812 | 0 | 0 | 0 | 83460.8145 | 0 | 0 | 0 | 0 | 0 | 0
2022-10-23 13:00 | 0.63583 | 0.5374 | 186065 | 114756.5377 | 2846 | 255722.4349 | 15 | 0 | 0 | 255722.4349 | 0 | 2267711.0842 | 254 | 83460.8145 | 1754.4315 | 1754.4315 | 22166.6667 | 105627.4812 | 105627.4812 | 0 | 0 | 0 | 83460.8145 | 0 | 0 | 0 | 0 | 0 | 0
2022-10-23 14:00 | 0.501 | 0.45322 | 186065 | 90422.0081 | 2846 | 215665.2809 | 15 | 15205.4731 | 1.5205 | 200459.8077 | 0 | 2523433.5191 | 254 | 83460.8145 | 1754.4315 | 1754.4315 | 22166.6667 | 105627.4812 | 105627.4812 | 0 | 0 | 0 | 83460.8145 | 0 | 0 | 0 | 0 | 0 | 0
2022-10-23 15:00 | 0.32655 | 0.32629 | 186065 | 58936.74 | 2846 | 155265.488 | 15 | 46690.7412 | 4.6691 | 108574.7468 | 0 | 2723893.3269 | 254 | 83460.8145 | 1754.4315 | 1754.4315 | 22166.6667 | 105627.4812 | 105627.4812 | 0 | 0 | 0 | 58936.74 | 24524.0745 | 0 | 0 | 0 | 0 | 0
2022-10-23 16:00 | 0.14552 | 0.14878 | 186065 | 26263.8934 | 2846 | 70797.1415 | 15 | 79363.5877 | 7.9364 | 0 | 8566.4462 | 2832468.0737 | 254 | 83460.8145 | 1754.4315 | 1754.4315 | 22166.6667 | 105627.4812 | 105627.4812 | 0 | 0 | 0 | 4097.2268 | 79363.5877 | 0 | 0 | 0 | 0 | 0
2022-10-23 17:00 | 0.01485 | 0.00177 | 186065 | 2680.1733 | 2846 | 842.2566 | 15 | 102947.3079 | 10.2947 | 0 | 102105.0513 | 2823901.6275 | 254 | 83460.8145 | 1754.4315 | 1754.4315 | 22166.6667 | 105627.4812 | 105627.4812 | 0 | 0 | 0 | 2680.1733 | 80780.6412 | 0 | 0 | 0 | 0 | 0
2022-10-23 18:00 | 0 | 0 | 186065 | 0 | 2846 | 0 | 15 | 105627.4812 | 10.5627 | 0 | 105627.4812 | 2721796.5762 | 254 | 83460.8145 | 1754.4315 | 1754.4315 | 22166.6667 | 105627.4812 | 105627.4812 | 0 | 0 | 0 | 0 | 83460.8145 | 0 | 0 | 0 | 0 | 0
2022-10-23 19:00 | 0 | 0 | 186065 | 0 | 2846 | 0 | 15 | 105627.4812 | 10.5627 | 0 | 105627.4812 | 2616169.0951 | 254 | 83460.8145 | 1754.4315 | 1754.4315 | 22166.6667 | 105627.4812 | 105627.4812 | 0 | 0 | 0 | 0 | 83460.8145 | 0 | 0 | 0 | 0 | 0
2022-10-23 20:00 | 0 | 0 | 186065 | 0 | 2846 | 0 | 15 | 105627.4812 | 10.5627 | 0 | 105627.4812 | 2510541.6139 | 254 | 83460.8145 | 1754.4315 | 1754.4315 | 22166.6667 | 105627.4812 | 105627.4812 | 0 | 0 | 0 | 0 | 83460.8145 | 0 | 0 | 0 | 0 | 0
2022-10-23 21:00 | 0 | 0 | 186065 | 0 | 2846 | 0 | 15 | 105627.4812 | 10.5627 | 0 | 105627.4812 | 2404914.1327 | 254 | 83460.8145 | 1754.4315 | 1754.4315 | 22166.6667 | 105627.4812 | 105627.4812 | 0 | 0 | 0 | 0 | 83460.8145 | 0 | 0 | 0 | 0 | 0
2022-10-23 22:00 | 0 | 0 | 186065 | 0 | 2846 | 0 | 15 | 105627.4812 | 10.5627 | 0 | 105627.4812 | 2299286.6515 | 254 | 83460.8145 | 1754.4315 | 1754.4315 | 22166.6667 | 105627.4812 | 105627.4812 | 0 | 0 | 0 | 0 | 83460.8145 | 0 | 0 | 0 | 0 | 0
2022-10-23 23:00 | 0 | 0 | 186065 | 0 | 2846 | 0 | 15 | 105627.4812 | 10.5627 | 0 | 105627.4812 | 2193659.1703 | 254 | 83460.8145 | 1754.4315 | 1754.4315 | 22166.6667 | 105627.4812 | 105627.4812 | 0 | 0 | 0 | 0 | 83460.8145 | 0 | 0 | 0 | 0 | 0
2022-10-24 | 0 | 0 | 186065 | 0 | 2846 | 0 | 15 | 104335.8145 | 10.4336 | 0 | 104335.8145 | 2088031.6892 | 254 | 83460.8145 | 1754.4315 | 1754.4315 | 20875 | 104335.8145 | 104335.8145 | 0 | 0 | 0 | 0 | 83460.8145 | 0 | 0 | 0 | 0 | 0
2022-10-24 01:00 | 0 | 0 | 186065 | 0 | 2846 | 0 | 15 | 104335.8145 | 10.4336 | 0 | 104335.8145 | 1983695.8747 | 254 | 83460.8145 | 1754.4315 | 1754.4315 | 20875 | 104335.8145 | 104335.8145 | 0 | 0 | 0 | 0 | 83460.8145 | 0 | 0 | 0 | 0 | 0
2022-10-24 02:00 | 0 | 0 | 186065 | 0 | 2846 | 0 | 15 | 104335.8145 | 10.4336 | 0 | 104335.8145 | 1879360.0601 | 254 | 83460.8145 | 1754.4315 | 1754.4315 | 20875 | 104335.8145 | 104335.8145 | 0 | 0 | 0 | 0 | 83460.8145 | 0 | 0 | 0 | 0 | 0
2022-10-24 03:00 | 0 | 0 | 186065 | 0 | 2846 | 0 | 15 | 104335.8145 | 10.4336 | 0 | 104335.8145 | 1775024.2456 | 254 | 83460.8145 | 1754.4315 | 1754.4315 | 20875 | 104335.8145 | 104335.8145 | 0 | 0 | 0 | 0 | 83460.8145 | 0 | 0 | 0 | 0 | 0
2022-10-24 04:00 | 0 | 0 | 186065 | 0 | 2846 | 0 | 15 | 104335.8145 | 10.4336 | 0 | 104335.8145 | 1670688.4311 | 254 | 83460.8145 | 1754.4315 | 1754.4315 | 20875 | 104335.8145 | 104335.8145 | 0 | 0 | 0 | 0 | 83460.8145 | 0 | 0 | 0 | 0 | 0
2022-10-24 05:00 | 0 | 0 | 186065 | 0 | 2846 | 0 | 15 | 104335.8145 | 10.4336 | 0 | 104335.8145 | 1566352.6166 | 254 | 83460.8145 | 1754.4315 | 1754.4315 | 20875 | 104335.8145 | 104335.8145 | 0 | 0 | 0 | 0 | 83460.8145 | 0 | 0 | 0 | 0 | 0
2022-10-24 06:00 | 0.00618 | 0.00055 | 186065 | 1115.3852 | 2846 | 261.7182 | 15 | 103220.4293 | 10.322 | 0 | 102958.7111 | 1462016.8021 | 254 | 83460.8145 | 1754.4315 | 1754.4315 | 20875 | 104335.8145 | 104335.8145 | 0 | 0 | 0 | 1115.3852 | 82345.4293 | 0 | 0 | 0 | 0 | 0
2022-10-24 07:00 | 0.1072 | 0.09013 | 186065 | 19347.783 | 2846 | 42888.4687 | 15 | 84988.0316 | 8.4988 | 0 | 42099.5629 | 1359058.091 | 254 | 83460.8145 | 1754.4315 | 1754.4315 | 20875 | 104335.8145 | 104335.8145 | 0 | 0 | 0 | 0 | 83460.8145 | 0 | 0 | 0 | 0 | 0
2022-10-24 08:00 | 0.26623 | 0.1922 | 186065 | 48050.0024 | 2846 | 91458.6006 | 15 | 56285.8121 | 5.6286 | 35172.7885 | 0 | 1316958.5281 | 254 | 83460.8145 | 1754.4315 | 1754.4315 | 20875 | 104335.8145 | 104335.8145 | 0 | 0 | 0 | 27175.0024 | 56285.8121 | 0 | 0 | 0 | 0 | 0
2022-10-24 09:00 | 0.42425 | 0.26616 | 186065 | 76569.934 | 2846 | 126652.5554 | 15 | 27765.8805 | 2.7766 | 98886.6748 | 0 | 1352131.3166 | 254 | 83460.8145 | 1754.4315 | 1754.4315 | 20875 | 104335.8145 | 104335.8145 | 0 | 0 | 0 | 55694.934 | 27765.8805 | 0 | 0 | 0 | 0 | 0
2022-10-24 10:00 | 0.51628 | 0.18768 | 186065 | 93179.7891 | 2846 | 89307.7532 | 15 | 11156.0255 | 1.1156 | 78151.7278 | 0 | 1451017.9915 | 254 | 83460.8145 | 1754.4315 | 1754.4315 | 20875 | 104335.8145 | 104335.8145 | 0 | 0 | 0 | 83460.8145 | 0 | 0 | 0 | 0 | 0 | 0
2022-10-24 11:00 | 0.59915 | 0.31862 | 186065 | 108136.4194 | 2846 | 151615.7093 | 15 | 0 | 0 | 151615.7093 | 0 | 1529169.7192 | 254 | 83460.8145 | 1754.4315 | 1754.4315 | 20875 | 104335.8145 | 104335.8145 | 0 | 0 | 0 | 83460.8145 | 0 | 0 | 0 | 0 | 0 | 0
2022-10-24 12:00 | 0.61242 | 0.32674 | 186065 | 110531.4295 | 2846 | 155479.6211 | 15 | 0 | 0 | 155479.6211 | 0 | 1680785.4286 | 254 | 83460.8145 | 1754.4315 | 1754.4315 | 20875 | 104335.8145 | 104335.8145 | 0 | 0 | 0 | 83460.8145 | 0 | 0 | 0 | 0 | 0 | 0
2022-10-24 13:00 | 0.57035 | 0.31662 | 186065 | 102938.5076 | 2846 | 150664.0069 | 15 | 1397.3069 | 0.13973 | 149266.7 | 0 | 1836265.0497 | 254 | 83460.8145 | 1754.4315 | 1754.4315 | 20875 | 104335.8145 | 104335.8145 | 0 | 0 | 0 | 82063.5076 | 1397.3069 | 0 | 0 | 0 | 0 | 0
2022-10-24 14:00 | 0.43562 | 0.26947 | 186065 | 78622.0262 | 2846 | 128227.6229 | 15 | 25713.7883 | 2.5714 | 102513.8346 | 0 | 1985531.7497 | 254 | 83460.8145 | 1754.4315 | 1754.4315 | 20875 | 104335.8145 | 104335.8145 | 0 | 0 | 0 | 78622.0262 | 4838.7883 | 0 | 0 | 0 | 0 | 0
2022-10-24 15:00 | 0.28738 | 0.19157 | 186065 | 51867.2189 | 2846 | 91158.8144 | 15 | 52468.5956 | 5.2469 | 38690.2188 | 0 | 2088045.5842 | 254 | 83460.8145 | 1754.4315 | 1754.4315 | 20875 | 104335.8145 | 104335.8145 | 0 | 0 | 0 | 51867.2189 | 31593.5956 | 0 | 0 | 0 | 0 | 0
2022-10-24 16:00 | 0.13388 | 0.07753 | 186065 | 24163.0707 | 2846 | 36892.7435 | 15 | 80172.7438 | 8.0173 | 0 | 43280.0002 | 2126735.803 | 254 | 83460.8145 | 1754.4315 | 1754.4315 | 20875 | 104335.8145 | 104335.8145 | 0 | 0 | 0 | 3288.0707 | 80172.7438 | 0 | 0 | 0 | 0 | 0
2022-10-24 17:00 | 0.01465 | 0.00116 | 186065 | 2644.0767 | 2846 | 551.9874 | 15 | 101691.7378 | 10.1692 | 0 | 101139.7504 | 2083455.8028 | 254 | 83460.8145 | 1754.4315 | 1754.4315 | 20875 | 104335.8145 | 104335.8145 | 0 | 0 | 0 | 0 | 83460.8145 | 0 | 0 | 0 | 0 | 0
2022-10-24 18:00 | 0 | 0 | 186065 | 0 | 2846 | 0 | 15 | 104335.8145 | 10.4336 | 0 | 104335.8145 | 1982316.0523 | 254 | 83460.8145 | 1754.4315 | 1754.4315 | 20875 | 104335.8145 | 104335.8145 | 0 | 0 | 0 | 0 | 83460.8145 | 0 | 0 | 0 | 0 | 0
2022-10-24 19:00 | 0 | 0 | 186065 | 0 | 2846 | 0 | 15 | 104335.8145 | 10.4336 | 0 | 104335.8145 | 1877980.2378 | 254 | 83460.8145 | 1754.4315 | 1754.4315 | 20875 | 104335.8145 | 104335.8145 | 0 | 0 | 0 | 0 | 83460.8145 | 0 | 0 | 0 | 0 | 0
2022-10-24 20:00 | 0 | 0 | 186065 | 0 | 2846 | 0 | 15 | 104335.8145 | 10.4336 | 0 | 104335.8145 | 1773644.4233 | 254 | 83460.8145 | 1754.4315 | 1754.4315 | 20875 | 104335.8145 | 104335.8145 | 0 | 0 | 0 | 0 | 83460.8145 | 0 | 0 | 0 | 0 | 0
2022-10-24 21:00 | 0 | 0 | 186065 | 0 | 2846 | 0 | 15 | 104335.8145 | 10.4336 | 0 | 104335.8145 | 1669308.6088 | 254 | 83460.8145 | 1754.4315 | 1754.4315 | 20875 | 104335.8145 | 104335.8145 | 0 | 0 | 0 | 0 | 83460.8145 | 0 | 0 | 0 | 0 | 0
2022-10-24 22:00 | 0 | 0 | 186065 | 0 | 2846 | 0 | 15 | 104335.8145 | 10.4336 | 0 | 104335.8145 | 1564972.7943 | 254 | 83460.8145 | 1754.4315 | 1754.4315 | 20875 | 104335.8145 | 104335.8145 | 0 | 0 | 0 | 0 | 83460.8145 | 0 | 0 | 0 | 0 | 0
2022-10-24 23:00 | 0 | 0 | 186065 | 0 | 2846 | 0 | 15 | 104335.8145 | 10.4336 | 0 | 104335.8145 | 1460636.9798 | 254 | 83460.8145 | 1754.4315 | 1754.4315 | 20875 | 104335.8145 | 104335.8145 | 0 | 0 | 0 | 0 | 83460.8145 | 0 | 0 | 0 | 0 | 0
2022-10-25 | 0 | 0 | 186065 | 0 | 2846 | 0 | 15 | 105335.8145 | 10.5336 | 0 | 105335.8145 | 1356301.1653 | 254 | 83460.8145 | 1754.4315 | 1754.4315 | 21875 | 105335.8145 | 105335.8145 | 0 | 0 | 0 | 0 | 83460.8145 | 0 | 0 | 0 | 0 | 0
2022-10-25 01:00 | 0 | 0 | 186065 | 0 | 2846 | 0 | 15 | 105335.8145 | 10.5336 | 0 | 105335.8145 | 1250965.3508 | 254 | 83460.8145 | 1754.4315 | 1754.4315 | 21875 | 105335.8145 | 105335.8145 | 0 | 0 | 0 | 0 | 83460.8145 | 0 | 0 | 0 | 0 | 0
2022-10-25 02:00 | 0 | 0 | 186065 | 0 | 2846 | 0 | 15 | 105335.8145 | 10.5336 | 0 | 105335.8145 | 1145629.5363 | 254 | 83460.8145 | 1754.4315 | 1754.4315 | 21875 | 105335.8145 | 105335.8145 | 0 | 0 | 0 | 0 | 83460.8145 | 0 | 0 | 0 | 0 | 0
2022-10-25 03:00 | 0 | 0 | 186065 | 0 | 2846 | 0 | 15 | 105335.8145 | 10.5336 | 0 | 105335.8145 | 1040293.7217 | 254 | 83460.8145 | 1754.4315 | 1754.4315 | 21875 | 105335.8145 | 105335.8145 | 0 | 0 | 0 | 0 | 83460.8145 | 0 | 0 | 0 | 0 | 0
2022-10-25 04:00 | 0 | 0 | 186065 | 0 | 2846 | 0 | 15 | 105335.8145 | 10.5336 | 0 | 105335.8145 | 934957.9072 | 254 | 83460.8145 | 1754.4315 | 1754.4315 | 21875 | 105335.8145 | 105335.8145 | 0 | 0 | 0 | 0 | 83460.8145 | 0 | 0 | 0 | 0 | 0
2022-10-25 05:00 | 0 | 0 | 186065 | 0 | 2846 | 0 | 15 | 105335.8145 | 10.5336 | 0 | 105335.8145 | 829622.0927 | 254 | 83460.8145 | 1754.4315 | 1754.4315 | 21875 | 105335.8145 | 105335.8145 | 0 | 0 | 0 | 0 | 83460.8145 | 0 | 0 | 0 | 0 | 0
2022-10-25 06:00 | 0.00555 | 0.00061 | 186065 | 1001.6809 | 2846 | 290.2692 | 15 | 104334.1336 | 10.4334 | 0 | 104043.8644 | 724286.2782 | 254 | 83460.8145 | 1754.4315 | 1754.4315 | 21875 | 105335.8145 | 105335.8145 | 0 | 0 | 0 | 1001.6809 | 82459.1336 | 0 | 0 | 0 | 0 | 0
2022-10-25 07:00 | 0.10797 | 0.11447 | 186065 | 19486.7549 | 2846 | 54470.6869 | 15 | 85849.0596 | 8.5849 | 0 | 31378.3727 | 620242.4138 | 254 | 83460.8145 | 1754.4315 | 1754.4315 | 21875 | 105335.8145 | 105335.8145 | 0 | 0 | 0 | 19486.7549 | 63974.0596 | 0 | 0 | 0 | 0 | 0
2022-10-25 08:00 | 0.28838 | 0.31327 | 186065 | 52047.702 | 2846 | 149069.9054 | 15 | 53288.1126 | 5.3288 | 95781.7929 | 0 | 588864.0411 | 254 | 83460.8145 | 1754.4315 | 1754.4315 | 21875 | 105335.8145 | 105335.8145 | 0 | 0 | 0 | 52047.702 | 31413.1126 | 0 | 0 | 0 | 0 | 0
2022-10-25 09:00 | 0.47398 | 0.49267 | 186065 | 85545.356 | 2846 | 234437.6107 | 15 | 19790.4585 | 1.979 | 214647.1522 | 0 | 684645.834 | 254 | 83460.8145 | 1754.4315 | 1754.4315 | 21875 | 105335.8145 | 105335.8145 | 0 | 0 | 0 | 63670.356 | 19790.4585 | 0 | 0 | 0 | 0 | 0
2022-10-25 10:00 | 0.6217 | 0.59527 | 186065 | 112206.3122 | 2846 | 283259.9438 | 15 | 0 | 0 | 283259.9438 | 0 | 899292.9862 | 254 | 83460.8145 | 1754.4315 | 1754.4315 | 21875 | 105335.8145 | 105335.8145 | 0 | 0 | 0 | 83460.8145 | 0 | 0 | 0 | 0 | 0 | 0
2022-10-25 11:00 | 0.67317 | 0.55559 | 186065 | 121495.7748 | 2846 | 264378.1682 | 15 | 0 | 0 | 264378.1682 | 0 | 1182552.93 | 254 | 83460.8145 | 1754.4315 | 1754.4315 | 21875 | 105335.8145 | 105335.8145 | 0 | 0 | 0 | 83460.8145 | 0 | 0 | 0 | 0 | 0 | 0
2022-10-25 12:00 | 0.70215 | 0.60648 | 186065 | 126726.1736 | 2846 | 288594.2358 | 15 | 0 | 0 | 288594.2358 | 0 | 1446931.0982 | 254 | 83460.8145 | 1754.4315 | 1754.4315 | 21875 | 105335.8145 | 105335.8145 | 0 | 0 | 0 | 83460.8145 | 0 | 0 | 0 | 0 | 0 | 0
2022-10-25 13:00 | 0.62365 | 0.54367 | 186065 | 112558.2541 | 2846 | 258706.0219 | 15 | 0 | 0 | 258706.0219 | 0 | 1735525.334 | 254 | 83460.8145 | 1754.4315 | 1754.4315 | 21875 | 105335.8145 | 105335.8145 | 0 | 0 | 0 | 83460.8145 | 0 | 0 | 0 | 0 | 0 | 0
2022-10-25 14:00 | 0.49685 | 0.46201 | 186065 | 89673.0034 | 2846 | 219848.0129 | 15 | 15662.8111 | 1.5663 | 204185.2018 | 0 | 1994231.3559 | 254 | 83460.8145 | 1754.4315 | 1754.4315 | 21875 | 105335.8145 | 105335.8145 | 0 | 0 | 0 | 83460.8145 | 0 | 0 | 0 | 0 | 0 | 0
2022-10-25 15:00 | 0.32045 | 0.28186 | 186065 | 57835.7934 | 2846 | 134123.4192 | 15 | 47500.0211 | 4.75 | 86623.3981 | 0 | 2198416.5577 | 254 | 83460.8145 | 1754.4315 | 1754.4315 | 21875 | 105335.8145 | 105335.8145 | 0 | 0 | 0 | 35960.7934 | 47500.0211 | 0 | 0 | 0 | 0 | 0
2022-10-25 16:00 | 0.1404 | 0.08838 | 186065 | 25339.8202 | 2846 | 42055.7291 | 15 | 79995.9943 | 7.9996 | 0 | 37940.2652 | 2285039.9558 | 254 | 83460.8145 | 1754.4315 | 1754.4315 | 21875 | 105335.8145 | 105335.8145 | 0 | 0 | 0 | 3464.8202 | 79995.9943 | 0 | 0 | 0 | 0 | 0
2022-10-25 17:00 | 0.01457 | 0 | 186065 | 2629.638 | 2846 | 0 | 15 | 102706.1765 | 10.2706 | 0 | 102706.1765 | 2247099.6906 | 254 | 83460.8145 | 1754.4315 | 1754.4315 | 21875 | 105335.8145 | 105335.8145 | 0 | 0 | 0 | 2629.638 | 80831.1765 | 0 | 0 | 0 | 0 | 0
2022-10-25 18:00 | 0 | 0 | 186065 | 0 | 2846 | 0 | 15 | 105335.8145 | 10.5336 | 0 | 105335.8145 | 2144393.5141 | 254 | 83460.8145 | 1754.4315 | 1754.4315 | 21875 | 105335.8145 | 105335.8145 | 0 | 0 | 0 | 0 | 83460.8145 | 0 | 0 | 0 | 0 | 0
2022-10-25 19:00 | 0 | 0 | 186065 | 0 | 2846 | 0 | 15 | 105335.8145 | 10.5336 | 0 | 105335.8145 | 2039057.6996 | 254 | 83460.8145 | 1754.4315 | 1754.4315 | 21875 | 105335.8145 | 105335.8145 | 0 | 0 | 0 | 0 | 83460.8145 | 0 | 0 | 0 | 0 | 0
2022-10-25 20:00 | 0 | 0 | 186065 | 0 | 2846 | 0 | 15 | 105335.8145 | 10.5336 | 0 | 105335.8145 | 1933721.8851 | 254 | 83460.8145 | 1754.4315 | 1754.4315 | 21875 | 105335.8145 | 105335.8145 | 0 | 0 | 0 | 0 | 83460.8145 | 0 | 0 | 0 | 0 | 0
2022-10-25 21:00 | 0 | 0 | 186065 | 0 | 2846 | 0 | 15 | 105335.8145 | 10.5336 | 0 | 105335.8145 | 1828386.0706 | 254 | 83460.8145 | 1754.4315 | 1754.4315 | 21875 | 105335.8145 | 105335.8145 | 0 | 0 | 0 | 0 | 83460.8145 | 0 | 0 | 0 | 0 | 0
2022-10-25 22:00 | 0 | 0 | 186065 | 0 | 2846 | 0 | 15 | 105335.8145 | 10.5336 | 0 | 105335.8145 | 1723050.2561 | 254 | 83460.8145 | 1754.4315 | 1754.4315 | 21875 | 105335.8145 | 105335.8145 | 0 | 0 | 0 | 0 | 83460.8145 | 0 | 0 | 0 | 0 | 0
2022-10-25 23:00 | 0 | 0 | 186065 | 0 | 2846 | 0 | 15 | 105335.8145 | 10.5336 | 0 | 105335.8145 | 1617714.4415 | 254 | 83460.8145 | 1754.4315 | 1754.4315 | 21875 | 105335.8145 | 105335.8145 | 0 | 0 | 0 | 0 | 83460.8145 | 0 | 0 | 0 | 0 | 0
2022-10-26 | 0 | 0 | 186065 | 0 | 2846 | 0 | 15 | 105752.4812 | 10.5752 | 0 | 105752.4812 | 1512378.627 | 254 | 83460.8145 | 1754.4315 | 1754.4315 | 22291.6667 | 105752.4812 | 105752.4812 | 0 | 0 | 0 | 0 | 83460.8145 | 0 | 0 | 0 | 0 | 0
2022-10-26 01:00 | 0 | 0 | 186065 | 0 | 2846 | 0 | 15 | 105752.4812 | 10.5752 | 0 | 105752.4812 | 1406626.1458 | 254 | 83460.8145 | 1754.4315 | 1754.4315 | 22291.6667 | 105752.4812 | 105752.4812 | 0 | 0 | 0 | 0 | 83460.8145 | 0 | 0 | 0 | 0 | 0
2022-10-26 02:00 | 0 | 0 | 186065 | 0 | 2846 | 0 | 15 | 105752.4812 | 10.5752 | 0 | 105752.4812 | 1300873.6647 | 254 | 83460.8145 | 1754.4315 | 1754.4315 | 22291.6667 | 105752.4812 | 105752.4812 | 0 | 0 | 0 | 0 | 83460.8145 | 0 | 0 | 0 | 0 | 0
2022-10-26 03:00 | 0 | 0 | 186065 | 0 | 2846 | 0 | 15 | 105752.4812 | 10.5752 | 0 | 105752.4812 | 1195121.1835 | 254 | 83460.8145 | 1754.4315 | 1754.4315 | 22291.6667 | 105752.4812 | 105752.4812 | 0 | 0 | 0 | 0 | 83460.8145 | 0 | 0 | 0 | 0 | 0
2022-10-26 04:00 | 0 | 0 | 186065 | 0 | 2846 | 0 | 15 | 105752.4812 | 10.5752 | 0 | 105752.4812 | 1089368.7023 | 254 | 83460.8145 | 1754.4315 | 1754.4315 | 22291.6667 | 105752.4812 | 105752.4812 | 0 | 0 | 0 | 0 | 83460.8145 | 0 | 0 | 0 | 0 | 0
2022-10-26 05:00 | 0 | 0 | 186065 | 0 | 2846 | 0 | 15 | 105752.4812 | 10.5752 | 0 | 105752.4812 | 983616.2211 | 254 | 83460.8145 | 1754.4315 | 1754.4315 | 22291.6667 | 105752.4812 | 105752.4812 | 0 | 0 | 0 | 0 | 83460.8145 | 0 | 0 | 0 | 0 | 0
2022-10-26 06:00 | 0.00338 | 0 | 186065 | 610.0327 | 2846 | 0 | 15 | 105142.4485 | 10.5142 | 0 | 105142.4485 | 877863.74 | 254 | 83460.8145 | 1754.4315 | 1754.4315 | 22291.6667 | 105752.4812 | 105752.4812 | 0 | 0 | 0 | 610.0327 | 82850.7818 | 0 | 0 | 0 | 0 | 0
2022-10-26 07:00 | 0.08047 | 0.01175 | 186065 | 14523.471 | 2846 | 5591.2516 | 15 | 91229.0101 | 9.1229 | 0 | 85637.7585 | 772721.2915 | 254 | 83460.8145 | 1754.4315 | 1754.4315 | 22291.6667 | 105752.4812 | 105752.4812 | 0 | 0 | 0 | 14523.471 | 68937.3435 | 0 | 0 | 0 | 0 | 0
2022-10-26 08:00 | 0.2193 | 0.04854 | 186065 | 39579.9329 | 2846 | 23097.8172 | 15 | 66172.5483 | 6.6173 | 0 | 43074.7311 | 687083.5329 | 254 | 83460.8145 | 1754.4315 | 1754.4315 | 22291.6667 | 105752.4812 | 105752.4812 | 0 | 0 | 0 | 39579.9329 | 43880.8816 | 0 | 0 | 0 | 0 | 0
2022-10-26 09:00 | 0.36655 | 0.20067 | 186065 | 66156.062 | 2846 | 95489.0603 | 15 | 39596.4192 | 3.9596 | 55892.6411 | 0 | 644008.8019 | 254 | 83460.8145 | 1754.4315 | 1754.4315 | 22291.6667 | 105752.4812 | 105752.4812 | 0 | 0 | 0 | 43864.3953 | 39596.4192 | 0 | 0 | 0 | 0 | 0
2022-10-26 10:00 | 0.4909 | 0.20658 | 186065 | 88599.1292 | 2846 | 98301.3409 | 15 | 17153.3519 | 1.7153 | 81147.989 | 0 | 699901.443 | 254 | 83460.8145 | 1754.4315 | 1754.4315 | 22291.6667 | 105752.4812 | 105752.4812 | 0 | 0 | 0 | 66307.4626 | 17153.3519 | 0 | 0 | 0 | 0 | 0
2022-10-26 11:00 | 0.56528 | 0.3857 | 186065 | 102023.4585 | 2846 | 183535.8078 | 15 | 3729.0227 | 0.3729 | 179806.7852 | 0 | 781049.4319 | 254 | 83460.8145 | 1754.4315 | 1754.4315 | 22291.6667 | 105752.4812 | 105752.4812 | 0 | 0 | 0 | 79731.7918 | 3729.0227 | 0 | 0 | 0 | 0 | 0
2022-10-26 12:00 | 0.58755 | 0.38782 | 186065 | 106042.816 | 2846 | 184544.6124 | 15 | 0 | 0 | 184544.6124 | 0 | 960856.2171 | 254 | 83460.8145 | 1754.4315 | 1754.4315 | 22291.6667 | 105752.4812 | 105752.4812 | 0 | 0 | 0 | 83460.8145 | 0 | 0 | 0 | 0 | 0 | 0
2022-10-26 13:00 | 0.59242 | 0.4267 | 186065 | 106921.7685 | 2846 | 203045.707 | 15 | 0 | 0 | 203045.707 | 0 | 1145400.8295 | 254 | 83460.8145 | 1754.4315 | 1754.4315 | 22291.6667 | 105752.4812 | 105752.4812 | 0 | 0 | 0 | 83460.8145 | 0 | 0 | 0 | 0 | 0 | 0
2022-10-26 14:00 | 0.42775 | 0.32758 | 186065 | 77201.6246 | 2846 | 155879.3361 | 15 | 28550.8565 | 2.8551 | 127328.4796 | 0 | 1348446.5365 | 254 | 83460.8145 | 1754.4315 | 1754.4315 | 22291.6667 | 105752.4812 | 105752.4812 | 0 | 0 | 0 | 54909.958 | 28550.8565 | 0 | 0 | 0 | 0 | 0
2022-10-26 15:00 | 0.27567 | 0.23327 | 186065 | 49753.7624 | 2846 | 111001.8094 | 15 | 55998.7188 | 5.5999 | 55003.0906 | 0 | 1475775.0161 | 254 | 83460.8145 | 1754.4315 | 1754.4315 | 22291.6667 | 105752.4812 | 105752.4812 | 0 | 0 | 0 | 49753.7624 | 33707.0521 | 0 | 0 | 0 | 0 | 0
2022-10-26 16:00 | 0.11988 | 0.08507 | 186065 | 21636.308 | 2846 | 40480.6616 | 15 | 84116.1731 | 8.4116 | 0 | 43635.5116 | 1530778.1067 | 254 | 83460.8145 | 1754.4315 | 1754.4315 | 22291.6667 | 105752.4812 | 105752.4812 | 0 | 0 | 0 | 21636.308 | 61824.5065 | 0 | 0 | 0 | 0 | 0
2022-10-26 17:00 | 0.0116 | 0.00043 | 186065 | 2093.6034 | 2846 | 204.616 | 15 | 103658.8778 | 10.3659 | 0 | 103454.2618 | 1487142.5952 | 254 | 83460.8145 | 1754.4315 | 1754.4315 | 22291.6667 | 105752.4812 | 105752.4812 | 0 | 0 | 0 | 0 | 83460.8145 | 0 | 0 | 0 | 0 | 0
2022-10-26 18:00 | 0 | 0 | 186065 | 0 | 2846 | 0 | 15 | 105752.4812 | 10.5752 | 0 | 105752.4812 | 1383688.3334 | 254 | 83460.8145 | 1754.4315 | 1754.4315 | 22291.6667 | 105752.4812 | 105752.4812 | 0 | 0 | 0 | 0 | 83460.8145 | 0 | 0 | 0 | 0 | 0
2022-10-26 19:00 | 0 | 0 | 186065 | 0 | 2846 | 0 | 15 | 105752.4812 | 10.5752 | 0 | 105752.4812 | 1277935.8522 | 254 | 83460.8145 | 1754.4315 | 1754.4315 | 22291.6667 | 105752.4812 | 105752.4812 | 0 | 0 | 0 | 0 | 83460.8145 | 0 | 0 | 0 | 0 | 0
2022-10-26 20:00 | 0 | 0 | 186065 | 0 | 2846 | 0 | 15 | 105752.4812 | 10.5752 | 0 | 105752.4812 | 1172183.371 | 254 | 83460.8145 | 1754.4315 | 1754.4315 | 22291.6667 | 105752.4812 | 105752.4812 | 0 | 0 | 0 | 0 | 83460.8145 | 0 | 0 | 0 | 0 | 0
2022-10-26 21:00 | 0 | 0 | 186065 | 0 | 2846 | 0 | 15 | 105752.4812 | 10.5752 | 0 | 105752.4812 | 1066430.8898 | 254 | 83460.8145 | 1754.4315 | 1754.4315 | 22291.6667 | 105752.4812 | 105752.4812 | 0 | 0 | 0 | 0 | 83460.8145 | 0 | 0 | 0 | 0 | 0
2022-10-26 22:00 | 0 | 0 | 186065 | 0 | 2846 | 0 | 15 | 105752.4812 | 10.5752 | 0 | 105752.4812 | 960678.4087 | 254 | 83460.8145 | 1754.4315 | 1754.4315 | 22291.6667 | 105752.4812 | 105752.4812 | 0 | 0 | 0 | 0 | 83460.8145 | 0 | 0 | 0 | 0 | 0
2022-10-26 23:00 | 0 | 0 | 186065 | 0 | 2846 | 0 | 15 | 105752.4812 | 10.5752 | 0 | 105752.4812 | 854925.9275 | 254 | 83460.8145 | 1754.4315 | 1754.4315 | 22291.6667 | 105752.4812 | 105752.4812 | 0 | 0 | 0 | 0 | 83460.8145 | 0 | 0 | 0 | 0 | 0
2022-10-27 | 0 | 0 | 186065 | 0 | 2846 | 0 | 15 | 102460.8145 | 10.2461 | 0 | 102460.8145 | 749173.4463 | 254 | 83460.8145 | 1754.4315 | 1754.4315 | 19000 | 102460.8145 | 102460.8145 | 0 | 0 | 0 | 0 | 83460.8145 | 0 | 0 | 0 | 0 | 0
2022-10-27 01:00 | 0 | 0 | 186065 | 0 | 2846 | 0 | 15 | 102460.8145 | 10.2461 | 0 | 102460.8145 | 646712.6318 | 254 | 83460.8145 | 1754.4315 | 1754.4315 | 19000 | 102460.8145 | 102460.8145 | 0 | 0 | 0 | 0 | 83460.8145 | 0 | 0 | 0 | 0 | 0
2022-10-27 02:00 | 0 | 0 | 186065 | 0 | 2846 | 0 | 15 | 102460.8145 | 10.2461 | 0 | 102460.8145 | 544251.8173 | 254 | 83460.8145 | 1754.4315 | 1754.4315 | 19000 | 102460.8145 | 102460.8145 | 0 | 0 | 0 | 0 | 83460.8145 | 0 | 0 | 0 | 0 | 0
2022-10-27 03:00 | 0 | 0 | 186065 | 0 | 2846 | 0 | 15 | 102460.8145 | 10.2461 | 0 | 102460.8145 | 441791.0028 | 254 | 83460.8145 | 1754.4315 | 1754.4315 | 19000 | 102460.8145 | 102460.8145 | 0 | 0 | 0 | 0 | 83460.8145 | 0 | 0 | 0 | 0 | 0
2022-10-27 04:00 | 0 | 0 | 186065 | 0 | 2846 | 0 | 15 | 102460.8145 | 10.2461 | 0 | 102460.8145 | 339330.1883 | 254 | 83460.8145 | 1754.4315 | 1754.4315 | 19000 | 102460.8145 | 102460.8145 | 0 | 0 | 0 | 0 | 83460.8145 | 0 | 0 | 0 | 0 | 0
2022-10-27 05:00 | 0 | 0 | 186065 | 0 | 2846 | 0 | 15 | 102460.8145 | 10.2461 | 0 | 102460.8145 | 236869.3737 | 254 | 83460.8145 | 1754.4315 | 1754.4315 | 19000 | 102460.8145 | 102460.8145 | 0 | 0 | 0 | 0 | 83460.8145 | 0 | 0 | 0 | 0 | 0
2022-10-27 06:00 | 0.0049 | 0 | 186065 | 884.3669 | 2846 | 0 | 15 | 101576.4476 | 10.1576 | 0 | 101576.4476 | 134408.5592 | 254 | 83460.8145 | 1754.4315 | 1754.4315 | 19000 | 102460.8145 | 102460.8145 | 0 | 0 | 0 | 884.3669 | 82576.4476 | 0 | 0 | 0 | 0 | 0
2022-10-27 07:00 | 0.1055 | 0.10631 | 186065 | 19040.9618 | 2846 | 50587.7411 | 15 | 83419.8527 | 8.342 | 0 | 32832.1117 | 32832.1117 | 254 | 83460.8145 | 1754.4315 | 1754.4315 | 19000 | 102460.8145 | 102460.8145 | 0 | 0 | 0 | 40.9618 | 83419.8527 | 0 | 0 | 0 | 0 | 0
2022-10-27 08:00 | 0.28852 | 0.32779 | 186065 | 52072.9696 | 2846 | 155979.2648 | 15 | 50387.8449 | 5.0388 | 0 | 0 | 0 | 254 | 83460.8145 | 1754.4315 | 1754.4315 | 19000 | 102460.8145 | 102460.8145 | 0 | 0 | 0 | 52072.9696 | 31387.8449 | 0 | 0 | 0 | 0 | 0
2022-10-27 09:00 | 0.4724 | 0.46501 | 186065 | 85260.1928 | 2846 | 221275.5665 | 15 | 17200.6217 | 1.7201 | 0 | 0 | 0 | 254 | 83460.8145 | 1754.4315 | 1754.4315 | 19000 | 102460.8145 | 102460.8145 | 0 | 0 | 0 | 83460.8145 | 0 | 0 | 0 | 0 | 0 | 0
2022-10-27 10:00 | 0.61512 | 0.56444 | 186065 | 111018.7337 | 2846 | 268589.4513 | 15 | 0 | 0 | 0 | 0 | 0 | 254 | 83460.8145 | 1754.4315 | 1754.4315 | 19000 | 102460.8145 | 102460.8145 | 0 | 0 | 0 | 83460.8145 | 0 | 0 | 0 | 0 | 0 | 0
2022-10-27 11:00 | 0.6971 | 0.62856 | 186065 | 125814.7342 | 2846 | 299101.0303 | 15 | 0 | 0 | 92062.8245 | 0 | 0 | 254 | 83460.8145 | 1754.4315 | 1754.4315 | 19000 | 102460.8145 | 102460.8145 | 0 | 0 | 0 | 83460.8145 | 0 | 0 | 0 | 0 | 0 | 0
2022-10-27 12:00 | 0.733 | 0.77208 | 186065 | 132294.0756 | 2846 | 367395.1945 | 15 | 0 | 0 | 367395.1945 | 0 | 92062.8245 | 254 | 83460.8145 | 1754.4315 | 1754.4315 | 19000 | 102460.8145 | 102460.8145 | 0 | 0 | 0 | 83460.8145 | 0 | 0 | 0 | 0 | 0 | 0
2022-10-27 13:00 | 0.67315 | 0.762 | 186065 | 121492.1651 | 2846 | 362598.6144 | 15 | 0 | 0 | 362598.6144 | 0 | 459458.019 | 254 | 83460.8145 | 1754.4315 | 1754.4315 | 19000 | 102460.8145 | 102460.8145 | 0 | 0 | 0 | 83460.8145 | 0 | 0 | 0 | 0 | 0 | 0
2022-10-27 14:00 | 0.54415 | 0.6829 | 186065 | 98209.8517 | 2846 | 324958.7845 | 15 | 4250.9629 | 0.4251 | 320707.8216 | 0 | 822056.6334 | 254 | 83460.8145 | 1754.4315 | 1754.4315 | 19000 | 102460.8145 | 102460.8145 | 0 | 0 | 0 | 83460.8145 | 0 | 0 | 0 | 0 | 0 | 0
2022-10-27 15:00 | 0.3642 | 0.55479 | 186065 | 65731.9268 | 2846 | 263997.4872 | 15 | 36728.8877 | 3.6729 | 227268.5995 | 0 | 1142764.4551 | 254 | 83460.8145 | 1754.4315 | 1754.4315 | 19000 | 102460.8145 | 102460.8145 | 0 | 0 | 0 | 65731.9268 | 17728.8877 | 0 | 0 | 0 | 0 | 0
2022-10-27 16:00 | 0.16143 | 0.3248 | 186065 | 29135.3788 | 2846 | 154556.4698 | 15 | 73325.4358 | 7.3325 | 81231.034 | 0 | 1370033.0546 | 254 | 83460.8145 | 1754.4315 | 1754.4315 | 19000 | 102460.8145 | 102460.8145 | 0 | 0 | 0 | 29135.3788 | 54325.4358 | 0 | 0 | 0 | 0 | 0
2022-10-27 17:00 | 0.01343 | 0.00662 | 186065 | 2423.8874 | 2846 | 3150.1349 | 15 | 100036.9272 | 10.0037 | 0 | 96886.7922 | 1451264.0886 | 254 | 83460.8145 | 1754.4315 | 1754.4315 | 19000 | 102460.8145 | 102460.8145 | 0 | 0 | 0 | 0 | 83460.8145 | 0 | 0 | 0 | 0 | 0
2022-10-27 18:00 | 0 | 0 | 186065 | 0 | 2846 | 0 | 15 | 102460.8145 | 10.2461 | 0 | 102460.8145 | 1354377.2964 | 254 | 83460.8145 | 1754.4315 | 1754.4315 | 19000 | 102460.8145 | 102460.8145 | 0 | 0 | 0 | 0 | 83460.8145 | 0 | 0 | 0 | 0 | 0
2022-10-27 19:00 | 0 | 0 | 186065 | 0 | 2846 | 0 | 15 | 102460.8145 | 10.2461 | 0 | 102460.8145 | 1251916.4819 | 254 | 83460.8145 | 1754.4315 | 1754.4315 | 19000 | 102460.8145 | 102460.8145 | 0 | 0 | 0 | 0 | 83460.8145 | 0 | 0 | 0 | 0 | 0
2022-10-27 20:00 | 0 | 0 | 186065 | 0 | 2846 | 0 | 15 | 102460.8145 | 10.2461 | 0 | 102460.8145 | 1149455.6674 | 254 | 83460.8145 | 1754.4315 | 1754.4315 | 19000 | 102460.8145 | 102460.8145 | 0 | 0 | 0 | 0 | 83460.8145 | 0 | 0 | 0 | 0 | 0
2022-10-27 21:00 | 0 | 0 | 186065 | 0 | 2846 | 0 | 15 | 102460.8145 | 10.2461 | 0 | 102460.8145 | 1046994.8529 | 254 | 83460.8145 | 1754.4315 | 1754.4315 | 19000 | 102460.8145 | 102460.8145 | 0 | 0 | 0 | 0 | 83460.8145 | 0 | 0 | 0 | 0 | 0
2022-10-27 22:00 | 0 | 0 | 186065 | 0 | 2846 | 0 | 15 | 102460.8145 | 10.2461 | 0 | 102460.8145 | 944534.0384 | 254 | 83460.8145 | 1754.4315 | 1754.4315 | 19000 | 102460.8145 | 102460.8145 | 0 | 0 | 0 | 0 | 83460.8145 | 0 | 0 | 0 | 0 | 0
2022-10-27 23:00 | 0 | 0 | 186065 | 0 | 2846 | 0 | 15 | 102460.8145 | 10.2461 | 0 | 102460.8145 | 842073.2238 | 254 | 83460.8145 | 1754.4315 | 1754.4315 | 19000 | 102460.8145 | 102460.8145 | 0 | 0 | 0 | 0 | 83460.8145 | 0 | 0 | 0 | 0 | 0
2022-10-28 | 0 | 0 | 186065 | 0 | 2846 | 0 | 15 | 105935.8145 | 10.5936 | 0 | 105935.8145 | 739612.4093 | 254 | 83460.8145 | 1754.4315 | 1754.4315 | 22475 | 105935.8145 | 105935.8145 | 0 | 0 | 0 | 0 | 83460.8145 | 0 | 0 | 0 | 0 | 0
2022-10-28 01:00 | 0 | 0 | 186065 | 0 | 2846 | 0 | 15 | 105935.8145 | 10.5936 | 0 | 105935.8145 | 633676.5948 | 254 | 83460.8145 | 1754.4315 | 1754.4315 | 22475 | 105935.8145 | 105935.8145 | 0 | 0 | 0 | 0 | 83460.8145 | 0 | 0 | 0 | 0 | 0
2022-10-28 02:00 | 0 | 0 | 186065 | 0 | 2846 | 0 | 15 | 105935.8145 | 10.5936 | 0 | 105935.8145 | 527740.7803 | 254 | 83460.8145 | 1754.4315 | 1754.4315 | 22475 | 105935.8145 | 105935.8145 | 0 | 0 | 0 | 0 | 83460.8145 | 0 | 0 | 0 | 0 | 0
2022-10-28 03:00 | 0 | 0 | 186065 | 0 | 2846 | 0 | 15 | 105935.8145 | 10.5936 | 0 | 105935.8145 | 421804.9658 | 254 | 83460.8145 | 1754.4315 | 1754.4315 | 22475 | 105935.8145 | 105935.8145 | 0 | 0 | 0 | 0 | 83460.8145 | 0 | 0 | 0 | 0 | 0
2022-10-28 04:00 | 0 | 0 | 186065 | 0 | 2846 | 0 | 15 | 105935.8145 | 10.5936 | 0 | 105935.8145 | 315869.1513 | 254 | 83460.8145 | 1754.4315 | 1754.4315 | 22475 | 105935.8145 | 105935.8145 | 0 | 0 | 0 | 0 | 83460.8145 | 0 | 0 | 0 | 0 | 0
2022-10-28 05:00 | 0 | 0 | 186065 | 0 | 2846 | 0 | 15 | 105935.8145 | 10.5936 | 0 | 105935.8145 | 209933.3368 | 254 | 83460.8145 | 1754.4315 | 1754.4315 | 22475 | 105935.8145 | 105935.8145 | 0 | 0 | 0 | 0 | 83460.8145 | 0 | 0 | 0 | 0 | 0
2022-10-28 06:00 | 0.00515 | 0.00212 | 186065 | 929.4877 | 2846 | 1008.8045 | 15 | 105006.3268 | 10.5006 | 0 | 103997.5223 | 103997.5223 | 254 | 83460.8145 | 1754.4315 | 1754.4315 | 22475 | 105935.8145 | 105935.8145 | 0 | 0 | 0 | 0 | 83460.8145 | 0 | 0 | 0 | 0 | 0
2022-10-28 07:00 | 0.12585 | 0.2884 | 186065 | 22713.7918 | 2846 | 137235.4861 | 15 | 83222.0227 | 8.3222 | 0 | 0 | 0 | 254 | 83460.8145 | 1754.4315 | 1754.4315 | 22475 | 105935.8145 | 105935.8145 | 0 | 0 | 0 | 22713.7918 | 60747.0227 | 0 | 0 | 0 | 0 | 0
2022-10-28 08:00 | 0.32992 | 0.55907 | 186065 | 59544.9679 | 2846 | 266034.1304 | 15 | 46390.8467 | 4.6391 | 0 | 0 | 0 | 254 | 83460.8145 | 1754.4315 | 1754.4315 | 22475 | 105935.8145 | 105935.8145 | 0 | 0 | 0 | 59544.9679 | 23915.8467 | 0 | 0 | 0 | 0 | 0
2022-10-28 09:00 | 0.51822 | 0.70663 | 186065 | 93529.9262 | 2846 | 336250.7335 | 15 | 12405.8883 | 1.2406 | 0 | 0 | 0 | 254 | 83460.8145 | 1754.4315 | 1754.4315 | 22475 | 105935.8145 | 105935.8145 | 0 | 0 | 0 | 71054.9262 | 12405.8883 | 0 | 0 | 0 | 0 | 0
2022-10-28 10:00 | 0.6583 | 0.78327 | 186065 | 118811.9918 | 2846 | 372719.9694 | 15 | 0 | 0 | 0 | 0 | 0 | 254 | 83460.8145 | 1754.4315 | 1754.4315 | 22475 | 105935.8145 | 105935.8145 | 0 | 0 | 0 | 83460.8145 | 0 | 0 | 0 | 0 | 0 | 0
2022-10-28 11:00 | 0.73528 | 0.82047 | 186065 | 132705.577 | 2846 | 390421.6341 | 15 | 0 | 0 | 282140.4118 | 0 | 0 | 254 | 83460.8145 | 1754.4315 | 1754.4315 | 22475 | 105935.8145 | 105935.8145 | 0 | 0 | 0 | 83460.8145 | 0 | 0 | 0 | 0 | 0 | 0
2022-10-28 12:00 | 0.72347 | 0.71384 | 186065 | 130574.0722 | 2846 | 339681.6206 | 15 | 0 | 0 | 339681.6206 | 0 | 282140.4118 | 254 | 83460.8145 | 1754.4315 | 1754.4315 | 22475 | 105935.8145 | 105935.8145 | 0 | 0 | 0 | 83460.8145 | 0 | 0 | 0 | 0 | 0 | 0
2022-10-28 13:00 | 0.6606 | 0.69114 | 186065 | 119227.1028 | 2846 | 328879.7984 | 15 | 0 | 0 | 328879.7984 | 0 | 621822.0324 | 254 | 83460.8145 | 1754.4315 | 1754.4315 | 22475 | 105935.8145 | 105935.8145 | 0 | 0 | 0 | 83460.8145 | 0 | 0 | 0 | 0 | 0 | 0
2022-10-28 14:00 | 0.52897 | 0.60642 | 186065 | 95470.119 | 2846 | 288565.6847 | 15 | 10465.6956 | 1.0466 | 278099.9892 | 0 | 950701.8308 | 254 | 83460.8145 | 1754.4315 | 1754.4315 | 22475 | 105935.8145 | 105935.8145 | 0 | 0 | 0 | 72995.119 | 10465.6956 | 0 | 0 | 0 | 0 | 0
2022-10-28 15:00 | 0.34838 | 0.48572 | 186065 | 62876.685 | 2846 | 231130.4449 | 15 | 43059.1296 | 4.3059 | 188071.3153 | 0 | 1228801.82 | 254 | 83460.8145 | 1754.4315 | 1754.4315 | 22475 | 105935.8145 | 105935.8145 | 0 | 0 | 0 | 40401.685 | 43059.1296 | 0 | 0 | 0 | 0 | 0
2022-10-28 16:00 | 0.15102 | 0.25154 | 186065 | 27256.5502 | 2846 | 119695.6108 | 15 | 78679.2643 | 7.8679 | 41016.3465 | 0 | 1416873.1353 | 254 | 83460.8145 | 1754.4315 | 1754.4315 | 22475 | 105935.8145 | 105935.8145 | 0 | 0 | 0 | 4781.5502 | 78679.2643 | 0 | 0 | 0 | 0 | 0
2022-10-28 17:00 | 0.01238 | 0.00329 | 186065 | 2234.3802 | 2846 | 1565.5504 | 15 | 103701.4344 | 10.3701 | 0 | 102135.8839 | 1457889.4818 | 254 | 83460.8145 | 1754.4315 | 1754.4315 | 22475 | 105935.8145 | 105935.8145 | 0 | 0 | 0 | 2234.3802 | 81226.4344 | 0 | 0 | 0 | 0 | 0
2022-10-28 18:00 | 0 | 0 | 186065 | 0 | 2846 | 0 | 15 | 105935.8145 | 10.5936 | 0 | 105935.8145 | 1355753.5979 | 254 | 83460.8145 | 1754.4315 | 1754.4315 | 22475 | 105935.8145 | 105935.8145 | 0 | 0 | 0 | 0 | 83460.8145 | 0 | 0 | 0 | 0 | 0
2022-10-28 19:00 | 0 | 0 | 186065 | 0 | 2846 | 0 | 15 | 105935.8145 | 10.5936 | 0 | 105935.8145 | 1249817.7834 | 254 | 83460.8145 | 1754.4315 | 1754.4315 | 22475 | 105935.8145 | 105935.8145 | 0 | 0 | 0 | 0 | 83460.8145 | 0 | 0 | 0 | 0 | 0
2022-10-28 20:00 | 0 | 0 | 186065 | 0 | 2846 | 0 | 15 | 105935.8145 | 10.5936 | 0 | 105935.8145 | 1143881.9689 | 254 | 83460.8145 | 1754.4315 | 1754.4315 | 22475 | 105935.8145 | 105935.8145 | 0 | 0 | 0 | 0 | 83460.8145 | 0 | 0 | 0 | 0 | 0
2022-10-28 21:00 | 0 | 0 | 186065 | 0 | 2846 | 0 | 15 | 105935.8145 | 10.5936 | 0 | 105935.8145 | 1037946.1544 | 254 | 83460.8145 | 1754.4315 | 1754.4315 | 22475 | 105935.8145 | 105935.8145 | 0 | 0 | 0 | 0 | 83460.8145 | 0 | 0 | 0 | 0 | 0
2022-10-28 22:00 | 0 | 0 | 186065 | 0 | 2846 | 0 | 15 | 105935.8145 | 10.5936 | 0 | 105935.8145 | 932010.3399 | 254 | 83460.8145 | 1754.4315 | 1754.4315 | 22475 | 105935.8145 | 105935.8145 | 0 | 0 | 0 | 0 | 83460.8145 | 0 | 0 | 0 | 0 | 0
2022-10-28 23:00 | 0 | 0 | 186065 | 0 | 2846 | 0 | 15 | 105935.8145 | 10.5936 | 0 | 105935.8145 | 826074.5254 | 254 | 83460.8145 | 1754.4315 | 1754.4315 | 22475 | 105935.8145 | 105935.8145 | 0 | 0 | 0 | 0 | 83460.8145 | 0 | 0 | 0 | 0 | 0
2022-10-29 | 0 | 0 | 186065 | 0 | 2846 | 0 | 15 | 102519.1478 | 10.2519 | 0 | 102519.1478 | 720138.7108 | 254 | 83460.8145 | 1754.4315 | 1754.4315 | 19058.3333 | 102519.1478 | 102519.1478 | 0 | 0 | 0 | 0 | 83460.8145 | 0 | 0 | 0 | 0 | 0
2022-10-29 01:00 | 0 | 0 | 186065 | 0 | 2846 | 0 | 15 | 102519.1478 | 10.2519 | 0 | 102519.1478 | 617619.563 | 254 | 83460.8145 | 1754.4315 | 1754.4315 | 19058.3333 | 102519.1478 | 102519.1478 | 0 | 0 | 0 | 0 | 83460.8145 | 0 | 0 | 0 | 0 | 0
2022-10-29 02:00 | 0 | 0 | 186065 | 0 | 2846 | 0 | 15 | 102519.1478 | 10.2519 | 0 | 102519.1478 | 515100.4151 | 254 | 83460.8145 | 1754.4315 | 1754.4315 | 19058.3333 | 102519.1478 | 102519.1478 | 0 | 0 | 0 | 0 | 83460.8145 | 0 | 0 | 0 | 0 | 0
2022-10-29 03:00 | 0 | 0 | 186065 | 0 | 2846 | 0 | 15 | 102519.1478 | 10.2519 | 0 | 102519.1478 | 412581.2673 | 254 | 83460.8145 | 1754.4315 | 1754.4315 | 19058.3333 | 102519.1478 | 102519.1478 | 0 | 0 | 0 | 0 | 83460.8145 | 0 | 0 | 0 | 0 | 0
2022-10-29 04:00 | 0 | 0 | 186065 | 0 | 2846 | 0 | 15 | 102519.1478 | 10.2519 | 0 | 102519.1478 | 310062.1195 | 254 | 83460.8145 | 1754.4315 | 1754.4315 | 19058.3333 | 102519.1478 | 102519.1478 | 0 | 0 | 0 | 0 | 83460.8145 | 0 | 0 | 0 | 0 | 0
2022-10-29 05:00 | 0 | 0 | 186065 | 0 | 2846 | 0 | 15 | 102519.1478 | 10.2519 | 0 | 102519.1478 | 207542.9716 | 254 | 83460.8145 | 1754.4315 | 1754.4315 | 19058.3333 | 102519.1478 | 102519.1478 | 0 | 0 | 0 | 0 | 83460.8145 | 0 | 0 | 0 | 0 | 0
2022-10-29 06:00 | 0.0047 | 0.00068 | 186065 | 848.2703 | 2846 | 323.5788 | 15 | 101670.8775 | 10.1671 | 0 | 101347.2987 | 105023.8238 | 254 | 83460.8145 | 1754.4315 | 1754.4315 | 19058.3333 | 102519.1478 | 102519.1478 | 0 | 0 | 0 | 848.2703 | 82612.5442 | 0 | 0 | 0 | 0 | 0
2022-10-29 07:00 | 0.11057 | 0.16578 | 186065 | 19956.0108 | 2846 | 78886.6119 | 15 | 82563.137 | 8.2563 | 0 | 3676.5251 | 3676.5251 | 254 | 83460.8145 | 1754.4315 | 1754.4315 | 19058.3333 | 102519.1478 | 102519.1478 | 0 | 0 | 0 | 897.6775 | 82563.137 | 0 | 0 | 0 | 0 | 0
2022-10-29 08:00 | 0.30058 | 0.42379 | 186065 | 54249.5952 | 2846 | 201660.98 | 15 | 48269.5527 | 4.827 | 32300.746 | 0 | 0 | 254 | 83460.8145 | 1754.4315 | 1754.4315 | 19058.3333 | 102519.1478 | 102519.1478 | 0 | 0 | 0 | 54249.5952 | 29211.2193 | 0 | 0 | 0 | 0 | 0
2022-10-29 09:00 | 0.48533 | 0.55846 | 186065 | 87593.8387 | 2846 | 265743.8612 | 15 | 14925.3092 | 1.4925 | 250818.552 | 0 | 32300.746 | 254 | 83460.8145 | 1754.4315 | 1754.4315 | 19058.3333 | 102519.1478 | 102519.1478 | 0 | 0 | 0 | 68535.5053 | 14925.3092 | 0 | 0 | 0 | 0 | 0
2022-10-29 10:00 | 0.58665 | 0.56108 | 186065 | 105880.3813 | 2846 | 266990.5913 | 15 | 0 | 0 | 266990.5913 | 0 | 283119.2979 | 254 | 83460.8145 | 1754.4315 | 1754.4315 | 19058.3333 | 102519.1478 | 102519.1478 | 0 | 0 | 0 | 83460.8145 | 0 | 0 | 0 | 0 | 0 | 0
2022-10-29 11:00 | 0.66258 | 0.57428 | 186065 | 119584.4593 | 2846 | 273271.8271 | 15 | 0 | 0 | 273271.8271 | 0 | 550109.8892 | 254 | 83460.8145 | 1754.4315 | 1754.4315 | 19058.3333 | 102519.1478 | 102519.1478 | 0 | 0 | 0 | 83460.8145 | 0 | 0 | 0 | 0 | 0 | 0
2022-10-29 12:00 | 0.68962 | 0.60509 | 186065 | 124464.7209 | 2846 | 287932.8026 | 15 | 0 | 0 | 287932.8026 | 0 | 823381.7164 | 254 | 83460.8145 | 1754.4315 | 1754.4315 | 19058.3333 | 102519.1478 | 102519.1478 | 0 | 0 | 0 | 83460.8145 | 0 | 0 | 0 | 0 | 0 | 0
2022-10-29 13:00 | 0.62972 | 0.62843 | 186065 | 113653.7862 | 2846 | 299039.1696 | 15 | 0 | 0 | 299039.1696 | 0 | 1111314.519 | 254 | 83460.8145 | 1754.4315 | 1754.4315 | 19058.3333 | 102519.1478 | 102519.1478 | 0 | 0 | 0 | 83460.8145 | 0 | 0 | 0 | 0 | 0 | 0
2022-10-29 14:00 | 0.49492 | 0.51786 | 186065 | 89324.6711 | 2846 | 246424.3024 | 15 | 13194.4767 | 1.3194 | 233229.8257 | 0 | 1410353.6886 | 254 | 83460.8145 | 1754.4315 | 1754.4315 | 19058.3333 | 102519.1478 | 102519.1478 | 0 | 0 | 0 | 83460.8145 | 0 | 0 | 0 | 0 | 0 | 0
2022-10-29 15:00 | 0.31695 | 0.37429 | 186065 | 57204.1027 | 2846 | 178106.3456 | 15 | 45315.0451 | 4.5315 | 132791.3005 | 0 | 1643583.5143 | 254 | 83460.8145 | 1754.4315 | 1754.4315 | 19058.3333 | 102519.1478 | 102519.1478 | 0 | 0 | 0 | 57204.1027 | 26256.7118 | 0 | 0 | 0 | 0 | 0
2022-10-29 16:00 | 0.13348 | 0.16566 | 186065 | 24090.8775 | 2846 | 78829.5098 | 15 | 78428.2703 | 7.8428 | 401.2395 | 0 | 1776374.8148 | 254 | 83460.8145 | 1754.4315 | 1754.4315 | 19058.3333 | 102519.1478 | 102519.1478 | 0 | 0 | 0 | 24090.8775 | 59369.937 | 0 | 0 | 0 | 0 | 0
2022-10-29 17:00 | 0.0107 | 0.00074 | 186065 | 1931.1686 | 2846 | 352.1299 | 15 | 100587.9792 | 10.0588 | 0 | 100235.8493 | 1776776.0542 | 254 | 83460.8145 | 1754.4315 | 1754.4315 | 19058.3333 | 102519.1478 | 102519.1478 | 0 | 0 | 0 | 1931.1686 | 81529.6459 | 0 | 0 | 0 | 0 | 0
2022-10-29 18:00 | 0 | 0 | 186065 | 0 | 2846 | 0 | 15 | 102519.1478 | 10.2519 | 0 | 102519.1478 | 1676540.2049 | 254 | 83460.8145 | 1754.4315 | 1754.4315 | 19058.3333 | 102519.1478 | 102519.1478 | 0 | 0 | 0 | 0 | 83460.8145 | 0 | 0 | 0 | 0 | 0
2022-10-29 19:00 | 0 | 0 | 186065 | 0 | 2846 | 0 | 15 | 102519.1478 | 10.2519 | 0 | 102519.1478 | 1574021.0571 | 254 | 83460.8145 | 1754.4315 | 1754.4315 | 19058.3333 | 102519.1478 | 102519.1478 | 0 | 0 | 0 | 0 | 83460.8145 | 0 | 0 | 0 | 0 | 0
2022-10-29 20:00 | 0 | 0 | 186065 | 0 | 2846 | 0 | 15 | 102519.1478 | 10.2519 | 0 | 102519.1478 | 1471501.9092 | 254 | 83460.8145 | 1754.4315 | 1754.4315 | 19058.3333 | 102519.1478 | 102519.1478 | 0 | 0 | 0 | 0 | 83460.8145 | 0 | 0 | 0 | 0 | 0
2022-10-29 21:00 | 0 | 0 | 186065 | 0 | 2846 | 0 | 15 | 102519.1478 | 10.2519 | 0 | 102519.1478 | 1368982.7614 | 254 | 83460.8145 | 1754.4315 | 1754.4315 | 19058.3333 | 102519.1478 | 102519.1478 | 0 | 0 | 0 | 0 | 83460.8145 | 0 | 0 | 0 | 0 | 0
2022-10-29 22:00 | 0 | 0 | 186065 | 0 | 2846 | 0 | 15 | 102519.1478 | 10.2519 | 0 | 102519.1478 | 1266463.6135 | 254 | 83460.8145 | 1754.4315 | 1754.4315 | 19058.3333 | 102519.1478 | 102519.1478 | 0 | 0 | 0 | 0 | 83460.8145 | 0 | 0 | 0 | 0 | 0
2022-10-29 23:00 | 0 | 0 | 186065 | 0 | 2846 | 0 | 15 | 102519.1478 | 10.2519 | 0 | 102519.1478 | 1163944.4657 | 254 | 83460.8145 | 1754.4315 | 1754.4315 | 19058.3333 | 102519.1478 | 102519.1478 | 0 | 0 | 0 | 0 | 83460.8145 | 0 | 0 | 0 | 0 | 0
2022-10-30 | 0 | 0 | 186065 | 0 | 2846 | 0 | 15 | 105677.4812 | 10.5677 | 0 | 105677.4812 | 1061425.3178 | 254 | 83460.8145 | 1754.4315 | 1754.4315 | 22216.6667 | 105677.4812 | 105677.4812 | 0 | 0 | 0 | 0 | 83460.8145 | 0 | 0 | 0 | 0 | 0
2022-10-30 01:00 | 0 | 0 | 186065 | 0 | 2846 | 0 | 15 | 105677.4812 | 10.5677 | 0 | 105677.4812 | 955747.8367 | 254 | 83460.8145 | 1754.4315 | 1754.4315 | 22216.6667 | 105677.4812 | 105677.4812 | 0 | 0 | 0 | 0 | 83460.8145 | 0 | 0 | 0 | 0 | 0
2022-10-30 02:00 | 0 | 0 | 186065 | 0 | 2846 | 0 | 15 | 105677.4812 | 10.5677 | 0 | 105677.4812 | 850070.3555 | 254 | 83460.8145 | 1754.4315 | 1754.4315 | 22216.6667 | 105677.4812 | 105677.4812 | 0 | 0 | 0 | 0 | 83460.8145 | 0 | 0 | 0 | 0 | 0
2022-10-30 03:00 | 0 | 0 | 186065 | 0 | 2846 | 0 | 15 | 105677.4812 | 10.5677 | 0 | 105677.4812 | 744392.8743 | 254 | 83460.8145 | 1754.4315 | 1754.4315 | 22216.6667 | 105677.4812 | 105677.4812 | 0 | 0 | 0 | 0 | 83460.8145 | 0 | 0 | 0 | 0 | 0
2022-10-30 04:00 | 0 | 0 | 186065 | 0 | 2846 | 0 | 15 | 105677.4812 | 10.5677 | 0 | 105677.4812 | 638715.3931 | 254 | 83460.8145 | 1754.4315 | 1754.4315 | 22216.6667 | 105677.4812 | 105677.4812 | 0 | 0 | 0 | 0 | 83460.8145 | 0 | 0 | 0 | 0 | 0
2022-10-30 05:00 | 0 | 0 | 186065 | 0 | 2846 | 0 | 15 | 105677.4812 | 10.5677 | 0 | 105677.4812 | 533037.9119 | 254 | 83460.8145 | 1754.4315 | 1754.4315 | 22216.6667 | 105677.4812 | 105677.4812 | 0 | 0 | 0 | 0 | 83460.8145 | 0 | 0 | 0 | 0 | 0
2022-10-30 06:00 | 0.00345 | 0 | 186065 | 622.6665 | 2846 | 0 | 15 | 105054.8147 | 10.5055 | 0 | 105054.8147 | 427360.4308 | 254 | 83460.8145 | 1754.4315 | 1754.4315 | 22216.6667 | 105677.4812 | 105677.4812 | 0 | 0 | 0 | 0 | 83460.8145 | 0 | 0 | 0 | 0 | 0
2022-10-30 07:00 | 0.08905 | 0.07095 | 186065 | 16072.0156 | 2846 | 33761.6426 | 15 | 89605.4656 | 8.9605 | 0 | 55843.8229 | 322305.6161 | 254 | 83460.8145 | 1754.4315 | 1754.4315 | 22216.6667 | 105677.4812 | 105677.4812 | 0 | 0 | 0 | 16072.0156 | 67388.7989 | 0 | 0 | 0 | 0 | 0
2022-10-30 08:00 | 0.24273 | 0.22516 | 186065 | 43808.6507 | 2846 | 107142.6562 | 15 | 61868.8305 | 6.1869 | 45273.8257 | 0 | 266461.7932 | 254 | 83460.8145 | 1754.4315 | 1754.4315 | 22216.6667 | 105677.4812 | 105677.4812 | 0 | 0 | 0 | 21591.9841 | 61868.8305 | 0 | 0 | 0 | 0 | 0
2022-10-30 09:00 | 0.4052 | 0.36491 | 186065 | 73131.7319 | 2846 | 173642.8614 | 15 | 32545.7493 | 3.2546 | 141097.1121 | 0 | 311735.6189 | 254 | 83460.8145 | 1754.4315 | 1754.4315 | 22216.6667 | 105677.4812 | 105677.4812 | 0 | 0 | 0 | 73131.7319 | 10329.0827 | 0 | 0 | 0 | 0 | 0
2022-10-30 10:00 | 0.54275 | 0.45093 | 186065 | 97957.1754 | 2846 | 214575.5816 | 15 | 7720.3058 | 0.77203 | 206855.2758 | 0 | 452832.731 | 254 | 83460.8145 | 1754.4315 | 1754.4315 | 22216.6667 | 105677.4812 | 105677.4812 | 0 | 0 | 0 | 75740.5087 | 7720.3058 | 0 | 0 | 0 | 0 | 0
2022-10-30 11:00 | 0.61683 | 0.43033 | 186065 | 111327.3597 | 2846 | 204773.0469 | 15 | 0 | 0 | 204773.0469 | 0 | 659688.0068 | 254 | 83460.8145 | 1754.4315 | 1754.4315 | 22216.6667 | 105677.4812 | 105677.4812 | 0 | 0 | 0 | 83460.8145 | 0 | 0 | 0 | 0 | 0 | 0
2022-10-30 12:00 | 0.5899 | 0.38851 | 186065 | 106466.9512 | 2846 | 184872.9497 | 15 | 0 | 0 | 184872.9497 | 0 | 864461.0537 | 254 | 83460.8145 | 1754.4315 | 1754.4315 | 22216.6667 | 105677.4812 | 105677.4812 | 0 | 0 | 0 | 83460.8145 | 0 | 0 | 0 | 0 | 0 | 0
2022-10-30 13:00 | 0.48395 | 0.42114 | 186065 | 87344.772 | 2846 | 200399.9744 | 15 | 18332.7091 | 1.8333 | 182067.2652 | 0 | 1049334.0034 | 254 | 83460.8145 | 1754.4315 | 1754.4315 | 22216.6667 | 105677.4812 | 105677.4812 | 0 | 0 | 0 | 83460.8145 | 0 | 0 | 0 | 0 | 0 | 0
2022-10-30 14:00 | 0.40912 | 0.37672 | 186065 | 73839.2254 | 2846 | 179262.6641 | 15 | 31838.2558 | 3.1838 | 147424.4083 | 0 | 1231401.2687 | 254 | 83460.8145 | 1754.4315 | 1754.4315 | 22216.6667 | 105677.4812 | 105677.4812 | 0 | 0 | 0 | 51622.5587 | 31838.2558 | 0 | 0 | 0 | 0 | 0
2022-10-30 15:00 | 0.26845 | 0.28299 | 186065 | 48450.6748 | 2846 | 134661.1311 | 15 | 57226.8064 | 5.7227 | 77434.3247 | 0 | 1378825.677 | 254 | 83460.8145 | 1754.4315 | 1754.4315 | 22216.6667 | 105677.4812 | 105677.4812 | 0 | 0 | 0 | 26234.0081 | 57226.8064 | 0 | 0 | 0 | 0 | 0
2022-10-30 16:00 | 0.11953 | 0.13326 | 186065 | 21573.139 | 2846 | 63411.9309 | 15 | 84104.3422 | 8.4104 | 0 | 20692.4113 | 1456260.0016 | 254 | 83460.8145 | 1754.4315 | 1754.4315 | 22216.6667 | 105677.4812 | 105677.4812 | 0 | 0 | 0 | 21573.139 | 61887.6755 | 0 | 0 | 0 | 0 | 0
2022-10-30 17:00 | 0.00952 | 0.00039 | 186065 | 1718.1986 | 2846 | 185.582 | 15 | 103959.2825 | 10.3959 | 0 | 103773.7006 | 1435567.5903 | 254 | 83460.8145 | 1754.4315 | 1754.4315 | 22216.6667 | 105677.4812 | 105677.4812 | 0 | 0 | 0 | 1718.1986 | 81742.6159 | 0 | 0 | 0 | 0 | 0
2022-10-30 18:00 | 0 | 0 | 186065 | 0 | 2846 | 0 | 15 | 105677.4812 | 10.5677 | 0 | 105677.4812 | 1331793.8898 | 254 | 83460.8145 | 1754.4315 | 1754.4315 | 22216.6667 | 105677.4812 | 105677.4812 | 0 | 0 | 0 | 0 | 83460.8145 | 0 | 0 | 0 | 0 | 0
2022-10-30 19:00 | 0 | 0 | 186065 | 0 | 2846 | 0 | 15 | 105677.4812 | 10.5677 | 0 | 105677.4812 | 1226116.4086 | 254 | 83460.8145 | 1754.4315 | 1754.4315 | 22216.6667 | 105677.4812 | 105677.4812 | 0 | 0 | 0 | 0 | 83460.8145 | 0 | 0 | 0 | 0 | 0
2022-10-30 20:00 | 0 | 0 | 186065 | 0 | 2846 | 0 | 15 | 105677.4812 | 10.5677 | 0 | 105677.4812 | 1120438.9274 | 254 | 83460.8145 | 1754.4315 | 1754.4315 | 22216.6667 | 105677.4812 | 105677.4812 | 0 | 0 | 0 | 0 | 83460.8145 | 0 | 0 | 0 | 0 | 0
2022-10-30 21:00 | 0 | 0 | 186065 | 0 | 2846 | 0 | 15 | 105677.4812 | 10.5677 | 0 | 105677.4812 | 1014761.4462 | 254 | 83460.8145 | 1754.4315 | 1754.4315 | 22216.6667 | 105677.4812 | 105677.4812 | 0 | 0 | 0 | 0 | 83460.8145 | 0 | 0 | 0 | 0 | 0
2022-10-30 22:00 | 0 | 0 | 186065 | 0 | 2846 | 0 | 15 | 105677.4812 | 10.5677 | 0 | 105677.4812 | 909083.9651 | 254 | 83460.8145 | 1754.4315 | 1754.4315 | 22216.6667 | 105677.4812 | 105677.4812 | 0 | 0 | 0 | 0 | 83460.8145 | 0 | 0 | 0 | 0 | 0
2022-10-30 23:00 | 0 | 0 | 186065 | 0 | 2846 | 0 | 15 | 105677.4812 | 10.5677 | 0 | 105677.4812 | 803406.4839 | 254 | 83460.8145 | 1754.4315 | 1754.4315 | 22216.6667 | 105677.4812 | 105677.4812 | 0 | 0 | 0 | 0 | 83460.8145 | 0 | 0 | 0 | 0 | 0
2022-10-31 | 0 | 0 | 186065 | 0 | 2846 | 0 | 15 | 94252.4812 | 9.4252 | 0 | 94252.4812 | 697729.0027 | 254 | 83460.8145 | 1754.4315 | 1754.4315 | 10791.6667 | 94252.4812 | 94252.4812 | 0 | 0 | 0 | 0 | 83460.8145 | 0 | 0 | 0 | 0 | 0
2022-10-31 01:00 | 0 | 0 | 186065 | 0 | 2846 | 0 | 15 | 94252.4812 | 9.4252 | 0 | 94252.4812 | 603476.5215 | 254 | 83460.8145 | 1754.4315 | 1754.4315 | 10791.6667 | 94252.4812 | 94252.4812 | 0 | 0 | 0 | 0 | 83460.8145 | 0 | 0 | 0 | 0 | 0
2022-10-31 02:00 | 0 | 0 | 186065 | 0 | 2846 | 0 | 15 | 94252.4812 | 9.4252 | 0 | 94252.4812 | 509224.0403 | 254 | 83460.8145 | 1754.4315 | 1754.4315 | 10791.6667 | 94252.4812 | 94252.4812 | 0 | 0 | 0 | 0 | 83460.8145 | 0 | 0 | 0 | 0 | 0
2022-10-31 03:00 | 0 | 0 | 186065 | 0 | 2846 | 0 | 15 | 94252.4812 | 9.4252 | 0 | 94252.4812 | 414971.5592 | 254 | 83460.8145 | 1754.4315 | 1754.4315 | 10791.6667 | 94252.4812 | 94252.4812 | 0 | 0 | 0 | 0 | 83460.8145 | 0 | 0 | 0 | 0 | 0
2022-10-31 04:00 | 0 | 0 | 186065 | 0 | 2846 | 0 | 15 | 94252.4812 | 9.4252 | 0 | 94252.4812 | 320719.078 | 254 | 83460.8145 | 1754.4315 | 1754.4315 | 10791.6667 | 94252.4812 | 94252.4812 | 0 | 0 | 0 | 0 | 83460.8145 | 0 | 0 | 0 | 0 | 0
2022-10-31 05:00 | 0 | 0 | 186065 | 0 | 2846 | 0 | 15 | 94252.4812 | 9.4252 | 0 | 94252.4812 | 226466.5968 | 254 | 83460.8145 | 1754.4315 | 1754.4315 | 10791.6667 | 94252.4812 | 94252.4812 | 0 | 0 | 0 | 0 | 83460.8145 | 0 | 0 | 0 | 0 | 0
2022-10-31 06:00 | 0.00367 | 0 | 186065 | 662.3728 | 2846 | 0 | 15 | 93590.1084 | 9.359 | 0 | 93590.1084 | 132214.1156 | 254 | 83460.8145 | 1754.4315 | 1754.4315 | 10791.6667 | 94252.4812 | 94252.4812 | 0 | 0 | 0 | 662.3728 | 82798.4417 | 0 | 0 | 0 | 0 | 0
2022-10-31 07:00 | 0.1045 | 0.14877 | 186065 | 18860.4787 | 2846 | 70792.383 | 15 | 75392.0025 | 7.5392 | 0 | 4599.6194 | 38624.0072 | 254 | 83460.8145 | 1754.4315 | 1754.4315 | 10791.6667 | 94252.4812 | 94252.4812 | 0 | 0 | 0 | 18860.4787 | 64600.3358 | 0 | 0 | 0 | 0 | 0
2022-10-31 08:00 | 0.29658 | 0.41526 | 186065 | 53527.663 | 2846 | 197601.9693 | 15 | 40724.8182 | 4.0725 | 156877.1511 | 0 | 34024.3878 | 254 | 83460.8145 | 1754.4315 | 1754.4315 | 10791.6667 | 94252.4812 | 94252.4812 | 0 | 0 | 0 | 42735.9963 | 40724.8182 | 0 | 0 | 0 | 0 | 0
2022-10-31 09:00 | 0.48358 | 0.57812 | 186065 | 87277.9933 | 2846 | 275099.0957 | 15 | 6974.4879 | 0.69745 | 268124.6079 | 0 | 190901.5389 | 254 | 83460.8145 | 1754.4315 | 1754.4315 | 10791.6667 | 94252.4812 | 94252.4812 | 0 | 0 | 0 | 83460.8145 | 0 | 0 | 0 | 0 | 0 | 0
2022-10-31 10:00 | 0.6266 | 0.67411 | 186065 | 113090.6791 | 2846 | 320776.0524 | 15 | 0 | 0 | 320776.0524 | 0 | 459026.1468 | 254 | 83460.8145 | 1754.4315 | 1754.4315 | 10791.6667 | 94252.4812 | 94252.4812 | 0 | 0 | 0 | 83460.8145 | 0 | 0 | 0 | 0 | 0 | 0
2022-10-31 11:00 | 0.7071 | 0.72495 | 186065 | 127619.5647 | 2846 | 344968.3274 | 15 | 0 | 0 | 344968.3274 | 0 | 779802.1992 | 254 | 83460.8145 | 1754.4315 | 1754.4315 | 10791.6667 | 94252.4812 | 94252.4812 | 0 | 0 | 0 | 83460.8145 | 0 | 0 | 0 | 0 | 0 | 0
2022-10-31 12:00 | 0.7175 | 0.74425 | 186065 | 129496.5884 | 2846 | 354152.2556 | 15 | 0 | 0 | 354152.2556 | 0 | 1124770.5267 | 254 | 83460.8145 | 1754.4315 | 1754.4315 | 10791.6667 | 94252.4812 | 94252.4812 | 0 | 0 | 0 | 83460.8145 | 0 | 0 | 0 | 0 | 0 | 0
2022-10-31 13:00 | 0.65285 | 0.70629 | 186065 | 117828.3592 | 2846 | 336088.944 | 15 | 0 | 0 | 336088.944 | 0 | 1478922.7823 | 254 | 83460.8145 | 1754.4315 | 1754.4315 | 10791.6667 | 94252.4812 | 94252.4812 | 0 | 0 | 0 | 83460.8145 | 0 | 0 | 0 | 0 | 0 | 0
2022-10-31 14:00 | 0.52308 | 0.63598 | 186065 | 94407.0738 | 2846 | 302631.8462 | 15 | 0 | 0 | 302631.8462 | 0 | 1815011.7263 | 254 | 83460.8145 | 1754.4315 | 1754.4315 | 10791.6667 | 94252.4812 | 94252.4812 | 0 | 0 | 0 | 83460.8145 | 0 | 0 | 0 | 0 | 0 | 0
2022-10-31 15:00 | 0.34267 | 0.49297 | 186065 | 61846.1267 | 2846 | 234580.3661 | 15 | 32406.3544 | 3.2406 | 202174.0116 | 0 | 2117643.5725 | 254 | 83460.8145 | 1754.4315 | 1754.4315 | 10791.6667 | 94252.4812 | 94252.4812 | 0 | 0 | 0 | 61846.1267 | 21614.6878 | 0 | 0 | 0 | 0 | 0
2022-10-31 16:00 | 0.14477 | 0.26513 | 186065 | 26128.5311 | 2846 | 126162.4287 | 15 | 68123.95 | 6.8124 | 58038.4786 | 0 | 2319817.5841 | 254 | 83460.8145 | 1754.4315 | 1754.4315 | 10791.6667 | 94252.4812 | 94252.4812 | 0 | 0 | 0 | 15336.8645 | 68123.95 | 0 | 0 | 0 | 0 | 0
2022-10-31 17:00 | 0.01015 | 0.00188 | 186065 | 1831.903 | 2846 | 894.6003 | 15 | 92420.5782 | 9.2421 | 0 | 91525.978 | 2377856.0627 | 254 | 83460.8145 | 1754.4315 | 1754.4315 | 10791.6667 | 94252.4812 | 94252.4812 | 0 | 0 | 0 | 0 | 83460.8145 | 0 | 0 | 0 | 0 | 0
2022-10-31 18:00 | 0 | 0 | 186065 | 0 | 2846 | 0 | 15 | 94252.4812 | 9.4252 | 0 | 94252.4812 | 2286330.0848 | 254 | 83460.8145 | 1754.4315 | 1754.4315 | 10791.6667 | 94252.4812 | 94252.4812 | 0 | 0 | 0 | 0 | 83460.8145 | 0 | 0 | 0 | 0 | 0
2022-10-31 19:00 | 0 | 0 | 186065 | 0 | 2846 | 0 | 15 | 94252.4812 | 9.4252 | 0 | 94252.4812 | 2192077.6036 | 254 | 83460.8145 | 1754.4315 | 1754.4315 | 10791.6667 | 94252.4812 | 94252.4812 | 0 | 0 | 0 | 0 | 83460.8145 | 0 | 0 | 0 | 0 | 0
2022-10-31 20:00 | 0 | 0 | 186065 | 0 | 2846 | 0 | 15 | 94252.4812 | 9.4252 | 0 | 94252.4812 | 2097825.1224 | 254 | 83460.8145 | 1754.4315 | 1754.4315 | 10791.6667 | 94252.4812 | 94252.4812 | 0 | 0 | 0 | 0 | 83460.8145 | 0 | 0 | 0 | 0 | 0
2022-10-31 21:00 | 0 | 0 | 186065 | 0 | 2846 | 0 | 15 | 94252.4812 | 9.4252 | 0 | 94252.4812 | 2003572.6412 | 254 | 83460.8145 | 1754.4315 | 1754.4315 | 10791.6667 | 94252.4812 | 94252.4812 | 0 | 0 | 0 | 0 | 83460.8145 | 0 | 0 | 0 | 0 | 0
2022-10-31 22:00 | 0 | 0 | 186065 | 0 | 2846 | 0 | 15 | 94252.4812 | 9.4252 | 0 | 94252.4812 | 1909320.1601 | 254 | 83460.8145 | 1754.4315 | 1754.4315 | 10791.6667 | 94252.4812 | 94252.4812 | 0 | 0 | 0 | 0 | 83460.8145 | 0 | 0 | 0 | 0 | 0
2022-10-31 23:00 | 0 | 0 | 186065 | 0 | 2846 | 0 | 15 | 94252.4812 | 9.4252 | 0 | 94252.4812 | 1815067.6789 | 254 | 83460.8145 | 1754.4315 | 1754.4315 | 10791.6667 | 94252.4812 | 94252.4812 | 0 | 0 | 0 | 0 | 83460.8145 | 0 | 0 | 0 | 0 | 0
2022-11-01 | 0 | 0 | 186065 | 0 | 2846 | 0 | 15 | 118069.7126 | 11.807 | 0 | 118069.7126 | 1720815.1977 | 254 | 95544.7126 | 2008.4474 | 2008.4474 | 22525 | 118069.7126 | 118069.7126 | 0 | 0 | 0 | 0 | 95544.7126 | 0 | 0 | 0 | 0 | 0
2022-11-01 01:00 | 0 | 0 | 186065 | 0 | 2846 | 0 | 15 | 118069.7126 | 11.807 | 0 | 118069.7126 | 1602745.4851 | 254 | 95544.7126 | 2008.4474 | 2008.4474 | 22525 | 118069.7126 | 118069.7126 | 0 | 0 | 0 | 0 | 95544.7126 | 0 | 0 | 0 | 0 | 0
2022-11-01 02:00 | 0 | 0 | 186065 | 0 | 2846 | 0 | 15 | 118069.7126 | 11.807 | 0 | 118069.7126 | 1484675.7725 | 254 | 95544.7126 | 2008.4474 | 2008.4474 | 22525 | 118069.7126 | 118069.7126 | 0 | 0 | 0 | 0 | 95544.7126 | 0 | 0 | 0 | 0 | 0
2022-11-01 03:00 | 0 | 0 | 186065 | 0 | 2846 | 0 | 15 | 118069.7126 | 11.807 | 0 | 118069.7126 | 1366606.0598 | 254 | 95544.7126 | 2008.4474 | 2008.4474 | 22525 | 118069.7126 | 118069.7126 | 0 | 0 | 0 | 0 | 95544.7126 | 0 | 0 | 0 | 0 | 0
2022-11-01 04:00 | 0 | 0 | 186065 | 0 | 2846 | 0 | 15 | 118069.7126 | 11.807 | 0 | 118069.7126 | 1248536.3472 | 254 | 95544.7126 | 2008.4474 | 2008.4474 | 22525 | 118069.7126 | 118069.7126 | 0 | 0 | 0 | 0 | 95544.7126 | 0 | 0 | 0 | 0 | 0
2022-11-01 05:00 | 0 | 0 | 186065 | 0 | 2846 | 0 | 15 | 118069.7126 | 11.807 | 0 | 118069.7126 | 1130466.6346 | 254 | 95544.7126 | 2008.4474 | 2008.4474 | 22525 | 118069.7126 | 118069.7126 | 0 | 0 | 0 | 0 | 95544.7126 | 0 | 0 | 0 | 0 | 0
2022-11-01 06:00 | 0 | 0 | 186065 | 0 | 2846 | 0 | 15 | 118069.7126 | 11.807 | 0 | 118069.7126 | 1012396.922 | 254 | 95544.7126 | 2008.4474 | 2008.4474 | 22525 | 118069.7126 | 118069.7126 | 0 | 0 | 0 | 0 | 95544.7126 | 0 | 0 | 0 | 0 | 0
2022-11-01 07:00 | 0.10912 | 0.18026 | 186065 | 19694.3104 | 2846 | 85776.9373 | 15 | 98375.4022 | 9.8375 | 0 | 12598.4649 | 894327.2093 | 254 | 95544.7126 | 2008.4474 | 2008.4474 | 22525 | 118069.7126 | 118069.7126 | 0 | 0 | 0 | 19694.3104 | 75850.4022 | 0 | 0 | 0 | 0 | 0
2022-11-01 08:00 | 0.27615 | 0.37058 | 186065 | 49840.3943 | 2846 | 176340.9377 | 15 | 68229.3184 | 6.8229 | 108111.6193 | 0 | 881728.7444 | 254 | 95544.7126 | 2008.4474 | 2008.4474 | 22525 | 118069.7126 | 118069.7126 | 0 | 0 | 0 | 49840.3943 | 45704.3184 | 0 | 0 | 0 | 0 | 0
2022-11-01 09:00 | 0.43938 | 0.4922 | 186065 | 79300.6425 | 2846 | 234213.9606 | 15 | 38769.0701 | 3.8769 | 195444.8905 | 0 | 989840.3638 | 254 | 95544.7126 | 2008.4474 | 2008.4474 | 22525 | 118069.7126 | 118069.7126 | 0 | 0 | 0 | 56775.6425 | 38769.0701 | 0 | 0 | 0 | 0 | 0
2022-11-01 10:00 | 0.56147 | 0.57959 | 186065 | 101335.8181 | 2846 | 275798.597 | 15 | 16733.8945 | 1.6734 | 259064.7025 | 0 | 1185285.2543 | 254 | 95544.7126 | 2008.4474 | 2008.4474 | 22525 | 118069.7126 | 118069.7126 | 0 | 0 | 0 | 78810.8181 | 16733.8945 | 0 | 0 | 0 | 0 | 0
2022-11-01 11:00 | 0.63312 | 0.51018 | 186065 | 114267.4286 | 2846 | 242769.7652 | 15 | 3802.284 | 0.38023 | 238967.4812 | 0 | 1444349.9568 | 254 | 95544.7126 | 2008.4474 | 2008.4474 | 22525 | 118069.7126 | 118069.7126 | 0 | 0 | 0 | 95544.7126 | 0 | 0 | 0 | 0 | 0 | 0
2022-11-01 12:00 | 0.56133 | 0.29822 | 186065 | 101310.5505 | 2846 | 141908.3449 | 15 | 16759.1622 | 1.6759 | 125149.1827 | 0 | 1683317.438 | 254 | 95544.7126 | 2008.4474 | 2008.4474 | 22525 | 118069.7126 | 118069.7126 | 0 | 0 | 0 | 78785.5505 | 16759.1622 | 0 | 0 | 0 | 0 | 0
2022-11-01 13:00 | 0.48533 | 0.23769 | 186065 | 87593.8387 | 2846 | 113105.0717 | 15 | 30475.874 | 3.0476 | 82629.1978 | 0 | 1808466.6207 | 254 | 95544.7126 | 2008.4474 | 2008.4474 | 22525 | 118069.7126 | 118069.7126 | 0 | 0 | 0 | 65068.8387 | 30475.874 | 0 | 0 | 0 | 0 | 0
2022-11-01 14:00 | 0.3996 | 0.40628 | 186065 | 72121.0268 | 2846 | 193328.8255 | 15 | 45948.6858 | 4.5949 | 147380.1397 | 0 | 1891095.8184 | 254 | 95544.7126 | 2008.4474 | 2008.4474 | 22525 | 118069.7126 | 118069.7126 | 0 | 0 | 0 | 49596.0268 | 45948.6858 | 0 | 0 | 0 | 0 | 0
2022-11-01 15:00 | 0.25627 | 0.31807 | 186065 | 46252.3912 | 2846 | 151353.9912 | 15 | 71817.3214 | 7.1817 | 79536.6698 | 0 | 2038475.9581 | 254 | 95544.7126 | 2008.4474 | 2008.4474 | 22525 | 118069.7126 | 118069.7126 | 0 | 0 | 0 | 23727.3912 | 71817.3214 | 0 | 0 | 0 | 0 | 0
2022-11-01 16:00 | 0.1068 | 0.14094 | 186065 | 19275.5897 | 2846 | 67066.4681 | 15 | 98794.1229 | 9.8794 | 0 | 31727.6548 | 2118012.6279 | 254 | 95544.7126 | 2008.4474 | 2008.4474 | 22525 | 118069.7126 | 118069.7126 | 0 | 0 | 0 | 19275.5897 | 76269.1229 | 0 | 0 | 0 | 0 | 0
2022-11-01 17:00 | 0.00757 | 0.00056 | 186065 | 1366.2567 | 2846 | 266.4767 | 15 | 116703.4559 | 11.6703 | 0 | 116436.9793 | 2086284.9732 | 254 | 95544.7126 | 2008.4474 | 2008.4474 | 22525 | 118069.7126 | 118069.7126 | 0 | 0 | 0 | 0 | 95544.7126 | 0 | 0 | 0 | 0 | 0
2022-11-01 18:00 | 0 | 0 | 186065 | 0 | 2846 | 0 | 15 | 118069.7126 | 11.807 | 0 | 118069.7126 | 1969847.9939 | 254 | 95544.7126 | 2008.4474 | 2008.4474 | 22525 | 118069.7126 | 118069.7126 | 0 | 0 | 0 | 0 | 95544.7126 | 0 | 0 | 0 | 0 | 0
2022-11-01 19:00 | 0 | 0 | 186065 | 0 | 2846 | 0 | 15 | 118069.7126 | 11.807 | 0 | 118069.7126 | 1851778.2813 | 254 | 95544.7126 | 2008.4474 | 2008.4474 | 22525 | 118069.7126 | 118069.7126 | 0 | 0 | 0 | 0 | 95544.7126 | 0 | 0 | 0 | 0 | 0
2022-11-01 20:00 | 0 | 0 | 186065 | 0 | 2846 | 0 | 15 | 118069.7126 | 11.807 | 0 | 118069.7126 | 1733708.5687 | 254 | 95544.7126 | 2008.4474 | 2008.4474 | 22525 | 118069.7126 | 118069.7126 | 0 | 0 | 0 | 0 | 95544.7126 | 0 | 0 | 0 | 0 | 0
2022-11-01 21:00 | 0 | 0 | 186065 | 0 | 2846 | 0 | 15 | 118069.7126 | 11.807 | 0 | 118069.7126 | 1615638.856 | 254 | 95544.7126 | 2008.4474 | 2008.4474 | 22525 | 118069.7126 | 118069.7126 | 0 | 0 | 0 | 0 | 95544.7126 | 0 | 0 | 0 | 0 | 0
2022-11-01 22:00 | 0 | 0 | 186065 | 0 | 2846 | 0 | 15 | 118069.7126 | 11.807 | 0 | 118069.7126 | 1497569.1434 | 254 | 95544.7126 | 2008.4474 | 2008.4474 | 22525 | 118069.7126 | 118069.7126 | 0 | 0 | 0 | 0 | 95544.7126 | 0 | 0 | 0 | 0 | 0
2022-11-01 23:00 | 0 | 0 | 186065 | 0 | 2846 | 0 | 15 | 118069.7126 | 11.807 | 0 | 118069.7126 | 1379499.4308 | 254 | 95544.7126 | 2008.4474 | 2008.4474 | 22525 | 118069.7126 | 118069.7126 | 0 | 0 | 0 | 0 | 95544.7126 | 0 | 0 | 0 | 0 | 0
2022-11-02 | 0 | 0 | 186065 | 0 | 2846 | 0 | 15 | 118961.3793 | 11.8961 | 0 | 118961.3793 | 1261429.7182 | 254 | 95544.7126 | 2008.4474 | 2008.4474 | 23416.6667 | 118961.3793 | 118961.3793 | 0 | 0 | 0 | 0 | 95544.7126 | 0 | 0 | 0 | 0 | 0
2022-11-02 01:00 | 0 | 0 | 186065 | 0 | 2846 | 0 | 15 | 118961.3793 | 11.8961 | 0 | 118961.3793 | 1142468.3389 | 254 | 95544.7126 | 2008.4474 | 2008.4474 | 23416.6667 | 118961.3793 | 118961.3793 | 0 | 0 | 0 | 0 | 95544.7126 | 0 | 0 | 0 | 0 | 0
2022-11-02 02:00 | 0 | 0 | 186065 | 0 | 2846 | 0 | 15 | 118961.3793 | 11.8961 | 0 | 118961.3793 | 1023506.9596 | 254 | 95544.7126 | 2008.4474 | 2008.4474 | 23416.6667 | 118961.3793 | 118961.3793 | 0 | 0 | 0 | 0 | 95544.7126 | 0 | 0 | 0 | 0 | 0
2022-11-02 03:00 | 0 | 0 | 186065 | 0 | 2846 | 0 | 15 | 118961.3793 | 11.8961 | 0 | 118961.3793 | 904545.5803 | 254 | 95544.7126 | 2008.4474 | 2008.4474 | 23416.6667 | 118961.3793 | 118961.3793 | 0 | 0 | 0 | 0 | 95544.7126 | 0 | 0 | 0 | 0 | 0
2022-11-02 04:00 | 0 | 0 | 186065 | 0 | 2846 | 0 | 15 | 118961.3793 | 11.8961 | 0 | 118961.3793 | 785584.201 | 254 | 95544.7126 | 2008.4474 | 2008.4474 | 23416.6667 | 118961.3793 | 118961.3793 | 0 | 0 | 0 | 0 | 95544.7126 | 0 | 0 | 0 | 0 | 0
2022-11-02 05:00 | 0 | 0 | 186065 | 0 | 2846 | 0 | 15 | 118961.3793 | 11.8961 | 0 | 118961.3793 | 666622.8217 | 254 | 95544.7126 | 2008.4474 | 2008.4474 | 23416.6667 | 118961.3793 | 118961.3793 | 0 | 0 | 0 | 0 | 95544.7126 | 0 | 0 | 0 | 0 | 0
2022-11-02 06:00 | 0 | 0 | 186065 | 0 | 2846 | 0 | 15 | 118961.3793 | 11.8961 | 0 | 118961.3793 | 547661.4424 | 254 | 95544.7126 | 2008.4474 | 2008.4474 | 23416.6667 | 118961.3793 | 118961.3793 | 0 | 0 | 0 | 0 | 95544.7126 | 0 | 0 | 0 | 0 | 0
2022-11-02 07:00 | 0.09265 | 0.09211 | 186065 | 16721.7546 | 2846 | 43830.654 | 15 | 102239.6247 | 10.224 | 0 | 58408.9707 | 428700.0631 | 254 | 95544.7126 | 2008.4474 | 2008.4474 | 23416.6667 | 118961.3793 | 118961.3793 | 0 | 0 | 0 | 0 | 95544.7126 | 0 | 0 | 0 | 0 | 0
2022-11-02 08:00 | 0.25575 | 0.27936 | 186065 | 46158.54 | 2846 | 132933.7912 | 15 | 72802.8393 | 7.2803 | 60130.952 | 0 | 370291.0925 | 254 | 95544.7126 | 2008.4474 | 2008.4474 | 23416.6667 | 118961.3793 | 118961.3793 | 0 | 0 | 0 | 22741.8734 | 72802.8393 | 0 | 0 | 0 | 0 | 0
2022-11-02 09:00 | 0.43148 | 0.44107 | 186065 | 77874.8264 | 2846 | 209883.6888 | 15 | 41086.5529 | 4.1087 | 168797.1359 | 0 | 430422.0444 | 254 | 95544.7126 | 2008.4474 | 2008.4474 | 23416.6667 | 118961.3793 | 118961.3793 | 0 | 0 | 0 | 54458.1597 | 41086.5529 | 0 | 0 | 0 | 0 | 0
2022-11-02 10:00 | 0.58395 | 0.55408 | 186065 | 105393.077 | 2846 | 263659.6329 | 15 | 13568.3022 | 1.3568 | 250091.3307 | 0 | 599219.1803 | 254 | 95544.7126 | 2008.4474 | 2008.4474 | 23416.6667 | 118961.3793 | 118961.3793 | 0 | 0 | 0 | 95544.7126 | 0 | 0 | 0 | 0 | 0 | 0
2022-11-02 11:00 | 0.65888 | 0.59376 | 186065 | 118916.672 | 2846 | 282541.4085 | 15 | 44.7073 | 0.0044707 | 282496.7012 | 0 | 849310.511 | 254 | 95544.7126 | 2008.4474 | 2008.4474 | 23416.6667 | 118961.3793 | 118961.3793 | 0 | 0 | 0 | 95500.0053 | 44.7073 | 0 | 0 | 0 | 0 | 0
2022-11-02 12:00 | 0.66565 | 0.57939 | 186065 | 120138.5422 | 2846 | 275703.4268 | 15 | 0 | 0 | 275703.4268 | 0 | 1131807.2122 | 254 | 95544.7126 | 2008.4474 | 2008.4474 | 23416.6667 | 118961.3793 | 118961.3793 | 0 | 0 | 0 | 95544.7126 | 0 | 0 | 0 | 0 | 0 | 0
2022-11-02 13:00 | 0.53103 | 0.50886 | 186065 | 95841.914 | 2846 | 242141.6416 | 15 | 23119.4652 | 2.3119 | 219022.1764 | 0 | 1407510.639 | 254 | 95544.7126 | 2008.4474 | 2008.4474 | 23416.6667 | 118961.3793 | 118961.3793 | 0 | 0 | 0 | 72425.2474 | 23119.4652 | 0 | 0 | 0 | 0 | 0
2022-11-02 14:00 | 0.3769 | 0.33905 | 186065 | 68024.0615 | 2846 | 161337.3494 | 15 | 50937.3177 | 5.0937 | 110400.0316 | 0 | 1626532.8154 | 254 | 95544.7126 | 2008.4474 | 2008.4474 | 23416.6667 | 118961.3793 | 118961.3793 | 0 | 0 | 0 | 68024.0615 | 27520.6511 | 0 | 0 | 0 | 0 | 0
2022-11-02 15:00 | 0.2298 | 0.19721 | 186065 | 41475.0049 | 2846 | 93842.6152 | 15 | 77486.3744 | 7.7486 | 16356.2408 | 0 | 1736932.847 | 254 | 95544.7126 | 2008.4474 | 2008.4474 | 23416.6667 | 118961.3793 | 118961.3793 | 0 | 0 | 0 | 41475.0049 | 54069.7077 | 0 | 0 | 0 | 0 | 0
2022-11-02 16:00 | 0.08938 | 0.07091 | 186065 | 16131.575 | 2846 | 33742.6086 | 15 | 102829.8043 | 10.283 | 0 | 69087.1957 | 1753289.0877 | 254 | 95544.7126 | 2008.4474 | 2008.4474 | 23416.6667 | 118961.3793 | 118961.3793 | 0 | 0 | 0 | 0 | 95544.7126 | 0 | 0 | 0 | 0 | 0
2022-11-02 17:00 | 0.00625 | 0 | 186065 | 1128.0191 | 2846 | 0 | 15 | 117833.3602 | 11.7833 | 0 | 117833.3602 | 1684201.892 | 254 | 95544.7126 | 2008.4474 | 2008.4474 | 23416.6667 | 118961.3793 | 118961.3793 | 0 | 0 | 0 | 0 | 95544.7126 | 0 | 0 | 0 | 0 | 0
2022-11-02 18:00 | 0 | 0 | 186065 | 0 | 2846 | 0 | 15 | 118961.3793 | 11.8961 | 0 | 118961.3793 | 1566368.5318 | 254 | 95544.7126 | 2008.4474 | 2008.4474 | 23416.6667 | 118961.3793 | 118961.3793 | 0 | 0 | 0 | 0 | 95544.7126 | 0 | 0 | 0 | 0 | 0
2022-11-02 19:00 | 0 | 0 | 186065 | 0 | 2846 | 0 | 15 | 118961.3793 | 11.8961 | 0 | 118961.3793 | 1447407.1525 | 254 | 95544.7126 | 2008.4474 | 2008.4474 | 23416.6667 | 118961.3793 | 118961.3793 | 0 | 0 | 0 | 0 | 95544.7126 | 0 | 0 | 0 | 0 | 0
2022-11-02 20:00 | 0 | 0 | 186065 | 0 | 2846 | 0 | 15 | 118961.3793 | 11.8961 | 0 | 118961.3793 | 1328445.7732 | 254 | 95544.7126 | 2008.4474 | 2008.4474 | 23416.6667 | 118961.3793 | 118961.3793 | 0 | 0 | 0 | 0 | 95544.7126 | 0 | 0 | 0 | 0 | 0
2022-11-02 21:00 | 0 | 0 | 186065 | 0 | 2846 | 0 | 15 | 118961.3793 | 11.8961 | 0 | 118961.3793 | 1209484.3939 | 254 | 95544.7126 | 2008.4474 | 2008.4474 | 23416.6667 | 118961.3793 | 118961.3793 | 0 | 0 | 0 | 0 | 95544.7126 | 0 | 0 | 0 | 0 | 0
2022-11-02 22:00 | 0 | 0 | 186065 | 0 | 2846 | 0 | 15 | 118961.3793 | 11.8961 | 0 | 118961.3793 | 1090523.0146 | 254 | 95544.7126 | 2008.4474 | 2008.4474 | 23416.6667 | 118961.3793 | 118961.3793 | 0 | 0 | 0 | 0 | 95544.7126 | 0 | 0 | 0 | 0 | 0
2022-11-02 23:00 | 0 | 0 | 186065 | 0 | 2846 | 0 | 15 | 118961.3793 | 11.8961 | 0 | 118961.3793 | 971561.6354 | 254 | 95544.7126 | 2008.4474 | 2008.4474 | 23416.6667 | 118961.3793 | 118961.3793 | 0 | 0 | 0 | 0 | 95544.7126 | 0 | 0 | 0 | 0 | 0
2022-11-03 | 0 | 0 | 186065 | 0 | 2846 | 0 | 15 | 118823.8793 | 11.8824 | 0 | 118823.8793 | 852600.2561 | 254 | 95544.7126 | 2008.4474 | 2008.4474 | 23279.1667 | 118823.8793 | 118823.8793 | 0 | 0 | 0 | 0 | 95544.7126 | 0 | 0 | 0 | 0 | 0
2022-11-03 01:00 | 0 | 0 | 186065 | 0 | 2846 | 0 | 15 | 118823.8793 | 11.8824 | 0 | 118823.8793 | 733776.3768 | 254 | 95544.7126 | 2008.4474 | 2008.4474 | 23279.1667 | 118823.8793 | 118823.8793 | 0 | 0 | 0 | 0 | 95544.7126 | 0 | 0 | 0 | 0 | 0
2022-11-03 02:00 | 0 | 0 | 186065 | 0 | 2846 | 0 | 15 | 118823.8793 | 11.8824 | 0 | 118823.8793 | 614952.4975 | 254 | 95544.7126 | 2008.4474 | 2008.4474 | 23279.1667 | 118823.8793 | 118823.8793 | 0 | 0 | 0 | 0 | 95544.7126 | 0 | 0 | 0 | 0 | 0
2022-11-03 03:00 | 0 | 0 | 186065 | 0 | 2846 | 0 | 15 | 118823.8793 | 11.8824 | 0 | 118823.8793 | 496128.6182 | 254 | 95544.7126 | 2008.4474 | 2008.4474 | 23279.1667 | 118823.8793 | 118823.8793 | 0 | 0 | 0 | 0 | 95544.7126 | 0 | 0 | 0 | 0 | 0
2022-11-03 04:00 | 0 | 0 | 186065 | 0 | 2846 | 0 | 15 | 118823.8793 | 11.8824 | 0 | 118823.8793 | 377304.7389 | 254 | 95544.7126 | 2008.4474 | 2008.4474 | 23279.1667 | 118823.8793 | 118823.8793 | 0 | 0 | 0 | 0 | 95544.7126 | 0 | 0 | 0 | 0 | 0
2022-11-03 05:00 | 0 | 0 | 186065 | 0 | 2846 | 0 | 15 | 118823.8793 | 11.8824 | 0 | 118823.8793 | 258480.8596 | 254 | 95544.7126 | 2008.4474 | 2008.4474 | 23279.1667 | 118823.8793 | 118823.8793 | 0 | 0 | 0 | 0 | 95544.7126 | 0 | 0 | 0 | 0 | 0
2022-11-03 06:00 | 0 | 0 | 186065 | 0 | 2846 | 0 | 15 | 118823.8793 | 11.8824 | 0 | 118823.8793 | 139656.9803 | 254 | 95544.7126 | 2008.4474 | 2008.4474 | 23279.1667 | 118823.8793 | 118823.8793 | 0 | 0 | 0 | 0 | 95544.7126 | 0 | 0 | 0 | 0 | 0
2022-11-03 07:00 | 0.10295 | 0.16688 | 186065 | 18580.73 | 2846 | 79410.0483 | 15 | 100243.1493 | 10.0243 | 0 | 20833.101 | 20833.101 | 254 | 95544.7126 | 2008.4474 | 2008.4474 | 23279.1667 | 118823.8793 | 118823.8793 | 0 | 0 | 0 | 18580.73 | 76963.9826 | 0 | 0 | 0 | 0 | 0
2022-11-03 08:00 | 0.28348 | 0.43989 | 186065 | 51163.335 | 2846 | 209322.1844 | 15 | 67660.5443 | 6.7661 | 0 | 0 | 0 | 254 | 95544.7126 | 2008.4474 | 2008.4474 | 23279.1667 | 118823.8793 | 118823.8793 | 0 | 0 | 0 | 51163.335 | 44381.3776 | 0 | 0 | 0 | 0 | 0
2022-11-03 09:00 | 0.46317 | 0.5873 | 186065 | 83594.3343 | 2846 | 279467.4098 | 15 | 35229.545 | 3.523 | 0 | 0 | 0 | 254 | 95544.7126 | 2008.4474 | 2008.4474 | 23279.1667 | 118823.8793 | 118823.8793 | 0 | 0 | 0 | 60315.1676 | 35229.545 | 0 | 0 | 0 | 0 | 0
2022-11-03 10:00 | 0.59808 | 0.68221 | 186065 | 107943.3025 | 2846 | 324630.4472 | 15 | 10880.5767 | 1.0881 | 136725.9149 | 0 | 0 | 254 | 95544.7126 | 2008.4474 | 2008.4474 | 23279.1667 | 118823.8793 | 118823.8793 | 0 | 0 | 0 | 95544.7126 | 0 | 0 | 0 | 0 | 0 | 0
2022-11-03 11:00 | 0.6722 | 0.73792 | 186065 | 121320.7062 | 2846 | 351140.1175 | 15 | 0 | 0 | 351140.1175 | 0 | 136725.9149 | 254 | 95544.7126 | 2008.4474 | 2008.4474 | 23279.1667 | 118823.8793 | 118823.8793 | 0 | 0 | 0 | 95544.7126 | 0 | 0 | 0 | 0 | 0 | 0
2022-11-03 12:00 | 0.67338 | 0.72508 | 186065 | 121533.6762 | 2846 | 345030.1881 | 15 | 0 | 0 | 345030.1881 | 0 | 487866.0324 | 254 | 95544.7126 | 2008.4474 | 2008.4474 | 23279.1667 | 118823.8793 | 118823.8793 | 0 | 0 | 0 | 95544.7126 | 0 | 0 | 0 | 0 | 0 | 0
2022-11-03 13:00 | 0.61635 | 0.6752 | 186065 | 111240.7279 | 2846 | 321294.7302 | 15 | 7583.1514 | 0.75832 | 313711.5788 | 0 | 832896.2205 | 254 | 95544.7126 | 2008.4474 | 2008.4474 | 23279.1667 | 118823.8793 | 118823.8793 | 0 | 0 | 0 | 87961.5612 | 7583.1514 | 0 | 0 | 0 | 0 | 0
2022-11-03 14:00 | 0.49127 | 0.6104 | 186065 | 88665.908 | 2846 | 290459.5725 | 15 | 30157.9713 | 3.0158 | 260301.6012 | 0 | 1146607.7993 | 254 | 95544.7126 | 2008.4474 | 2008.4474 | 23279.1667 | 118823.8793 | 118823.8793 | 0 | 0 | 0 | 88665.908 | 6878.8046 | 0 | 0 | 0 | 0 | 0
2022-11-03 15:00 | 0.32317 | 0.52938 | 186065 | 58326.7073 | 2846 | 251906.1083 | 15 | 60497.172 | 6.0497 | 191408.9362 | 0 | 1406909.4005 | 254 | 95544.7126 | 2008.4474 | 2008.4474 | 23279.1667 | 118823.8793 | 118823.8793 | 0 | 0 | 0 | 58326.7073 | 37218.0054 | 0 | 0 | 0 | 0 | 0
2022-11-03 16:00 | 0.13465 | 0.30722 | 186065 | 24302.0427 | 2846 | 146191.0057 | 15 | 94521.8366 | 9.4522 | 51669.1691 | 0 | 1598318.3367 | 254 | 95544.7126 | 2008.4474 | 2008.4474 | 23279.1667 | 118823.8793 | 118823.8793 | 0 | 0 | 0 | 1022.876 | 94521.8366 | 0 | 0 | 0 | 0 | 0
2022-11-03 17:00 | 0.00815 | 0.00797 | 186065 | 1470.9369 | 2846 | 3792.5341 | 15 | 117352.9424 | 11.7353 | 0 | 113560.4084 | 1649987.5058 | 254 | 95544.7126 | 2008.4474 | 2008.4474 | 23279.1667 | 118823.8793 | 118823.8793 | 0 | 0 | 0 | 0 | 95544.7126 | 0 | 0 | 0 | 0 | 0
2022-11-03 18:00 | 0 | 0 | 186065 | 0 | 2846 | 0 | 15 | 118823.8793 | 11.8824 | 0 | 118823.8793 | 1536427.0974 | 254 | 95544.7126 | 2008.4474 | 2008.4474 | 23279.1667 | 118823.8793 | 118823.8793 | 0 | 0 | 0 | 0 | 95544.7126 | 0 | 0 | 0 | 0 | 0
2022-11-03 19:00 | 0 | 0 | 186065 | 0 | 2846 | 0 | 15 | 118823.8793 | 11.8824 | 0 | 118823.8793 | 1417603.2181 | 254 | 95544.7126 | 2008.4474 | 2008.4474 | 23279.1667 | 118823.8793 | 118823.8793 | 0 | 0 | 0 | 0 | 95544.7126 | 0 | 0 | 0 | 0 | 0
2022-11-03 20:00 | 0 | 0 | 186065 | 0 | 2846 | 0 | 15 | 118823.8793 | 11.8824 | 0 | 118823.8793 | 1298779.3389 | 254 | 95544.7126 | 2008.4474 | 2008.4474 | 23279.1667 | 118823.8793 | 118823.8793 | 0 | 0 | 0 | 0 | 95544.7126 | 0 | 0 | 0 | 0 | 0
2022-11-03 21:00 | 0 | 0 | 186065 | 0 | 2846 | 0 | 15 | 118823.8793 | 11.8824 | 0 | 118823.8793 | 1179955.4596 | 254 | 95544.7126 | 2008.4474 | 2008.4474 | 23279.1667 | 118823.8793 | 118823.8793 | 0 | 0 | 0 | 0 | 95544.7126 | 0 | 0 | 0 | 0 | 0
2022-11-03 22:00 | 0 | 0 | 186065 | 0 | 2846 | 0 | 15 | 118823.8793 | 11.8824 | 0 | 118823.8793 | 1061131.5803 | 254 | 95544.7126 | 2008.4474 | 2008.4474 | 23279.1667 | 118823.8793 | 118823.8793 | 0 | 0 | 0 | 0 | 95544.7126 | 0 | 0 | 0 | 0 | 0
2022-11-03 23:00 | 0 | 0 | 186065 | 0 | 2846 | 0 | 15 | 118823.8793 | 11.8824 | 0 | 118823.8793 | 942307.701 | 254 | 95544.7126 | 2008.4474 | 2008.4474 | 23279.1667 | 118823.8793 | 118823.8793 | 0 | 0 | 0 | 0 | 95544.7126 | 0 | 0 | 0 | 0 | 0
2022-11-04 | 0 | 0 | 186065 | 0 | 2846 | 0 | 15 | 117640.546 | 11.7641 | 0 | 117640.546 | 823483.8217 | 254 | 95544.7126 | 2008.4474 | 2008.4474 | 22095.8333 | 117640.546 | 117640.546 | 0 | 0 | 0 | 0 | 95544.7126 | 0 | 0 | 0 | 0 | 0
2022-11-04 01:00 | 0 | 0 | 186065 | 0 | 2846 | 0 | 15 | 117640.546 | 11.7641 | 0 | 117640.546 | 705843.2757 | 254 | 95544.7126 | 2008.4474 | 2008.4474 | 22095.8333 | 117640.546 | 117640.546 | 0 | 0 | 0 | 0 | 95544.7126 | 0 | 0 | 0 | 0 | 0
2022-11-04 02:00 | 0 | 0 | 186065 | 0 | 2846 | 0 | 15 | 117640.546 | 11.7641 | 0 | 117640.546 | 588202.7298 | 254 | 95544.7126 | 2008.4474 | 2008.4474 | 22095.8333 | 117640.546 | 117640.546 | 0 | 0 | 0 | 0 | 95544.7126 | 0 | 0 | 0 | 0 | 0
2022-11-04 03:00 | 0 | 0 | 186065 | 0 | 2846 | 0 | 15 | 117640.546 | 11.7641 | 0 | 117640.546 | 470562.1838 | 254 | 95544.7126 | 2008.4474 | 2008.4474 | 22095.8333 | 117640.546 | 117640.546 | 0 | 0 | 0 | 0 | 95544.7126 | 0 | 0 | 0 | 0 | 0
2022-11-04 04:00 | 0 | 0 | 186065 | 0 | 2846 | 0 | 15 | 117640.546 | 11.7641 | 0 | 117640.546 | 352921.6379 | 254 | 95544.7126 | 2008.4474 | 2008.4474 | 22095.8333 | 117640.546 | 117640.546 | 0 | 0 | 0 | 0 | 95544.7126 | 0 | 0 | 0 | 0 | 0
2022-11-04 05:00 | 0 | 0 | 186065 | 0 | 2846 | 0 | 15 | 117640.546 | 11.7641 | 0 | 117640.546 | 235281.0919 | 254 | 95544.7126 | 2008.4474 | 2008.4474 | 22095.8333 | 117640.546 | 117640.546 | 0 | 0 | 0 | 0 | 95544.7126 | 0 | 0 | 0 | 0 | 0
2022-11-04 06:00 | 0 | 0 | 186065 | 0 | 2846 | 0 | 15 | 117640.546 | 11.7641 | 0 | 117640.546 | 117640.546 | 254 | 95544.7126 | 2008.4474 | 2008.4474 | 22095.8333 | 117640.546 | 117640.546 | 0 | 0 | 0 | 0 | 95544.7126 | 0 | 0 | 0 | 0 | 0
2022-11-04 07:00 | 0.11265 | 0.28942 | 186065 | 20331.4156 | 2846 | 137720.8543 | 15 | 97309.1304 | 9.7309 | 0 | 0 | 0 | 254 | 95544.7126 | 2008.4474 | 2008.4474 | 22095.8333 | 117640.546 | 117640.546 | 0 | 0 | 0 | 0 | 95544.7126 | 0 | 0 | 0 | 0 | 0
2022-11-04 08:00 | 0.30358 | 0.59104 | 186065 | 54791.0443 | 2846 | 281247.0932 | 15 | 62849.5016 | 6.285 | 0 | 0 | 0 | 254 | 95544.7126 | 2008.4474 | 2008.4474 | 22095.8333 | 117640.546 | 117640.546 | 0 | 0 | 0 | 32695.211 | 62849.5016 | 0 | 0 | 0 | 0 | 0
2022-11-04 09:00 | 0.488 | 0.7221 | 186065 | 88075.7284 | 2846 | 343612.1515 | 15 | 29564.8176 | 2.9565 | 88104.5003 | 0 | 0 | 254 | 95544.7126 | 2008.4474 | 2008.4474 | 22095.8333 | 117640.546 | 117640.546 | 0 | 0 | 0 | 88075.7284 | 7468.9842 | 0 | 0 | 0 | 0 | 0
2022-11-04 10:00 | 0.6258 | 0.79309 | 186065 | 112946.2927 | 2846 | 377392.8282 | 15 | 4694.2533 | 0.46943 | 372698.5749 | 0 | 88104.5003 | 254 | 95544.7126 | 2008.4474 | 2008.4474 | 22095.8333 | 117640.546 | 117640.546 | 0 | 0 | 0 | 90850.4594 | 4694.2533 | 0 | 0 | 0 | 0 | 0
2022-11-04 11:00 | 0.70145 | 0.82451 | 186065 | 126599.8354 | 2846 | 392344.0729 | 15 | 0 | 0 | 392344.0729 | 0 | 460803.0752 | 254 | 95544.7126 | 2008.4474 | 2008.4474 | 22095.8333 | 117640.546 | 117640.546 | 0 | 0 | 0 | 95544.7126 | 0 | 0 | 0 | 0 | 0 | 0
2022-11-04 12:00 | 0.71865 | 0.8807 | 186065 | 129704.1439 | 2846 | 419082.1518 | 15 | 0 | 0 | 419082.1518 | 0 | 853147.1481 | 254 | 95544.7126 | 2008.4474 | 2008.4474 | 22095.8333 | 117640.546 | 117640.546 | 0 | 0 | 0 | 95544.7126 | 0 | 0 | 0 | 0 | 0 | 0
2022-11-04 13:00 | 0.65585 | 0.85188 | 186065 | 118369.8083 | 2846 | 405368.1203 | 15 | 0 | 0 | 405368.1203 | 0 | 1272229.3 | 254 | 95544.7126 | 2008.4474 | 2008.4474 | 22095.8333 | 117640.546 | 117640.546 | 0 | 0 | 0 | 95544.7126 | 0 | 0 | 0 | 0 | 0 | 0
2022-11-04 14:00 | 0.5291 | 0.78349 | 186065 | 95493.5818 | 2846 | 372824.6567 | 15 | 22146.9642 | 2.2147 | 350677.6925 | 0 | 1677597.4202 | 254 | 95544.7126 | 2008.4474 | 2008.4474 | 22095.8333 | 117640.546 | 117640.546 | 0 | 0 | 0 | 95493.5818 | 51.1309 | 0 | 0 | 0 | 0 | 0
2022-11-04 15:00 | 0.3499 | 0.65298 | 186065 | 63151.0192 | 2846 | 310721.3166 | 15 | 54489.5268 | 5.449 | 256231.7898 | 0 | 2028275.1127 | 254 | 95544.7126 | 2008.4474 | 2008.4474 | 22095.8333 | 117640.546 | 117640.546 | 0 | 0 | 0 | 63151.0192 | 32393.6934 | 0 | 0 | 0 | 0 | 0
2022-11-04 16:00 | 0.14598 | 0.39149 | 186065 | 26346.9156 | 2846 | 186290.9863 | 15 | 91293.6303 | 9.1294 | 94997.356 | 0 | 2284506.9025 | 254 | 95544.7126 | 2008.4474 | 2008.4474 | 22095.8333 | 117640.546 | 117640.546 | 0 | 0 | 0 | 4251.0823 | 91293.6303 | 0 | 0 | 0 | 0 | 0
2022-11-04 17:00 | 0.0084 | 0.01291 | 186065 | 1516.0576 | 2846 | 6143.239 | 15 | 116124.4883 | 11.6124 | 0 | 109981.2493 | 2379504.2585 | 254 | 95544.7126 | 2008.4474 | 2008.4474 | 22095.8333 | 117640.546 | 117640.546 | 0 | 0 | 0 | 0 | 95544.7126 | 0 | 0 | 0 | 0 | 0
2022-11-04 18:00 | 0 | 0 | 186065 | 0 | 2846 | 0 | 15 | 117640.546 | 11.7641 | 0 | 117640.546 | 2269523.0091 | 254 | 95544.7126 | 2008.4474 | 2008.4474 | 22095.8333 | 117640.546 | 117640.546 | 0 | 0 | 0 | 0 | 95544.7126 | 0 | 0 | 0 | 0 | 0
2022-11-04 19:00 | 0 | 0 | 186065 | 0 | 2846 | 0 | 15 | 117640.546 | 11.7641 | 0 | 117640.546 | 2151882.4632 | 254 | 95544.7126 | 2008.4474 | 2008.4474 | 22095.8333 | 117640.546 | 117640.546 | 0 | 0 | 0 | 0 | 95544.7126 | 0 | 0 | 0 | 0 | 0
2022-11-04 20:00 | 0 | 0 | 186065 | 0 | 2846 | 0 | 15 | 117640.546 | 11.7641 | 0 | 117640.546 | 2034241.9172 | 254 | 95544.7126 | 2008.4474 | 2008.4474 | 22095.8333 | 117640.546 | 117640.546 | 0 | 0 | 0 | 0 | 95544.7126 | 0 | 0 | 0 | 0 | 0
2022-11-04 21:00 | 0 | 0 | 186065 | 0 | 2846 | 0 | 15 | 117640.546 | 11.7641 | 0 | 117640.546 | 1916601.3713 | 254 | 95544.7126 | 2008.4474 | 2008.4474 | 22095.8333 | 117640.546 | 117640.546 | 0 | 0 | 0 | 0 | 95544.7126 | 0 | 0 | 0 | 0 | 0
2022-11-04 22:00 | 0 | 0 | 186065 | 0 | 2846 | 0 | 15 | 117640.546 | 11.7641 | 0 | 117640.546 | 1798960.8253 | 254 | 95544.7126 | 2008.4474 | 2008.4474 | 22095.8333 | 117640.546 | 117640.546 | 0 | 0 | 0 | 0 | 95544.7126 | 0 | 0 | 0 | 0 | 0
2022-11-04 23:00 | 0 | 0 | 186065 | 0 | 2846 | 0 | 15 | 117640.546 | 11.7641 | 0 | 117640.546 | 1681320.2794 | 254 | 95544.7126 | 2008.4474 | 2008.4474 | 22095.8333 | 117640.546 | 117640.546 | 0 | 0 | 0 | 0 | 95544.7126 | 0 | 0 | 0 | 0 | 0
2022-11-05 | 0 | 0 | 186065 | 0 | 2846 | 0 | 15 | 117336.3793 | 11.7336 | 0 | 117336.3793 | 1563679.7334 | 254 | 95544.7126 | 2008.4474 | 2008.4474 | 21791.6667 | 117336.3793 | 117336.3793 | 0 | 0 | 0 | 0 | 95544.7126 | 0 | 0 | 0 | 0 | 0
2022-11-05 01:00 | 0 | 0 | 186065 | 0 | 2846 | 0 | 15 | 117336.3793 | 11.7336 | 0 | 117336.3793 | 1446343.3541 | 254 | 95544.7126 | 2008.4474 | 2008.4474 | 21791.6667 | 117336.3793 | 117336.3793 | 0 | 0 | 0 | 0 | 95544.7126 | 0 | 0 | 0 | 0 | 0
2022-11-05 02:00 | 0 | 0 | 186065 | 0 | 2846 | 0 | 15 | 117336.3793 | 11.7336 | 0 | 117336.3793 | 1329006.9748 | 254 | 95544.7126 | 2008.4474 | 2008.4474 | 21791.6667 | 117336.3793 | 117336.3793 | 0 | 0 | 0 | 0 | 95544.7126 | 0 | 0 | 0 | 0 | 0
2022-11-05 03:00 | 0 | 0 | 186065 | 0 | 2846 | 0 | 15 | 117336.3793 | 11.7336 | 0 | 117336.3793 | 1211670.5955 | 254 | 95544.7126 | 2008.4474 | 2008.4474 | 21791.6667 | 117336.3793 | 117336.3793 | 0 | 0 | 0 | 0 | 95544.7126 | 0 | 0 | 0 | 0 | 0
2022-11-05 04:00 | 0 | 0 | 186065 | 0 | 2846 | 0 | 15 | 117336.3793 | 11.7336 | 0 | 117336.3793 | 1094334.2162 | 254 | 95544.7126 | 2008.4474 | 2008.4474 | 21791.6667 | 117336.3793 | 117336.3793 | 0 | 0 | 0 | 0 | 95544.7126 | 0 | 0 | 0 | 0 | 0
2022-11-05 05:00 | 0 | 0 | 186065 | 0 | 2846 | 0 | 15 | 117336.3793 | 11.7336 | 0 | 117336.3793 | 976997.837 | 254 | 95544.7126 | 2008.4474 | 2008.4474 | 21791.6667 | 117336.3793 | 117336.3793 | 0 | 0 | 0 | 0 | 95544.7126 | 0 | 0 | 0 | 0 | 0
2022-11-05 06:00 | 0 | 0 | 186065 | 0 | 2846 | 0 | 15 | 117336.3793 | 11.7336 | 0 | 117336.3793 | 859661.4577 | 254 | 95544.7126 | 2008.4474 | 2008.4474 | 21791.6667 | 117336.3793 | 117336.3793 | 0 | 0 | 0 | 0 | 95544.7126 | 0 | 0 | 0 | 0 | 0
2022-11-05 07:00 | 0.09945 | 0.13988 | 186065 | 17949.0393 | 2846 | 66562.0659 | 15 | 99387.34 | 9.9387 | 0 | 32825.2741 | 742325.0784 | 254 | 95544.7126 | 2008.4474 | 2008.4474 | 21791.6667 | 117336.3793 | 117336.3793 | 0 | 0 | 0 | 0 | 95544.7126 | 0 | 0 | 0 | 0 | 0
2022-11-05 08:00 | 0.2805 | 0.39102 | 186065 | 50625.4955 | 2846 | 186067.3362 | 15 | 66710.8838 | 6.6711 | 119356.4525 | 0 | 709499.8043 | 254 | 95544.7126 | 2008.4474 | 2008.4474 | 21791.6667 | 117336.3793 | 117336.3793 | 0 | 0 | 0 | 50625.4955 | 44919.2171 | 0 | 0 | 0 | 0 | 0
2022-11-05 09:00 | 0.46167 | 0.54443 | 186065 | 83323.6097 | 2846 | 259067.6688 | 15 | 34012.7696 | 3.4013 | 225054.8992 | 0 | 828856.2567 | 254 | 95544.7126 | 2008.4474 | 2008.4474 | 21791.6667 | 117336.3793 | 117336.3793 | 0 | 0 | 0 | 61531.943 | 34012.7696 | 0 | 0 | 0 | 0 | 0
2022-11-05 10:00 | 0.60042 | 0.65321 | 186065 | 108365.6329 | 2846 | 310830.7624 | 15 | 8970.7464 | 0.89707 | 301860.0159 | 0 | 1053911.1559 | 254 | 95544.7126 | 2008.4474 | 2008.4474 | 21791.6667 | 117336.3793 | 117336.3793 | 0 | 0 | 0 | 86573.9662 | 8970.7464 | 0 | 0 | 0 | 0 | 0
2022-11-05 11:00 | 0.67892 | 0.70922 | 186065 | 122533.5523 | 2846 | 337483.1881 | 15 | 0 | 0 | 337483.1881 | 0 | 1355771.1719 | 254 | 95544.7126 | 2008.4474 | 2008.4474 | 21791.6667 | 117336.3793 | 117336.3793 | 0 | 0 | 0 | 95544.7126 | 0 | 0 | 0 | 0 | 0 | 0
2022-11-05 12:00 | 0.68412 | 0.75619 | 186065 | 123472.0642 | 2846 | 359833.9189 | 15 | 0 | 0 | 359833.9189 | 0 | 1693254.36 | 254 | 95544.7126 | 2008.4474 | 2008.4474 | 21791.6667 | 117336.3793 | 117336.3793 | 0 | 0 | 0 | 95544.7126 | 0 | 0 | 0 | 0 | 0 | 0
2022-11-05 13:00 | 0.6284 | 0.71804 | 186065 | 113415.5486 | 2846 | 341680.1956 | 15 | 3920.8307 | 0.39208 | 337759.365 | 0 | 2053088.2789 | 254 | 95544.7126 | 2008.4474 | 2008.4474 | 21791.6667 | 117336.3793 | 117336.3793 | 0 | 0 | 0 | 91623.882 | 3920.8307 | 0 | 0 | 0 | 0 | 0
2022-11-05 14:00 | 0.50267 | 0.66729 | 186065 | 90723.4147 | 2846 | 317530.7472 | 15 | 26612.9645 | 2.6613 | 290917.7827 | 0 | 2390847.6439 | 254 | 95544.7126 | 2008.4474 | 2008.4474 | 21791.6667 | 117336.3793 | 117336.3793 | 0 | 0 | 0 | 90723.4147 | 4821.2979 | 0 | 0 | 0 | 0 | 0
2022-11-05 15:00 | 0.32238 | 0.50079 | 186065 | 58184.1257 | 2846 | 238301.5224 | 15 | 59152.2536 | 5.9152 | 179149.2688 | 0 | 2681765.4266 | 254 | 95544.7126 | 2008.4474 | 2008.4474 | 21791.6667 | 117336.3793 | 117336.3793 | 0 | 0 | 0 | 36392.459 | 59152.2536 | 0 | 0 | 0 | 0 | 0
2022-11-05 16:00 | 0.12823 | 0.2525 | 186065 | 23143.3415 | 2846 | 120152.428 | 15 | 94193.0378 | 9.4193 | 25959.3902 | 0 | 2860914.6954 | 254 | 95544.7126 | 2008.4474 | 2008.4474 | 21791.6667 | 117336.3793 | 117336.3793 | 0 | 0 | 0 | 23143.3415 | 72401.3711 | 0 | 0 | 0 | 0 | 0
2022-11-05 17:00 | 0.00705 | 0.00097 | 186065 | 1272.4055 | 2846 | 461.5757 | 15 | 116063.9738 | 11.6064 | 0 | 115602.3981 | 2886874.0856 | 254 | 95544.7126 | 2008.4474 | 2008.4474 | 21791.6667 | 117336.3793 | 117336.3793 | 0 | 0 | 0 | 0 | 95544.7126 | 0 | 0 | 0 | 0 | 0
2022-11-05 18:00 | 0 | 0 | 186065 | 0 | 2846 | 0 | 15 | 117336.3793 | 11.7336 | 0 | 117336.3793 | 2771271.6875 | 254 | 95544.7126 | 2008.4474 | 2008.4474 | 21791.6667 | 117336.3793 | 117336.3793 | 0 | 0 | 0 | 0 | 95544.7126 | 0 | 0 | 0 | 0 | 0
2022-11-05 19:00 | 0 | 0 | 186065 | 0 | 2846 | 0 | 15 | 117336.3793 | 11.7336 | 0 | 117336.3793 | 2653935.3082 | 254 | 95544.7126 | 2008.4474 | 2008.4474 | 21791.6667 | 117336.3793 | 117336.3793 | 0 | 0 | 0 | 0 | 95544.7126 | 0 | 0 | 0 | 0 | 0
2022-11-05 20:00 | 0 | 0 | 186065 | 0 | 2846 | 0 | 15 | 117336.3793 | 11.7336 | 0 | 117336.3793 | 2536598.9289 | 254 | 95544.7126 | 2008.4474 | 2008.4474 | 21791.6667 | 117336.3793 | 117336.3793 | 0 | 0 | 0 | 0 | 95544.7126 | 0 | 0 | 0 | 0 | 0
2022-11-05 21:00 | 0 | 0 | 186065 | 0 | 2846 | 0 | 15 | 117336.3793 | 11.7336 | 0 | 117336.3793 | 2419262.5496 | 254 | 95544.7126 | 2008.4474 | 2008.4474 | 21791.6667 | 117336.3793 | 117336.3793 | 0 | 0 | 0 | 0 | 95544.7126 | 0 | 0 | 0 | 0 | 0
2022-11-05 22:00 | 0 | 0 | 186065 | 0 | 2846 | 0 | 15 | 117336.3793 | 11.7336 | 0 | 117336.3793 | 2301926.1703 | 254 | 95544.7126 | 2008.4474 | 2008.4474 | 21791.6667 | 117336.3793 | 117336.3793 | 0 | 0 | 0 | 0 | 95544.7126 | 0 | 0 | 0 | 0 | 0
2022-11-05 23:00 | 0 | 0 | 186065 | 0 | 2846 | 0 | 15 | 117336.3793 | 11.7336 | 0 | 117336.3793 | 2184589.791 | 254 | 95544.7126 | 2008.4474 | 2008.4474 | 21791.6667 | 117336.3793 | 117336.3793 | 0 | 0 | 0 | 0 | 95544.7126 | 0 | 0 | 0 | 0 | 0
2022-11-06 | 0 | 0 | 186065 | 0 | 2846 | 0 | 15 | 116765.546 | 11.6766 | 0 | 116765.546 | 2067253.4117 | 254 | 95544.7126 | 2008.4474 | 2008.4474 | 21220.8333 | 116765.546 | 116765.546 | 0 | 0 | 0 | 0 | 95544.7126 | 0 | 0 | 0 | 0 | 0
2022-11-06 01:00 | 0 | 0 | 186065 | 0 | 2846 | 0 | 15 | 116765.546 | 11.6766 | 0 | 116765.546 | 1950487.8658 | 254 | 95544.7126 | 2008.4474 | 2008.4474 | 21220.8333 | 116765.546 | 116765.546 | 0 | 0 | 0 | 0 | 95544.7126 | 0 | 0 | 0 | 0 | 0
2022-11-06 02:00 | 0 | 0 | 186065 | 0 | 2846 | 0 | 15 | 116765.546 | 11.6766 | 0 | 116765.546 | 1833722.3198 | 254 | 95544.7126 | 2008.4474 | 2008.4474 | 21220.8333 | 116765.546 | 116765.546 | 0 | 0 | 0 | 0 | 95544.7126 | 0 | 0 | 0 | 0 | 0
2022-11-06 03:00 | 0 | 0 | 186065 | 0 | 2846 | 0 | 15 | 116765.546 | 11.6766 | 0 | 116765.546 | 1716956.7739 | 254 | 95544.7126 | 2008.4474 | 2008.4474 | 21220.8333 | 116765.546 | 116765.546 | 0 | 0 | 0 | 0 | 95544.7126 | 0 | 0 | 0 | 0 | 0
2022-11-06 04:00 | 0 | 0 | 186065 | 0 | 2846 | 0 | 15 | 116765.546 | 11.6766 | 0 | 116765.546 | 1600191.2279 | 254 | 95544.7126 | 2008.4474 | 2008.4474 | 21220.8333 | 116765.546 | 116765.546 | 0 | 0 | 0 | 0 | 95544.7126 | 0 | 0 | 0 | 0 | 0
2022-11-06 05:00 | 0 | 0 | 186065 | 0 | 2846 | 0 | 15 | 116765.546 | 11.6766 | 0 | 116765.546 | 1483425.6819 | 254 | 95544.7126 | 2008.4474 | 2008.4474 | 21220.8333 | 116765.546 | 116765.546 | 0 | 0 | 0 | 0 | 95544.7126 | 0 | 0 | 0 | 0 | 0
2022-11-06 06:00 | 0 | 0 | 186065 | 0 | 2846 | 0 | 15 | 116765.546 | 11.6766 | 0 | 116765.546 | 1366660.136 | 254 | 95544.7126 | 2008.4474 | 2008.4474 | 21220.8333 | 116765.546 | 116765.546 | 0 | 0 | 0 | 0 | 95544.7126 | 0 | 0 | 0 | 0 | 0
2022-11-06 07:00 | 0.08288 | 0.08501 | 186065 | 14958.4352 | 2846 | 40452.1105 | 15 | 101807.1108 | 10.1807 | 0 | 61355.0003 | 1249894.59 | 254 | 95544.7126 | 2008.4474 | 2008.4474 | 21220.8333 | 116765.546 | 116765.546 | 0 | 0 | 0 | 0 | 95544.7126 | 0 | 0 | 0 | 0 | 0
2022-11-06 08:00 | 0.24412 | 0.30723 | 186065 | 44059.5222 | 2846 | 146195.7642 | 15 | 72706.0238 | 7.2706 | 73489.7404 | 0 | 1188539.5898 | 254 | 95544.7126 | 2008.4474 | 2008.4474 | 21220.8333 | 116765.546 | 116765.546 | 0 | 0 | 0 | 22838.6888 | 72706.0238 | 0 | 0 | 0 | 0 | 0
2022-11-06 09:00 | 0.4147 | 0.45297 | 186065 | 74846.3208 | 2846 | 215546.3181 | 15 | 41919.2251 | 4.1919 | 173627.0929 | 0 | 1262029.3302 | 254 | 95544.7126 | 2008.4474 | 2008.4474 | 21220.8333 | 116765.546 | 116765.546 | 0 | 0 | 0 | 74846.3208 | 20698.3918 | 0 | 0 | 0 | 0 | 0
2022-11-06 10:00 | 0.55183 | 0.56148 | 186065 | 99595.9615 | 2846 | 267180.9318 | 15 | 17169.5845 | 1.717 | 250011.3473 | 0 | 1435656.4231 | 254 | 95544.7126 | 2008.4474 | 2008.4474 | 21220.8333 | 116765.546 | 116765.546 | 0 | 0 | 0 | 78375.1281 | 17169.5845 | 0 | 0 | 0 | 0 | 0
2022-11-06 11:00 | 0.65492 | 0.64046 | 186065 | 118201.9591 | 2846 | 304763.6596 | 15 | 0 | 0 | 304763.6596 | 0 | 1685667.7704 | 254 | 95544.7126 | 2008.4474 | 2008.4474 | 21220.8333 | 116765.546 | 116765.546 | 0 | 0 | 0 | 95544.7126 | 0 | 0 | 0 | 0 | 0 | 0
2022-11-06 12:00 | 0.63662 | 0.64304 | 186065 | 114899.1193 | 2846 | 305991.3556 | 15 | 1866.4267 | 0.18664 | 304124.929 | 0 | 1990431.43 | 254 | 95544.7126 | 2008.4474 | 2008.4474 | 21220.8333 | 116765.546 | 116765.546 | 0 | 0 | 0 | 93678.286 | 1866.4267 | 0 | 0 | 0 | 0 | 0
2022-11-06 13:00 | 0.60028 | 0.6157 | 186065 | 108340.3653 | 2846 | 292981.5838 | 15 | 8425.1807 | 0.84252 | 284556.4031 | 0 | 2294556.3589 | 254 | 95544.7126 | 2008.4474 | 2008.4474 | 21220.8333 | 116765.546 | 116765.546 | 0 | 0 | 0 | 87119.5319 | 8425.1807 | 0 | 0 | 0 | 0 | 0
2022-11-06 14:00 | 0.4711 | 0.55366 | 186065 | 85025.5649 | 2846 | 263459.7754 | 15 | 31739.9811 | 3.174 | 231719.7943 | 0 | 2579112.7621 | 254 | 95544.7126 | 2008.4474 | 2008.4474 | 21220.8333 | 116765.546 | 116765.546 | 0 | 0 | 0 | 63804.7315 | 31739.9811 | 0 | 0 | 0 | 0 | 0
2022-11-06 15:00 | 0.2992 | 0.40336 | 186065 | 54000.5286 | 2846 | 191939.34 | 15 | 62765.0174 | 6.2765 | 129174.3226 | 0 | 2810832.5564 | 254 | 95544.7126 | 2008.4474 | 2008.4474 | 21220.8333 | 116765.546 | 116765.546 | 0 | 0 | 0 | 54000.5286 | 41544.1841 | 0 | 0 | 0 | 0 | 0
2022-11-06 16:00 | 0.11418 | 0.143 | 186065 | 20607.5546 | 2846 | 68046.7216 | 15 | 96157.9913 | 9.6158 | 0 | 28111.2697 | 2940006.879 | 254 | 95544.7126 | 2008.4474 | 2008.4474 | 21220.8333 | 116765.546 | 116765.546 | 0 | 0 | 0 | 20607.5546 | 74937.158 | 0 | 0 | 0 | 0 | 0
2022-11-06 17:00 | 0.00628 | 0 | 186065 | 1133.4336 | 2846 | 0 | 15 | 115632.1124 | 11.5632 | 0 | 115632.1124 | 2911895.6093 | 254 | 95544.7126 | 2008.4474 | 2008.4474 | 21220.8333 | 116765.546 | 116765.546 | 0 | 0 | 0 | 1133.4336 | 94411.2791 | 0 | 0 | 0 | 0 | 0
2022-11-06 18:00 | 0 | 0 | 186065 | 0 | 2846 | 0 | 15 | 116765.546 | 11.6766 | 0 | 116765.546 | 2796263.4969 | 254 | 95544.7126 | 2008.4474 | 2008.4474 | 21220.8333 | 116765.546 | 116765.546 | 0 | 0 | 0 | 0 | 95544.7126 | 0 | 0 | 0 | 0 | 0
2022-11-06 19:00 | 0 | 0 | 186065 | 0 | 2846 | 0 | 15 | 116765.546 | 11.6766 | 0 | 116765.546 | 2679497.9509 | 254 | 95544.7126 | 2008.4474 | 2008.4474 | 21220.8333 | 116765.546 | 116765.546 | 0 | 0 | 0 | 0 | 95544.7126 | 0 | 0 | 0 | 0 | 0
2022-11-06 20:00 | 0 | 0 | 186065 | 0 | 2846 | 0 | 15 | 116765.546 | 11.6766 | 0 | 116765.546 | 2562732.405 | 254 | 95544.7126 | 2008.4474 | 2008.4474 | 21220.8333 | 116765.546 | 116765.546 | 0 | 0 | 0 | 0 | 95544.7126 | 0 | 0 | 0 | 0 | 0
2022-11-06 21:00 | 0 | 0 | 186065 | 0 | 2846 | 0 | 15 | 116765.546 | 11.6766 | 0 | 116765.546 | 2445966.859 | 254 | 95544.7126 | 2008.4474 | 2008.4474 | 21220.8333 | 116765.546 | 116765.546 | 0 | 0 | 0 | 0 | 95544.7126 | 0 | 0 | 0 | 0 | 0
2022-11-06 22:00 | 0 | 0 | 186065 | 0 | 2846 | 0 | 15 | 116765.546 | 11.6766 | 0 | 116765.546 | 2329201.3131 | 254 | 95544.7126 | 2008.4474 | 2008.4474 | 21220.8333 | 116765.546 | 116765.546 | 0 | 0 | 0 | 0 | 95544.7126 | 0 | 0 | 0 | 0 | 0
2022-11-06 23:00 | 0 | 0 | 186065 | 0 | 2846 | 0 | 15 | 116765.546 | 11.6766 | 0 | 116765.546 | 2212435.7671 | 254 | 95544.7126 | 2008.4474 | 2008.4474 | 21220.8333 | 116765.546 | 116765.546 | 0 | 0 | 0 | 0 | 95544.7126 | 0 | 0 | 0 | 0 | 0
2022-11-07 | 0 | 0 | 186065 | 0 | 2846 | 0 | 15 | 116032.2126 | 11.6032 | 0 | 116032.2126 | 2095670.2211 | 254 | 95544.7126 | 2008.4474 | 2008.4474 | 20487.5 | 116032.2126 | 116032.2126 | 0 | 0 | 0 | 0 | 95544.7126 | 0 | 0 | 0 | 0 | 0
2022-11-07 01:00 | 0 | 0 | 186065 | 0 | 2846 | 0 | 15 | 116032.2126 | 11.6032 | 0 | 116032.2126 | 1979638.0085 | 254 | 95544.7126 | 2008.4474 | 2008.4474 | 20487.5 | 116032.2126 | 116032.2126 | 0 | 0 | 0 | 0 | 95544.7126 | 0 | 0 | 0 | 0 | 0
2022-11-07 02:00 | 0 | 0 | 186065 | 0 | 2846 | 0 | 15 | 116032.2126 | 11.6032 | 0 | 116032.2126 | 1863605.7959 | 254 | 95544.7126 | 2008.4474 | 2008.4474 | 20487.5 | 116032.2126 | 116032.2126 | 0 | 0 | 0 | 0 | 95544.7126 | 0 | 0 | 0 | 0 | 0
2022-11-07 03:00 | 0 | 0 | 186065 | 0 | 2846 | 0 | 15 | 116032.2126 | 11.6032 | 0 | 116032.2126 | 1747573.5833 | 254 | 95544.7126 | 2008.4474 | 2008.4474 | 20487.5 | 116032.2126 | 116032.2126 | 0 | 0 | 0 | 0 | 95544.7126 | 0 | 0 | 0 | 0 | 0
2022-11-07 04:00 | 0 | 0 | 186065 | 0 | 2846 | 0 | 15 | 116032.2126 | 11.6032 | 0 | 116032.2126 | 1631541.3707 | 254 | 95544.7126 | 2008.4474 | 2008.4474 | 20487.5 | 116032.2126 | 116032.2126 | 0 | 0 | 0 | 0 | 95544.7126 | 0 | 0 | 0 | 0 | 0
2022-11-07 05:00 | 0 | 0 | 186065 | 0 | 2846 | 0 | 15 | 116032.2126 | 11.6032 | 0 | 116032.2126 | 1515509.158 | 254 | 95544.7126 | 2008.4474 | 2008.4474 | 20487.5 | 116032.2126 | 116032.2126 | 0 | 0 | 0 | 0 | 95544.7126 | 0 | 0 | 0 | 0 | 0
2022-11-07 06:00 | 0 | 0 | 186065 | 0 | 2846 | 0 | 15 | 116032.2126 | 11.6032 | 0 | 116032.2126 | 1399476.9454 | 254 | 95544.7126 | 2008.4474 | 2008.4474 | 20487.5 | 116032.2126 | 116032.2126 | 0 | 0 | 0 | 0 | 95544.7126 | 0 | 0 | 0 | 0 | 0
2022-11-07 07:00 | 0.08668 | 0.08921 | 186065 | 15644.2708 | 2846 | 42450.6856 | 15 | 100387.9418 | 10.0388 | 0 | 57937.2563 | 1283444.7328 | 254 | 95544.7126 | 2008.4474 | 2008.4474 | 20487.5 | 116032.2126 | 116032.2126 | 0 | 0 | 0 | 0 | 95544.7126 | 0 | 0 | 0 | 0 | 0
2022-11-07 08:00 | 0.25948 | 0.32478 | 186065 | 46831.7418 | 2846 | 154546.9527 | 15 | 69200.4708 | 6.92 | 85346.4819 | 0 | 1225507.4765 | 254 | 95544.7126 | 2008.4474 | 2008.4474 | 20487.5 | 116032.2126 | 116032.2126 | 0 | 0 | 0 | 46831.7418 | 48712.9708 | 0 | 0 | 0 | 0 | 0
2022-11-07 09:00 | 0.44323 | 0.5465 | 186065 | 79995.5023 | 2846 | 260052.6808 | 15 | 36036.7104 | 3.6037 | 224015.9704 | 0 | 1310853.9584 | 254 | 95544.7126 | 2008.4474 | 2008.4474 | 20487.5 | 116032.2126 | 116032.2126 | 0 | 0 | 0 | 79995.5023 | 15549.2104 | 0 | 0 | 0 | 0 | 0
2022-11-07 10:00 | 0.5857 | 0.67518 | 186065 | 105708.9224 | 2846 | 321285.2132 | 15 | 10323.2902 | 1.0323 | 310961.923 | 0 | 1534869.9288 | 254 | 95544.7126 | 2008.4474 | 2008.4474 | 20487.5 | 116032.2126 | 116032.2126 | 0 | 0 | 0 | 95544.7126 | 0 | 0 | 0 | 0 | 0 | 0
2022-11-07 11:00 | 0.66605 | 0.66076 | 186065 | 120210.7355 | 2846 | 314423.4389 | 15 | 0 | 0 | 314423.4389 | 0 | 1845831.8518 | 254 | 95544.7126 | 2008.4474 | 2008.4474 | 20487.5 | 116032.2126 | 116032.2126 | 0 | 0 | 0 | 95544.7126 | 0 | 0 | 0 | 0 | 0 | 0
2022-11-07 12:00 | 0.6721 | 0.67234 | 186065 | 121302.6579 | 2846 | 319933.7958 | 15 | 0 | 0 | 319933.7958 | 0 | 2160255.2907 | 254 | 95544.7126 | 2008.4474 | 2008.4474 | 20487.5 | 116032.2126 | 116032.2126 | 0 | 0 | 0 | 95544.7126 | 0 | 0 | 0 | 0 | 0 | 0
2022-11-07 13:00 | 0.61 | 0.63455 | 186065 | 110094.6605 | 2846 | 301951.379 | 15 | 5937.5521 | 0.59376 | 296013.8268 | 0 | 2480189.0865 | 254 | 95544.7126 | 2008.4474 | 2008.4474 | 20487.5 | 116032.2126 | 116032.2126 | 0 | 0 | 0 | 89607.1605 | 5937.5521 | 0 | 0 | 0 | 0 | 0
2022-11-07 14:00 | 0.4761 | 0.51757 | 186065 | 85927.9801 | 2846 | 246286.3056 | 15 | 30104.2325 | 3.0104 | 216182.0731 | 0 | 2776202.9134 | 254 | 95544.7126 | 2008.4474 | 2008.4474 | 20487.5 | 116032.2126 | 116032.2126 | 0 | 0 | 0 | 65440.4801 | 30104.2325 | 0 | 0 | 0 | 0 | 0
2022-11-07 15:00 | 0.29477 | 0.34457 | 186065 | 53200.9886 | 2846 | 163964.048 | 15 | 62831.224 | 6.2831 | 101132.824 | 0 | 2992384.9864 | 254 | 95544.7126 | 2008.4474 | 2008.4474 | 20487.5 | 116032.2126 | 116032.2126 | 0 | 0 | 0 | 53200.9886 | 42343.724 | 0 | 0 | 0 | 0 | 0
2022-11-07 16:00 | 0.1089 | 0.09886 | 186065 | 19654.6041 | 2846 | 47042.6496 | 15 | 96377.6085 | 9.6378 | 0 | 49334.9588 | 3093517.8105 | 254 | 95544.7126 | 2008.4474 | 2008.4474 | 20487.5 | 116032.2126 | 116032.2126 | 0 | 0 | 0 | 0 | 95544.7126 | 0 | 0 | 0 | 0 | 0
2022-11-07 17:00 | 0.00593 | 0 | 186065 | 1070.2645 | 2846 | 0 | 15 | 114961.9481 | 11.4962 | 0 | 114961.9481 | 3044182.8516 | 254 | 95544.7126 | 2008.4474 | 2008.4474 | 20487.5 | 116032.2126 | 116032.2126 | 0 | 0 | 0 | 0 | 95544.7126 | 0 | 0 | 0 | 0 | 0
2022-11-07 18:00 | 0 | 0 | 186065 | 0 | 2846 | 0 | 15 | 116032.2126 | 11.6032 | 0 | 116032.2126 | 2929220.9035 | 254 | 95544.7126 | 2008.4474 | 2008.4474 | 20487.5 | 116032.2126 | 116032.2126 | 0 | 0 | 0 | 0 | 95544.7126 | 0 | 0 | 0 | 0 | 0
2022-11-07 19:00 | 0 | 0 | 186065 | 0 | 2846 | 0 | 15 | 116032.2126 | 11.6032 | 0 | 116032.2126 | 2813188.6908 | 254 | 95544.7126 | 2008.4474 | 2008.4474 | 20487.5 | 116032.2126 | 116032.2126 | 0 | 0 | 0 | 0 | 95544.7126 | 0 | 0 | 0 | 0 | 0
2022-11-07 20:00 | 0 | 0 | 186065 | 0 | 2846 | 0 | 15 | 116032.2126 | 11.6032 | 0 | 116032.2126 | 2697156.4782 | 254 | 95544.7126 | 2008.4474 | 2008.4474 | 20487.5 | 116032.2126 | 116032.2126 | 0 | 0 | 0 | 0 | 95544.7126 | 0 | 0 | 0 | 0 | 0
2022-11-07 21:00 | 0 | 0 | 186065 | 0 | 2846 | 0 | 15 | 116032.2126 | 11.6032 | 0 | 116032.2126 | 2581124.2656 | 254 | 95544.7126 | 2008.4474 | 2008.4474 | 20487.5 | 116032.2126 | 116032.2126 | 0 | 0 | 0 | 0 | 95544.7126 | 0 | 0 | 0 | 0 | 0
2022-11-07 22:00 | 0 | 0 | 186065 | 0 | 2846 | 0 | 15 | 116032.2126 | 11.6032 | 0 | 116032.2126 | 2465092.053 | 254 | 95544.7126 | 2008.4474 | 2008.4474 | 20487.5 | 116032.2126 | 116032.2126 | 0 | 0 | 0 | 0 | 95544.7126 | 0 | 0 | 0 | 0 | 0
2022-11-07 23:00 | 0 | 0 | 186065 | 0 | 2846 | 0 | 15 | 116032.2126 | 11.6032 | 0 | 116032.2126 | 2349059.8404 | 254 | 95544.7126 | 2008.4474 | 2008.4474 | 20487.5 | 116032.2126 | 116032.2126 | 0 | 0 | 0 | 0 | 95544.7126 | 0 | 0 | 0 | 0 | 0
2022-11-08 | 0 | 0 | 186065 | 0 | 2846 | 0 | 15 | 117086.3793 | 11.7086 | 0 | 117086.3793 | 2233027.6277 | 254 | 95544.7126 | 2008.4474 | 2008.4474 | 21541.6667 | 117086.3793 | 117086.3793 | 0 | 0 | 0 | 0 | 95544.7126 | 0 | 0 | 0 | 0 | 0
2022-11-08 01:00 | 0 | 0 | 186065 | 0 | 2846 | 0 | 15 | 117086.3793 | 11.7086 | 0 | 117086.3793 | 2115941.2484 | 254 | 95544.7126 | 2008.4474 | 2008.4474 | 21541.6667 | 117086.3793 | 117086.3793 | 0 | 0 | 0 | 0 | 95544.7126 | 0 | 0 | 0 | 0 | 0
2022-11-08 02:00 | 0 | 0 | 186065 | 0 | 2846 | 0 | 15 | 117086.3793 | 11.7086 | 0 | 117086.3793 | 1998854.8692 | 254 | 95544.7126 | 2008.4474 | 2008.4474 | 21541.6667 | 117086.3793 | 117086.3793 | 0 | 0 | 0 | 0 | 95544.7126 | 0 | 0 | 0 | 0 | 0
2022-11-08 03:00 | 0 | 0 | 186065 | 0 | 2846 | 0 | 15 | 117086.3793 | 11.7086 | 0 | 117086.3793 | 1881768.4899 | 254 | 95544.7126 | 2008.4474 | 2008.4474 | 21541.6667 | 117086.3793 | 117086.3793 | 0 | 0 | 0 | 0 | 95544.7126 | 0 | 0 | 0 | 0 | 0
2022-11-08 04:00 | 0 | 0 | 186065 | 0 | 2846 | 0 | 15 | 117086.3793 | 11.7086 | 0 | 117086.3793 | 1764682.1106 | 254 | 95544.7126 | 2008.4474 | 2008.4474 | 21541.6667 | 117086.3793 | 117086.3793 | 0 | 0 | 0 | 0 | 95544.7126 | 0 | 0 | 0 | 0 | 0
2022-11-08 05:00 | 0 | 0 | 186065 | 0 | 2846 | 0 | 15 | 117086.3793 | 11.7086 | 0 | 117086.3793 | 1647595.7313 | 254 | 95544.7126 | 2008.4474 | 2008.4474 | 21541.6667 | 117086.3793 | 117086.3793 | 0 | 0 | 0 | 0 | 95544.7126 | 0 | 0 | 0 | 0 | 0
2022-11-08 06:00 | 0 | 0 | 186065 | 0 | 2846 | 0 | 15 | 117086.3793 | 11.7086 | 0 | 117086.3793 | 1530509.352 | 254 | 95544.7126 | 2008.4474 | 2008.4474 | 21541.6667 | 117086.3793 | 117086.3793 | 0 | 0 | 0 | 0 | 95544.7126 | 0 | 0 | 0 | 0 | 0
2022-11-08 07:00 | 0.09972 | 0.23566 | 186065 | 17997.7697 | 2846 | 112139.0938 | 15 | 99088.6095 | 9.9089 | 13050.4842 | 0 | 1413422.9727 | 254 | 95544.7126 | 2008.4474 | 2008.4474 | 21541.6667 | 117086.3793 | 117086.3793 | 0 | 0 | 0 | 0 | 95544.7126 | 0 | 0 | 0 | 0 | 0
2022-11-08 08:00 | 0.29617 | 0.59572 | 186065 | 53453.6649 | 2846 | 283474.0769 | 15 | 63632.7144 | 6.3633 | 219841.3625 | 0 | 1426473.4569 | 254 | 95544.7126 | 2008.4474 | 2008.4474 | 21541.6667 | 117086.3793 | 117086.3793 | 0 | 0 | 0 | 31911.9983 | 63632.7144 | 0 | 0 | 0 | 0 | 0
2022-11-08 09:00 | 0.48445 | 0.74404 | 186065 | 87435.0136 | 2846 | 354052.3268 | 15 | 29651.3657 | 2.9651 | 324400.9611 | 0 | 1646314.8194 | 254 | 95544.7126 | 2008.4474 | 2008.4474 | 21541.6667 | 117086.3793 | 117086.3793 | 0 | 0 | 0 | 87435.0136 | 8109.6991 | 0 | 0 | 0 | 0 | 0
2022-11-08 10:00 | 0.6231 | 0.84572 | 186065 | 112458.9885 | 2846 | 402436.8769 | 15 | 4627.3908 | 0.46274 | 397809.486 | 0 | 1970715.7806 | 254 | 95544.7126 | 2008.4474 | 2008.4474 | 21541.6667 | 117086.3793 | 117086.3793 | 0 | 0 | 0 | 95544.7126 | 0 | 0 | 0 | 0 | 0 | 0
2022-11-08 11:00 | 0.69885 | 0.884 | 186065 | 126130.5795 | 2846 | 420652.4608 | 15 | 0 | 0 | 420652.4608 | 0 | 2368525.2666 | 254 | 95544.7126 | 2008.4474 | 2008.4474 | 21541.6667 | 117086.3793 | 117086.3793 | 0 | 0 | 0 | 95544.7126 | 0 | 0 | 0 | 0 | 0 | 0
2022-11-08 12:00 | 0.6911 | 0.7907 | 186065 | 124731.8359 | 2846 | 376255.5438 | 15 | 0 | 0 | 376255.5438 | 0 | 2789177.7274 | 254 | 95544.7126 | 2008.4474 | 2008.4474 | 21541.6667 | 117086.3793 | 117086.3793 | 0 | 0 | 0 | 95544.7126 | 0 | 0 | 0 | 0 | 0 | 0
2022-11-08 13:00 | 0.63108 | 0.78195 | 186065 | 113899.2432 | 2846 | 372091.8458 | 15 | 3187.1361 | 0.31871 | 368904.7097 | 0 | 3165433.2712 | 254 | 95544.7126 | 2008.4474 | 2008.4474 | 21541.6667 | 117086.3793 | 117086.3793 | 0 | 0 | 0 | 92357.5765 | 3187.1361 | 0 | 0 | 0 | 0 | 0
2022-11-08 14:00 | 0.49605 | 0.68922 | 186065 | 89528.617 | 2846 | 327966.1641 | 15 | 27557.7623 | 2.7558 | 300408.4017 | 0 | 3534337.981 | 254 | 95544.7126 | 2008.4474 | 2008.4474 | 21541.6667 | 117086.3793 | 117086.3793 | 0 | 0 | 0 | 67986.9503 | 27557.7623 | 0 | 0 | 0 | 0 | 0
2022-11-08 15:00 | 0.31925 | 0.56404 | 186065 | 57619.2137 | 2846 | 268399.1108 | 15 | 59467.1656 | 5.9467 | 208931.9453 | 0 | 3834746.3827 | 254 | 95544.7126 | 2008.4474 | 2008.4474 | 21541.6667 | 117086.3793 | 117086.3793 | 0 | 0 | 0 | 57619.2137 | 37925.4989 | 0 | 0 | 0 | 0 | 0
2022-11-08 16:00 | 0.12585 | 0.31449 | 186065 | 22713.7918 | 2846 | 149650.4439 | 15 | 94372.5874 | 9.4373 | 55277.8564 | 0 | 4043678.328 | 254 | 95544.7126 | 2008.4474 | 2008.4474 | 21541.6667 | 117086.3793 | 117086.3793 | 0 | 0 | 0 | 1172.1252 | 94372.5874 | 0 | 0 | 0 | 0 | 0
2022-11-08 17:00 | 0.00593 | 0.00456 | 186065 | 1070.2645 | 2846 | 2169.8815 | 15 | 116016.1148 | 11.6016 | 0 | 113846.2333 | 4098956.1844 | 254 | 95544.7126 | 2008.4474 | 2008.4474 | 21541.6667 | 117086.3793 | 117086.3793 | 0 | 0 | 0 | 1070.2645 | 94474.4481 | 0 | 0 | 0 | 0 | 0
2022-11-08 18:00 | 0 | 0 | 186065 | 0 | 2846 | 0 | 15 | 117086.3793 | 11.7086 | 0 | 117086.3793 | 3985109.9511 | 254 | 95544.7126 | 2008.4474 | 2008.4474 | 21541.6667 | 117086.3793 | 117086.3793 | 0 | 0 | 0 | 0 | 95544.7126 | 0 | 0 | 0 | 0 | 0
2022-11-08 19:00 | 0 | 0 | 186065 | 0 | 2846 | 0 | 15 | 117086.3793 | 11.7086 | 0 | 117086.3793 | 3868023.5718 | 254 | 95544.7126 | 2008.4474 | 2008.4474 | 21541.6667 | 117086.3793 | 117086.3793 | 0 | 0 | 0 | 0 | 95544.7126 | 0 | 0 | 0 | 0 | 0
2022-11-08 20:00 | 0 | 0 | 186065 | 0 | 2846 | 0 | 15 | 117086.3793 | 11.7086 | 0 | 117086.3793 | 3750937.1925 | 254 | 95544.7126 | 2008.4474 | 2008.4474 | 21541.6667 | 117086.3793 | 117086.3793 | 0 | 0 | 0 | 0 | 95544.7126 | 0 | 0 | 0 | 0 | 0
2022-11-08 21:00 | 0 | 0 | 186065 | 0 | 2846 | 0 | 15 | 117086.3793 | 11.7086 | 0 | 117086.3793 | 3633850.8132 | 254 | 95544.7126 | 2008.4474 | 2008.4474 | 21541.6667 | 117086.3793 | 117086.3793 | 0 | 0 | 0 | 0 | 95544.7126 | 0 | 0 | 0 | 0 | 0
2022-11-08 22:00 | 0 | 0 | 186065 | 0 | 2846 | 0 | 15 | 117086.3793 | 11.7086 | 0 | 117086.3793 | 3516764.4339 | 254 | 95544.7126 | 2008.4474 | 2008.4474 | 21541.6667 | 117086.3793 | 117086.3793 | 0 | 0 | 0 | 0 | 95544.7126 | 0 | 0 | 0 | 0 | 0
2022-11-08 23:00 | 0 | 0 | 186065 | 0 | 2846 | 0 | 15 | 117086.3793 | 11.7086 | 0 | 117086.3793 | 3399678.0546 | 254 | 95544.7126 | 2008.4474 | 2008.4474 | 21541.6667 | 117086.3793 | 117086.3793 | 0 | 0 | 0 | 0 | 95544.7126 | 0 | 0 | 0 | 0 | 0
2022-11-09 | 0 | 0 | 186065 | 0 | 2846 | 0 | 15 | 117086.3793 | 11.7086 | 0 | 117086.3793 | 3282591.6754 | 254 | 95544.7126 | 2008.4474 | 2008.4474 | 21541.6667 | 117086.3793 | 117086.3793 | 0 | 0 | 0 | 0 | 95544.7126 | 0 | 0 | 0 | 0 | 0
2022-11-09 01:00 | 0 | 0 | 186065 | 0 | 2846 | 0 | 15 | 117086.3793 | 11.7086 | 0 | 117086.3793 | 3165505.2961 | 254 | 95544.7126 | 2008.4474 | 2008.4474 | 21541.6667 | 117086.3793 | 117086.3793 | 0 | 0 | 0 | 0 | 95544.7126 | 0 | 0 | 0 | 0 | 0
2022-11-09 02:00 | 0 | 0 | 186065 | 0 | 2846 | 0 | 15 | 117086.3793 | 11.7086 | 0 | 117086.3793 | 3048418.9168 | 254 | 95544.7126 | 2008.4474 | 2008.4474 | 21541.6667 | 117086.3793 | 117086.3793 | 0 | 0 | 0 | 0 | 95544.7126 | 0 | 0 | 0 | 0 | 0
2022-11-09 03:00 | 0 | 0 | 186065 | 0 | 2846 | 0 | 15 | 117086.3793 | 11.7086 | 0 | 117086.3793 | 2931332.5375 | 254 | 95544.7126 | 2008.4474 | 2008.4474 | 21541.6667 | 117086.3793 | 117086.3793 | 0 | 0 | 0 | 0 | 95544.7126 | 0 | 0 | 0 | 0 | 0
2022-11-09 04:00 | 0 | 0 | 186065 | 0 | 2846 | 0 | 15 | 117086.3793 | 11.7086 | 0 | 117086.3793 | 2814246.1582 | 254 | 95544.7126 | 2008.4474 | 2008.4474 | 21541.6667 | 117086.3793 | 117086.3793 | 0 | 0 | 0 | 0 | 95544.7126 | 0 | 0 | 0 | 0 | 0
2022-11-09 05:00 | 0 | 0 | 186065 | 0 | 2846 | 0 | 15 | 117086.3793 | 11.7086 | 0 | 117086.3793 | 2697159.7789 | 254 | 95544.7126 | 2008.4474 | 2008.4474 | 21541.6667 | 117086.3793 | 117086.3793 | 0 | 0 | 0 | 0 | 95544.7126 | 0 | 0 | 0 | 0 | 0
2022-11-09 06:00 | 0 | 0 | 186065 | 0 | 2846 | 0 | 15 | 117086.3793 | 11.7086 | 0 | 117086.3793 | 2580073.3996 | 254 | 95544.7126 | 2008.4474 | 2008.4474 | 21541.6667 | 117086.3793 | 117086.3793 | 0 | 0 | 0 | 0 | 95544.7126 | 0 | 0 | 0 | 0 | 0
2022-11-09 07:00 | 0.1007 | 0.30117 | 186065 | 18174.6431 | 2846 | 143312.1059 | 15 | 98911.7362 | 9.8912 | 44400.3697 | 0 | 2462987.0203 | 254 | 95544.7126 | 2008.4474 | 2008.4474 | 21541.6667 | 117086.3793 | 117086.3793 | 0 | 0 | 0 | 0 | 95544.7126 | 0 | 0 | 0 | 0 | 0
2022-11-09 08:00 | 0.29312 | 0.61529 | 186065 | 52903.1916 | 2846 | 292786.4848 | 15 | 64183.1877 | 6.4183 | 228603.2972 | 0 | 2507387.3901 | 254 | 95544.7126 | 2008.4474 | 2008.4474 | 21541.6667 | 117086.3793 | 117086.3793 | 0 | 0 | 0 | 31361.5249 | 64183.1877 | 0 | 0 | 0 | 0 | 0
2022-11-09 09:00 | 0.47227 | 0.74115 | 186065 | 85236.73 | 2846 | 352677.1169 | 15 | 31849.6493 | 3.185 | 320827.4676 | 0 | 2735990.6872 | 254 | 95544.7126 | 2008.4474 | 2008.4474 | 21541.6667 | 117086.3793 | 117086.3793 | 0 | 0 | 0 | 85236.73 | 10307.9826 | 0 | 0 | 0 | 0 | 0
2022-11-09 10:00 | 0.60525 | 0.81044 | 186065 | 109237.366 | 2846 | 385648.8465 | 15 | 7849.0133 | 0.7849 | 377799.8333 | 0 | 3056818.1549 | 254 | 95544.7126 | 2008.4474 | 2008.4474 | 21541.6667 | 117086.3793 | 117086.3793 | 0 | 0 | 0 | 95544.7126 | 0 | 0 | 0 | 0 | 0 | 0
2022-11-09 11:00 | 0.66962 | 0.77144 | 186065 | 120855.0599 | 2846 | 367090.6497 | 15 | 0 | 0 | 367090.6497 | 0 | 3434617.9881 | 254 | 95544.7126 | 2008.4474 | 2008.4474 | 21541.6667 | 117086.3793 | 117086.3793 | 0 | 0 | 0 | 95544.7126 | 0 | 0 | 0 | 0 | 0 | 0
2022-11-09 12:00 | 0.68672 | 0.83891 | 186065 | 123941.3201 | 2846 | 399196.3302 | 15 | 0 | 0 | 399196.3302 | 0 | 3801708.6378 | 254 | 95544.7126 | 2008.4474 | 2008.4474 | 21541.6667 | 117086.3793 | 117086.3793 | 0 | 0 | 0 | 95544.7126 | 0 | 0 | 0 | 0 | 0 | 0
2022-11-09 13:00 | 0.5666 | 0.70419 | 186065 | 102261.6961 | 2846 | 335089.6565 | 15 | 14824.6832 | 1.4825 | 320264.9734 | 0 | 4200904.968 | 254 | 95544.7126 | 2008.4474 | 2008.4474 | 21541.6667 | 117086.3793 | 117086.3793 | 0 | 0 | 0 | 80720.0295 | 14824.6832 | 0 | 0 | 0 | 0 | 0
2022-11-09 14:00 | 0.36733 | 0.42302 | 186065 | 66296.8388 | 2846 | 201294.5746 | 15 | 50789.5405 | 5.079 | 150505.0341 | 0 | 4521169.9414 | 254 | 95544.7126 | 2008.4474 | 2008.4474 | 21541.6667 | 117086.3793 | 117086.3793 | 0 | 0 | 0 | 44755.1721 | 50789.5405 | 0 | 0 | 0 | 0 | 0
2022-11-09 15:00 | 0.24788 | 0.33335 | 186065 | 44738.1384 | 2846 | 158624.9975 | 15 | 72348.2409 | 7.2348 | 86276.7567 | 0 | 4671674.9755 | 254 | 95544.7126 | 2008.4474 | 2008.4474 | 21541.6667 | 117086.3793 | 117086.3793 | 0 | 0 | 0 | 23196.4718 | 72348.2409 | 0 | 0 | 0 | 0 | 0
2022-11-09 16:00 | 0.10507 | 0.21795 | 186065 | 18963.3541 | 2846 | 103711.769 | 15 | 98123.0252 | 9.8123 | 5588.7438 | 0 | 4757951.7322 | 254 | 95544.7126 | 2008.4474 | 2008.4474 | 21541.6667 | 117086.3793 | 117086.3793 | 0 | 0 | 0 | 18963.3541 | 76581.3586 | 0 | 0 | 0 | 0 | 0
2022-11-09 17:00 | 0.00543 | 0.00564 | 186065 | 980.023 | 2846 | 2683.8008 | 15 | 116106.3563 | 11.6106 | 0 | 113422.5556 | 4763540.476 | 254 | 95544.7126 | 2008.4474 | 2008.4474 | 21541.6667 | 117086.3793 | 117086.3793 | 0 | 0 | 0 | 980.023 | 94564.6897 | 0 | 0 | 0 | 0 | 0
2022-11-09 18:00 | 0 | 0 | 186065 | 0 | 2846 | 0 | 15 | 117086.3793 | 11.7086 | 0 | 117086.3793 | 4650117.9204 | 254 | 95544.7126 | 2008.4474 | 2008.4474 | 21541.6667 | 117086.3793 | 117086.3793 | 0 | 0 | 0 | 0 | 95544.7126 | 0 | 0 | 0 | 0 | 0
2022-11-09 19:00 | 0 | 0 | 186065 | 0 | 2846 | 0 | 15 | 117086.3793 | 11.7086 | 0 | 117086.3793 | 4533031.5411 | 254 | 95544.7126 | 2008.4474 | 2008.4474 | 21541.6667 | 117086.3793 | 117086.3793 | 0 | 0 | 0 | 0 | 95544.7126 | 0 | 0 | 0 | 0 | 0
2022-11-09 20:00 | 0 | 0 | 186065 | 0 | 2846 | 0 | 15 | 117086.3793 | 11.7086 | 0 | 117086.3793 | 4415945.1618 | 254 | 95544.7126 | 2008.4474 | 2008.4474 | 21541.6667 | 117086.3793 | 117086.3793 | 0 | 0 | 0 | 0 | 95544.7126 | 0 | 0 | 0 | 0 | 0
2022-11-09 21:00 | 0 | 0 | 186065 | 0 | 2846 | 0 | 15 | 117086.3793 | 11.7086 | 0 | 117086.3793 | 4298858.7825 | 254 | 95544.7126 | 2008.4474 | 2008.4474 | 21541.6667 | 117086.3793 | 117086.3793 | 0 | 0 | 0 | 0 | 95544.7126 | 0 | 0 | 0 | 0 | 0
2022-11-09 22:00 | 0 | 0 | 186065 | 0 | 2846 | 0 | 15 | 117086.3793 | 11.7086 | 0 | 117086.3793 | 4181772.4032 | 254 | 95544.7126 | 2008.4474 | 2008.4474 | 21541.6667 | 117086.3793 | 117086.3793 | 0 | 0 | 0 | 0 | 95544.7126 | 0 | 0 | 0 | 0 | 0
2022-11-09 23:00 | 0 | 0 | 186065 | 0 | 2846 | 0 | 15 | 117086.3793 | 11.7086 | 0 | 117086.3793 | 4064686.024 | 254 | 95544.7126 | 2008.4474 | 2008.4474 | 21541.6667 | 117086.3793 | 117086.3793 | 0 | 0 | 0 | 0 | 95544.7126 | 0 | 0 | 0 | 0 | 0
2022-11-10 | 0 | 0 | 186065 | 0 | 2846 | 0 | 15 | 117336.3793 | 11.7336 | 0 | 117336.3793 | 3947599.6447 | 254 | 95544.7126 | 2008.4474 | 2008.4474 | 21791.6667 | 117336.3793 | 117336.3793 | 0 | 0 | 0 | 0 | 95544.7126 | 0 | 0 | 0 | 0 | 0
2022-11-10 01:00 | 0 | 0 | 186065 | 0 | 2846 | 0 | 15 | 117336.3793 | 11.7336 | 0 | 117336.3793 | 3830263.2654 | 254 | 95544.7126 | 2008.4474 | 2008.4474 | 21791.6667 | 117336.3793 | 117336.3793 | 0 | 0 | 0 | 0 | 95544.7126 | 0 | 0 | 0 | 0 | 0
2022-11-10 02:00 | 0 | 0 | 186065 | 0 | 2846 | 0 | 15 | 117336.3793 | 11.7336 | 0 | 117336.3793 | 3712926.8861 | 254 | 95544.7126 | 2008.4474 | 2008.4474 | 21791.6667 | 117336.3793 | 117336.3793 | 0 | 0 | 0 | 0 | 95544.7126 | 0 | 0 | 0 | 0 | 0
2022-11-10 03:00 | 0 | 0 | 186065 | 0 | 2846 | 0 | 15 | 117336.3793 | 11.7336 | 0 | 117336.3793 | 3595590.5068 | 254 | 95544.7126 | 2008.4474 | 2008.4474 | 21791.6667 | 117336.3793 | 117336.3793 | 0 | 0 | 0 | 0 | 95544.7126 | 0 | 0 | 0 | 0 | 0
2022-11-10 04:00 | 0 | 0 | 186065 | 0 | 2846 | 0 | 15 | 117336.3793 | 11.7336 | 0 | 117336.3793 | 3478254.1275 | 254 | 95544.7126 | 2008.4474 | 2008.4474 | 21791.6667 | 117336.3793 | 117336.3793 | 0 | 0 | 0 | 0 | 95544.7126 | 0 | 0 | 0 | 0 | 0
2022-11-10 05:00 | 0 | 0 | 186065 | 0 | 2846 | 0 | 15 | 117336.3793 | 11.7336 | 0 | 117336.3793 | 3360917.7482 | 254 | 95544.7126 | 2008.4474 | 2008.4474 | 21791.6667 | 117336.3793 | 117336.3793 | 0 | 0 | 0 | 0 | 95544.7126 | 0 | 0 | 0 | 0 | 0
2022-11-10 06:00 | 0 | 0 | 186065 | 0 | 2846 | 0 | 15 | 117336.3793 | 11.7336 | 0 | 117336.3793 | 3243581.3689 | 254 | 95544.7126 | 2008.4474 | 2008.4474 | 21791.6667 | 117336.3793 | 117336.3793 | 0 | 0 | 0 | 0 | 95544.7126 | 0 | 0 | 0 | 0 | 0
2022-11-10 07:00 | 0.0915 | 0.21577 | 186065 | 16514.1991 | 2846 | 102674.4134 | 15 | 100822.1802 | 10.0822 | 1852.2332 | 0 | 3126244.9896 | 254 | 95544.7126 | 2008.4474 | 2008.4474 | 21791.6667 | 117336.3793 | 117336.3793 | 0 | 0 | 0 | 0 | 95544.7126 | 0 | 0 | 0 | 0 | 0
2022-11-10 08:00 | 0.26838 | 0.4508 | 186065 | 48438.041 | 2846 | 214513.721 | 15 | 68898.3383 | 6.8898 | 145615.3826 | 0 | 3128097.2228 | 254 | 95544.7126 | 2008.4474 | 2008.4474 | 21791.6667 | 117336.3793 | 117336.3793 | 0 | 0 | 0 | 48438.041 | 47106.6717 | 0 | 0 | 0 | 0 | 0
2022-11-10 09:00 | 0.432 | 0.51375 | 186065 | 77968.6776 | 2846 | 244468.554 | 15 | 39367.7017 | 3.9368 | 205100.8523 | 0 | 3273712.6055 | 254 | 95544.7126 | 2008.4474 | 2008.4474 | 21791.6667 | 117336.3793 | 117336.3793 | 0 | 0 | 0 | 56177.0109 | 39367.7017 | 0 | 0 | 0 | 0 | 0
2022-11-10 10:00 | 0.55405 | 0.61277 | 186065 | 99996.6339 | 2846 | 291587.3398 | 15 | 17339.7454 | 1.734 | 274247.5944 | 0 | 3478813.4578 | 254 | 95544.7126 | 2008.4474 | 2008.4474 | 21791.6667 | 117336.3793 | 117336.3793 | 0 | 0 | 0 | 95544.7126 | 0 | 0 | 0 | 0 | 0 | 0
2022-11-10 11:00 | 0.6456 | 0.55368 | 186065 | 116519.8571 | 2846 | 263469.2924 | 15 | 816.5222 | 0.081652 | 262652.7702 | 0 | 3753061.0522 | 254 | 95544.7126 | 2008.4474 | 2008.4474 | 21791.6667 | 117336.3793 | 117336.3793 | 0 | 0 | 0 | 94728.1904 | 816.5222 | 0 | 0 | 0 | 0 | 0
2022-11-10 12:00 | 0.6932 | 0.88731 | 186065 | 125110.8503 | 2846 | 422227.5283 | 15 | 0 | 0 | 422227.5283 | 0 | 4015713.8224 | 254 | 95544.7126 | 2008.4474 | 2008.4474 | 21791.6667 | 117336.3793 | 117336.3793 | 0 | 0 | 0 | 95544.7126 | 0 | 0 | 0 | 0 | 0 | 0
2022-11-10 13:00 | 0.62303 | 0.82324 | 186065 | 112446.3546 | 2846 | 391739.7419 | 15 | 4890.0246 | 0.489 | 386849.7172 | 0 | 4437941.3507 | 254 | 95544.7126 | 2008.4474 | 2008.4474 | 21791.6667 | 117336.3793 | 117336.3793 | 0 | 0 | 0 | 95544.7126 | 0 | 0 | 0 | 0 | 0 | 0
2022-11-10 14:00 | 0.4683 | 0.65894 | 186065 | 84520.2123 | 2846 | 313557.3897 | 15 | 32816.167 | 3.2816 | 280741.2228 | 0 | 4824791.0679 | 254 | 95544.7126 | 2008.4474 | 2008.4474 | 21791.6667 | 117336.3793 | 117336.3793 | 0 | 0 | 0 | 62728.5456 | 32816.167 | 0 | 0 | 0 | 0 | 0
2022-11-10 15:00 | 0.29965 | 0.54145 | 186065 | 54081.7459 | 2846 | 257649.6322 | 15 | 63254.6334 | 6.3255 | 194394.9989 | 0 | 5105532.2906 | 254 | 95544.7126 | 2008.4474 | 2008.4474 | 21791.6667 | 117336.3793 | 117336.3793 | 0 | 0 | 0 | 32290.0793 | 63254.6334 | 0 | 0 | 0 | 0 | 0
2022-11-10 16:00 | 0.1195 | 0.30493 | 186065 | 21567.7245 | 2846 | 145101.3064 | 15 | 95768.6548 | 9.5769 | 49332.6516 | 0 | 5299927.2895 | 254 | 95544.7126 | 2008.4474 | 2008.4474 | 21791.6667 | 117336.3793 | 117336.3793 | 0 | 0 | 0 | 21567.7245 | 73976.9881 | 0 | 0 | 0 | 0 | 0
2022-11-10 17:00 | 0.00525 | 0.00337 | 186065 | 947.536 | 2846 | 1603.6185 | 15 | 116388.8433 | 11.6389 | 0 | 114785.2247 | 5349259.9411 | 254 | 95544.7126 | 2008.4474 | 2008.4474 | 21791.6667 | 117336.3793 | 117336.3793 | 0 | 0 | 0 | 0 | 95544.7126 | 0 | 0 | 0 | 0 | 0
2022-11-10 18:00 | 0 | 0 | 186065 | 0 | 2846 | 0 | 15 | 117336.3793 | 11.7336 | 0 | 117336.3793 | 5234474.7164 | 254 | 95544.7126 | 2008.4474 | 2008.4474 | 21791.6667 | 117336.3793 | 117336.3793 | 0 | 0 | 0 | 0 | 95544.7126 | 0 | 0 | 0 | 0 | 0
2022-11-10 19:00 | 0 | 0 | 186065 | 0 | 2846 | 0 | 15 | 117336.3793 | 11.7336 | 0 | 117336.3793 | 5117138.3371 | 254 | 95544.7126 | 2008.4474 | 2008.4474 | 21791.6667 | 117336.3793 | 117336.3793 | 0 | 0 | 0 | 0 | 95544.7126 | 0 | 0 | 0 | 0 | 0
2022-11-10 20:00 | 0 | 0 | 186065 | 0 | 2846 | 0 | 15 | 117336.3793 | 11.7336 | 0 | 117336.3793 | 4999801.9578 | 254 | 95544.7126 | 2008.4474 | 2008.4474 | 21791.6667 | 117336.3793 | 117336.3793 | 0 | 0 | 0 | 0 | 95544.7126 | 0 | 0 | 0 | 0 | 0
2022-11-10 21:00 | 0 | 0 | 186065 | 0 | 2846 | 0 | 15 | 117336.3793 | 11.7336 | 0 | 117336.3793 | 4882465.5785 | 254 | 95544.7126 | 2008.4474 | 2008.4474 | 21791.6667 | 117336.3793 | 117336.3793 | 0 | 0 | 0 | 0 | 95544.7126 | 0 | 0 | 0 | 0 | 0
2022-11-10 22:00 | 0 | 0 | 186065 | 0 | 2846 | 0 | 15 | 117336.3793 | 11.7336 | 0 | 117336.3793 | 4765129.1992 | 254 | 95544.7126 | 2008.4474 | 2008.4474 | 21791.6667 | 117336.3793 | 117336.3793 | 0 | 0 | 0 | 0 | 95544.7126 | 0 | 0 | 0 | 0 | 0
2022-11-10 23:00 | 0 | 0 | 186065 | 0 | 2846 | 0 | 15 | 117336.3793 | 11.7336 | 0 | 117336.3793 | 4647792.8199 | 254 | 95544.7126 | 2008.4474 | 2008.4474 | 21791.6667 | 117336.3793 | 117336.3793 | 0 | 0 | 0 | 0 | 95544.7126 | 0 | 0 | 0 | 0 | 0
2022-11-11 | 0 | 0 | 186065 | 0 | 2846 | 0 | 15 | 117711.3793 | 11.7711 | 0 | 117711.3793 | 4530456.4407 | 254 | 95544.7126 | 2008.4474 | 2008.4474 | 22166.6667 | 117711.3793 | 117711.3793 | 0 | 0 | 0 | 0 | 95544.7126 | 0 | 0 | 0 | 0 | 0
2022-11-11 01:00 | 0 | 0 | 186065 | 0 | 2846 | 0 | 15 | 117711.3793 | 11.7711 | 0 | 117711.3793 | 4412745.0614 | 254 | 95544.7126 | 2008.4474 | 2008.4474 | 22166.6667 | 117711.3793 | 117711.3793 | 0 | 0 | 0 | 0 | 95544.7126 | 0 | 0 | 0 | 0 | 0
2022-11-11 02:00 | 0 | 0 | 186065 | 0 | 2846 | 0 | 15 | 117711.3793 | 11.7711 | 0 | 117711.3793 | 4295033.6821 | 254 | 95544.7126 | 2008.4474 | 2008.4474 | 22166.6667 | 117711.3793 | 117711.3793 | 0 | 0 | 0 | 0 | 95544.7126 | 0 | 0 | 0 | 0 | 0
2022-11-11 03:00 | 0 | 0 | 186065 | 0 | 2846 | 0 | 15 | 117711.3793 | 11.7711 | 0 | 117711.3793 | 4177322.3028 | 254 | 95544.7126 | 2008.4474 | 2008.4474 | 22166.6667 | 117711.3793 | 117711.3793 | 0 | 0 | 0 | 0 | 95544.7126 | 0 | 0 | 0 | 0 | 0
2022-11-11 04:00 | 0 | 0 | 186065 | 0 | 2846 | 0 | 15 | 117711.3793 | 11.7711 | 0 | 117711.3793 | 4059610.9235 | 254 | 95544.7126 | 2008.4474 | 2008.4474 | 22166.6667 | 117711.3793 | 117711.3793 | 0 | 0 | 0 | 0 | 95544.7126 | 0 | 0 | 0 | 0 | 0
2022-11-11 05:00 | 0 | 0 | 186065 | 0 | 2846 | 0 | 15 | 117711.3793 | 11.7711 | 0 | 117711.3793 | 3941899.5442 | 254 | 95544.7126 | 2008.4474 | 2008.4474 | 22166.6667 | 117711.3793 | 117711.3793 | 0 | 0 | 0 | 0 | 95544.7126 | 0 | 0 | 0 | 0 | 0
2022-11-11 06:00 | 0 | 0 | 186065 | 0 | 2846 | 0 | 15 | 117711.3793 | 11.7711 | 0 | 117711.3793 | 3824188.1649 | 254 | 95544.7126 | 2008.4474 | 2008.4474 | 22166.6667 | 117711.3793 | 117711.3793 | 0 | 0 | 0 | 0 | 95544.7126 | 0 | 0 | 0 | 0 | 0
2022-11-11 07:00 | 0.06957 | 0.0347 | 186065 | 12556.2058 | 2846 | 16512.0366 | 15 | 105155.1735 | 10.5155 | 0 | 88643.1369 | 3706476.7856 | 254 | 95544.7126 | 2008.4474 | 2008.4474 | 22166.6667 | 117711.3793 | 117711.3793 | 0 | 0 | 0 | 12556.2058 | 82988.5068 | 0 | 0 | 0 | 0 | 0
2022-11-11 08:00 | 0.22348 | 0.19522 | 186065 | 40334.352 | 2846 | 92895.6713 | 15 | 77377.0273 | 7.7377 | 15518.644 | 0 | 3617833.6488 | 254 | 95544.7126 | 2008.4474 | 2008.4474 | 22166.6667 | 117711.3793 | 117711.3793 | 0 | 0 | 0 | 18167.6853 | 77377.0273 | 0 | 0 | 0 | 0 | 0
2022-11-11 09:00 | 0.39067 | 0.3216 | 186065 | 70509.3131 | 2846 | 153033.7459 | 15 | 47202.0661 | 4.7202 | 105831.6798 | 0 | 3633352.2928 | 254 | 95544.7126 | 2008.4474 | 2008.4474 | 22166.6667 | 117711.3793 | 117711.3793 | 0 | 0 | 0 | 48342.6465 | 47202.0661 | 0 | 0 | 0 | 0 | 0
2022-11-11 10:00 | 0.52258 | 0.40825 | 186065 | 94316.8323 | 2846 | 194266.2524 | 15 | 23394.547 | 2.3395 | 170871.7054 | 0 | 3739183.9725 | 254 | 95544.7126 | 2008.4474 | 2008.4474 | 22166.6667 | 117711.3793 | 117711.3793 | 0 | 0 | 0 | 72150.1656 | 23394.547 | 0 | 0 | 0 | 0 | 0
2022-11-11 11:00 | 0.59908 | 0.45846 | 186065 | 108123.7856 | 2846 | 218158.7412 | 15 | 9587.5937 | 0.95876 | 208571.1475 | 0 | 3910055.6779 | 254 | 95544.7126 | 2008.4474 | 2008.4474 | 22166.6667 | 117711.3793 | 117711.3793 | 0 | 0 | 0 | 95544.7126 | 0 | 0 | 0 | 0 | 0 | 0
2022-11-11 12:00 | 0.6687 | 0.75782 | 186065 | 120689.0155 | 2846 | 360609.5564 | 15 | 0 | 0 | 360609.5564 | 0 | 4118626.8254 | 254 | 95544.7126 | 2008.4474 | 2008.4474 | 22166.6667 | 117711.3793 | 117711.3793 | 0 | 0 | 0 | 95544.7126 | 0 | 0 | 0 | 0 | 0 | 0
2022-11-11 13:00 | 0.60325 | 0.69831 | 186065 | 108876.3999 | 2846 | 332291.6515 | 15 | 8834.9794 | 0.8835 | 323456.6721 | 0 | 4479236.3817 | 254 | 95544.7126 | 2008.4474 | 2008.4474 | 22166.6667 | 117711.3793 | 117711.3793 | 0 | 0 | 0 | 95544.7126 | 0 | 0 | 0 | 0 | 0 | 0
2022-11-11 14:00 | 0.47362 | 0.60575 | 186065 | 85480.3821 | 2846 | 288246.8644 | 15 | 32230.9971 | 3.2231 | 256015.8673 | 0 | 4802693.0538 | 254 | 95544.7126 | 2008.4474 | 2008.4474 | 22166.6667 | 117711.3793 | 117711.3793 | 0 | 0 | 0 | 63313.7155 | 32230.9971 | 0 | 0 | 0 | 0 | 0
2022-11-11 15:00 | 0.29198 | 0.40789 | 186065 | 52697.4409 | 2846 | 194094.946 | 15 | 65013.9384 | 6.5014 | 129081.0076 | 0 | 5058708.9211 | 254 | 95544.7126 | 2008.4474 | 2008.4474 | 22166.6667 | 117711.3793 | 117711.3793 | 0 | 0 | 0 | 52697.4409 | 42847.2717 | 0 | 0 | 0 | 0 | 0
2022-11-11 16:00 | 0.10765 | 0.15969 | 186065 | 19429.0003 | 2846 | 75988.6781 | 15 | 98282.379 | 9.8282 | 0 | 22293.7008 | 5187789.9287 | 254 | 95544.7126 | 2008.4474 | 2008.4474 | 22166.6667 | 117711.3793 | 117711.3793 | 0 | 0 | 0 | 19429.0003 | 76115.7123 | 0 | 0 | 0 | 0 | 0
2022-11-11 17:00 | 0.00445 | 0 | 186065 | 803.1496 | 2846 | 0 | 15 | 116908.2297 | 11.6908 | 0 | 116908.2297 | 5165496.2279 | 254 | 95544.7126 | 2008.4474 | 2008.4474 | 22166.6667 | 117711.3793 | 117711.3793 | 0 | 0 | 0 | 0 | 95544.7126 | 0 | 0 | 0 | 0 | 0
2022-11-11 18:00 | 0 | 0 | 186065 | 0 | 2846 | 0 | 15 | 117711.3793 | 11.7711 | 0 | 117711.3793 | 5048587.9982 | 254 | 95544.7126 | 2008.4474 | 2008.4474 | 22166.6667 | 117711.3793 | 117711.3793 | 0 | 0 | 0 | 0 | 95544.7126 | 0 | 0 | 0 | 0 | 0
2022-11-11 19:00 | 0 | 0 | 186065 | 0 | 2846 | 0 | 15 | 117711.3793 | 11.7711 | 0 | 117711.3793 | 4930876.6189 | 254 | 95544.7126 | 2008.4474 | 2008.4474 | 22166.6667 | 117711.3793 | 117711.3793 | 0 | 0 | 0 | 0 | 95544.7126 | 0 | 0 | 0 | 0 | 0
2022-11-11 20:00 | 0 | 0 | 186065 | 0 | 2846 | 0 | 15 | 117711.3793 | 11.7711 | 0 | 117711.3793 | 4813165.2396 | 254 | 95544.7126 | 2008.4474 | 2008.4474 | 22166.6667 | 117711.3793 | 117711.3793 | 0 | 0 | 0 | 0 | 95544.7126 | 0 | 0 | 0 | 0 | 0
2022-11-11 21:00 | 0 | 0 | 186065 | 0 | 2846 | 0 | 15 | 117711.3793 | 11.7711 | 0 | 117711.3793 | 4695453.8603 | 254 | 95544.7126 | 2008.4474 | 2008.4474 | 22166.6667 | 117711.3793 | 117711.3793 | 0 | 0 | 0 | 0 | 95544.7126 | 0 | 0 | 0 | 0 | 0
2022-11-11 22:00 | 0 | 0 | 186065 | 0 | 2846 | 0 | 15 | 117711.3793 | 11.7711 | 0 | 117711.3793 | 4577742.481 | 254 | 95544.7126 | 2008.4474 | 2008.4474 | 22166.6667 | 117711.3793 | 117711.3793 | 0 | 0 | 0 | 0 | 95544.7126 | 0 | 0 | 0 | 0 | 0
2022-11-11 23:00 | 0 | 0 | 186065 | 0 | 2846 | 0 | 15 | 117711.3793 | 11.7711 | 0 | 117711.3793 | 4460031.1017 | 254 | 95544.7126 | 2008.4474 | 2008.4474 | 22166.6667 | 117711.3793 | 117711.3793 | 0 | 0 | 0 | 0 | 95544.7126 | 0 | 0 | 0 | 0 | 0
2022-11-12 | 0 | 0 | 186065 | 0 | 2846 | 0 | 15 | 118044.7126 | 11.8045 | 0 | 118044.7126 | 4342319.7224 | 254 | 95544.7126 | 2008.4474 | 2008.4474 | 22500 | 118044.7126 | 118044.7126 | 0 | 0 | 0 | 0 | 95544.7126 | 0 | 0 | 0 | 0 | 0
2022-11-12 01:00 | 0 | 0 | 186065 | 0 | 2846 | 0 | 15 | 118044.7126 | 11.8045 | 0 | 118044.7126 | 4224275.0098 | 254 | 95544.7126 | 2008.4474 | 2008.4474 | 22500 | 118044.7126 | 118044.7126 | 0 | 0 | 0 | 0 | 95544.7126 | 0 | 0 | 0 | 0 | 0
2022-11-12 02:00 | 0 | 0 | 186065 | 0 | 2846 | 0 | 15 | 118044.7126 | 11.8045 | 0 | 118044.7126 | 4106230.2972 | 254 | 95544.7126 | 2008.4474 | 2008.4474 | 22500 | 118044.7126 | 118044.7126 | 0 | 0 | 0 | 0 | 95544.7126 | 0 | 0 | 0 | 0 | 0
2022-11-12 03:00 | 0 | 0 | 186065 | 0 | 2846 | 0 | 15 | 118044.7126 | 11.8045 | 0 | 118044.7126 | 3988185.5846 | 254 | 95544.7126 | 2008.4474 | 2008.4474 | 22500 | 118044.7126 | 118044.7126 | 0 | 0 | 0 | 0 | 95544.7126 | 0 | 0 | 0 | 0 | 0
2022-11-12 04:00 | 0 | 0 | 186065 | 0 | 2846 | 0 | 15 | 118044.7126 | 11.8045 | 0 | 118044.7126 | 3870140.8719 | 254 | 95544.7126 | 2008.4474 | 2008.4474 | 22500 | 118044.7126 | 118044.7126 | 0 | 0 | 0 | 0 | 95544.7126 | 0 | 0 | 0 | 0 | 0
2022-11-12 05:00 | 0 | 0 | 186065 | 0 | 2846 | 0 | 15 | 118044.7126 | 11.8045 | 0 | 118044.7126 | 3752096.1593 | 254 | 95544.7126 | 2008.4474 | 2008.4474 | 22500 | 118044.7126 | 118044.7126 | 0 | 0 | 0 | 0 | 95544.7126 | 0 | 0 | 0 | 0 | 0
2022-11-12 06:00 | 0 | 0 | 186065 | 0 | 2846 | 0 | 15 | 118044.7126 | 11.8045 | 0 | 118044.7126 | 3634051.4467 | 254 | 95544.7126 | 2008.4474 | 2008.4474 | 22500 | 118044.7126 | 118044.7126 | 0 | 0 | 0 | 0 | 95544.7126 | 0 | 0 | 0 | 0 | 0
2022-11-12 07:00 | 0.06893 | 0.05289 | 186065 | 12440.6966 | 2846 | 25167.77 | 15 | 105604.016 | 10.5604 | 0 | 80436.246 | 3516006.7341 | 254 | 95544.7126 | 2008.4474 | 2008.4474 | 22500 | 118044.7126 | 118044.7126 | 0 | 0 | 0 | 0 | 95544.7126 | 0 | 0 | 0 | 0 | 0
2022-11-12 08:00 | 0.22777 | 0.24441 | 186065 | 41108.6243 | 2846 | 116302.7918 | 15 | 76936.0883 | 7.6936 | 39366.7035 | 0 | 3435570.488 | 254 | 95544.7126 | 2008.4474 | 2008.4474 | 22500 | 118044.7126 | 118044.7126 | 0 | 0 | 0 | 41108.6243 | 54436.0883 | 0 | 0 | 0 | 0 | 0
2022-11-12 09:00 | 0.39642 | 0.37768 | 186065 | 71547.0907 | 2846 | 179719.4812 | 15 | 46497.6219 | 4.6498 | 133221.8593 | 0 | 3474937.1915 | 254 | 95544.7126 | 2008.4474 | 2008.4474 | 22500 | 118044.7126 | 118044.7126 | 0 | 0 | 0 | 71547.0907 | 23997.6219 | 0 | 0 | 0 | 0 | 0
2022-11-12 10:00 | 0.52722 | 0.46224 | 186065 | 95154.2736 | 2846 | 219957.4587 | 15 | 22890.439 | 2.289 | 197067.0197 | 0 | 3608159.0508 | 254 | 95544.7126 | 2008.4474 | 2008.4474 | 22500 | 118044.7126 | 118044.7126 | 0 | 0 | 0 | 72654.2736 | 22890.439 | 0 | 0 | 0 | 0 | 0
2022-11-12 11:00 | 0.59655 | 0.48108 | 186065 | 107667.1635 | 2846 | 228922.4953 | 15 | 10377.5491 | 1.0378 | 218544.9462 | 0 | 3805226.0705 | 254 | 95544.7126 | 2008.4474 | 2008.4474 | 22500 | 118044.7126 | 118044.7126 | 0 | 0 | 0 | 85167.1635 | 10377.5491 | 0 | 0 | 0 | 0 | 0
2022-11-12 12:00 | 0.65705 | 0.73933 | 186065 | 118586.388 | 2846 | 351811.0677 | 15 | 0 | 0 | 351811.0677 | 0 | 4023771.0166 | 254 | 95544.7126 | 2008.4474 | 2008.4474 | 22500 | 118044.7126 | 118044.7126 | 0 | 0 | 0 | 95544.7126 | 0 | 0 | 0 | 0 | 0 | 0
2022-11-12 13:00 | 0.58342 | 0.71635 | 186065 | 105297.421 | 2846 | 340876.0071 | 15 | 12747.2916 | 1.2747 | 328128.7155 | 0 | 4375582.0843 | 254 | 95544.7126 | 2008.4474 | 2008.4474 | 22500 | 118044.7126 | 118044.7126 | 0 | 0 | 0 | 82797.421 | 12747.2916 | 0 | 0 | 0 | 0 | 0
2022-11-12 14:00 | 0.4637 | 0.67202 | 186065 | 83689.9903 | 2846 | 319781.5234 | 15 | 34354.7223 | 3.4355 | 285426.8011 | 0 | 4703710.7998 | 254 | 95544.7126 | 2008.4474 | 2008.4474 | 22500 | 118044.7126 | 118044.7126 | 0 | 0 | 0 | 61189.9903 | 34354.7223 | 0 | 0 | 0 | 0 | 0
2022-11-12 15:00 | 0.29675 | 0.53086 | 186065 | 53558.3451 | 2846 | 252610.368 | 15 | 64486.3675 | 6.4486 | 188124.0005 | 0 | 4989137.6009 | 254 | 95544.7126 | 2008.4474 | 2008.4474 | 22500 | 118044.7126 | 118044.7126 | 0 | 0 | 0 | 31058.3451 | 64486.3675 | 0 | 0 | 0 | 0 | 0
2022-11-12 16:00 | 0.11353 | 0.26377 | 186065 | 20490.2407 | 2846 | 125515.271 | 15 | 97554.472 | 9.7554 | 27960.7991 | 0 | 5177261.6014 | 254 | 95544.7126 | 2008.4474 | 2008.4474 | 22500 | 118044.7126 | 118044.7126 | 0 | 0 | 0 | 20490.2407 | 75054.472 | 0 | 0 | 0 | 0 | 0
2022-11-12 17:00 | 0.0046 | 0.00208 | 186065 | 830.222 | 2846 | 989.7705 | 15 | 117214.4906 | 11.7214 | 0 | 116224.7201 | 5205222.4005 | 254 | 95544.7126 | 2008.4474 | 2008.4474 | 22500 | 118044.7126 | 118044.7126 | 0 | 0 | 0 | 830.222 | 94714.4906 | 0 | 0 | 0 | 0 | 0
2022-11-12 18:00 | 0 | 0 | 186065 | 0 | 2846 | 0 | 15 | 118044.7126 | 11.8045 | 0 | 118044.7126 | 5088997.6804 | 254 | 95544.7126 | 2008.4474 | 2008.4474 | 22500 | 118044.7126 | 118044.7126 | 0 | 0 | 0 | 0 | 95544.7126 | 0 | 0 | 0 | 0 | 0
2022-11-12 19:00 | 0 | 0 | 186065 | 0 | 2846 | 0 | 15 | 118044.7126 | 11.8045 | 0 | 118044.7126 | 4970952.9678 | 254 | 95544.7126 | 2008.4474 | 2008.4474 | 22500 | 118044.7126 | 118044.7126 | 0 | 0 | 0 | 0 | 95544.7126 | 0 | 0 | 0 | 0 | 0
2022-11-12 20:00 | 0 | 0 | 186065 | 0 | 2846 | 0 | 15 | 118044.7126 | 11.8045 | 0 | 118044.7126 | 4852908.2551 | 254 | 95544.7126 | 2008.4474 | 2008.4474 | 22500 | 118044.7126 | 118044.7126 | 0 | 0 | 0 | 0 | 95544.7126 | 0 | 0 | 0 | 0 | 0
2022-11-12 21:00 | 0 | 0 | 186065 | 0 | 2846 | 0 | 15 | 118044.7126 | 11.8045 | 0 | 118044.7126 | 4734863.5425 | 254 | 95544.7126 | 2008.4474 | 2008.4474 | 22500 | 118044.7126 | 118044.7126 | 0 | 0 | 0 | 0 | 95544.7126 | 0 | 0 | 0 | 0 | 0
2022-11-12 22:00 | 0 | 0 | 186065 | 0 | 2846 | 0 | 15 | 118044.7126 | 11.8045 | 0 | 118044.7126 | 4616818.8299 | 254 | 95544.7126 | 2008.4474 | 2008.4474 | 22500 | 118044.7126 | 118044.7126 | 0 | 0 | 0 | 0 | 95544.7126 | 0 | 0 | 0 | 0 | 0
2022-11-12 23:00 | 0 | 0 | 186065 | 0 | 2846 | 0 | 15 | 118044.7126 | 11.8045 | 0 | 118044.7126 | 4498774.1173 | 254 | 95544.7126 | 2008.4474 | 2008.4474 | 22500 | 118044.7126 | 118044.7126 | 0 | 0 | 0 | 0 | 95544.7126 | 0 | 0 | 0 | 0 | 0
2022-11-13 | 0 | 0 | 186065 | 0 | 2846 | 0 | 15 | 117419.7126 | 11.742 | 0 | 117419.7126 | 4380729.4047 | 254 | 95544.7126 | 2008.4474 | 2008.4474 | 21875 | 117419.7126 | 117419.7126 | 0 | 0 | 0 | 0 | 95544.7126 | 0 | 0 | 0 | 0 | 0
2022-11-13 01:00 | 0 | 0 | 186065 | 0 | 2846 | 0 | 15 | 117419.7126 | 11.742 | 0 | 117419.7126 | 4263309.692 | 254 | 95544.7126 | 2008.4474 | 2008.4474 | 21875 | 117419.7126 | 117419.7126 | 0 | 0 | 0 | 0 | 95544.7126 | 0 | 0 | 0 | 0 | 0
2022-11-13 02:00 | 0 | 0 | 186065 | 0 | 2846 | 0 | 15 | 117419.7126 | 11.742 | 0 | 117419.7126 | 4145889.9794 | 254 | 95544.7126 | 2008.4474 | 2008.4474 | 21875 | 117419.7126 | 117419.7126 | 0 | 0 | 0 | 0 | 95544.7126 | 0 | 0 | 0 | 0 | 0
2022-11-13 03:00 | 0 | 0 | 186065 | 0 | 2846 | 0 | 15 | 117419.7126 | 11.742 | 0 | 117419.7126 | 4028470.2668 | 254 | 95544.7126 | 2008.4474 | 2008.4474 | 21875 | 117419.7126 | 117419.7126 | 0 | 0 | 0 | 0 | 95544.7126 | 0 | 0 | 0 | 0 | 0
2022-11-13 04:00 | 0 | 0 | 186065 | 0 | 2846 | 0 | 15 | 117419.7126 | 11.742 | 0 | 117419.7126 | 3911050.5542 | 254 | 95544.7126 | 2008.4474 | 2008.4474 | 21875 | 117419.7126 | 117419.7126 | 0 | 0 | 0 | 0 | 95544.7126 | 0 | 0 | 0 | 0 | 0
2022-11-13 05:00 | 0 | 0 | 186065 | 0 | 2846 | 0 | 15 | 117419.7126 | 11.742 | 0 | 117419.7126 | 3793630.8415 | 254 | 95544.7126 | 2008.4474 | 2008.4474 | 21875 | 117419.7126 | 117419.7126 | 0 | 0 | 0 | 0 | 95544.7126 | 0 | 0 | 0 | 0 | 0
2022-11-13 06:00 | 0 | 0 | 186065 | 0 | 2846 | 0 | 15 | 117419.7126 | 11.742 | 0 | 117419.7126 | 3676211.1289 | 254 | 95544.7126 | 2008.4474 | 2008.4474 | 21875 | 117419.7126 | 117419.7126 | 0 | 0 | 0 | 0 | 95544.7126 | 0 | 0 | 0 | 0 | 0
2022-11-13 07:00 | 0.06805 | 0.08297 | 186065 | 12281.8716 | 2846 | 39481.3741 | 15 | 105137.8411 | 10.5138 | 0 | 65656.467 | 3558791.4163 | 254 | 95544.7126 | 2008.4474 | 2008.4474 | 21875 | 117419.7126 | 117419.7126 | 0 | 0 | 0 | 0 | 95544.7126 | 0 | 0 | 0 | 0 | 0
2022-11-13 08:00 | 0.2045 | 0.26585 | 186065 | 36908.7837 | 2846 | 126505.0415 | 15 | 80510.9289 | 8.0511 | 45994.1126 | 0 | 3493134.9493 | 254 | 95544.7126 | 2008.4474 | 2008.4474 | 21875 | 117419.7126 | 117419.7126 | 0 | 0 | 0 | 36908.7837 | 58635.9289 | 0 | 0 | 0 | 0 | 0
2022-11-13 09:00 | 0.33358 | 0.35395 | 186065 | 60205.5358 | 2846 | 168427.5322 | 15 | 57214.1768 | 5.7214 | 111213.3554 | 0 | 3539129.0619 | 254 | 95544.7126 | 2008.4474 | 2008.4474 | 21875 | 117419.7126 | 117419.7126 | 0 | 0 | 0 | 60205.5358 | 35339.1768 | 0 | 0 | 0 | 0 | 0
2022-11-13 10:00 | 0.42188 | 0.39805 | 186065 | 76142.1891 | 2846 | 189412.5702 | 15 | 41277.5235 | 4.1278 | 148135.0467 | 0 | 3650342.4173 | 254 | 95544.7126 | 2008.4474 | 2008.4474 | 21875 | 117419.7126 | 117419.7126 | 0 | 0 | 0 | 76142.1891 | 19402.5235 | 0 | 0 | 0 | 0 | 0
2022-11-13 11:00 | 0.27627 | 0.03086 | 186065 | 49862.0522 | 2846 | 14684.768 | 15 | 67557.6604 | 6.7558 | 0 | 52872.8924 | 3798477.464 | 254 | 95544.7126 | 2008.4474 | 2008.4474 | 21875 | 117419.7126 | 117419.7126 | 0 | 0 | 0 | 27987.0522 | 67557.6604 | 0 | 0 | 0 | 0 | 0
2022-11-13 12:00 | 0.33405 | 0.11867 | 186065 | 60290.3629 | 2846 | 56469.2619 | 15 | 57129.3498 | 5.7129 | 0 | 660.0879 | 3745604.5716 | 254 | 95544.7126 | 2008.4474 | 2008.4474 | 21875 | 117419.7126 | 117419.7126 | 0 | 0 | 0 | 60290.3629 | 35254.3498 | 0 | 0 | 0 | 0 | 0
2022-11-13 13:00 | 0.28517 | 0.25467 | 186065 | 51468.3514 | 2846 | 121185.0251 | 15 | 65951.3613 | 6.5951 | 55233.6638 | 0 | 3744944.4838 | 254 | 95544.7126 | 2008.4474 | 2008.4474 | 21875 | 117419.7126 | 117419.7126 | 0 | 0 | 0 | 51468.3514 | 44076.3613 | 0 | 0 | 0 | 0 | 0
2022-11-13 14:00 | 0.22848 | 0.1632 | 186065 | 41236.7673 | 2846 | 77658.9158 | 15 | 76182.9454 | 7.6183 | 1475.9705 | 0 | 3800178.1476 | 254 | 95544.7126 | 2008.4474 | 2008.4474 | 21875 | 117419.7126 | 117419.7126 | 0 | 0 | 0 | 41236.7673 | 54307.9454 | 0 | 0 | 0 | 0 | 0
2022-11-13 15:00 | 0.15138 | 0.10844 | 186065 | 27321.5241 | 2846 | 51601.3041 | 15 | 90098.1885 | 9.0098 | 0 | 38496.8844 | 3801654.1181 | 254 | 95544.7126 | 2008.4474 | 2008.4474 | 21875 | 117419.7126 | 117419.7126 | 0 | 0 | 0 | 5446.5241 | 90098.1885 | 0 | 0 | 0 | 0 | 0
2022-11-13 16:00 | 0.06715 | 0.04433 | 186065 | 12119.4368 | 2846 | 21094.4837 | 15 | 105300.2758 | 10.53 | 0 | 84205.7921 | 3763157.2337 | 254 | 95544.7126 | 2008.4474 | 2008.4474 | 21875 | 117419.7126 | 117419.7126 | 0 | 0 | 0 | 12119.4368 | 83425.2758 | 0 | 0 | 0 | 0 | 0
2022-11-13 17:00 | 0.00335 | 0 | 186065 | 604.6182 | 2846 | 0 | 15 | 116815.0944 | 11.6815 | 0 | 116815.0944 | 3678951.4416 | 254 | 95544.7126 | 2008.4474 | 2008.4474 | 21875 | 117419.7126 | 117419.7126 | 0 | 0 | 0 | 0 | 95544.7126 | 0 | 0 | 0 | 0 | 0
2022-11-13 18:00 | 0 | 0 | 186065 | 0 | 2846 | 0 | 15 | 117419.7126 | 11.742 | 0 | 117419.7126 | 3562136.3472 | 254 | 95544.7126 | 2008.4474 | 2008.4474 | 21875 | 117419.7126 | 117419.7126 | 0 | 0 | 0 | 0 | 95544.7126 | 0 | 0 | 0 | 0 | 0
2022-11-13 19:00 | 0 | 0 | 186065 | 0 | 2846 | 0 | 15 | 117419.7126 | 11.742 | 0 | 117419.7126 | 3444716.6346 | 254 | 95544.7126 | 2008.4474 | 2008.4474 | 21875 | 117419.7126 | 117419.7126 | 0 | 0 | 0 | 0 | 95544.7126 | 0 | 0 | 0 | 0 | 0
2022-11-13 20:00 | 0 | 0 | 186065 | 0 | 2846 | 0 | 15 | 117419.7126 | 11.742 | 0 | 117419.7126 | 3327296.922 | 254 | 95544.7126 | 2008.4474 | 2008.4474 | 21875 | 117419.7126 | 117419.7126 | 0 | 0 | 0 | 0 | 95544.7126 | 0 | 0 | 0 | 0 | 0
2022-11-13 21:00 | 0 | 0 | 186065 | 0 | 2846 | 0 | 15 | 117419.7126 | 11.742 | 0 | 117419.7126 | 3209877.2093 | 254 | 95544.7126 | 2008.4474 | 2008.4474 | 21875 | 117419.7126 | 117419.7126 | 0 | 0 | 0 | 0 | 95544.7126 | 0 | 0 | 0 | 0 | 0
2022-11-13 22:00 | 0 | 0 | 186065 | 0 | 2846 | 0 | 15 | 117419.7126 | 11.742 | 0 | 117419.7126 | 3092457.4967 | 254 | 95544.7126 | 2008.4474 | 2008.4474 | 21875 | 117419.7126 | 117419.7126 | 0 | 0 | 0 | 0 | 95544.7126 | 0 | 0 | 0 | 0 | 0
2022-11-13 23:00 | 0 | 0 | 186065 | 0 | 2846 | 0 | 15 | 117419.7126 | 11.742 | 0 | 117419.7126 | 2975037.7841 | 254 | 95544.7126 | 2008.4474 | 2008.4474 | 21875 | 117419.7126 | 117419.7126 | 0 | 0 | 0 | 0 | 95544.7126 | 0 | 0 | 0 | 0 | 0
2022-11-14 | 0 | 0 | 186065 | 0 | 2846 | 0 | 15 | 118061.3793 | 11.8061 | 0 | 118061.3793 | 2857618.0715 | 254 | 95544.7126 | 2008.4474 | 2008.4474 | 22516.6667 | 118061.3793 | 118061.3793 | 0 | 0 | 0 | 0 | 95544.7126 | 0 | 0 | 0 | 0 | 0
2022-11-14 01:00 | 0 | 0 | 186065 | 0 | 2846 | 0 | 15 | 118061.3793 | 11.8061 | 0 | 118061.3793 | 2739556.6922 | 254 | 95544.7126 | 2008.4474 | 2008.4474 | 22516.6667 | 118061.3793 | 118061.3793 | 0 | 0 | 0 | 0 | 95544.7126 | 0 | 0 | 0 | 0 | 0
2022-11-14 02:00 | 0 | 0 | 186065 | 0 | 2846 | 0 | 15 | 118061.3793 | 11.8061 | 0 | 118061.3793 | 2621495.3129 | 254 | 95544.7126 | 2008.4474 | 2008.4474 | 22516.6667 | 118061.3793 | 118061.3793 | 0 | 0 | 0 | 0 | 95544.7126 | 0 | 0 | 0 | 0 | 0
2022-11-14 03:00 | 0 | 0 | 186065 | 0 | 2846 | 0 | 15 | 118061.3793 | 11.8061 | 0 | 118061.3793 | 2503433.9336 | 254 | 95544.7126 | 2008.4474 | 2008.4474 | 22516.6667 | 118061.3793 | 118061.3793 | 0 | 0 | 0 | 0 | 95544.7126 | 0 | 0 | 0 | 0 | 0
2022-11-14 04:00 | 0 | 0 | 186065 | 0 | 2846 | 0 | 15 | 118061.3793 | 11.8061 | 0 | 118061.3793 | 2385372.5543 | 254 | 95544.7126 | 2008.4474 | 2008.4474 | 22516.6667 | 118061.3793 | 118061.3793 | 0 | 0 | 0 | 0 | 95544.7126 | 0 | 0 | 0 | 0 | 0
2022-11-14 05:00 | 0 | 0 | 186065 | 0 | 2846 | 0 | 15 | 118061.3793 | 11.8061 | 0 | 118061.3793 | 2267311.175 | 254 | 95544.7126 | 2008.4474 | 2008.4474 | 22516.6667 | 118061.3793 | 118061.3793 | 0 | 0 | 0 | 0 | 95544.7126 | 0 | 0 | 0 | 0 | 0
2022-11-14 06:00 | 0 | 0 | 186065 | 0 | 2846 | 0 | 15 | 118061.3793 | 11.8061 | 0 | 118061.3793 | 2149249.7957 | 254 | 95544.7126 | 2008.4474 | 2008.4474 | 22516.6667 | 118061.3793 | 118061.3793 | 0 | 0 | 0 | 0 | 95544.7126 | 0 | 0 | 0 | 0 | 0
2022-11-14 07:00 | 0.06195 | 0.04935 | 186065 | 11180.9249 | 2846 | 23483.2567 | 15 | 106880.4543 | 10.688 | 0 | 83397.1976 | 2031188.4164 | 254 | 95544.7126 | 2008.4474 | 2008.4474 | 22516.6667 | 118061.3793 | 118061.3793 | 0 | 0 | 0 | 11180.9249 | 84363.7877 | 0 | 0 | 0 | 0 | 0
2022-11-14 08:00 | 0.21382 | 0.22372 | 186065 | 38590.8858 | 2846 | 106457.4305 | 15 | 79470.4935 | 7.947 | 26986.9369 | 0 | 1947791.2188 | 254 | 95544.7126 | 2008.4474 | 2008.4474 | 22516.6667 | 118061.3793 | 118061.3793 | 0 | 0 | 0 | 38590.8858 | 56953.8269 | 0 | 0 | 0 | 0 | 0
2022-11-14 09:00 | 0.37327 | 0.33322 | 186065 | 67368.9081 | 2846 | 158563.1369 | 15 | 50692.4712 | 5.0692 | 107870.6656 | 0 | 1974778.1557 | 254 | 95544.7126 | 2008.4474 | 2008.4474 | 22516.6667 | 118061.3793 | 118061.3793 | 0 | 0 | 0 | 67368.9081 | 28175.8045 | 0 | 0 | 0 | 0 | 0
2022-11-14 10:00 | 0.51555 | 0.44378 | 186065 | 93048.0364 | 2846 | 211173.2455 | 15 | 25013.3429 | 2.5013 | 186159.9027 | 0 | 2082648.8214 | 254 | 95544.7126 | 2008.4474 | 2008.4474 | 22516.6667 | 118061.3793 | 118061.3793 | 0 | 0 | 0 | 93048.0364 | 2496.6762 | 0 | 0 | 0 | 0 | 0
2022-11-14 11:00 | 0.61235 | 0.58696 | 186065 | 110518.7957 | 2846 | 279305.6204 | 15 | 7542.5836 | 0.75426 | 271763.0367 | 0 | 2268808.7241 | 254 | 95544.7126 | 2008.4474 | 2008.4474 | 22516.6667 | 118061.3793 | 118061.3793 | 0 | 0 | 0 | 88002.129 | 7542.5836 | 0 | 0 | 0 | 0 | 0
2022-11-14 12:00 | 0.64547 | 0.72725 | 186065 | 116496.3943 | 2846 | 346062.7852 | 15 | 1564.985 | 0.1565 | 344497.8002 | 0 | 2540571.7608 | 254 | 95544.7126 | 2008.4474 | 2008.4474 | 22516.6667 | 118061.3793 | 118061.3793 | 0 | 0 | 0 | 95544.7126 | 0 | 0 | 0 | 0 | 0 | 0
2022-11-14 13:00 | 0.5841 | 0.70336 | 186065 | 105420.1495 | 2846 | 334694.7 | 15 | 12641.2298 | 1.2641 | 322053.4702 | 0 | 2885069.561 | 254 | 95544.7126 | 2008.4474 | 2008.4474 | 22516.6667 | 118061.3793 | 118061.3793 | 0 | 0 | 0 | 95544.7126 | 0 | 0 | 0 | 0 | 0 | 0
2022-11-14 14:00 | 0.4492 | 0.57022 | 186065 | 81072.9861 | 2846 | 271339.8713 | 15 | 36988.3932 | 3.6988 | 234351.478 | 0 | 3207123.0312 | 254 | 95544.7126 | 2008.4474 | 2008.4474 | 22516.6667 | 118061.3793 | 118061.3793 | 0 | 0 | 0 | 58556.3194 | 36988.3932 | 0 | 0 | 0 | 0 | 0
2022-11-14 15:00 | 0.27377 | 0.38449 | 186065 | 49410.8446 | 2846 | 182960.0279 | 15 | 68650.5347 | 6.8651 | 114309.4932 | 0 | 3441474.5093 | 254 | 95544.7126 | 2008.4474 | 2008.4474 | 22516.6667 | 118061.3793 | 118061.3793 | 0 | 0 | 0 | 49410.8446 | 46133.868 | 0 | 0 | 0 | 0 | 0
2022-11-14 16:00 | 0.10003 | 0.14737 | 186065 | 18053.7195 | 2846 | 70126.1913 | 15 | 100007.6598 | 10.0008 | 0 | 29881.4685 | 3555784.0025 | 254 | 95544.7126 | 2008.4474 | 2008.4474 | 22516.6667 | 118061.3793 | 118061.3793 | 0 | 0 | 0 | 0 | 95544.7126 | 0 | 0 | 0 | 0 | 0
2022-11-14 17:00 | 0.0039 | 0.00111 | 186065 | 703.8839 | 2846 | 528.1948 | 15 | 117357.4954 | 11.7357 | 0 | 116829.3006 | 3525902.534 | 254 | 95544.7126 | 2008.4474 | 2008.4474 | 22516.6667 | 118061.3793 | 118061.3793 | 0 | 0 | 0 | 703.8839 | 94840.8287 | 0 | 0 | 0 | 0 | 0
2022-11-14 18:00 | 0 | 0 | 186065 | 0 | 2846 | 0 | 15 | 118061.3793 | 11.8061 | 0 | 118061.3793 | 3409073.2334 | 254 | 95544.7126 | 2008.4474 | 2008.4474 | 22516.6667 | 118061.3793 | 118061.3793 | 0 | 0 | 0 | 0 | 95544.7126 | 0 | 0 | 0 | 0 | 0
2022-11-14 19:00 | 0 | 0 | 186065 | 0 | 2846 | 0 | 15 | 118061.3793 | 11.8061 | 0 | 118061.3793 | 3291011.8541 | 254 | 95544.7126 | 2008.4474 | 2008.4474 | 22516.6667 | 118061.3793 | 118061.3793 | 0 | 0 | 0 | 0 | 95544.7126 | 0 | 0 | 0 | 0 | 0
2022-11-14 20:00 | 0 | 0 | 186065 | 0 | 2846 | 0 | 15 | 118061.3793 | 11.8061 | 0 | 118061.3793 | 3172950.4749 | 254 | 95544.7126 | 2008.4474 | 2008.4474 | 22516.6667 | 118061.3793 | 118061.3793 | 0 | 0 | 0 | 0 | 95544.7126 | 0 | 0 | 0 | 0 | 0
2022-11-14 21:00 | 0 | 0 | 186065 | 0 | 2846 | 0 | 15 | 118061.3793 | 11.8061 | 0 | 118061.3793 | 3054889.0956 | 254 | 95544.7126 | 2008.4474 | 2008.4474 | 22516.6667 | 118061.3793 | 118061.3793 | 0 | 0 | 0 | 0 | 95544.7126 | 0 | 0 | 0 | 0 | 0
2022-11-14 22:00 | 0 | 0 | 186065 | 0 | 2846 | 0 | 15 | 118061.3793 | 11.8061 | 0 | 118061.3793 | 2936827.7163 | 254 | 95544.7126 | 2008.4474 | 2008.4474 | 22516.6667 | 118061.3793 | 118061.3793 | 0 | 0 | 0 | 0 | 95544.7126 | 0 | 0 | 0 | 0 | 0
2022-11-14 23:00 | 0 | 0 | 186065 | 0 | 2846 | 0 | 15 | 118061.3793 | 11.8061 | 0 | 118061.3793 | 2818766.337 | 254 | 95544.7126 | 2008.4474 | 2008.4474 | 22516.6667 | 118061.3793 | 118061.3793 | 0 | 0 | 0 | 0 | 95544.7126 | 0 | 0 | 0 | 0 | 0
2022-11-15 | 0 | 0 | 186065 | 0 | 2846 | 0 | 15 | 117807.2126 | 11.7807 | 0 | 117807.2126 | 2700704.9577 | 254 | 95544.7126 | 2008.4474 | 2008.4474 | 22262.5 | 117807.2126 | 117807.2126 | 0 | 0 | 0 | 0 | 95544.7126 | 0 | 0 | 0 | 0 | 0
2022-11-15 01:00 | 0 | 0 | 186065 | 0 | 2846 | 0 | 15 | 117807.2126 | 11.7807 | 0 | 117807.2126 | 2582897.7451 | 254 | 95544.7126 | 2008.4474 | 2008.4474 | 22262.5 | 117807.2126 | 117807.2126 | 0 | 0 | 0 | 0 | 95544.7126 | 0 | 0 | 0 | 0 | 0
2022-11-15 02:00 | 0 | 0 | 186065 | 0 | 2846 | 0 | 15 | 117807.2126 | 11.7807 | 0 | 117807.2126 | 2465090.5325 | 254 | 95544.7126 | 2008.4474 | 2008.4474 | 22262.5 | 117807.2126 | 117807.2126 | 0 | 0 | 0 | 0 | 95544.7126 | 0 | 0 | 0 | 0 | 0
2022-11-15 03:00 | 0 | 0 | 186065 | 0 | 2846 | 0 | 15 | 117807.2126 | 11.7807 | 0 | 117807.2126 | 2347283.3198 | 254 | 95544.7126 | 2008.4474 | 2008.4474 | 22262.5 | 117807.2126 | 117807.2126 | 0 | 0 | 0 | 0 | 95544.7126 | 0 | 0 | 0 | 0 | 0
2022-11-15 04:00 | 0 | 0 | 186065 | 0 | 2846 | 0 | 15 | 117807.2126 | 11.7807 | 0 | 117807.2126 | 2229476.1072 | 254 | 95544.7126 | 2008.4474 | 2008.4474 | 22262.5 | 117807.2126 | 117807.2126 | 0 | 0 | 0 | 0 | 95544.7126 | 0 | 0 | 0 | 0 | 0
2022-11-15 05:00 | 0 | 0 | 186065 | 0 | 2846 | 0 | 15 | 117807.2126 | 11.7807 | 0 | 117807.2126 | 2111668.8946 | 254 | 95544.7126 | 2008.4474 | 2008.4474 | 22262.5 | 117807.2126 | 117807.2126 | 0 | 0 | 0 | 0 | 95544.7126 | 0 | 0 | 0 | 0 | 0
2022-11-15 06:00 | 0 | 0 | 186065 | 0 | 2846 | 0 | 15 | 117807.2126 | 11.7807 | 0 | 117807.2126 | 1993861.682 | 254 | 95544.7126 | 2008.4474 | 2008.4474 | 22262.5 | 117807.2126 | 117807.2126 | 0 | 0 | 0 | 0 | 95544.7126 | 0 | 0 | 0 | 0 | 0
2022-11-15 07:00 | 0.06325 | 0.08147 | 186065 | 11415.5529 | 2846 | 38767.5973 | 15 | 106391.6597 | 10.6392 | 0 | 67624.0624 | 1876054.4693 | 254 | 95544.7126 | 2008.4474 | 2008.4474 | 22262.5 | 117807.2126 | 117807.2126 | 0 | 0 | 0 | 0 | 95544.7126 | 0 | 0 | 0 | 0 | 0
2022-11-15 08:00 | 0.2181 | 0.33321 | 186065 | 39363.3532 | 2846 | 158558.3784 | 15 | 78443.8594 | 7.8444 | 80114.5189 | 0 | 1808430.4069 | 254 | 95544.7126 | 2008.4474 | 2008.4474 | 22262.5 | 117807.2126 | 117807.2126 | 0 | 0 | 0 | 39363.3532 | 56181.3594 | 0 | 0 | 0 | 0 | 0
2022-11-15 09:00 | 0.3694 | 0.48519 | 186065 | 66670.4387 | 2846 | 230878.2437 | 15 | 51136.774 | 5.1137 | 179741.4698 | 0 | 1888544.9258 | 254 | 95544.7126 | 2008.4474 | 2008.4474 | 22262.5 | 117807.2126 | 117807.2126 | 0 | 0 | 0 | 66670.4387 | 28874.274 | 0 | 0 | 0 | 0 | 0
2022-11-15 10:00 | 0.49025 | 0.54227 | 186065 | 88481.8153 | 2846 | 258039.8302 | 15 | 29325.3974 | 2.9325 | 228714.4329 | 0 | 2068286.3956 | 254 | 95544.7126 | 2008.4474 | 2008.4474 | 22262.5 | 117807.2126 | 117807.2126 | 0 | 0 | 0 | 88481.8153 | 7062.8974 | 0 | 0 | 0 | 0 | 0
2022-11-15 11:00 | 0.58742 | 0.59414 | 186065 | 106019.3532 | 2846 | 282722.232 | 15 | 11787.8594 | 1.1788 | 270934.3726 | 0 | 2297000.8285 | 254 | 95544.7126 | 2008.4474 | 2008.4474 | 22262.5 | 117807.2126 | 117807.2126 | 0 | 0 | 0 | 83756.8532 | 11787.8594 | 0 | 0 | 0 | 0 | 0
2022-11-15 12:00 | 0.58803 | 0.54326 | 186065 | 106129.4479 | 2846 | 258510.9229 | 15 | 11677.7647 | 1.1678 | 246833.1582 | 0 | 2567935.201 | 254 | 95544.7126 | 2008.4474 | 2008.4474 | 22262.5 | 117807.2126 | 117807.2126 | 0 | 0 | 0 | 83866.9479 | 11677.7647 | 0 | 0 | 0 | 0 | 0
2022-11-15 13:00 | 0.48345 | 0.54101 | 186065 | 87254.5305 | 2846 | 257440.2577 | 15 | 30552.6821 | 3.0553 | 226887.5756 | 0 | 2814768.3592 | 254 | 95544.7126 | 2008.4474 | 2008.4474 | 22262.5 | 117807.2126 | 117807.2126 | 0 | 0 | 0 | 87254.5305 | 8290.1821 | 0 | 0 | 0 | 0 | 0
2022-11-15 14:00 | 0.3695 | 0.36008 | 186065 | 66688.487 | 2846 | 171344.5001 | 15 | 51118.7256 | 5.1119 | 120225.7744 | 0 | 3041655.9348 | 254 | 95544.7126 | 2008.4474 | 2008.4474 | 22262.5 | 117807.2126 | 117807.2126 | 0 | 0 | 0 | 66688.487 | 28856.2256 | 0 | 0 | 0 | 0 | 0
2022-11-15 15:00 | 0.22425 | 0.25831 | 186065 | 40473.324 | 2846 | 122917.1235 | 15 | 77333.8887 | 7.7334 | 45583.2348 | 0 | 3161881.7093 | 254 | 95544.7126 | 2008.4474 | 2008.4474 | 22262.5 | 117807.2126 | 117807.2126 | 0 | 0 | 0 | 40473.324 | 55071.3887 | 0 | 0 | 0 | 0 | 0
2022-11-15 16:00 | 0.08262 | 0.09575 | 186065 | 14911.5096 | 2846 | 45562.7524 | 15 | 102895.703 | 10.2896 | 0 | 57332.9506 | 3207464.9441 | 254 | 95544.7126 | 2008.4474 | 2008.4474 | 22262.5 | 117807.2126 | 117807.2126 | 0 | 0 | 0 | 0 | 95544.7126 | 0 | 0 | 0 | 0 | 0
2022-11-15 17:00 | 0.00317 | 0 | 186065 | 572.1313 | 2846 | 0 | 15 | 117235.0814 | 11.7235 | 0 | 117235.0814 | 3150131.9935 | 254 | 95544.7126 | 2008.4474 | 2008.4474 | 22262.5 | 117807.2126 | 117807.2126 | 0 | 0 | 0 | 572.1313 | 94972.5814 | 0 | 0 | 0 | 0 | 0
2022-11-15 18:00 | 0 | 0 | 186065 | 0 | 2846 | 0 | 15 | 117807.2126 | 11.7807 | 0 | 117807.2126 | 3032896.9121 | 254 | 95544.7126 | 2008.4474 | 2008.4474 | 22262.5 | 117807.2126 | 117807.2126 | 0 | 0 | 0 | 0 | 95544.7126 | 0 | 0 | 0 | 0 | 0
2022-11-15 19:00 | 0 | 0 | 186065 | 0 | 2846 | 0 | 15 | 117807.2126 | 11.7807 | 0 | 117807.2126 | 2915089.6995 | 254 | 95544.7126 | 2008.4474 | 2008.4474 | 22262.5 | 117807.2126 | 117807.2126 | 0 | 0 | 0 | 0 | 95544.7126 | 0 | 0 | 0 | 0 | 0
2022-11-15 20:00 | 0 | 0 | 186065 | 0 | 2846 | 0 | 15 | 117807.2126 | 11.7807 | 0 | 117807.2126 | 2797282.4869 | 254 | 95544.7126 | 2008.4474 | 2008.4474 | 22262.5 | 117807.2126 | 117807.2126 | 0 | 0 | 0 | 0 | 95544.7126 | 0 | 0 | 0 | 0 | 0
2022-11-15 21:00 | 0 | 0 | 186065 | 0 | 2846 | 0 | 15 | 117807.2126 | 11.7807 | 0 | 117807.2126 | 2679475.2742 | 254 | 95544.7126 | 2008.4474 | 2008.4474 | 22262.5 | 117807.2126 | 117807.2126 | 0 | 0 | 0 | 0 | 95544.7126 | 0 | 0 | 0 | 0 | 0
2022-11-15 22:00 | 0 | 0 | 186065 | 0 | 2846 | 0 | 15 | 117807.2126 | 11.7807 | 0 | 117807.2126 | 2561668.0616 | 254 | 95544.7126 | 2008.4474 | 2008.4474 | 22262.5 | 117807.2126 | 117807.2126 | 0 | 0 | 0 | 0 | 95544.7126 | 0 | 0 | 0 | 0 | 0
2022-11-15 23:00 | 0 | 0 | 186065 | 0 | 2846 | 0 | 15 | 117807.2126 | 11.7807 | 0 | 117807.2126 | 2443860.849 | 254 | 95544.7126 | 2008.4474 | 2008.4474 | 22262.5 | 117807.2126 | 117807.2126 | 0 | 0 | 0 | 0 | 95544.7126 | 0 | 0 | 0 | 0 | 0
2022-11-16 | 0 | 0 | 186065 | 0 | 2846 | 0 | 15 | 117669.7126 | 11.767 | 0 | 117669.7126 | 2326053.6364 | 254 | 95544.7126 | 2008.4474 | 2008.4474 | 22125 | 117669.7126 | 117669.7126 | 0 | 0 | 0 | 0 | 95544.7126 | 0 | 0 | 0 | 0 | 0
2022-11-16 01:00 | 0 | 0 | 186065 | 0 | 2846 | 0 | 15 | 117669.7126 | 11.767 | 0 | 117669.7126 | 2208383.9237 | 254 | 95544.7126 | 2008.4474 | 2008.4474 | 22125 | 117669.7126 | 117669.7126 | 0 | 0 | 0 | 0 | 95544.7126 | 0 | 0 | 0 | 0 | 0
2022-11-16 02:00 | 0 | 0 | 186065 | 0 | 2846 | 0 | 15 | 117669.7126 | 11.767 | 0 | 117669.7126 | 2090714.2111 | 254 | 95544.7126 | 2008.4474 | 2008.4474 | 22125 | 117669.7126 | 117669.7126 | 0 | 0 | 0 | 0 | 95544.7126 | 0 | 0 | 0 | 0 | 0
2022-11-16 03:00 | 0 | 0 | 186065 | 0 | 2846 | 0 | 15 | 117669.7126 | 11.767 | 0 | 117669.7126 | 1973044.4985 | 254 | 95544.7126 | 2008.4474 | 2008.4474 | 22125 | 117669.7126 | 117669.7126 | 0 | 0 | 0 | 0 | 95544.7126 | 0 | 0 | 0 | 0 | 0
2022-11-16 04:00 | 0 | 0 | 186065 | 0 | 2846 | 0 | 15 | 117669.7126 | 11.767 | 0 | 117669.7126 | 1855374.7859 | 254 | 95544.7126 | 2008.4474 | 2008.4474 | 22125 | 117669.7126 | 117669.7126 | 0 | 0 | 0 | 0 | 95544.7126 | 0 | 0 | 0 | 0 | 0
2022-11-16 05:00 | 0 | 0 | 186065 | 0 | 2846 | 0 | 15 | 117669.7126 | 11.767 | 0 | 117669.7126 | 1737705.0732 | 254 | 95544.7126 | 2008.4474 | 2008.4474 | 22125 | 117669.7126 | 117669.7126 | 0 | 0 | 0 | 0 | 95544.7126 | 0 | 0 | 0 | 0 | 0
2022-11-16 06:00 | 0 | 0 | 186065 | 0 | 2846 | 0 | 15 | 117669.7126 | 11.767 | 0 | 117669.7126 | 1620035.3606 | 254 | 95544.7126 | 2008.4474 | 2008.4474 | 22125 | 117669.7126 | 117669.7126 | 0 | 0 | 0 | 0 | 95544.7126 | 0 | 0 | 0 | 0 | 0
2022-11-16 07:00 | 0.04265 | 0.02281 | 186065 | 7697.6021 | 2846 | 10854.1659 | 15 | 109972.1105 | 10.9972 | 0 | 99117.9447 | 1502365.648 | 254 | 95544.7126 | 2008.4474 | 2008.4474 | 22125 | 117669.7126 | 117669.7126 | 0 | 0 | 0 | 0 | 95544.7126 | 0 | 0 | 0 | 0 | 0
2022-11-16 08:00 | 0.1291 | 0.12998 | 186065 | 23300.3618 | 2846 | 61851.139 | 15 | 94369.3509 | 9.4369 | 0 | 32518.2119 | 1403247.7033 | 254 | 95544.7126 | 2008.4474 | 2008.4474 | 22125 | 117669.7126 | 117669.7126 | 0 | 0 | 0 | 1175.3618 | 94369.3509 | 0 | 0 | 0 | 0 | 0
2022-11-16 09:00 | 0.21602 | 0.18549 | 186065 | 38987.9485 | 2846 | 88265.6391 | 15 | 78681.7642 | 7.8682 | 9583.8749 | 0 | 1370729.4914 | 254 | 95544.7126 | 2008.4474 | 2008.4474 | 22125 | 117669.7126 | 117669.7126 | 0 | 0 | 0 | 38987.9485 | 56556.7642 | 0 | 0 | 0 | 0 | 0
2022-11-16 10:00 | 0.27033 | 0.19405 | 186065 | 48789.9829 | 2846 | 92338.9254 | 15 | 68879.7297 | 6.888 | 23459.1956 | 0 | 1380313.3664 | 254 | 95544.7126 | 2008.4474 | 2008.4474 | 22125 | 117669.7126 | 117669.7126 | 0 | 0 | 0 | 26664.9829 | 68879.7297 | 0 | 0 | 0 | 0 | 0
2022-11-16 11:00 | 0.34058 | 0.23345 | 186065 | 61468.9172 | 2846 | 111087.4626 | 15 | 56200.7955 | 5.6201 | 54886.6672 | 0 | 1403772.562 | 254 | 95544.7126 | 2008.4474 | 2008.4474 | 22125 | 117669.7126 | 117669.7126 | 0 | 0 | 0 | 39343.9172 | 56200.7955 | 0 | 0 | 0 | 0 | 0
2022-11-16 12:00 | 0.47585 | 0.33836 | 186065 | 85882.8593 | 2846 | 161009.012 | 15 | 31786.8533 | 3.1787 | 129222.1588 | 0 | 1458659.2292 | 254 | 95544.7126 | 2008.4474 | 2008.4474 | 22125 | 117669.7126 | 117669.7126 | 0 | 0 | 0 | 85882.8593 | 9661.8533 | 0 | 0 | 0 | 0 | 0
2022-11-16 13:00 | 0.41917 | 0.31786 | 186065 | 75653.0801 | 2846 | 151254.0624 | 15 | 42016.6326 | 4.2017 | 109237.4299 | 0 | 1587881.3879 | 254 | 95544.7126 | 2008.4474 | 2008.4474 | 22125 | 117669.7126 | 117669.7126 | 0 | 0 | 0 | 75653.0801 | 19891.6326 | 0 | 0 | 0 | 0 | 0
2022-11-16 14:00 | 0.33333 | 0.29599 | 186065 | 60160.4151 | 2846 | 140847.1967 | 15 | 57509.2976 | 5.7509 | 83337.8991 | 0 | 1697118.8178 | 254 | 95544.7126 | 2008.4474 | 2008.4474 | 22125 | 117669.7126 | 117669.7126 | 0 | 0 | 0 | 60160.4151 | 35384.2976 | 0 | 0 | 0 | 0 | 0
2022-11-16 15:00 | 0.21315 | 0.20135 | 186065 | 38469.9621 | 2846 | 95812.6391 | 15 | 79199.7505 | 7.92 | 16612.8886 | 0 | 1780456.7169 | 254 | 95544.7126 | 2008.4474 | 2008.4474 | 22125 | 117669.7126 | 117669.7126 | 0 | 0 | 0 | 38469.9621 | 57074.7505 | 0 | 0 | 0 | 0 | 0
2022-11-16 16:00 | 0.0904 | 0.07173 | 186065 | 16315.6677 | 2846 | 34132.8066 | 15 | 101354.0449 | 10.1354 | 0 | 67221.2383 | 1797069.6055 | 254 | 95544.7126 | 2008.4474 | 2008.4474 | 22125 | 117669.7126 | 117669.7126 | 0 | 0 | 0 | 0 | 95544.7126 | 0 | 0 | 0 | 0 | 0
2022-11-16 17:00 | 0 | 0 | 186065 | 0 | 2846 | 0 | 15 | 117669.7126 | 11.767 | 0 | 117669.7126 | 1729848.3672 | 254 | 95544.7126 | 2008.4474 | 2008.4474 | 22125 | 117669.7126 | 117669.7126 | 0 | 0 | 0 | 0 | 95544.7126 | 0 | 0 | 0 | 0 | 0
2022-11-16 18:00 | 0 | 0 | 186065 | 0 | 2846 | 0 | 15 | 117669.7126 | 11.767 | 0 | 117669.7126 | 1612178.6546 | 254 | 95544.7126 | 2008.4474 | 2008.4474 | 22125 | 117669.7126 | 117669.7126 | 0 | 0 | 0 | 0 | 95544.7126 | 0 | 0 | 0 | 0 | 0
2022-11-16 19:00 | 0 | 0 | 186065 | 0 | 2846 | 0 | 15 | 117669.7126 | 11.767 | 0 | 117669.7126 | 1494508.942 | 254 | 95544.7126 | 2008.4474 | 2008.4474 | 22125 | 117669.7126 | 117669.7126 | 0 | 0 | 0 | 0 | 95544.7126 | 0 | 0 | 0 | 0 | 0
2022-11-16 20:00 | 0 | 0 | 186065 | 0 | 2846 | 0 | 15 | 117669.7126 | 11.767 | 0 | 117669.7126 | 1376839.2294 | 254 | 95544.7126 | 2008.4474 | 2008.4474 | 22125 | 117669.7126 | 117669.7126 | 0 | 0 | 0 | 0 | 95544.7126 | 0 | 0 | 0 | 0 | 0
2022-11-16 21:00 | 0 | 0 | 186065 | 0 | 2846 | 0 | 15 | 117669.7126 | 11.767 | 0 | 117669.7126 | 1259169.5167 | 254 | 95544.7126 | 2008.4474 | 2008.4474 | 22125 | 117669.7126 | 117669.7126 | 0 | 0 | 0 | 0 | 95544.7126 | 0 | 0 | 0 | 0 | 0
2022-11-16 22:00 | 0 | 0 | 186065 | 0 | 2846 | 0 | 15 | 117669.7126 | 11.767 | 0 | 117669.7126 | 1141499.8041 | 254 | 95544.7126 | 2008.4474 | 2008.4474 | 22125 | 117669.7126 | 117669.7126 | 0 | 0 | 0 | 0 | 95544.7126 | 0 | 0 | 0 | 0 | 0
2022-11-16 23:00 | 0 | 0 | 186065 | 0 | 2846 | 0 | 15 | 117669.7126 | 11.767 | 0 | 117669.7126 | 1023830.0915 | 254 | 95544.7126 | 2008.4474 | 2008.4474 | 22125 | 117669.7126 | 117669.7126 | 0 | 0 | 0 | 0 | 95544.7126 | 0 | 0 | 0 | 0 | 0
2022-11-17 | 0 | 0 | 186065 | 0 | 2846 | 0 | 15 | 117790.546 | 11.7791 | 0 | 117790.546 | 906160.3789 | 254 | 95544.7126 | 2008.4474 | 2008.4474 | 22245.8333 | 117790.546 | 117790.546 | 0 | 0 | 0 | 0 | 95544.7126 | 0 | 0 | 0 | 0 | 0
2022-11-17 01:00 | 0 | 0 | 186065 | 0 | 2846 | 0 | 15 | 117790.546 | 11.7791 | 0 | 117790.546 | 788369.8329 | 254 | 95544.7126 | 2008.4474 | 2008.4474 | 22245.8333 | 117790.546 | 117790.546 | 0 | 0 | 0 | 0 | 95544.7126 | 0 | 0 | 0 | 0 | 0
2022-11-17 02:00 | 0 | 0 | 186065 | 0 | 2846 | 0 | 15 | 117790.546 | 11.7791 | 0 | 117790.546 | 670579.2869 | 254 | 95544.7126 | 2008.4474 | 2008.4474 | 22245.8333 | 117790.546 | 117790.546 | 0 | 0 | 0 | 0 | 95544.7126 | 0 | 0 | 0 | 0 | 0
2022-11-17 03:00 | 0 | 0 | 186065 | 0 | 2846 | 0 | 15 | 117790.546 | 11.7791 | 0 | 117790.546 | 552788.741 | 254 | 95544.7126 | 2008.4474 | 2008.4474 | 22245.8333 | 117790.546 | 117790.546 | 0 | 0 | 0 | 0 | 95544.7126 | 0 | 0 | 0 | 0 | 0
2022-11-17 04:00 | 0 | 0 | 186065 | 0 | 2846 | 0 | 15 | 117790.546 | 11.7791 | 0 | 117790.546 | 434998.195 | 254 | 95544.7126 | 2008.4474 | 2008.4474 | 22245.8333 | 117790.546 | 117790.546 | 0 | 0 | 0 | 0 | 95544.7126 | 0 | 0 | 0 | 0 | 0
2022-11-17 05:00 | 0 | 0 | 186065 | 0 | 2846 | 0 | 15 | 117790.546 | 11.7791 | 0 | 117790.546 | 317207.6491 | 254 | 95544.7126 | 2008.4474 | 2008.4474 | 22245.8333 | 117790.546 | 117790.546 | 0 | 0 | 0 | 0 | 95544.7126 | 0 | 0 | 0 | 0 | 0
2022-11-17 06:00 | 0 | 0 | 186065 | 0 | 2846 | 0 | 15 | 117790.546 | 11.7791 | 0 | 117790.546 | 199417.1031 | 254 | 95544.7126 | 2008.4474 | 2008.4474 | 22245.8333 | 117790.546 | 117790.546 | 0 | 0 | 0 | 0 | 95544.7126 | 0 | 0 | 0 | 0 | 0
2022-11-17 07:00 | 0.05742 | 0.05422 | 186065 | 10363.3367 | 2846 | 25800.6521 | 15 | 107427.2092 | 10.7427 | 0 | 81626.5572 | 81626.5572 | 254 | 95544.7126 | 2008.4474 | 2008.4474 | 22245.8333 | 117790.546 | 117790.546 | 0 | 0 | 0 | 0 | 95544.7126 | 0 | 0 | 0 | 0 | 0
2022-11-17 08:00 | 0.21957 | 0.31753 | 186065 | 39628.6633 | 2846 | 151097.0315 | 15 | 78161.8827 | 7.8162 | 0 | 0 | 0 | 254 | 95544.7126 | 2008.4474 | 2008.4474 | 22245.8333 | 117790.546 | 117790.546 | 0 | 0 | 0 | 17382.83 | 78161.8827 | 0 | 0 | 0 | 0 | 0
2022-11-17 09:00 | 0.3994 | 0.51526 | 186065 | 72084.9302 | 2846 | 245187.0893 | 15 | 45705.6158 | 4.5706 | 0 | 0 | 0 | 254 | 95544.7126 | 2008.4474 | 2008.4474 | 22245.8333 | 117790.546 | 117790.546 | 0 | 0 | 0 | 49839.0968 | 45705.6158 | 0 | 0 | 0 | 0 | 0
2022-11-17 10:00 | 0.5551 | 0.69826 | 186065 | 100186.1411 | 2846 | 332267.8589 | 15 | 17604.4049 | 1.7604 | 222310.7156 | 0 | 0 | 254 | 95544.7126 | 2008.4474 | 2008.4474 | 22245.8333 | 117790.546 | 117790.546 | 0 | 0 | 0 | 95544.7126 | 0 | 0 | 0 | 0 | 0 | 0
2022-11-17 11:00 | 0.6308 | 0.728 | 186065 | 113848.7079 | 2846 | 346419.6736 | 15 | 3941.838 | 0.39418 | 342477.8356 | 0 | 222310.7156 | 254 | 95544.7126 | 2008.4474 | 2008.4474 | 22245.8333 | 117790.546 | 117790.546 | 0 | 0 | 0 | 95544.7126 | 0 | 0 | 0 | 0 | 0 | 0
2022-11-17 12:00 | 0.65528 | 0.82012 | 186065 | 118266.933 | 2846 | 390255.0861 | 15 | 0 | 0 | 390255.0861 | 0 | 564788.5512 | 254 | 95544.7126 | 2008.4474 | 2008.4474 | 22245.8333 | 117790.546 | 117790.546 | 0 | 0 | 0 | 95544.7126 | 0 | 0 | 0 | 0 | 0 | 0
2022-11-17 13:00 | 0.59425 | 0.78345 | 186065 | 107252.0525 | 2846 | 372805.6226 | 15 | 10538.4935 | 1.0538 | 362267.1291 | 0 | 955043.6373 | 254 | 95544.7126 | 2008.4474 | 2008.4474 | 22245.8333 | 117790.546 | 117790.546 | 0 | 0 | 0 | 95544.7126 | 0 | 0 | 0 | 0 | 0 | 0
2022-11-17 14:00 | 0.463 | 0.69297 | 186065 | 83563.6521 | 2846 | 329750.6061 | 15 | 34226.8938 | 3.4227 | 295523.7123 | 0 | 1317310.7664 | 254 | 95544.7126 | 2008.4474 | 2008.4474 | 22245.8333 | 117790.546 | 117790.546 | 0 | 0 | 0 | 83563.6522 | 11981.0605 | 0 | 0 | 0 | 0 | 0
2022-11-17 15:00 | 0.25612 | 0.41487 | 186065 | 46225.3188 | 2846 | 197416.3873 | 15 | 71565.2272 | 7.1565 | 125851.1602 | 0 | 1612834.4787 | 254 | 95544.7126 | 2008.4474 | 2008.4474 | 22245.8333 | 117790.546 | 117790.546 | 0 | 0 | 0 | 46225.3188 | 49319.3939 | 0 | 0 | 0 | 0 | 0
2022-11-17 16:00 | 0.08707 | 0.12454 | 186065 | 15714.6592 | 2846 | 59262.5084 | 15 | 102075.8868 | 10.2076 | 0 | 42813.3783 | 1738685.6389 | 254 | 95544.7126 | 2008.4474 | 2008.4474 | 22245.8333 | 117790.546 | 117790.546 | 0 | 0 | 0 | 0 | 95544.7126 | 0 | 0 | 0 | 0 | 0
2022-11-17 17:00 | 0 | 0 | 186065 | 0 | 2846 | 0 | 15 | 117790.546 | 11.7791 | 0 | 117790.546 | 1695872.2605 | 254 | 95544.7126 | 2008.4474 | 2008.4474 | 22245.8333 | 117790.546 | 117790.546 | 0 | 0 | 0 | 0 | 95544.7126 | 0 | 0 | 0 | 0 | 0
2022-11-17 18:00 | 0 | 0 | 186065 | 0 | 2846 | 0 | 15 | 117790.546 | 11.7791 | 0 | 117790.546 | 1578081.7146 | 254 | 95544.7126 | 2008.4474 | 2008.4474 | 22245.8333 | 117790.546 | 117790.546 | 0 | 0 | 0 | 0 | 95544.7126 | 0 | 0 | 0 | 0 | 0
2022-11-17 19:00 | 0 | 0 | 186065 | 0 | 2846 | 0 | 15 | 117790.546 | 11.7791 | 0 | 117790.546 | 1460291.1686 | 254 | 95544.7126 | 2008.4474 | 2008.4474 | 22245.8333 | 117790.546 | 117790.546 | 0 | 0 | 0 | 0 | 95544.7126 | 0 | 0 | 0 | 0 | 0
2022-11-17 20:00 | 0 | 0 | 186065 | 0 | 2846 | 0 | 15 | 117790.546 | 11.7791 | 0 | 117790.546 | 1342500.6226 | 254 | 95544.7126 | 2008.4474 | 2008.4474 | 22245.8333 | 117790.546 | 117790.546 | 0 | 0 | 0 | 0 | 95544.7126 | 0 | 0 | 0 | 0 | 0
2022-11-17 21:00 | 0 | 0 | 186065 | 0 | 2846 | 0 | 15 | 117790.546 | 11.7791 | 0 | 117790.546 | 1224710.0767 | 254 | 95544.7126 | 2008.4474 | 2008.4474 | 22245.8333 | 117790.546 | 117790.546 | 0 | 0 | 0 | 0 | 95544.7126 | 0 | 0 | 0 | 0 | 0
2022-11-17 22:00 | 0 | 0 | 186065 | 0 | 2846 | 0 | 15 | 117790.546 | 11.7791 | 0 | 117790.546 | 1106919.5307 | 254 | 95544.7126 | 2008.4474 | 2008.4474 | 22245.8333 | 117790.546 | 117790.546 | 0 | 0 | 0 | 0 | 95544.7126 | 0 | 0 | 0 | 0 | 0
2022-11-17 23:00 | 0 | 0 | 186065 | 0 | 2846 | 0 | 15 | 117790.546 | 11.7791 | 0 | 117790.546 | 989128.9848 | 254 | 95544.7126 | 2008.4474 | 2008.4474 | 22245.8333 | 117790.546 | 117790.546 | 0 | 0 | 0 | 0 | 95544.7126 | 0 | 0 | 0 | 0 | 0
2022-11-18 | 0 | 0 | 186065 | 0 | 2846 | 0 | 15 | 116978.046 | 11.6978 | 0 | 116978.046 | 871338.4388 | 254 | 95544.7126 | 2008.4474 | 2008.4474 | 21433.3333 | 116978.046 | 116978.046 | 0 | 0 | 0 | 0 | 95544.7126 | 0 | 0 | 0 | 0 | 0
2022-11-18 01:00 | 0 | 0 | 186065 | 0 | 2846 | 0 | 15 | 116978.046 | 11.6978 | 0 | 116978.046 | 754360.3929 | 254 | 95544.7126 | 2008.4474 | 2008.4474 | 21433.3333 | 116978.046 | 116978.046 | 0 | 0 | 0 | 0 | 95544.7126 | 0 | 0 | 0 | 0 | 0
2022-11-18 02:00 | 0 | 0 | 186065 | 0 | 2846 | 0 | 15 | 116978.046 | 11.6978 | 0 | 116978.046 | 637382.3469 | 254 | 95544.7126 | 2008.4474 | 2008.4474 | 21433.3333 | 116978.046 | 116978.046 | 0 | 0 | 0 | 0 | 95544.7126 | 0 | 0 | 0 | 0 | 0
2022-11-18 03:00 | 0 | 0 | 186065 | 0 | 2846 | 0 | 15 | 116978.046 | 11.6978 | 0 | 116978.046 | 520404.3009 | 254 | 95544.7126 | 2008.4474 | 2008.4474 | 21433.3333 | 116978.046 | 116978.046 | 0 | 0 | 0 | 0 | 95544.7126 | 0 | 0 | 0 | 0 | 0
2022-11-18 04:00 | 0 | 0 | 186065 | 0 | 2846 | 0 | 15 | 116978.046 | 11.6978 | 0 | 116978.046 | 403426.255 | 254 | 95544.7126 | 2008.4474 | 2008.4474 | 21433.3333 | 116978.046 | 116978.046 | 0 | 0 | 0 | 0 | 95544.7126 | 0 | 0 | 0 | 0 | 0
2022-11-18 05:00 | 0 | 0 | 186065 | 0 | 2846 | 0 | 15 | 116978.046 | 11.6978 | 0 | 116978.046 | 286448.209 | 254 | 95544.7126 | 2008.4474 | 2008.4474 | 21433.3333 | 116978.046 | 116978.046 | 0 | 0 | 0 | 0 | 95544.7126 | 0 | 0 | 0 | 0 | 0
2022-11-18 06:00 | 0 | 0 | 186065 | 0 | 2846 | 0 | 15 | 116978.046 | 11.6978 | 0 | 116978.046 | 169470.1631 | 254 | 95544.7126 | 2008.4474 | 2008.4474 | 21433.3333 | 116978.046 | 116978.046 | 0 | 0 | 0 | 0 | 95544.7126 | 0 | 0 | 0 | 0 | 0
2022-11-18 07:00 | 0.0629 | 0.11166 | 186065 | 11352.3838 | 2846 | 53133.545 | 15 | 105625.6621 | 10.5626 | 0 | 52492.1171 | 52492.1171 | 254 | 95544.7126 | 2008.4474 | 2008.4474 | 21433.3333 | 116978.046 | 116978.046 | 0 | 0 | 0 | 11352.3838 | 84192.3288 | 0 | 0 | 0 | 0 | 0
2022-11-18 08:00 | 0.24043 | 0.40883 | 186065 | 43393.5397 | 2846 | 194542.2461 | 15 | 73584.5062 | 7.3585 | 74076.3691 | 0 | 0 | 254 | 95544.7126 | 2008.4474 | 2008.4474 | 21433.3333 | 116978.046 | 116978.046 | 0 | 0 | 0 | 43393.5397 | 52151.1729 | 0 | 0 | 0 | 0 | 0
2022-11-18 09:00 | 0.41183 | 0.54429 | 186065 | 74328.3345 | 2846 | 259001.0496 | 15 | 42649.7115 | 4.265 | 216351.3382 | 0 | 74076.3691 | 254 | 95544.7126 | 2008.4474 | 2008.4474 | 21433.3333 | 116978.046 | 116978.046 | 0 | 0 | 0 | 74328.3345 | 21216.3781 | 0 | 0 | 0 | 0 | 0
2022-11-18 10:00 | 0.54305 | 0.61531 | 186065 | 98011.3203 | 2846 | 292796.0019 | 15 | 18966.7257 | 1.8967 | 273829.2762 | 0 | 290427.7072 | 254 | 95544.7126 | 2008.4474 | 2008.4474 | 21433.3333 | 116978.046 | 116978.046 | 0 | 0 | 0 | 76577.987 | 18966.7257 | 0 | 0 | 0 | 0 | 0
2022-11-18 11:00 | 0.6072 | 0.60945 | 186065 | 109589.308 | 2846 | 290007.5138 | 15 | 7388.738 | 0.73887 | 282618.7758 | 0 | 564256.9834 | 254 | 95544.7126 | 2008.4474 | 2008.4474 | 21433.3333 | 116978.046 | 116978.046 | 0 | 0 | 0 | 88155.9746 | 7388.738 | 0 | 0 | 0 | 0 | 0
2022-11-18 12:00 | 0.64578 | 0.76994 | 186065 | 116552.344 | 2846 | 366376.8729 | 15 | 425.7019 | 0.04257 | 365951.171 | 0 | 846875.7593 | 254 | 95544.7126 | 2008.4474 | 2008.4474 | 21433.3333 | 116978.046 | 116978.046 | 0 | 0 | 0 | 95119.0107 | 425.7019 | 0 | 0 | 0 | 0 | 0
2022-11-18 13:00 | 0.58683 | 0.75879 | 186065 | 105912.8682 | 2846 | 361071.132 | 15 | 11065.1777 | 1.1065 | 350005.9543 | 0 | 1212826.9303 | 254 | 95544.7126 | 2008.4474 | 2008.4474 | 21433.3333 | 116978.046 | 116978.046 | 0 | 0 | 0 | 95544.7126 | 0 | 0 | 0 | 0 | 0 | 0
2022-11-18 14:00 | 0.43602 | 0.64997 | 186065 | 78694.2195 | 2846 | 309289.0045 | 15 | 38283.8265 | 3.8284 | 271005.178 | 0 | 1562832.8846 | 254 | 95544.7126 | 2008.4474 | 2008.4474 | 21433.3333 | 116978.046 | 116978.046 | 0 | 0 | 0 | 57260.8861 | 38283.8265 | 0 | 0 | 0 | 0 | 0
2022-11-18 15:00 | 0.25498 | 0.41883 | 186065 | 46019.5681 | 2846 | 199300.7581 | 15 | 70958.4779 | 7.0958 | 128342.2802 | 0 | 1833838.0626 | 254 | 95544.7126 | 2008.4474 | 2008.4474 | 21433.3333 | 116978.046 | 116978.046 | 0 | 0 | 0 | 46019.5681 | 49525.1445 | 0 | 0 | 0 | 0 | 0
2022-11-18 16:00 | 0.09265 | 0.17847 | 186065 | 16721.7546 | 2846 | 84925.1637 | 15 | 100256.2914 | 10.0256 | 0 | 15331.1277 | 1962180.3428 | 254 | 95544.7126 | 2008.4474 | 2008.4474 | 21433.3333 | 116978.046 | 116978.046 | 0 | 0 | 0 | 0 | 95544.7126 | 0 | 0 | 0 | 0 | 0
2022-11-18 17:00 | 0 | 0 | 186065 | 0 | 2846 | 0 | 15 | 116978.046 | 11.6978 | 0 | 116978.046 | 1946849.2151 | 254 | 95544.7126 | 2008.4474 | 2008.4474 | 21433.3333 | 116978.046 | 116978.046 | 0 | 0 | 0 | 0 | 95544.7126 | 0 | 0 | 0 | 0 | 0
2022-11-18 18:00 | 0 | 0 | 186065 | 0 | 2846 | 0 | 15 | 116978.046 | 11.6978 | 0 | 116978.046 | 1829871.1691 | 254 | 95544.7126 | 2008.4474 | 2008.4474 | 21433.3333 | 116978.046 | 116978.046 | 0 | 0 | 0 | 0 | 95544.7126 | 0 | 0 | 0 | 0 | 0
2022-11-18 19:00 | 0 | 0 | 186065 | 0 | 2846 | 0 | 15 | 116978.046 | 11.6978 | 0 | 116978.046 | 1712893.1232 | 254 | 95544.7126 | 2008.4474 | 2008.4474 | 21433.3333 | 116978.046 | 116978.046 | 0 | 0 | 0 | 0 | 95544.7126 | 0 | 0 | 0 | 0 | 0
2022-11-18 20:00 | 0 | 0 | 186065 | 0 | 2846 | 0 | 15 | 116978.046 | 11.6978 | 0 | 116978.046 | 1595915.0772 | 254 | 95544.7126 | 2008.4474 | 2008.4474 | 21433.3333 | 116978.046 | 116978.046 | 0 | 0 | 0 | 0 | 95544.7126 | 0 | 0 | 0 | 0 | 0
2022-11-18 21:00 | 0 | 0 | 186065 | 0 | 2846 | 0 | 15 | 116978.046 | 11.6978 | 0 | 116978.046 | 1478937.0313 | 254 | 95544.7126 | 2008.4474 | 2008.4474 | 21433.3333 | 116978.046 | 116978.046 | 0 | 0 | 0 | 0 | 95544.7126 | 0 | 0 | 0 | 0 | 0
2022-11-18 22:00 | 0 | 0 | 186065 | 0 | 2846 | 0 | 15 | 116978.046 | 11.6978 | 0 | 116978.046 | 1361958.9853 | 254 | 95544.7126 | 2008.4474 | 2008.4474 | 21433.3333 | 116978.046 | 116978.046 | 0 | 0 | 0 | 0 | 95544.7126 | 0 | 0 | 0 | 0 | 0
2022-11-18 23:00 | 0 | 0 | 186065 | 0 | 2846 | 0 | 15 | 116978.046 | 11.6978 | 0 | 116978.046 | 1244980.9394 | 254 | 95544.7126 | 2008.4474 | 2008.4474 | 21433.3333 | 116978.046 | 116978.046 | 0 | 0 | 0 | 0 | 95544.7126 | 0 | 0 | 0 | 0 | 0
2022-11-19 | 0 | 0 | 186065 | 0 | 2846 | 0 | 15 | 116240.546 | 11.6241 | 0 | 116240.546 | 1128002.8934 | 254 | 95544.7126 | 2008.4474 | 2008.4474 | 20695.8333 | 116240.546 | 116240.546 | 0 | 0 | 0 | 0 | 95544.7126 | 0 | 0 | 0 | 0 | 0
2022-11-19 01:00 | 0 | 0 | 186065 | 0 | 2846 | 0 | 15 | 116240.546 | 11.6241 | 0 | 116240.546 | 1011762.3475 | 254 | 95544.7126 | 2008.4474 | 2008.4474 | 20695.8333 | 116240.546 | 116240.546 | 0 | 0 | 0 | 0 | 95544.7126 | 0 | 0 | 0 | 0 | 0
2022-11-19 02:00 | 0 | 0 | 186065 | 0 | 2846 | 0 | 15 | 116240.546 | 11.6241 | 0 | 116240.546 | 895521.8015 | 254 | 95544.7126 | 2008.4474 | 2008.4474 | 20695.8333 | 116240.546 | 116240.546 | 0 | 0 | 0 | 0 | 95544.7126 | 0 | 0 | 0 | 0 | 0
2022-11-19 03:00 | 0 | 0 | 186065 | 0 | 2846 | 0 | 15 | 116240.546 | 11.6241 | 0 | 116240.546 | 779281.2555 | 254 | 95544.7126 | 2008.4474 | 2008.4474 | 20695.8333 | 116240.546 | 116240.546 | 0 | 0 | 0 | 0 | 95544.7126 | 0 | 0 | 0 | 0 | 0
2022-11-19 04:00 | 0 | 0 | 186065 | 0 | 2846 | 0 | 15 | 116240.546 | 11.6241 | 0 | 116240.546 | 663040.7096 | 254 | 95544.7126 | 2008.4474 | 2008.4474 | 20695.8333 | 116240.546 | 116240.546 | 0 | 0 | 0 | 0 | 95544.7126 | 0 | 0 | 0 | 0 | 0
2022-11-19 05:00 | 0 | 0 | 186065 | 0 | 2846 | 0 | 15 | 116240.546 | 11.6241 | 0 | 116240.546 | 546800.1636 | 254 | 95544.7126 | 2008.4474 | 2008.4474 | 20695.8333 | 116240.546 | 116240.546 | 0 | 0 | 0 | 0 | 95544.7126 | 0 | 0 | 0 | 0 | 0
2022-11-19 06:00 | 0 | 0 | 186065 | 0 | 2846 | 0 | 15 | 116240.546 | 11.6241 | 0 | 116240.546 | 430559.6177 | 254 | 95544.7126 | 2008.4474 | 2008.4474 | 20695.8333 | 116240.546 | 116240.546 | 0 | 0 | 0 | 0 | 95544.7126 | 0 | 0 | 0 | 0 | 0
2022-11-19 07:00 | 0.06242 | 0.12861 | 186065 | 11265.752 | 2846 | 61199.2228 | 15 | 104974.794 | 10.4975 | 0 | 43775.5711 | 314319.0717 | 254 | 95544.7126 | 2008.4474 | 2008.4474 | 20695.8333 | 116240.546 | 116240.546 | 0 | 0 | 0 | 0 | 95544.7126 | 0 | 0 | 0 | 0 | 0
2022-11-19 08:00 | 0.24288 | 0.44448 | 186065 | 43835.7232 | 2846 | 211506.3414 | 15 | 72404.8228 | 7.2405 | 139101.5186 | 0 | 270543.5006 | 254 | 95544.7126 | 2008.4474 | 2008.4474 | 20695.8333 | 116240.546 | 116240.546 | 0 | 0 | 0 | 43835.7232 | 51708.9894 | 0 | 0 | 0 | 0 | 0
2022-11-19 09:00 | 0.4192 | 0.60317 | 186065 | 75658.4946 | 2846 | 287019.1683 | 15 | 40582.0514 | 4.0582 | 246437.1169 | 0 | 409645.0192 | 254 | 95544.7126 | 2008.4474 | 2008.4474 | 20695.8333 | 116240.546 | 116240.546 | 0 | 0 | 0 | 54962.6612 | 40582.0514 | 0 | 0 | 0 | 0 | 0
2022-11-19 10:00 | 0.55605 | 0.68549 | 186065 | 100357.6 | 2846 | 326191.2391 | 15 | 15882.946 | 1.5883 | 310308.2931 | 0 | 656082.1361 | 254 | 95544.7126 | 2008.4474 | 2008.4474 | 20695.8333 | 116240.546 | 116240.546 | 0 | 0 | 0 | 95544.7126 | 0 | 0 | 0 | 0 | 0 | 0
2022-11-19 11:00 | 0.63288 | 0.73479 | 186065 | 114224.1127 | 2846 | 349650.7032 | 15 | 2016.4333 | 0.20164 | 347634.27 | 0 | 966390.4292 | 254 | 95544.7126 | 2008.4474 | 2008.4474 | 20695.8333 | 116240.546 | 116240.546 | 0 | 0 | 0 | 95544.7126 | 0 | 0 | 0 | 0 | 0 | 0
2022-11-19 12:00 | 0.66212 | 0.85597 | 186065 | 119501.4371 | 2846 | 407314.3517 | 15 | 0 | 0 | 407314.3517 | 0 | 1314024.6991 | 254 | 95544.7126 | 2008.4474 | 2008.4474 | 20695.8333 | 116240.546 | 116240.546 | 0 | 0 | 0 | 95544.7126 | 0 | 0 | 0 | 0 | 0 | 0
2022-11-19 13:00 | 0.60108 | 0.81613 | 186065 | 108484.7517 | 2846 | 388356.4399 | 15 | 7755.7943 | 0.77558 | 380600.6456 | 0 | 1721339.0508 | 254 | 95544.7126 | 2008.4474 | 2008.4474 | 20695.8333 | 116240.546 | 116240.546 | 0 | 0 | 0 | 95544.7126 | 0 | 0 | 0 | 0 | 0 | 0
2022-11-19 14:00 | 0.47685 | 0.74007 | 186065 | 86063.3424 | 2846 | 352163.1976 | 15 | 30177.2036 | 3.0177 | 321985.994 | 0 | 2101939.6964 | 254 | 95544.7126 | 2008.4474 | 2008.4474 | 20695.8333 | 116240.546 | 116240.546 | 0 | 0 | 0 | 65367.5091 | 30177.2036 | 0 | 0 | 0 | 0 | 0
2022-11-19 15:00 | 0.30298 | 0.61977 | 186065 | 54682.7545 | 2846 | 294918.2982 | 15 | 61557.7915 | 6.1558 | 233360.5068 | 0 | 2423925.6904 | 254 | 95544.7126 | 2008.4474 | 2008.4474 | 20695.8333 | 116240.546 | 116240.546 | 0 | 0 | 0 | 54682.7545 | 40861.9581 | 0 | 0 | 0 | 0 | 0
2022-11-19 16:00 | 0.11765 | 0.32375 | 186065 | 21233.8308 | 2846 | 154056.826 | 15 | 95006.7151 | 9.5007 | 59050.1109 | 0 | 2657286.1972 | 254 | 95544.7126 | 2008.4474 | 2008.4474 | 20695.8333 | 116240.546 | 116240.546 | 0 | 0 | 0 | 537.9975 | 95006.7151 | 0 | 0 | 0 | 0 | 0
2022-11-19 17:00 | 0 | 0 | 186065 | 0 | 2846 | 0 | 15 | 116240.546 | 11.6241 | 0 | 116240.546 | 2716336.308 | 254 | 95544.7126 | 2008.4474 | 2008.4474 | 20695.8333 | 116240.546 | 116240.546 | 0 | 0 | 0 | 0 | 95544.7126 | 0 | 0 | 0 | 0 | 0
2022-11-19 18:00 | 0 | 0 | 186065 | 0 | 2846 | 0 | 15 | 116240.546 | 11.6241 | 0 | 116240.546 | 2600095.7621 | 254 | 95544.7126 | 2008.4474 | 2008.4474 | 20695.8333 | 116240.546 | 116240.546 | 0 | 0 | 0 | 0 | 95544.7126 | 0 | 0 | 0 | 0 | 0
2022-11-19 19:00 | 0 | 0 | 186065 | 0 | 2846 | 0 | 15 | 116240.546 | 11.6241 | 0 | 116240.546 | 2483855.2161 | 254 | 95544.7126 | 2008.4474 | 2008.4474 | 20695.8333 | 116240.546 | 116240.546 | 0 | 0 | 0 | 0 | 95544.7126 | 0 | 0 | 0 | 0 | 0
2022-11-19 20:00 | 0 | 0 | 186065 | 0 | 2846 | 0 | 15 | 116240.546 | 11.6241 | 0 | 116240.546 | 2367614.6702 | 254 | 95544.7126 | 2008.4474 | 2008.4474 | 20695.8333 | 116240.546 | 116240.546 | 0 | 0 | 0 | 0 | 95544.7126 | 0 | 0 | 0 | 0 | 0
2022-11-19 21:00 | 0 | 0 | 186065 | 0 | 2846 | 0 | 15 | 116240.546 | 11.6241 | 0 | 116240.546 | 2251374.1242 | 254 | 95544.7126 | 2008.4474 | 2008.4474 | 20695.8333 | 116240.546 | 116240.546 | 0 | 0 | 0 | 0 | 95544.7126 | 0 | 0 | 0 | 0 | 0
2022-11-19 22:00 | 0 | 0 | 186065 | 0 | 2846 | 0 | 15 | 116240.546 | 11.6241 | 0 | 116240.546 | 2135133.5783 | 254 | 95544.7126 | 2008.4474 | 2008.4474 | 20695.8333 | 116240.546 | 116240.546 | 0 | 0 | 0 | 0 | 95544.7126 | 0 | 0 | 0 | 0 | 0
2022-11-19 23:00 | 0 | 0 | 186065 | 0 | 2846 | 0 | 15 | 116240.546 | 11.6241 | 0 | 116240.546 | 2018893.0323 | 254 | 95544.7126 | 2008.4474 | 2008.4474 | 20695.8333 | 116240.546 | 116240.546 | 0 | 0 | 0 | 0 | 95544.7126 | 0 | 0 | 0 | 0 | 0
2022-11-20 | 0 | 0 | 186065 | 0 | 2846 | 0 | 15 | 115223.8793 | 11.5224 | 0 | 115223.8793 | 1902652.4864 | 254 | 95544.7126 | 2008.4474 | 2008.4474 | 19679.1667 | 115223.8793 | 115223.8793 | 0 | 0 | 0 | 0 | 95544.7126 | 0 | 0 | 0 | 0 | 0
2022-11-20 01:00 | 0 | 0 | 186065 | 0 | 2846 | 0 | 15 | 115223.8793 | 11.5224 | 0 | 115223.8793 | 1787428.6071 | 254 | 95544.7126 | 2008.4474 | 2008.4474 | 19679.1667 | 115223.8793 | 115223.8793 | 0 | 0 | 0 | 0 | 95544.7126 | 0 | 0 | 0 | 0 | 0
2022-11-20 02:00 | 0 | 0 | 186065 | 0 | 2846 | 0 | 15 | 115223.8793 | 11.5224 | 0 | 115223.8793 | 1672204.7278 | 254 | 95544.7126 | 2008.4474 | 2008.4474 | 19679.1667 | 115223.8793 | 115223.8793 | 0 | 0 | 0 | 0 | 95544.7126 | 0 | 0 | 0 | 0 | 0
2022-11-20 03:00 | 0 | 0 | 186065 | 0 | 2846 | 0 | 15 | 115223.8793 | 11.5224 | 0 | 115223.8793 | 1556980.8485 | 254 | 95544.7126 | 2008.4474 | 2008.4474 | 19679.1667 | 115223.8793 | 115223.8793 | 0 | 0 | 0 | 0 | 95544.7126 | 0 | 0 | 0 | 0 | 0
2022-11-20 04:00 | 0 | 0 | 186065 | 0 | 2846 | 0 | 15 | 115223.8793 | 11.5224 | 0 | 115223.8793 | 1441756.9692 | 254 | 95544.7126 | 2008.4474 | 2008.4474 | 19679.1667 | 115223.8793 | 115223.8793 | 0 | 0 | 0 | 0 | 95544.7126 | 0 | 0 | 0 | 0 | 0
2022-11-20 05:00 | 0 | 0 | 186065 | 0 | 2846 | 0 | 15 | 115223.8793 | 11.5224 | 0 | 115223.8793 | 1326533.0899 | 254 | 95544.7126 | 2008.4474 | 2008.4474 | 19679.1667 | 115223.8793 | 115223.8793 | 0 | 0 | 0 | 0 | 95544.7126 | 0 | 0 | 0 | 0 | 0
2022-11-20 06:00 | 0 | 0 | 186065 | 0 | 2846 | 0 | 15 | 115223.8793 | 11.5224 | 0 | 115223.8793 | 1211309.2106 | 254 | 95544.7126 | 2008.4474 | 2008.4474 | 19679.1667 | 115223.8793 | 115223.8793 | 0 | 0 | 0 | 0 | 95544.7126 | 0 | 0 | 0 | 0 | 0
2022-11-20 07:00 | 0.06593 | 0.21422 | 186065 | 11899.2475 | 2846 | 101936.8441 | 15 | 103324.6318 | 10.3325 | 0 | 1387.7877 | 1096085.3313 | 254 | 95544.7126 | 2008.4474 | 2008.4474 | 19679.1667 | 115223.8793 | 115223.8793 | 0 | 0 | 0 | 11899.2475 | 83645.4651 | 0 | 0 | 0 | 0 | 0
2022-11-20 08:00 | 0.25602 | 0.58431 | 186065 | 46207.2705 | 2846 | 278044.6147 | 15 | 69016.6088 | 6.9017 | 209028.0058 | 0 | 1094697.5436 | 254 | 95544.7126 | 2008.4474 | 2008.4474 | 19679.1667 | 115223.8793 | 115223.8793 | 0 | 0 | 0 | 26528.1038 | 69016.6088 | 0 | 0 | 0 | 0 | 0
2022-11-20 09:00 | 0.43748 | 0.74738 | 186065 | 78957.7247 | 2846 | 355641.6699 | 15 | 36266.1546 | 3.6266 | 319375.5153 | 0 | 1303725.5494 | 254 | 95544.7126 | 2008.4474 | 2008.4474 | 19679.1667 | 115223.8793 | 115223.8793 | 0 | 0 | 0 | 59278.558 | 36266.1546 | 0 | 0 | 0 | 0 | 0
2022-11-20 10:00 | 0.57555 | 0.8255 | 186065 | 103877.0194 | 2846 | 392815.1656 | 15 | 11346.8599 | 1.1347 | 381468.3057 | 0 | 1623101.0647 | 254 | 95544.7126 | 2008.4474 | 2008.4474 | 19679.1667 | 115223.8793 | 115223.8793 | 0 | 0 | 0 | 95544.7126 | 0 | 0 | 0 | 0 | 0 | 0
2022-11-20 11:00 | 0.65342 | 0.8785 | 186065 | 117931.2345 | 2846 | 418035.2792 | 15 | 0 | 0 | 418035.2792 | 0 | 2004569.3704 | 254 | 95544.7126 | 2008.4474 | 2008.4474 | 19679.1667 | 115223.8793 | 115223.8793 | 0 | 0 | 0 | 95544.7126 | 0 | 0 | 0 | 0 | 0 | 0
2022-11-20 12:00 | 0.6751 | 0.95535 | 186065 | 121844.1071 | 2846 | 454604.4439 | 15 | 0 | 0 | 454604.4439 | 0 | 2422604.6496 | 254 | 95544.7126 | 2008.4474 | 2008.4474 | 19679.1667 | 115223.8793 | 115223.8793 | 0 | 0 | 0 | 95544.7126 | 0 | 0 | 0 | 0 | 0 | 0
2022-11-20 13:00 | 0.6166 | 0.93228 | 186065 | 111285.8486 | 2846 | 443626.5567 | 15 | 3938.0307 | 0.3938 | 439688.5261 | 0 | 2877209.0936 | 254 | 95544.7126 | 2008.4474 | 2008.4474 | 19679.1667 | 115223.8793 | 115223.8793 | 0 | 0 | 0 | 91606.682 | 3938.0307 | 0 | 0 | 0 | 0 | 0
2022-11-20 14:00 | 0.49527 | 0.88036 | 186065 | 89387.8402 | 2846 | 418920.3624 | 15 | 25836.0391 | 2.5836 | 393084.3233 | 0 | 3316897.6196 | 254 | 95544.7126 | 2008.4474 | 2008.4474 | 19679.1667 | 115223.8793 | 115223.8793 | 0 | 0 | 0 | 89387.8402 | 6156.8724 | 0 | 0 | 0 | 0 | 0
2022-11-20 15:00 | 0.32273 | 0.80035 | 186065 | 58247.2947 | 2846 | 380847.5079 | 15 | 56976.5846 | 5.6977 | 323870.9234 | 0 | 3709981.943 | 254 | 95544.7126 | 2008.4474 | 2008.4474 | 19679.1667 | 115223.8793 | 115223.8793 | 0 | 0 | 0 | 38568.1281 | 56976.5846 | 0 | 0 | 0 | 0 | 0
2022-11-20 16:00 | 0.13118 | 0.51882 | 186065 | 23675.7665 | 2846 | 246881.1196 | 15 | 91548.1128 | 9.1548 | 155333.0068 | 0 | 4033852.8663 | 254 | 95544.7126 | 2008.4474 | 2008.4474 | 19679.1667 | 115223.8793 | 115223.8793 | 0 | 0 | 0 | 23675.7665 | 71868.9461 | 0 | 0 | 0 | 0 | 0
2022-11-20 17:00 | 0 | 0 | 186065 | 0 | 2846 | 0 | 15 | 115223.8793 | 11.5224 | 0 | 115223.8793 | 4189185.8731 | 254 | 95544.7126 | 2008.4474 | 2008.4474 | 19679.1667 | 115223.8793 | 115223.8793 | 0 | 0 | 0 | 0 | 95544.7126 | 0 | 0 | 0 | 0 | 0
2022-11-20 18:00 | 0 | 0 | 186065 | 0 | 2846 | 0 | 15 | 115223.8793 | 11.5224 | 0 | 115223.8793 | 4073961.9938 | 254 | 95544.7126 | 2008.4474 | 2008.4474 | 19679.1667 | 115223.8793 | 115223.8793 | 0 | 0 | 0 | 0 | 95544.7126 | 0 | 0 | 0 | 0 | 0
2022-11-20 19:00 | 0 | 0 | 186065 | 0 | 2846 | 0 | 15 | 115223.8793 | 11.5224 | 0 | 115223.8793 | 3958738.1145 | 254 | 95544.7126 | 2008.4474 | 2008.4474 | 19679.1667 | 115223.8793 | 115223.8793 | 0 | 0 | 0 | 0 | 95544.7126 | 0 | 0 | 0 | 0 | 0
2022-11-20 20:00 | 0 | 0 | 186065 | 0 | 2846 | 0 | 15 | 115223.8793 | 11.5224 | 0 | 115223.8793 | 3843514.2352 | 254 | 95544.7126 | 2008.4474 | 2008.4474 | 19679.1667 | 115223.8793 | 115223.8793 | 0 | 0 | 0 | 0 | 95544.7126 | 0 | 0 | 0 | 0 | 0
2022-11-20 21:00 | 0 | 0 | 186065 | 0 | 2846 | 0 | 15 | 115223.8793 | 11.5224 | 0 | 115223.8793 | 3728290.3559 | 254 | 95544.7126 | 2008.4474 | 2008.4474 | 19679.1667 | 115223.8793 | 115223.8793 | 0 | 0 | 0 | 0 | 95544.7126 | 0 | 0 | 0 | 0 | 0
2022-11-20 22:00 | 0 | 0 | 186065 | 0 | 2846 | 0 | 15 | 115223.8793 | 11.5224 | 0 | 115223.8793 | 3613066.4767 | 254 | 95544.7126 | 2008.4474 | 2008.4474 | 19679.1667 | 115223.8793 | 115223.8793 | 0 | 0 | 0 | 0 | 95544.7126 | 0 | 0 | 0 | 0 | 0
2022-11-20 23:00 | 0 | 0 | 186065 | 0 | 2846 | 0 | 15 | 115223.8793 | 11.5224 | 0 | 115223.8793 | 3497842.5974 | 254 | 95544.7126 | 2008.4474 | 2008.4474 | 19679.1667 | 115223.8793 | 115223.8793 | 0 | 0 | 0 | 0 | 95544.7126 | 0 | 0 | 0 | 0 | 0
2022-11-21 | 0 | 0 | 186065 | 0 | 2846 | 0 | 15 | 116057.2126 | 11.6057 | 0 | 116057.2126 | 3382618.7181 | 254 | 95544.7126 | 2008.4474 | 2008.4474 | 20512.5 | 116057.2126 | 116057.2126 | 0 | 0 | 0 | 0 | 95544.7126 | 0 | 0 | 0 | 0 | 0
2022-11-21 01:00 | 0 | 0 | 186065 | 0 | 2846 | 0 | 15 | 116057.2126 | 11.6057 | 0 | 116057.2126 | 3266561.5055 | 254 | 95544.7126 | 2008.4474 | 2008.4474 | 20512.5 | 116057.2126 | 116057.2126 | 0 | 0 | 0 | 0 | 95544.7126 | 0 | 0 | 0 | 0 | 0
2022-11-21 02:00 | 0 | 0 | 186065 | 0 | 2846 | 0 | 15 | 116057.2126 | 11.6057 | 0 | 116057.2126 | 3150504.2928 | 254 | 95544.7126 | 2008.4474 | 2008.4474 | 20512.5 | 116057.2126 | 116057.2126 | 0 | 0 | 0 | 0 | 95544.7126 | 0 | 0 | 0 | 0 | 0
2022-11-21 03:00 | 0 | 0 | 186065 | 0 | 2846 | 0 | 15 | 116057.2126 | 11.6057 | 0 | 116057.2126 | 3034447.0802 | 254 | 95544.7126 | 2008.4474 | 2008.4474 | 20512.5 | 116057.2126 | 116057.2126 | 0 | 0 | 0 | 0 | 95544.7126 | 0 | 0 | 0 | 0 | 0
2022-11-21 04:00 | 0 | 0 | 186065 | 0 | 2846 | 0 | 15 | 116057.2126 | 11.6057 | 0 | 116057.2126 | 2918389.8676 | 254 | 95544.7126 | 2008.4474 | 2008.4474 | 20512.5 | 116057.2126 | 116057.2126 | 0 | 0 | 0 | 0 | 95544.7126 | 0 | 0 | 0 | 0 | 0
2022-11-21 05:00 | 0 | 0 | 186065 | 0 | 2846 | 0 | 15 | 116057.2126 | 11.6057 | 0 | 116057.2126 | 2802332.655 | 254 | 95544.7126 | 2008.4474 | 2008.4474 | 20512.5 | 116057.2126 | 116057.2126 | 0 | 0 | 0 | 0 | 95544.7126 | 0 | 0 | 0 | 0 | 0
2022-11-21 06:00 | 0 | 0 | 186065 | 0 | 2846 | 0 | 15 | 116057.2126 | 11.6057 | 0 | 116057.2126 | 2686275.4423 | 254 | 95544.7126 | 2008.4474 | 2008.4474 | 20512.5 | 116057.2126 | 116057.2126 | 0 | 0 | 0 | 0 | 95544.7126 | 0 | 0 | 0 | 0 | 0
2022-11-21 07:00 | 0.07225 | 0.34494 | 186065 | 13039.9004 | 2846 | 164140.1129 | 15 | 103017.3123 | 10.3017 | 61122.8007 | 0 | 2570218.2297 | 254 | 95544.7126 | 2008.4474 | 2008.4474 | 20512.5 | 116057.2126 | 116057.2126 | 0 | 0 | 0 | 0 | 95544.7126 | 0 | 0 | 0 | 0 | 0
2022-11-21 08:00 | 0.27027 | 0.72637 | 186065 | 48779.1539 | 2846 | 345644.0361 | 15 | 67278.0587 | 6.7278 | 278365.9774 | 0 | 2631341.0304 | 254 | 95544.7126 | 2008.4474 | 2008.4474 | 20512.5 | 116057.2126 | 116057.2126 | 0 | 0 | 0 | 48779.1539 | 46765.5587 | 0 | 0 | 0 | 0 | 0
2022-11-21 09:00 | 0.45165 | 0.84827 | 186065 | 81515.1695 | 2846 | 403650.2974 | 15 | 34542.0431 | 3.4542 | 369108.2543 | 0 | 2909707.0078 | 254 | 95544.7126 | 2008.4474 | 2008.4474 | 20512.5 | 116057.2126 | 116057.2126 | 0 | 0 | 0 | 61002.6695 | 34542.0431 | 0 | 0 | 0 | 0 | 0
2022-11-21 10:00 | 0.59 | 0.92476 | 186065 | 106484.9995 | 2846 | 440048.1557 | 15 | 9572.2131 | 0.95722 | 430475.9426 | 0 | 3278815.2622 | 254 | 95544.7126 | 2008.4474 | 2008.4474 | 20512.5 | 116057.2126 | 116057.2126 | 0 | 0 | 0 | 95544.7126 | 0 | 0 | 0 | 0 | 0 | 0
2022-11-21 11:00 | 0.66672 | 0.96302 | 186065 | 120331.6591 | 2846 | 458254.2226 | 15 | 0 | 0 | 458254.2226 | 0 | 3709291.2047 | 254 | 95544.7126 | 2008.4474 | 2008.4474 | 20512.5 | 116057.2126 | 116057.2126 | 0 | 0 | 0 | 95544.7126 | 0 | 0 | 0 | 0 | 0 | 0
2022-11-21 12:00 | 0.67865 | 0.99539 | 186065 | 122484.8219 | 2846 | 473657.526 | 15 | 0 | 0 | 473657.526 | 0 | 4167545.4274 | 254 | 95544.7126 | 2008.4474 | 2008.4474 | 20512.5 | 116057.2126 | 116057.2126 | 0 | 0 | 0 | 95544.7126 | 0 | 0 | 0 | 0 | 0 | 0
2022-11-21 13:00 | 0.5818 | 0.74824 | 186065 | 105005.0385 | 2846 | 356050.9019 | 15 | 11052.1741 | 1.1052 | 344998.7278 | 0 | 4641202.9533 | 254 | 95544.7126 | 2008.4474 | 2008.4474 | 20512.5 | 116057.2126 | 116057.2126 | 0 | 0 | 0 | 84492.5385 | 11052.1741 | 0 | 0 | 0 | 0 | 0
2022-11-21 14:00 | 0.44133 | 0.58693 | 186065 | 79652.5845 | 2846 | 279291.3448 | 15 | 36404.6282 | 3.6405 | 242886.7166 | 0 | 4986201.6811 | 254 | 95544.7126 | 2008.4474 | 2008.4474 | 20512.5 | 116057.2126 | 116057.2126 | 0 | 0 | 0 | 79652.5845 | 15892.1282 | 0 | 0 | 0 | 0 | 0
2022-11-21 15:00 | 0.26795 | 0.39636 | 186065 | 48360.4332 | 2846 | 188608.3816 | 15 | 67696.7794 | 6.7697 | 120911.6023 | 0 | 5229088.3977 | 254 | 95544.7126 | 2008.4474 | 2008.4474 | 20512.5 | 116057.2126 | 116057.2126 | 0 | 0 | 0 | 27847.9332 | 67696.7794 | 0 | 0 | 0 | 0 | 0
2022-11-21 16:00 | 0.10438 | 0.17093 | 186065 | 18838.8208 | 2846 | 81337.2456 | 15 | 97218.3919 | 9.7218 | 0 | 15881.1462 | 5350000 | 254 | 95544.7126 | 2008.4474 | 2008.4474 | 20512.5 | 116057.2126 | 116057.2126 | 0 | 0 | 0 | 18838.8208 | 76705.8919 | 0 | 0 | 0 | 0 | 0
2022-11-21 17:00 | 0 | 0 | 186065 | 0 | 2846 | 0 | 15 | 116057.2126 | 11.6057 | 0 | 116057.2126 | 5334118.8538 | 254 | 95544.7126 | 2008.4474 | 2008.4474 | 20512.5 | 116057.2126 | 116057.2126 | 0 | 0 | 0 | 0 | 95544.7126 | 0 | 0 | 0 | 0 | 0
2022-11-21 18:00 | 0 | 0 | 186065 | 0 | 2846 | 0 | 15 | 116057.2126 | 11.6057 | 0 | 116057.2126 | 5218061.6411 | 254 | 95544.7126 | 2008.4474 | 2008.4474 | 20512.5 | 116057.2126 | 116057.2126 | 0 | 0 | 0 | 0 | 95544.7126 | 0 | 0 | 0 | 0 | 0
2022-11-21 19:00 | 0 | 0 | 186065 | 0 | 2846 | 0 | 15 | 116057.2126 | 11.6057 | 0 | 116057.2126 | 5102004.4285 | 254 | 95544.7126 | 2008.4474 | 2008.4474 | 20512.5 | 116057.2126 | 116057.2126 | 0 | 0 | 0 | 0 | 95544.7126 | 0 | 0 | 0 | 0 | 0
2022-11-21 20:00 | 0 | 0 | 186065 | 0 | 2846 | 0 | 15 | 116057.2126 | 11.6057 | 0 | 116057.2126 | 4985947.2159 | 254 | 95544.7126 | 2008.4474 | 2008.4474 | 20512.5 | 116057.2126 | 116057.2126 | 0 | 0 | 0 | 0 | 95544.7126 | 0 | 0 | 0 | 0 | 0
2022-11-21 21:00 | 0 | 0 | 186065 | 0 | 2846 | 0 | 15 | 116057.2126 | 11.6057 | 0 | 116057.2126 | 4869890.0033 | 254 | 95544.7126 | 2008.4474 | 2008.4474 | 20512.5 | 116057.2126 | 116057.2126 | 0 | 0 | 0 | 0 | 95544.7126 | 0 | 0 | 0 | 0 | 0
2022-11-21 22:00 | 0 | 0 | 186065 | 0 | 2846 | 0 | 15 | 116057.2126 | 11.6057 | 0 | 116057.2126 | 4753832.7906 | 254 | 95544.7126 | 2008.4474 | 2008.4474 | 20512.5 | 116057.2126 | 116057.2126 | 0 | 0 | 0 | 0 | 95544.7126 | 0 | 0 | 0 | 0 | 0
2022-11-21 23:00 | 0 | 0 | 186065 | 0 | 2846 | 0 | 15 | 116057.2126 | 11.6057 | 0 | 116057.2126 | 4637775.578 | 254 | 95544.7126 | 2008.4474 | 2008.4474 | 20512.5 | 116057.2126 | 116057.2126 | 0 | 0 | 0 | 0 | 95544.7126 | 0 | 0 | 0 | 0 | 0
2022-11-22 | 0 | 0 | 186065 | 0 | 2846 | 0 | 15 | 111782.2126 | 11.1782 | 0 | 111782.2126 | 4521718.3654 | 254 | 95544.7126 | 2008.4474 | 2008.4474 | 16237.5 | 111782.2126 | 111782.2126 | 0 | 0 | 0 | 0 | 95544.7126 | 0 | 0 | 0 | 0 | 0
2022-11-22 01:00 | 0 | 0 | 186065 | 0 | 2846 | 0 | 15 | 111782.2126 | 11.1782 | 0 | 111782.2126 | 4409936.1528 | 254 | 95544.7126 | 2008.4474 | 2008.4474 | 16237.5 | 111782.2126 | 111782.2126 | 0 | 0 | 0 | 0 | 95544.7126 | 0 | 0 | 0 | 0 | 0
2022-11-22 02:00 | 0 | 0 | 186065 | 0 | 2846 | 0 | 15 | 111782.2126 | 11.1782 | 0 | 111782.2126 | 4298153.9401 | 254 | 95544.7126 | 2008.4474 | 2008.4474 | 16237.5 | 111782.2126 | 111782.2126 | 0 | 0 | 0 | 0 | 95544.7126 | 0 | 0 | 0 | 0 | 0
2022-11-22 03:00 | 0 | 0 | 186065 | 0 | 2846 | 0 | 15 | 111782.2126 | 11.1782 | 0 | 111782.2126 | 4186371.7275 | 254 | 95544.7126 | 2008.4474 | 2008.4474 | 16237.5 | 111782.2126 | 111782.2126 | 0 | 0 | 0 | 0 | 95544.7126 | 0 | 0 | 0 | 0 | 0
2022-11-22 04:00 | 0 | 0 | 186065 | 0 | 2846 | 0 | 15 | 111782.2126 | 11.1782 | 0 | 111782.2126 | 4074589.5149 | 254 | 95544.7126 | 2008.4474 | 2008.4474 | 16237.5 | 111782.2126 | 111782.2126 | 0 | 0 | 0 | 0 | 95544.7126 | 0 | 0 | 0 | 0 | 0
2022-11-22 05:00 | 0 | 0 | 186065 | 0 | 2846 | 0 | 15 | 111782.2126 | 11.1782 | 0 | 111782.2126 | 3962807.3023 | 254 | 95544.7126 | 2008.4474 | 2008.4474 | 16237.5 | 111782.2126 | 111782.2126 | 0 | 0 | 0 | 0 | 95544.7126 | 0 | 0 | 0 | 0 | 0
2022-11-22 06:00 | 0 | 0 | 186065 | 0 | 2846 | 0 | 15 | 111782.2126 | 11.1782 | 0 | 111782.2126 | 3851025.0896 | 254 | 95544.7126 | 2008.4474 | 2008.4474 | 16237.5 | 111782.2126 | 111782.2126 | 0 | 0 | 0 | 0 | 95544.7126 | 0 | 0 | 0 | 0 | 0
2022-11-22 07:00 | 0.0493 | 0.06262 | 186065 | 8897.8144 | 2846 | 29797.8021 | 15 | 102884.3983 | 10.2884 | 0 | 73086.5961 | 3739242.877 | 254 | 95544.7126 | 2008.4474 | 2008.4474 | 16237.5 | 111782.2126 | 111782.2126 | 0 | 0 | 0 | 0 | 95544.7126 | 0 | 0 | 0 | 0 | 0
2022-11-22 08:00 | 0.1953 | 0.0823 | 186065 | 35248.3397 | 2846 | 39162.5538 | 15 | 76533.873 | 7.6534 | 0 | 37371.3192 | 3666156.2809 | 254 | 95544.7126 | 2008.4474 | 2008.4474 | 16237.5 | 111782.2126 | 111782.2126 | 0 | 0 | 0 | 19010.8397 | 76533.873 | 0 | 0 | 0 | 0 | 0
2022-11-22 09:00 | 0.3236 | 0.10343 | 186065 | 58404.315 | 2846 | 49217.2896 | 15 | 53377.8976 | 5.3378 | 0 | 4160.608 | 3628784.9617 | 254 | 95544.7126 | 2008.4474 | 2008.4474 | 16237.5 | 111782.2126 | 111782.2126 | 0 | 0 | 0 | 42166.815 | 53377.8976 | 0 | 0 | 0 | 0 | 0
2022-11-22 10:00 | 0.42067 | 0.075 | 186065 | 75923.8046 | 2846 | 35688.84 | 15 | 35858.408 | 3.5858 | 0 | 169.568 | 3624624.3537 | 254 | 95544.7126 | 2008.4474 | 2008.4474 | 16237.5 | 111782.2126 | 111782.2126 | 0 | 0 | 0 | 59686.3046 | 35858.408 | 0 | 0 | 0 | 0 | 0
2022-11-22 11:00 | 0.47905 | 0.14945 | 186065 | 86460.4051 | 2846 | 71115.9618 | 15 | 25321.8075 | 2.5322 | 45794.1543 | 0 | 3624454.7857 | 254 | 95544.7126 | 2008.4474 | 2008.4474 | 16237.5 | 111782.2126 | 111782.2126 | 0 | 0 | 0 | 70222.9051 | 25321.8075 | 0 | 0 | 0 | 0 | 0
2022-11-22 12:00 | 0.47865 | 0.0775 | 186065 | 86388.2119 | 2846 | 36878.468 | 15 | 25394.0007 | 2.5394 | 11484.4673 | 0 | 3670248.94 | 254 | 95544.7126 | 2008.4474 | 2008.4474 | 16237.5 | 111782.2126 | 111782.2126 | 0 | 0 | 0 | 86388.2119 | 9156.5007 | 0 | 0 | 0 | 0 | 0
2022-11-22 13:00 | 0.41658 | 0.0676 | 186065 | 75185.629 | 2846 | 32167.5411 | 15 | 36596.5837 | 3.6597 | 0 | 4429.0425 | 3681733.4073 | 254 | 95544.7126 | 2008.4474 | 2008.4474 | 16237.5 | 111782.2126 | 111782.2126 | 0 | 0 | 0 | 75185.629 | 20359.0837 | 0 | 0 | 0 | 0 | 0
2022-11-22 14:00 | 0.27775 | 0.00309 | 186065 | 50129.1671 | 2846 | 1470.3802 | 15 | 61653.0455 | 6.1653 | 0 | 60182.6653 | 3677304.3648 | 254 | 95544.7126 | 2008.4474 | 2008.4474 | 16237.5 | 111782.2126 | 111782.2126 | 0 | 0 | 0 | 33891.6671 | 61653.0455 | 0 | 0 | 0 | 0 | 0
2022-11-22 15:00 | 0.16775 | 0.02081 | 186065 | 30276.0316 | 2846 | 9902.4635 | 15 | 81506.181 | 8.1506 | 0 | 71603.7175 | 3617121.6995 | 254 | 95544.7126 | 2008.4474 | 2008.4474 | 16237.5 | 111782.2126 | 111782.2126 | 0 | 0 | 0 | 14038.5316 | 81506.181 | 0 | 0 | 0 | 0 | 0
2022-11-22 16:00 | 0.06495 | 0.00906 | 186065 | 11722.3741 | 2846 | 4311.2119 | 15 | 100059.8385 | 10.006 | 0 | 95748.6267 | 3545517.982 | 254 | 95544.7126 | 2008.4474 | 2008.4474 | 16237.5 | 111782.2126 | 111782.2126 | 0 | 0 | 0 | 11722.3741 | 83822.3385 | 0 | 0 | 0 | 0 | 0
2022-11-22 17:00 | 0 | 0 | 186065 | 0 | 2846 | 0 | 15 | 111782.2126 | 11.1782 | 0 | 111782.2126 | 3449769.3553 | 254 | 95544.7126 | 2008.4474 | 2008.4474 | 16237.5 | 111782.2126 | 111782.2126 | 0 | 0 | 0 | 0 | 95544.7126 | 0 | 0 | 0 | 0 | 0
2022-11-22 18:00 | 0 | 0 | 186065 | 0 | 2846 | 0 | 15 | 111782.2126 | 11.1782 | 0 | 111782.2126 | 3337987.1427 | 254 | 95544.7126 | 2008.4474 | 2008.4474 | 16237.5 | 111782.2126 | 111782.2126 | 0 | 0 | 0 | 0 | 95544.7126 | 0 | 0 | 0 | 0 | 0
2022-11-22 19:00 | 0 | 0 | 186065 | 0 | 2846 | 0 | 15 | 111782.2126 | 11.1782 | 0 | 111782.2126 | 3226204.9301 | 254 | 95544.7126 | 2008.4474 | 2008.4474 | 16237.5 | 111782.2126 | 111782.2126 | 0 | 0 | 0 | 0 | 95544.7126 | 0 | 0 | 0 | 0 | 0
2022-11-22 20:00 | 0 | 0 | 186065 | 0 | 2846 | 0 | 15 | 111782.2126 | 11.1782 | 0 | 111782.2126 | 3114422.7174 | 254 | 95544.7126 | 2008.4474 | 2008.4474 | 16237.5 | 111782.2126 | 111782.2126 | 0 | 0 | 0 | 0 | 95544.7126 | 0 | 0 | 0 | 0 | 0
2022-11-22 21:00 | 0 | 0 | 186065 | 0 | 2846 | 0 | 15 | 111782.2126 | 11.1782 | 0 | 111782.2126 | 3002640.5048 | 254 | 95544.7126 | 2008.4474 | 2008.4474 | 16237.5 | 111782.2126 | 111782.2126 | 0 | 0 | 0 | 0 | 95544.7126 | 0 | 0 | 0 | 0 | 0
2022-11-22 22:00 | 0 | 0 | 186065 | 0 | 2846 | 0 | 15 | 111782.2126 | 11.1782 | 0 | 111782.2126 | 2890858.2922 | 254 | 95544.7126 | 2008.4474 | 2008.4474 | 16237.5 | 111782.2126 | 111782.2126 | 0 | 0 | 0 | 0 | 95544.7126 | 0 | 0 | 0 | 0 | 0
2022-11-22 23:00 | 0 | 0 | 186065 | 0 | 2846 | 0 | 15 | 111782.2126 | 11.1782 | 0 | 111782.2126 | 2779076.0796 | 254 | 95544.7126 | 2008.4474 | 2008.4474 | 16237.5 | 111782.2126 | 111782.2126 | 0 | 0 | 0 | 0 | 95544.7126 | 0 | 0 | 0 | 0 | 0
2022-11-23 | 0 | 0 | 186065 | 0 | 2846 | 0 | 15 | 102436.3793 | 10.2436 | 0 | 102436.3793 | 2667293.8669 | 254 | 95544.7126 | 2008.4474 | 2008.4474 | 6891.6667 | 102436.3793 | 102436.3793 | 0 | 0 | 0 | 0 | 95544.7126 | 0 | 0 | 0 | 0 | 0
2022-11-23 01:00 | 0 | 0 | 186065 | 0 | 2846 | 0 | 15 | 102436.3793 | 10.2436 | 0 | 102436.3793 | 2564857.4877 | 254 | 95544.7126 | 2008.4474 | 2008.4474 | 6891.6667 | 102436.3793 | 102436.3793 | 0 | 0 | 0 | 0 | 95544.7126 | 0 | 0 | 0 | 0 | 0
2022-11-23 02:00 | 0 | 0 | 186065 | 0 | 2846 | 0 | 15 | 102436.3793 | 10.2436 | 0 | 102436.3793 | 2462421.1084 | 254 | 95544.7126 | 2008.4474 | 2008.4474 | 6891.6667 | 102436.3793 | 102436.3793 | 0 | 0 | 0 | 0 | 95544.7126 | 0 | 0 | 0 | 0 | 0
2022-11-23 03:00 | 0 | 0 | 186065 | 0 | 2846 | 0 | 15 | 102436.3793 | 10.2436 | 0 | 102436.3793 | 2359984.7291 | 254 | 95544.7126 | 2008.4474 | 2008.4474 | 6891.6667 | 102436.3793 | 102436.3793 | 0 | 0 | 0 | 0 | 95544.7126 | 0 | 0 | 0 | 0 | 0
2022-11-23 04:00 | 0 | 0 | 186065 | 0 | 2846 | 0 | 15 | 102436.3793 | 10.2436 | 0 | 102436.3793 | 2257548.3498 | 254 | 95544.7126 | 2008.4474 | 2008.4474 | 6891.6667 | 102436.3793 | 102436.3793 | 0 | 0 | 0 | 0 | 95544.7126 | 0 | 0 | 0 | 0 | 0
2022-11-23 05:00 | 0 | 0 | 186065 | 0 | 2846 | 0 | 15 | 102436.3793 | 10.2436 | 0 | 102436.3793 | 2155111.9705 | 254 | 95544.7126 | 2008.4474 | 2008.4474 | 6891.6667 | 102436.3793 | 102436.3793 | 0 | 0 | 0 | 0 | 95544.7126 | 0 | 0 | 0 | 0 | 0
2022-11-23 06:00 | 0 | 0 | 186065 | 0 | 2846 | 0 | 15 | 102436.3793 | 10.2436 | 0 | 102436.3793 | 2052675.5912 | 254 | 95544.7126 | 2008.4474 | 2008.4474 | 6891.6667 | 102436.3793 | 102436.3793 | 0 | 0 | 0 | 0 | 95544.7126 | 0 | 0 | 0 | 0 | 0
2022-11-23 07:00 | 0.04685 | 0.03483 | 186065 | 8455.6309 | 2846 | 16573.8973 | 15 | 93980.7484 | 9.3981 | 0 | 77406.8511 | 1950239.2119 | 254 | 95544.7126 | 2008.4474 | 2008.4474 | 6891.6667 | 102436.3793 | 102436.3793 | 0 | 0 | 0 | 1563.9642 | 93980.7484 | 0 | 0 | 0 | 0 | 0
2022-11-23 08:00 | 0.20582 | 0.26122 | 186065 | 37147.0214 | 2846 | 124301.8505 | 15 | 65289.3579 | 6.5289 | 59012.4925 | 0 | 1872832.3608 | 254 | 95544.7126 | 2008.4474 | 2008.4474 | 6891.6667 | 102436.3793 | 102436.3793 | 0 | 0 | 0 | 37147.0214 | 58397.6913 | 0 | 0 | 0 | 0 | 0
2022-11-23 09:00 | 0.35388 | 0.42026 | 186065 | 63869.3417 | 2846 | 199981.2253 | 15 | 38567.0376 | 3.8567 | 161414.1878 | 0 | 1931844.8533 | 254 | 95544.7126 | 2008.4474 | 2008.4474 | 6891.6667 | 102436.3793 | 102436.3793 | 0 | 0 | 0 | 56977.6751 | 38567.0376 | 0 | 0 | 0 | 0 | 0
2022-11-23 10:00 | 0.4809 | 0.52141 | 186065 | 86794.2987 | 2846 | 248113.5742 | 15 | 15642.0805 | 1.5642 | 232471.4936 | 0 | 2093259.0411 | 254 | 95544.7126 | 2008.4474 | 2008.4474 | 6891.6667 | 102436.3793 | 102436.3793 | 0 | 0 | 0 | 86794.2987 | 8750.4139 | 0 | 0 | 0 | 0 | 0
2022-11-23 11:00 | 0.55915 | 0.57109 | 186065 | 100917.0974 | 2846 | 271753.8618 | 15 | 1519.2819 | 0.15193 | 270234.5799 | 0 | 2325730.5347 | 254 | 95544.7126 | 2008.4474 | 2008.4474 | 6891.6667 | 102436.3793 | 102436.3793 | 0 | 0 | 0 | 94025.4307 | 1519.2819 | 0 | 0 | 0 | 0 | 0
2022-11-23 12:00 | 0.55597 | 0.46771 | 186065 | 100343.1613 | 2846 | 222560.3648 | 15 | 2093.218 | 0.20932 | 220467.1468 | 0 | 2595965.1147 | 254 | 95544.7126 | 2008.4474 | 2008.4474 | 6891.6667 | 102436.3793 | 102436.3793 | 0 | 0 | 0 | 95544.7126 | 0 | 0 | 0 | 0 | 0 | 0
2022-11-23 13:00 | 0.49212 | 0.50986 | 186065 | 88819.3186 | 2846 | 242617.4928 | 15 | 13617.0607 | 1.3617 | 229000.4321 | 0 | 2816432.2614 | 254 | 95544.7126 | 2008.4474 | 2008.4474 | 6891.6667 | 102436.3793 | 102436.3793 | 0 | 0 | 0 | 88819.3186 | 6725.3941 | 0 | 0 | 0 | 0 | 0
2022-11-23 14:00 | 0.38355 | 0.44494 | 186065 | 69224.2738 | 2846 | 211725.2329 | 15 | 33212.1055 | 3.3212 | 178513.1275 | 0 | 3045432.6935 | 254 | 95544.7126 | 2008.4474 | 2008.4474 | 6891.6667 | 102436.3793 | 102436.3793 | 0 | 0 | 0 | 62332.6072 | 33212.1055 | 0 | 0 | 0 | 0 | 0
2022-11-23 15:00 | 0.23135 | 0.30463 | 186065 | 41754.7536 | 2846 | 144958.5511 | 15 | 60681.6257 | 6.0682 | 84276.9254 | 0 | 3223945.821 | 254 | 95544.7126 | 2008.4474 | 2008.4474 | 6891.6667 | 102436.3793 | 102436.3793 | 0 | 0 | 0 | 34863.087 | 60681.6257 | 0 | 0 | 0 | 0 | 0
2022-11-23 16:00 | 0.08353 | 0.08677 | 186065 | 15075.7492 | 2846 | 41289.6086 | 15 | 87360.6301 | 8.7361 | 0 | 46071.0215 | 3308222.7464 | 254 | 95544.7126 | 2008.4474 | 2008.4474 | 6891.6667 | 102436.3793 | 102436.3793 | 0 | 0 | 0 | 8184.0825 | 87360.6301 | 0 | 0 | 0 | 0 | 0
2022-11-23 17:00 | 0 | 0 | 186065 | 0 | 2846 | 0 | 15 | 102436.3793 | 10.2436 | 0 | 102436.3793 | 3262151.7249 | 254 | 95544.7126 | 2008.4474 | 2008.4474 | 6891.6667 | 102436.3793 | 102436.3793 | 0 | 0 | 0 | 0 | 95544.7126 | 0 | 0 | 0 | 0 | 0
2022-11-23 18:00 | 0 | 0 | 186065 | 0 | 2846 | 0 | 15 | 102436.3793 | 10.2436 | 0 | 102436.3793 | 3159715.3456 | 254 | 95544.7126 | 2008.4474 | 2008.4474 | 6891.6667 | 102436.3793 | 102436.3793 | 0 | 0 | 0 | 0 | 95544.7126 | 0 | 0 | 0 | 0 | 0
2022-11-23 19:00 | 0 | 0 | 186065 | 0 | 2846 | 0 | 15 | 102436.3793 | 10.2436 | 0 | 102436.3793 | 3057278.9663 | 254 | 95544.7126 | 2008.4474 | 2008.4474 | 6891.6667 | 102436.3793 | 102436.3793 | 0 | 0 | 0 | 0 | 95544.7126 | 0 | 0 | 0 | 0 | 0
2022-11-23 20:00 | 0 | 0 | 186065 | 0 | 2846 | 0 | 15 | 102436.3793 | 10.2436 | 0 | 102436.3793 | 2954842.587 | 254 | 95544.7126 | 2008.4474 | 2008.4474 | 6891.6667 | 102436.3793 | 102436.3793 | 0 | 0 | 0 | 0 | 95544.7126 | 0 | 0 | 0 | 0 | 0
2022-11-23 21:00 | 0 | 0 | 186065 | 0 | 2846 | 0 | 15 | 102436.3793 | 10.2436 | 0 | 102436.3793 | 2852406.2077 | 254 | 95544.7126 | 2008.4474 | 2008.4474 | 6891.6667 | 102436.3793 | 102436.3793 | 0 | 0 | 0 | 0 | 95544.7126 | 0 | 0 | 0 | 0 | 0
2022-11-23 22:00 | 0 | 0 | 186065 | 0 | 2846 | 0 | 15 | 102436.3793 | 10.2436 | 0 | 102436.3793 | 2749969.8284 | 254 | 95544.7126 | 2008.4474 | 2008.4474 | 6891.6667 | 102436.3793 | 102436.3793 | 0 | 0 | 0 | 0 | 95544.7126 | 0 | 0 | 0 | 0 | 0
2022-11-23 23:00 | 0 | 0 | 186065 | 0 | 2846 | 0 | 15 | 102436.3793 | 10.2436 | 0 | 102436.3793 | 2647533.4492 | 254 | 95544.7126 | 2008.4474 | 2008.4474 | 6891.6667 | 102436.3793 | 102436.3793 | 0 | 0 | 0 | 0 | 95544.7126 | 0 | 0 | 0 | 0 | 0
2022-11-24 | 0 | 0 | 186065 | 0 | 2846 | 0 | 15 | 100169.7126 | 10.017 | 0 | 100169.7126 | 2545097.0699 | 254 | 95544.7126 | 2008.4474 | 2008.4474 | 4625 | 100169.7126 | 100169.7126 | 0 | 0 | 0 | 0 | 95544.7126 | 0 | 0 | 0 | 0 | 0
2022-11-24 01:00 | 0 | 0 | 186065 | 0 | 2846 | 0 | 15 | 100169.7126 | 10.017 | 0 | 100169.7126 | 2444927.3572 | 254 | 95544.7126 | 2008.4474 | 2008.4474 | 4625 | 100169.7126 | 100169.7126 | 0 | 0 | 0 | 0 | 95544.7126 | 0 | 0 | 0 | 0 | 0
2022-11-24 02:00 | 0 | 0 | 186065 | 0 | 2846 | 0 | 15 | 100169.7126 | 10.017 | 0 | 100169.7126 | 2344757.6446 | 254 | 95544.7126 | 2008.4474 | 2008.4474 | 4625 | 100169.7126 | 100169.7126 | 0 | 0 | 0 | 0 | 95544.7126 | 0 | 0 | 0 | 0 | 0
2022-11-24 03:00 | 0 | 0 | 186065 | 0 | 2846 | 0 | 15 | 100169.7126 | 10.017 | 0 | 100169.7126 | 2244587.932 | 254 | 95544.7126 | 2008.4474 | 2008.4474 | 4625 | 100169.7126 | 100169.7126 | 0 | 0 | 0 | 0 | 95544.7126 | 0 | 0 | 0 | 0 | 0
2022-11-24 04:00 | 0 | 0 | 186065 | 0 | 2846 | 0 | 15 | 100169.7126 | 10.017 | 0 | 100169.7126 | 2144418.2194 | 254 | 95544.7126 | 2008.4474 | 2008.4474 | 4625 | 100169.7126 | 100169.7126 | 0 | 0 | 0 | 0 | 95544.7126 | 0 | 0 | 0 | 0 | 0
2022-11-24 05:00 | 0 | 0 | 186065 | 0 | 2846 | 0 | 15 | 100169.7126 | 10.017 | 0 | 100169.7126 | 2044248.5068 | 254 | 95544.7126 | 2008.4474 | 2008.4474 | 4625 | 100169.7126 | 100169.7126 | 0 | 0 | 0 | 0 | 95544.7126 | 0 | 0 | 0 | 0 | 0
2022-11-24 06:00 | 0 | 0 | 186065 | 0 | 2846 | 0 | 15 | 100169.7126 | 10.017 | 0 | 100169.7126 | 1944078.7941 | 254 | 95544.7126 | 2008.4474 | 2008.4474 | 4625 | 100169.7126 | 100169.7126 | 0 | 0 | 0 | 0 | 95544.7126 | 0 | 0 | 0 | 0 | 0
2022-11-24 07:00 | 0.02302 | 0 | 186065 | 4154.7198 | 2846 | 0 | 15 | 96014.9928 | 9.6015 | 0 | 96014.9928 | 1843909.0815 | 254 | 95544.7126 | 2008.4474 | 2008.4474 | 4625 | 100169.7126 | 100169.7126 | 0 | 0 | 0 | 0 | 95544.7126 | 0 | 0 | 0 | 0 | 0
2022-11-24 08:00 | 0.09493 | 0.00328 | 186065 | 17133.2559 | 2846 | 1560.7919 | 15 | 83036.4567 | 8.3036 | 0 | 81475.6648 | 1747894.0887 | 254 | 95544.7126 | 2008.4474 | 2008.4474 | 4625 | 100169.7126 | 100169.7126 | 0 | 0 | 0 | 12508.2559 | 83036.4567 | 0 | 0 | 0 | 0 | 0
2022-11-24 09:00 | 0.1617 | 0.00206 | 186065 | 29184.1092 | 2846 | 980.2535 | 15 | 70985.6034 | 7.0986 | 0 | 70005.35 | 1666418.4239 | 254 | 95544.7126 | 2008.4474 | 2008.4474 | 4625 | 100169.7126 | 100169.7126 | 0 | 0 | 0 | 29184.1092 | 66360.6034 | 0 | 0 | 0 | 0 | 0
2022-11-24 10:00 | 0.15648 | 0.01187 | 186065 | 28241.9877 | 2846 | 5648.3537 | 15 | 71927.725 | 7.1928 | 0 | 66279.3712 | 1596413.074 | 254 | 95544.7126 | 2008.4474 | 2008.4474 | 4625 | 100169.7126 | 100169.7126 | 0 | 0 | 0 | 28241.9877 | 67302.725 | 0 | 0 | 0 | 0 | 0
2022-11-24 11:00 | 0.34925 | 0.1238 | 186065 | 63033.7052 | 2846 | 58910.3786 | 15 | 37136.0074 | 3.7136 | 21774.3711 | 0 | 1530133.7028 | 254 | 95544.7126 | 2008.4474 | 2008.4474 | 4625 | 100169.7126 | 100169.7126 | 0 | 0 | 0 | 58408.7052 | 37136.0074 | 0 | 0 | 0 | 0 | 0
2022-11-24 12:00 | 0.54328 | 0.47335 | 186065 | 98052.8314 | 2846 | 225244.1655 | 15 | 2116.8812 | 0.21169 | 223127.2843 | 0 | 1551908.0739 | 254 | 95544.7126 | 2008.4474 | 2008.4474 | 4625 | 100169.7126 | 100169.7126 | 0 | 0 | 0 | 95544.7126 | 0 | 0 | 0 | 0 | 0 | 0
2022-11-24 13:00 | 0.49965 | 0.63298 | 186065 | 90178.3559 | 2846 | 301204.2926 | 15 | 9991.3567 | 0.99914 | 291212.9359 | 0 | 1775035.3582 | 254 | 95544.7126 | 2008.4474 | 2008.4474 | 4625 | 100169.7126 | 100169.7126 | 0 | 0 | 0 | 85553.3559 | 9991.3567 | 0 | 0 | 0 | 0 | 0
2022-11-24 14:00 | 0.37815 | 0.50517 | 186065 | 68249.6654 | 2846 | 240385.7507 | 15 | 31920.0473 | 3.192 | 208465.7034 | 0 | 2066248.2941 | 254 | 95544.7126 | 2008.4474 | 2008.4474 | 4625 | 100169.7126 | 100169.7126 | 0 | 0 | 0 | 63624.6654 | 31920.0473 | 0 | 0 | 0 | 0 | 0
2022-11-24 15:00 | 0.22655 | 0.28979 | 186065 | 40888.435 | 2846 | 137896.9192 | 15 | 59281.2776 | 5.9281 | 78615.6416 | 0 | 2274713.9975 | 254 | 95544.7126 | 2008.4474 | 2008.4474 | 4625 | 100169.7126 | 100169.7126 | 0 | 0 | 0 | 40888.435 | 54656.2776 | 0 | 0 | 0 | 0 | 0
2022-11-24 16:00 | 0.08445 | 0.08641 | 186065 | 15241.7936 | 2846 | 41118.3022 | 15 | 84927.9191 | 8.4928 | 0 | 43809.6169 | 2353329.6391 | 254 | 95544.7126 | 2008.4474 | 2008.4474 | 4625 | 100169.7126 | 100169.7126 | 0 | 0 | 0 | 10616.7936 | 84927.9191 | 0 | 0 | 0 | 0 | 0
2022-11-24 17:00 | 0 | 0 | 186065 | 0 | 2846 | 0 | 15 | 100169.7126 | 10.017 | 0 | 100169.7126 | 2309520.0223 | 254 | 95544.7126 | 2008.4474 | 2008.4474 | 4625 | 100169.7126 | 100169.7126 | 0 | 0 | 0 | 0 | 95544.7126 | 0 | 0 | 0 | 0 | 0
2022-11-24 18:00 | 0 | 0 | 186065 | 0 | 2846 | 0 | 15 | 100169.7126 | 10.017 | 0 | 100169.7126 | 2209350.3097 | 254 | 95544.7126 | 2008.4474 | 2008.4474 | 4625 | 100169.7126 | 100169.7126 | 0 | 0 | 0 | 0 | 95544.7126 | 0 | 0 | 0 | 0 | 0
2022-11-24 19:00 | 0 | 0 | 186065 | 0 | 2846 | 0 | 15 | 100169.7126 | 10.017 | 0 | 100169.7126 | 2109180.597 | 254 | 95544.7126 | 2008.4474 | 2008.4474 | 4625 | 100169.7126 | 100169.7126 | 0 | 0 | 0 | 0 | 95544.7126 | 0 | 0 | 0 | 0 | 0
2022-11-24 20:00 | 0 | 0 | 186065 | 0 | 2846 | 0 | 15 | 100169.7126 | 10.017 | 0 | 100169.7126 | 2009010.8844 | 254 | 95544.7126 | 2008.4474 | 2008.4474 | 4625 | 100169.7126 | 100169.7126 | 0 | 0 | 0 | 0 | 95544.7126 | 0 | 0 | 0 | 0 | 0
2022-11-24 21:00 | 0 | 0 | 186065 | 0 | 2846 | 0 | 15 | 100169.7126 | 10.017 | 0 | 100169.7126 | 1908841.1718 | 254 | 95544.7126 | 2008.4474 | 2008.4474 | 4625 | 100169.7126 | 100169.7126 | 0 | 0 | 0 | 0 | 95544.7126 | 0 | 0 | 0 | 0 | 0
2022-11-24 22:00 | 0 | 0 | 186065 | 0 | 2846 | 0 | 15 | 100169.7126 | 10.017 | 0 | 100169.7126 | 1808671.4592 | 254 | 95544.7126 | 2008.4474 | 2008.4474 | 4625 | 100169.7126 | 100169.7126 | 0 | 0 | 0 | 0 | 95544.7126 | 0 | 0 | 0 | 0 | 0
2022-11-24 23:00 | 0 | 0 | 186065 | 0 | 2846 | 0 | 15 | 100169.7126 | 10.017 | 0 | 100169.7126 | 1708501.7465 | 254 | 95544.7126 | 2008.4474 | 2008.4474 | 4625 | 100169.7126 | 100169.7126 | 0 | 0 | 0 | 0 | 95544.7126 | 0 | 0 | 0 | 0 | 0
2022-11-25 | 0 | 0 | 186065 | 0 | 2846 | 0 | 15 | 100044.7126 | 10.0045 | 0 | 100044.7126 | 1608332.0339 | 254 | 95544.7126 | 2008.4474 | 2008.4474 | 4500 | 100044.7126 | 100044.7126 | 0 | 0 | 0 | 0 | 95544.7126 | 0 | 0 | 0 | 0 | 0
2022-11-25 01:00 | 0 | 0 | 186065 | 0 | 2846 | 0 | 15 | 100044.7126 | 10.0045 | 0 | 100044.7126 | 1508287.3213 | 254 | 95544.7126 | 2008.4474 | 2008.4474 | 4500 | 100044.7126 | 100044.7126 | 0 | 0 | 0 | 0 | 95544.7126 | 0 | 0 | 0 | 0 | 0
2022-11-25 02:00 | 0 | 0 | 186065 | 0 | 2846 | 0 | 15 | 100044.7126 | 10.0045 | 0 | 100044.7126 | 1408242.6087 | 254 | 95544.7126 | 2008.4474 | 2008.4474 | 4500 | 100044.7126 | 100044.7126 | 0 | 0 | 0 | 0 | 95544.7126 | 0 | 0 | 0 | 0 | 0
2022-11-25 03:00 | 0 | 0 | 186065 | 0 | 2846 | 0 | 15 | 100044.7126 | 10.0045 | 0 | 100044.7126 | 1308197.896 | 254 | 95544.7126 | 2008.4474 | 2008.4474 | 4500 | 100044.7126 | 100044.7126 | 0 | 0 | 0 | 0 | 95544.7126 | 0 | 0 | 0 | 0 | 0
2022-11-25 04:00 | 0 | 0 | 186065 | 0 | 2846 | 0 | 15 | 100044.7126 | 10.0045 | 0 | 100044.7126 | 1208153.1834 | 254 | 95544.7126 | 2008.4474 | 2008.4474 | 4500 | 100044.7126 | 100044.7126 | 0 | 0 | 0 | 0 | 95544.7126 | 0 | 0 | 0 | 0 | 0
2022-11-25 05:00 | 0 | 0 | 186065 | 0 | 2846 | 0 | 15 | 100044.7126 | 10.0045 | 0 | 100044.7126 | 1108108.4708 | 254 | 95544.7126 | 2008.4474 | 2008.4474 | 4500 | 100044.7126 | 100044.7126 | 0 | 0 | 0 | 0 | 95544.7126 | 0 | 0 | 0 | 0 | 0
2022-11-25 06:00 | 0 | 0 | 186065 | 0 | 2846 | 0 | 15 | 100044.7126 | 10.0045 | 0 | 100044.7126 | 1008063.7582 | 254 | 95544.7126 | 2008.4474 | 2008.4474 | 4500 | 100044.7126 | 100044.7126 | 0 | 0 | 0 | 0 | 95544.7126 | 0 | 0 | 0 | 0 | 0
2022-11-25 07:00 | 0.0511 | 0.13439 | 186065 | 9222.6839 | 2846 | 63949.6428 | 15 | 90822.0288 | 9.0822 | 0 | 26872.386 | 908019.0456 | 254 | 95544.7126 | 2008.4474 | 2008.4474 | 4500 | 100044.7126 | 100044.7126 | 0 | 0 | 0 | 4722.6839 | 90822.0288 | 0 | 0 | 0 | 0 | 0
2022-11-25 08:00 | 0.22765 | 0.48544 | 186065 | 41086.9663 | 2846 | 230997.2065 | 15 | 58957.7463 | 5.8958 | 172039.4602 | 0 | 881146.6596 | 254 | 95544.7126 | 2008.4474 | 2008.4474 | 4500 | 100044.7126 | 100044.7126 | 0 | 0 | 0 | 41086.9663 | 54457.7463 | 0 | 0 | 0 | 0 | 0
2022-11-25 09:00 | 0.3976 | 0.61894 | 186065 | 71760.0607 | 2846 | 294523.3417 | 15 | 28284.6519 | 2.8285 | 266238.6898 | 0 | 1053186.1198 | 254 | 95544.7126 | 2008.4474 | 2008.4474 | 4500 | 100044.7126 | 100044.7126 | 0 | 0 | 0 | 71760.0607 | 23784.6519 | 0 | 0 | 0 | 0 | 0
2022-11-25 10:00 | 0.5358 | 0.72872 | 186065 | 96702.8182 | 2846 | 346762.2865 | 15 | 3341.8944 | 0.33419 | 343420.392 | 0 | 1319424.8096 | 254 | 95544.7126 | 2008.4474 | 2008.4474 | 4500 | 100044.7126 | 100044.7126 | 0 | 0 | 0 | 92202.8182 | 3341.8944 | 0 | 0 | 0 | 0 | 0
2022-11-25 11:00 | 0.6217 | 0.80673 | 186065 | 112206.3122 | 2846 | 383883.4386 | 15 | 0 | 0 | 383883.4386 | 0 | 1662845.2016 | 254 | 95544.7126 | 2008.4474 | 2008.4474 | 4500 | 100044.7126 | 100044.7126 | 0 | 0 | 0 | 95544.7126 | 0 | 0 | 0 | 0 | 0 | 0
2022-11-25 12:00 | 0.6405 | 0.86047 | 186065 | 115599.3935 | 2846 | 409455.6821 | 15 | 0 | 0 | 409455.6821 | 0 | 2046728.6402 | 254 | 95544.7126 | 2008.4474 | 2008.4474 | 4500 | 100044.7126 | 100044.7126 | 0 | 0 | 0 | 95544.7126 | 0 | 0 | 0 | 0 | 0 | 0
2022-11-25 13:00 | 0.58712 | 0.85897 | 186065 | 105965.2083 | 2846 | 408741.9053 | 15 | 0 | 0 | 408741.9053 | 0 | 2456184.3222 | 254 | 95544.7126 | 2008.4474 | 2008.4474 | 4500 | 100044.7126 | 100044.7126 | 0 | 0 | 0 | 95544.7126 | 0 | 0 | 0 | 0 | 0 | 0
2022-11-25 14:00 | 0.4682 | 0.79789 | 186065 | 84502.164 | 2846 | 379676.914 | 15 | 15542.5486 | 1.5543 | 364134.3654 | 0 | 2864926.2275 | 254 | 95544.7126 | 2008.4474 | 2008.4474 | 4500 | 100044.7126 | 100044.7126 | 0 | 0 | 0 | 84502.164 | 11042.5486 | 0 | 0 | 0 | 0 | 0
2022-11-25 15:00 | 0.2984 | 0.67035 | 186065 | 53856.1421 | 2846 | 318986.8519 | 15 | 46188.5705 | 4.6189 | 272798.2814 | 0 | 3229060.5929 | 254 | 95544.7126 | 2008.4474 | 2008.4474 | 4500 | 100044.7126 | 100044.7126 | 0 | 0 | 0 | 49356.1421 | 46188.5705 | 0 | 0 | 0 | 0 | 0
2022-11-25 16:00 | 0.1134 | 0.36052 | 186065 | 20466.7779 | 2846 | 171553.8746 | 15 | 79577.9348 | 7.9578 | 91975.9399 | 0 | 3501858.8743 | 254 | 95544.7126 | 2008.4474 | 2008.4474 | 4500 | 100044.7126 | 100044.7126 | 0 | 0 | 0 | 15966.7779 | 79577.9348 | 0 | 0 | 0 | 0 | 0
2022-11-25 17:00 | 0 | 0 | 186065 | 0 | 2846 | 0 | 15 | 100044.7126 | 10.0045 | 0 | 100044.7126 | 3593834.8142 | 254 | 95544.7126 | 2008.4474 | 2008.4474 | 4500 | 100044.7126 | 100044.7126 | 0 | 0 | 0 | 0 | 95544.7126 | 0 | 0 | 0 | 0 | 0
2022-11-25 18:00 | 0 | 0 | 186065 | 0 | 2846 | 0 | 15 | 100044.7126 | 10.0045 | 0 | 100044.7126 | 3493790.1015 | 254 | 95544.7126 | 2008.4474 | 2008.4474 | 4500 | 100044.7126 | 100044.7126 | 0 | 0 | 0 | 0 | 95544.7126 | 0 | 0 | 0 | 0 | 0
2022-11-25 19:00 | 0 | 0 | 186065 | 0 | 2846 | 0 | 15 | 100044.7126 | 10.0045 | 0 | 100044.7126 | 3393745.3889 | 254 | 95544.7126 | 2008.4474 | 2008.4474 | 4500 | 100044.7126 | 100044.7126 | 0 | 0 | 0 | 0 | 95544.7126 | 0 | 0 | 0 | 0 | 0
2022-11-25 20:00 | 0 | 0 | 186065 | 0 | 2846 | 0 | 15 | 100044.7126 | 10.0045 | 0 | 100044.7126 | 3293700.6763 | 254 | 95544.7126 | 2008.4474 | 2008.4474 | 4500 | 100044.7126 | 100044.7126 | 0 | 0 | 0 | 0 | 95544.7126 | 0 | 0 | 0 | 0 | 0
2022-11-25 21:00 | 0 | 0 | 186065 | 0 | 2846 | 0 | 15 | 100044.7126 | 10.0045 | 0 | 100044.7126 | 3193655.9637 | 254 | 95544.7126 | 2008.4474 | 2008.4474 | 4500 | 100044.7126 | 100044.7126 | 0 | 0 | 0 | 0 | 95544.7126 | 0 | 0 | 0 | 0 | 0
2022-11-25 22:00 | 0 | 0 | 186065 | 0 | 2846 | 0 | 15 | 100044.7126 | 10.0045 | 0 | 100044.7126 | 3093611.251 | 254 | 95544.7126 | 2008.4474 | 2008.4474 | 4500 | 100044.7126 | 100044.7126 | 0 | 0 | 0 | 0 | 95544.7126 | 0 | 0 | 0 | 0 | 0
2022-11-25 23:00 | 0 | 0 | 186065 | 0 | 2846 | 0 | 15 | 100044.7126 | 10.0045 | 0 | 100044.7126 | 2993566.5384 | 254 | 95544.7126 | 2008.4474 | 2008.4474 | 4500 | 100044.7126 | 100044.7126 | 0 | 0 | 0 | 0 | 95544.7126 | 0 | 0 | 0 | 0 | 0
2022-11-26 | 0 | 0 | 186065 | 0 | 2846 | 0 | 15 | 100061.3793 | 10.0061 | 0 | 100061.3793 | 2893521.8258 | 254 | 95544.7126 | 2008.4474 | 2008.4474 | 4516.6667 | 100061.3793 | 100061.3793 | 0 | 0 | 0 | 0 | 95544.7126 | 0 | 0 | 0 | 0 | 0
2022-11-26 01:00 | 0 | 0 | 186065 | 0 | 2846 | 0 | 15 | 100061.3793 | 10.0061 | 0 | 100061.3793 | 2793460.4465 | 254 | 95544.7126 | 2008.4474 | 2008.4474 | 4516.6667 | 100061.3793 | 100061.3793 | 0 | 0 | 0 | 0 | 95544.7126 | 0 | 0 | 0 | 0 | 0
2022-11-26 02:00 | 0 | 0 | 186065 | 0 | 2846 | 0 | 15 | 100061.3793 | 10.0061 | 0 | 100061.3793 | 2693399.0672 | 254 | 95544.7126 | 2008.4474 | 2008.4474 | 4516.6667 | 100061.3793 | 100061.3793 | 0 | 0 | 0 | 0 | 95544.7126 | 0 | 0 | 0 | 0 | 0
2022-11-26 03:00 | 0 | 0 | 186065 | 0 | 2846 | 0 | 15 | 100061.3793 | 10.0061 | 0 | 100061.3793 | 2593337.6879 | 254 | 95544.7126 | 2008.4474 | 2008.4474 | 4516.6667 | 100061.3793 | 100061.3793 | 0 | 0 | 0 | 0 | 95544.7126 | 0 | 0 | 0 | 0 | 0
2022-11-26 04:00 | 0 | 0 | 186065 | 0 | 2846 | 0 | 15 | 100061.3793 | 10.0061 | 0 | 100061.3793 | 2493276.3086 | 254 | 95544.7126 | 2008.4474 | 2008.4474 | 4516.6667 | 100061.3793 | 100061.3793 | 0 | 0 | 0 | 0 | 95544.7126 | 0 | 0 | 0 | 0 | 0
2022-11-26 05:00 | 0 | 0 | 186065 | 0 | 2846 | 0 | 15 | 100061.3793 | 10.0061 | 0 | 100061.3793 | 2393214.9293 | 254 | 95544.7126 | 2008.4474 | 2008.4474 | 4516.6667 | 100061.3793 | 100061.3793 | 0 | 0 | 0 | 0 | 95544.7126 | 0 | 0 | 0 | 0 | 0
2022-11-26 06:00 | 0 | 0 | 186065 | 0 | 2846 | 0 | 15 | 100061.3793 | 10.0061 | 0 | 100061.3793 | 2293153.55 | 254 | 95544.7126 | 2008.4474 | 2008.4474 | 4516.6667 | 100061.3793 | 100061.3793 | 0 | 0 | 0 | 0 | 95544.7126 | 0 | 0 | 0 | 0 | 0
2022-11-26 07:00 | 0.05092 | 0.14736 | 186065 | 9190.1969 | 2846 | 70121.4328 | 15 | 90871.1824 | 9.0871 | 0 | 20749.7496 | 2193092.1708 | 254 | 95544.7126 | 2008.4474 | 2008.4474 | 4516.6667 | 100061.3793 | 100061.3793 | 0 | 0 | 0 | 9190.1969 | 86354.5157 | 0 | 0 | 0 | 0 | 0
2022-11-26 08:00 | 0.22402 | 0.52288 | 186065 | 40431.8129 | 2846 | 248813.0755 | 15 | 59629.5664 | 5.963 | 189183.509 | 0 | 2172342.4212 | 254 | 95544.7126 | 2008.4474 | 2008.4474 | 4516.6667 | 100061.3793 | 100061.3793 | 0 | 0 | 0 | 40431.8129 | 55112.8998 | 0 | 0 | 0 | 0 | 0
2022-11-26 09:00 | 0.38127 | 0.64449 | 186065 | 68812.7725 | 2846 | 306681.3399 | 15 | 31248.6068 | 3.1249 | 275432.7331 | 0 | 2361525.9302 | 254 | 95544.7126 | 2008.4474 | 2008.4474 | 4516.6667 | 100061.3793 | 100061.3793 | 0 | 0 | 0 | 64296.1058 | 31248.6068 | 0 | 0 | 0 | 0 | 0
2022-11-26 10:00 | 0.50338 | 0.65194 | 186065 | 90851.5577 | 2846 | 310226.4313 | 15 | 9209.8216 | 0.92098 | 301016.6097 | 0 | 2636958.6633 | 254 | 95544.7126 | 2008.4474 | 2008.4474 | 4516.6667 | 100061.3793 | 100061.3793 | 0 | 0 | 0 | 90851.5577 | 4693.1549 | 0 | 0 | 0 | 0 | 0
2022-11-26 11:00 | 0.60183 | 0.74851 | 186065 | 108620.114 | 2846 | 356179.3817 | 15 | 0 | 0 | 356179.3817 | 0 | 2937975.2731 | 254 | 95544.7126 | 2008.4474 | 2008.4474 | 4516.6667 | 100061.3793 | 100061.3793 | 0 | 0 | 0 | 95544.7126 | 0 | 0 | 0 | 0 | 0 | 0
2022-11-26 12:00 | 0.5893 | 0.73869 | 186065 | 106358.6614 | 2846 | 351506.5229 | 15 | 0 | 0 | 351506.5229 | 0 | 3294154.6548 | 254 | 95544.7126 | 2008.4474 | 2008.4474 | 4516.6667 | 100061.3793 | 100061.3793 | 0 | 0 | 0 | 95544.7126 | 0 | 0 | 0 | 0 | 0 | 0
2022-11-26 13:00 | 0.51595 | 0.48999 | 186065 | 93120.2296 | 2846 | 233162.3295 | 15 | 6941.1496 | 0.69411 | 226221.1798 | 0 | 3645661.1777 | 254 | 95544.7126 | 2008.4474 | 2008.4474 | 4516.6667 | 100061.3793 | 100061.3793 | 0 | 0 | 0 | 88603.563 | 6941.1496 | 0 | 0 | 0 | 0 | 0
2022-11-26 14:00 | 0.38262 | 0.41507 | 186065 | 69056.4246 | 2846 | 197511.5576 | 15 | 31004.9547 | 3.1005 | 166506.6029 | 0 | 3871882.3575 | 254 | 95544.7126 | 2008.4474 | 2008.4474 | 4516.6667 | 100061.3793 | 100061.3793 | 0 | 0 | 0 | 64539.7579 | 31004.9547 | 0 | 0 | 0 | 0 | 0
2022-11-26 15:00 | 0.23577 | 0.30336 | 186065 | 42552.4887 | 2846 | 144354.22 | 15 | 57508.8906 | 5.7509 | 86845.3294 | 0 | 4038388.9604 | 254 | 95544.7126 | 2008.4474 | 2008.4474 | 4516.6667 | 100061.3793 | 100061.3793 | 0 | 0 | 0 | 38035.822 | 57508.8906 | 0 | 0 | 0 | 0 | 0
2022-11-26 16:00 | 0.08818 | 0.15054 | 186065 | 15914.9953 | 2846 | 71634.6396 | 15 | 84146.3839 | 8.4146 | 0 | 12511.7443 | 4125234.2899 | 254 | 95544.7126 | 2008.4474 | 2008.4474 | 4516.6667 | 100061.3793 | 100061.3793 | 0 | 0 | 0 | 15914.9953 | 79629.7173 | 0 | 0 | 0 | 0 | 0
2022-11-26 17:00 | 0 | 0 | 186065 | 0 | 2846 | 0 | 15 | 100061.3793 | 10.0061 | 0 | 100061.3793 | 4112722.5456 | 254 | 95544.7126 | 2008.4474 | 2008.4474 | 4516.6667 | 100061.3793 | 100061.3793 | 0 | 0 | 0 | 0 | 95544.7126 | 0 | 0 | 0 | 0 | 0
2022-11-26 18:00 | 0 | 0 | 186065 | 0 | 2846 | 0 | 15 | 100061.3793 | 10.0061 | 0 | 100061.3793 | 4012661.1663 | 254 | 95544.7126 | 2008.4474 | 2008.4474 | 4516.6667 | 100061.3793 | 100061.3793 | 0 | 0 | 0 | 0 | 95544.7126 | 0 | 0 | 0 | 0 | 0
2022-11-26 19:00 | 0 | 0 | 186065 | 0 | 2846 | 0 | 15 | 100061.3793 | 10.0061 | 0 | 100061.3793 | 3912599.787 | 254 | 95544.7126 | 2008.4474 | 2008.4474 | 4516.6667 | 100061.3793 | 100061.3793 | 0 | 0 | 0 | 0 | 95544.7126 | 0 | 0 | 0 | 0 | 0
2022-11-26 20:00 | 0 | 0 | 186065 | 0 | 2846 | 0 | 15 | 100061.3793 | 10.0061 | 0 | 100061.3793 | 3812538.4077 | 254 | 95544.7126 | 2008.4474 | 2008.4474 | 4516.6667 | 100061.3793 | 100061.3793 | 0 | 0 | 0 | 0 | 95544.7126 | 0 | 0 | 0 | 0 | 0
2022-11-26 21:00 | 0 | 0 | 186065 | 0 | 2846 | 0 | 15 | 100061.3793 | 10.0061 | 0 | 100061.3793 | 3712477.0284 | 254 | 95544.7126 | 2008.4474 | 2008.4474 | 4516.6667 | 100061.3793 | 100061.3793 | 0 | 0 | 0 | 0 | 95544.7126 | 0 | 0 | 0 | 0 | 0
2022-11-26 22:00 | 0 | 0 | 186065 | 0 | 2846 | 0 | 15 | 100061.3793 | 10.0061 | 0 | 100061.3793 | 3612415.6491 | 254 | 95544.7126 | 2008.4474 | 2008.4474 | 4516.6667 | 100061.3793 | 100061.3793 | 0 | 0 | 0 | 0 | 95544.7126 | 0 | 0 | 0 | 0 | 0
2022-11-26 23:00 | 0 | 0 | 186065 | 0 | 2846 | 0 | 15 | 100061.3793 | 10.0061 | 0 | 100061.3793 | 3512354.2698 | 254 | 95544.7126 | 2008.4474 | 2008.4474 | 4516.6667 | 100061.3793 | 100061.3793 | 0 | 0 | 0 | 0 | 95544.7126 | 0 | 0 | 0 | 0 | 0
2022-11-27 | 0 | 0 | 186065 | 0 | 2846 | 0 | 15 | 99861.3793 | 9.9861 | 0 | 99861.3793 | 3412292.8905 | 254 | 95544.7126 | 2008.4474 | 2008.4474 | 4316.6667 | 99861.3793 | 99861.3793 | 0 | 0 | 0 | 0 | 95544.7126 | 0 | 0 | 0 | 0 | 0
2022-11-27 01:00 | 0 | 0 | 186065 | 0 | 2846 | 0 | 15 | 99861.3793 | 9.9861 | 0 | 99861.3793 | 3312431.5113 | 254 | 95544.7126 | 2008.4474 | 2008.4474 | 4316.6667 | 99861.3793 | 99861.3793 | 0 | 0 | 0 | 0 | 95544.7126 | 0 | 0 | 0 | 0 | 0
2022-11-27 02:00 | 0 | 0 | 186065 | 0 | 2846 | 0 | 15 | 99861.3793 | 9.9861 | 0 | 99861.3793 | 3212570.132 | 254 | 95544.7126 | 2008.4474 | 2008.4474 | 4316.6667 | 99861.3793 | 99861.3793 | 0 | 0 | 0 | 0 | 95544.7126 | 0 | 0 | 0 | 0 | 0
2022-11-27 03:00 | 0 | 0 | 186065 | 0 | 2846 | 0 | 15 | 99861.3793 | 9.9861 | 0 | 99861.3793 | 3112708.7527 | 254 | 95544.7126 | 2008.4474 | 2008.4474 | 4316.6667 | 99861.3793 | 99861.3793 | 0 | 0 | 0 | 0 | 95544.7126 | 0 | 0 | 0 | 0 | 0
2022-11-27 04:00 | 0 | 0 | 186065 | 0 | 2846 | 0 | 15 | 99861.3793 | 9.9861 | 0 | 99861.3793 | 3012847.3734 | 254 | 95544.7126 | 2008.4474 | 2008.4474 | 4316.6667 | 99861.3793 | 99861.3793 | 0 | 0 | 0 | 0 | 95544.7126 | 0 | 0 | 0 | 0 | 0
2022-11-27 05:00 | 0 | 0 | 186065 | 0 | 2846 | 0 | 15 | 99861.3793 | 9.9861 | 0 | 99861.3793 | 2912985.9941 | 254 | 95544.7126 | 2008.4474 | 2008.4474 | 4316.6667 | 99861.3793 | 99861.3793 | 0 | 0 | 0 | 0 | 95544.7126 | 0 | 0 | 0 | 0 | 0
2022-11-27 06:00 | 0 | 0 | 186065 | 0 | 2846 | 0 | 15 | 99861.3793 | 9.9861 | 0 | 99861.3793 | 2813124.6148 | 254 | 95544.7126 | 2008.4474 | 2008.4474 | 4316.6667 | 99861.3793 | 99861.3793 | 0 | 0 | 0 | 0 | 95544.7126 | 0 | 0 | 0 | 0 | 0
2022-11-27 07:00 | 0.04512 | 0.06862 | 186065 | 8143.3952 | 2846 | 32652.9093 | 15 | 91717.9841 | 9.1718 | 0 | 59065.0747 | 2713263.2355 | 254 | 95544.7126 | 2008.4474 | 2008.4474 | 4316.6667 | 99861.3793 | 99861.3793 | 0 | 0 | 0 | 8143.3952 | 87401.3174 | 0 | 0 | 0 | 0 | 0
2022-11-27 08:00 | 0.21738 | 0.33911 | 186065 | 39233.4054 | 2846 | 161365.9004 | 15 | 60627.9739 | 6.0628 | 100737.9266 | 0 | 2654198.1608 | 254 | 95544.7126 | 2008.4474 | 2008.4474 | 4316.6667 | 99861.3793 | 99861.3793 | 0 | 0 | 0 | 39233.4054 | 56311.3072 | 0 | 0 | 0 | 0 | 0
2022-11-27 09:00 | 0.38992 | 0.53385 | 186065 | 70373.9509 | 2846 | 254033.1631 | 15 | 29487.4284 | 2.9487 | 224545.7347 | 0 | 2754936.0873 | 254 | 95544.7126 | 2008.4474 | 2008.4474 | 4316.6667 | 99861.3793 | 99861.3793 | 0 | 0 | 0 | 66057.2842 | 29487.4284 | 0 | 0 | 0 | 0 | 0
2022-11-27 10:00 | 0.52555 | 0.66794 | 186065 | 94852.8669 | 2846 | 317840.0505 | 15 | 5008.5124 | 0.50085 | 312831.5382 | 0 | 2979481.822 | 254 | 95544.7126 | 2008.4474 | 2008.4474 | 4316.6667 | 99861.3793 | 99861.3793 | 0 | 0 | 0 | 90536.2003 | 5008.5124 | 0 | 0 | 0 | 0 | 0
2022-11-27 11:00 | 0.60303 | 0.74087 | 186065 | 108836.6936 | 2846 | 352543.8785 | 15 | 0 | 0 | 352543.8785 | 0 | 3292313.3602 | 254 | 95544.7126 | 2008.4474 | 2008.4474 | 4316.6667 | 99861.3793 | 99861.3793 | 0 | 0 | 0 | 95544.7126 | 0 | 0 | 0 | 0 | 0 | 0
2022-11-27 12:00 | 0.58992 | 0.72213 | 186065 | 106470.5609 | 2846 | 343626.4271 | 15 | 0 | 0 | 343626.4271 | 0 | 3644857.2387 | 254 | 95544.7126 | 2008.4474 | 2008.4474 | 4316.6667 | 99861.3793 | 99861.3793 | 0 | 0 | 0 | 95544.7126 | 0 | 0 | 0 | 0 | 0 | 0
2022-11-27 13:00 | 0.48912 | 0.27803 | 186065 | 88277.8694 | 2846 | 132300.9091 | 15 | 11583.5099 | 1.1584 | 120717.3993 | 0 | 3988483.6658 | 254 | 95544.7126 | 2008.4474 | 2008.4474 | 4316.6667 | 99861.3793 | 99861.3793 | 0 | 0 | 0 | 83961.2027 | 11583.5099 | 0 | 0 | 0 | 0 | 0
2022-11-27 14:00 | 0.3989 | 0.39577 | 186065 | 71994.6886 | 2846 | 188327.6294 | 15 | 27866.6906 | 2.7867 | 160460.9388 | 0 | 4109201.065 | 254 | 95544.7126 | 2008.4474 | 2008.4474 | 4316.6667 | 99861.3793 | 99861.3793 | 0 | 0 | 0 | 67678.022 | 27866.6906 | 0 | 0 | 0 | 0 | 0
2022-11-27 15:00 | 0.2468 | 0.27762 | 186065 | 44543.2167 | 2846 | 132105.8101 | 15 | 55318.1625 | 5.5318 | 76787.6476 | 0 | 4269662.0038 | 254 | 95544.7126 | 2008.4474 | 2008.4474 | 4316.6667 | 99861.3793 | 99861.3793 | 0 | 0 | 0 | 40226.5501 | 55318.1625 | 0 | 0 | 0 | 0 | 0
2022-11-27 16:00 | 0.08807 | 0.08619 | 186065 | 15895.1422 | 2846 | 41013.6149 | 15 | 83966.2371 | 8.3966 | 0 | 42952.6221 | 4346449.6514 | 254 | 95544.7126 | 2008.4474 | 2008.4474 | 4316.6667 | 99861.3793 | 99861.3793 | 0 | 0 | 0 | 11578.4755 | 83966.2371 | 0 | 0 | 0 | 0 | 0
2022-11-27 17:00 | 0 | 0 | 186065 | 0 | 2846 | 0 | 15 | 99861.3793 | 9.9861 | 0 | 99861.3793 | 4303497.0293 | 254 | 95544.7126 | 2008.4474 | 2008.4474 | 4316.6667 | 99861.3793 | 99861.3793 | 0 | 0 | 0 | 0 | 95544.7126 | 0 | 0 | 0 | 0 | 0
2022-11-27 18:00 | 0 | 0 | 186065 | 0 | 2846 | 0 | 15 | 99861.3793 | 9.9861 | 0 | 99861.3793 | 4203635.65 | 254 | 95544.7126 | 2008.4474 | 2008.4474 | 4316.6667 | 99861.3793 | 99861.3793 | 0 | 0 | 0 | 0 | 95544.7126 | 0 | 0 | 0 | 0 | 0
2022-11-27 19:00 | 0 | 0 | 186065 | 0 | 2846 | 0 | 15 | 99861.3793 | 9.9861 | 0 | 99861.3793 | 4103774.2707 | 254 | 95544.7126 | 2008.4474 | 2008.4474 | 4316.6667 | 99861.3793 | 99861.3793 | 0 | 0 | 0 | 0 | 95544.7126 | 0 | 0 | 0 | 0 | 0
2022-11-27 20:00 | 0 | 0 | 186065 | 0 | 2846 | 0 | 15 | 99861.3793 | 9.9861 | 0 | 99861.3793 | 4003912.8914 | 254 | 95544.7126 | 2008.4474 | 2008.4474 | 4316.6667 | 99861.3793 | 99861.3793 | 0 | 0 | 0 | 0 | 95544.7126 | 0 | 0 | 0 | 0 | 0
2022-11-27 21:00 | 0 | 0 | 186065 | 0 | 2846 | 0 | 15 | 99861.3793 | 9.9861 | 0 | 99861.3793 | 3904051.5121 | 254 | 95544.7126 | 2008.4474 | 2008.4474 | 4316.6667 | 99861.3793 | 99861.3793 | 0 | 0 | 0 | 0 | 95544.7126 | 0 | 0 | 0 | 0 | 0
2022-11-27 22:00 | 0 | 0 | 186065 | 0 | 2846 | 0 | 15 | 99861.3793 | 9.9861 | 0 | 99861.3793 | 3804190.1328 | 254 | 95544.7126 | 2008.4474 | 2008.4474 | 4316.6667 | 99861.3793 | 99861.3793 | 0 | 0 | 0 | 0 | 95544.7126 | 0 | 0 | 0 | 0 | 0
2022-11-27 23:00 | 0 | 0 | 186065 | 0 | 2846 | 0 | 15 | 99861.3793 | 9.9861 | 0 | 99861.3793 | 3704328.7535 | 254 | 95544.7126 | 2008.4474 | 2008.4474 | 4316.6667 | 99861.3793 | 99861.3793 | 0 | 0 | 0 | 0 | 95544.7126 | 0 | 0 | 0 | 0 | 0
2022-11-28 | 0 | 0 | 186065 | 0 | 2846 | 0 | 15 | 99836.3793 | 9.9836 | 0 | 99836.3793 | 3604467.3742 | 254 | 95544.7126 | 2008.4474 | 2008.4474 | 4291.6667 | 99836.3793 | 99836.3793 | 0 | 0 | 0 | 0 | 95544.7126 | 0 | 0 | 0 | 0 | 0
2022-11-28 01:00 | 0 | 0 | 186065 | 0 | 2846 | 0 | 15 | 99836.3793 | 9.9836 | 0 | 99836.3793 | 3504630.995 | 254 | 95544.7126 | 2008.4474 | 2008.4474 | 4291.6667 | 99836.3793 | 99836.3793 | 0 | 0 | 0 | 0 | 95544.7126 | 0 | 0 | 0 | 0 | 0
2022-11-28 02:00 | 0 | 0 | 186065 | 0 | 2846 | 0 | 15 | 99836.3793 | 9.9836 | 0 | 99836.3793 | 3404794.6157 | 254 | 95544.7126 | 2008.4474 | 2008.4474 | 4291.6667 | 99836.3793 | 99836.3793 | 0 | 0 | 0 | 0 | 95544.7126 | 0 | 0 | 0 | 0 | 0
2022-11-28 03:00 | 0 | 0 | 186065 | 0 | 2846 | 0 | 15 | 99836.3793 | 9.9836 | 0 | 99836.3793 | 3304958.2364 | 254 | 95544.7126 | 2008.4474 | 2008.4474 | 4291.6667 | 99836.3793 | 99836.3793 | 0 | 0 | 0 | 0 | 95544.7126 | 0 | 0 | 0 | 0 | 0
2022-11-28 04:00 | 0 | 0 | 186065 | 0 | 2846 | 0 | 15 | 99836.3793 | 9.9836 | 0 | 99836.3793 | 3205121.8571 | 254 | 95544.7126 | 2008.4474 | 2008.4474 | 4291.6667 | 99836.3793 | 99836.3793 | 0 | 0 | 0 | 0 | 95544.7126 | 0 | 0 | 0 | 0 | 0
2022-11-28 05:00 | 0 | 0 | 186065 | 0 | 2846 | 0 | 15 | 99836.3793 | 9.9836 | 0 | 99836.3793 | 3105285.4778 | 254 | 95544.7126 | 2008.4474 | 2008.4474 | 4291.6667 | 99836.3793 | 99836.3793 | 0 | 0 | 0 | 0 | 95544.7126 | 0 | 0 | 0 | 0 | 0
2022-11-28 06:00 | 0 | 0 | 186065 | 0 | 2846 | 0 | 15 | 99836.3793 | 9.9836 | 0 | 99836.3793 | 3005449.0985 | 254 | 95544.7126 | 2008.4474 | 2008.4474 | 4291.6667 | 99836.3793 | 99836.3793 | 0 | 0 | 0 | 0 | 95544.7126 | 0 | 0 | 0 | 0 | 0
2022-11-28 07:00 | 0.03635 | 0.00696 | 186065 | 6560.5589 | 2846 | 3311.9244 | 15 | 93275.8204 | 9.3276 | 0 | 89963.8961 | 2905612.7192 | 254 | 95544.7126 | 2008.4474 | 2008.4474 | 4291.6667 | 99836.3793 | 99836.3793 | 0 | 0 | 0 | 2268.8922 | 93275.8204 | 0 | 0 | 0 | 0 | 0
2022-11-28 08:00 | 0.16943 | 0.08789 | 186065 | 30579.2432 | 2846 | 41822.562 | 15 | 69257.1361 | 6.9257 | 0 | 27434.5742 | 2815648.8231 | 254 | 95544.7126 | 2008.4474 | 2008.4474 | 4291.6667 | 99836.3793 | 99836.3793 | 0 | 0 | 0 | 30579.2432 | 64965.4695 | 0 | 0 | 0 | 0 | 0
2022-11-28 09:00 | 0.30195 | 0.19707 | 186065 | 54496.8569 | 2846 | 93775.996 | 15 | 45339.5223 | 4.534 | 48436.4736 | 0 | 2788214.249 | 254 | 95544.7126 | 2008.4474 | 2008.4474 | 4291.6667 | 99836.3793 | 99836.3793 | 0 | 0 | 0 | 50205.1903 | 45339.5223 | 0 | 0 | 0 | 0 | 0
2022-11-28 10:00 | 0.41858 | 0.34593 | 186065 | 75546.5951 | 2846 | 164611.2056 | 15 | 24289.7842 | 2.429 | 140321.4214 | 0 | 2836650.7226 | 254 | 95544.7126 | 2008.4474 | 2008.4474 | 4291.6667 | 99836.3793 | 99836.3793 | 0 | 0 | 0 | 75546.5951 | 19998.1176 | 0 | 0 | 0 | 0 | 0
2022-11-28 11:00 | 0.42905 | 0.16711 | 186065 | 77436.2526 | 2846 | 79519.494 | 15 | 22400.1267 | 2.24 | 57119.3673 | 0 | 2976972.144 | 254 | 95544.7126 | 2008.4474 | 2008.4474 | 4291.6667 | 99836.3793 | 99836.3793 | 0 | 0 | 0 | 73144.5859 | 22400.1267 | 0 | 0 | 0 | 0 | 0
2022-11-28 12:00 | 0.45317 | 0.16321 | 186065 | 81789.5038 | 2846 | 77663.6744 | 15 | 18046.8755 | 1.8047 | 59616.7988 | 0 | 3034091.5114 | 254 | 95544.7126 | 2008.4474 | 2008.4474 | 4291.6667 | 99836.3793 | 99836.3793 | 0 | 0 | 0 | 81789.5038 | 13755.2089 | 0 | 0 | 0 | 0 | 0
2022-11-28 13:00 | 0.42367 | 0.26799 | 186065 | 76465.2538 | 2846 | 127523.3631 | 15 | 23371.1255 | 2.3371 | 104152.2376 | 0 | 3093708.3102 | 254 | 95544.7126 | 2008.4474 | 2008.4474 | 4291.6667 | 99836.3793 | 99836.3793 | 0 | 0 | 0 | 72173.5871 | 23371.1255 | 0 | 0 | 0 | 0 | 0
2022-11-28 14:00 | 0.3254 | 0.13973 | 186065 | 58729.1845 | 2846 | 66490.6882 | 15 | 41107.1948 | 4.1107 | 25383.4934 | 0 | 3197860.5478 | 254 | 95544.7126 | 2008.4474 | 2008.4474 | 4291.6667 | 99836.3793 | 99836.3793 | 0 | 0 | 0 | 54437.5178 | 41107.1948 | 0 | 0 | 0 | 0 | 0
2022-11-28 15:00 | 0.2052 | 0.1096 | 186065 | 37035.1219 | 2846 | 52153.2915 | 15 | 62801.2574 | 6.2801 | 0 | 10647.9659 | 3223244.0411 | 254 | 95544.7126 | 2008.4474 | 2008.4474 | 4291.6667 | 99836.3793 | 99836.3793 | 0 | 0 | 0 | 32743.4552 | 62801.2574 | 0 | 0 | 0 | 0 | 0
2022-11-28 16:00 | 0.08057 | 0.03154 | 186065 | 14541.5193 | 2846 | 15008.3468 | 15 | 85294.86 | 8.5295 | 0 | 70286.5131 | 3212596.0752 | 254 | 95544.7126 | 2008.4474 | 2008.4474 | 4291.6667 | 99836.3793 | 99836.3793 | 0 | 0 | 0 | 14541.5193 | 81003.1933 | 0 | 0 | 0 | 0 | 0
2022-11-28 17:00 | 0 | 0 | 186065 | 0 | 2846 | 0 | 15 | 99836.3793 | 9.9836 | 0 | 99836.3793 | 3142309.5621 | 254 | 95544.7126 | 2008.4474 | 2008.4474 | 4291.6667 | 99836.3793 | 99836.3793 | 0 | 0 | 0 | 0 | 95544.7126 | 0 | 0 | 0 | 0 | 0
2022-11-28 18:00 | 0 | 0 | 186065 | 0 | 2846 | 0 | 15 | 99836.3793 | 9.9836 | 0 | 99836.3793 | 3042473.1828 | 254 | 95544.7126 | 2008.4474 | 2008.4474 | 4291.6667 | 99836.3793 | 99836.3793 | 0 | 0 | 0 | 0 | 95544.7126 | 0 | 0 | 0 | 0 | 0
2022-11-28 19:00 | 0 | 0 | 186065 | 0 | 2846 | 0 | 15 | 99836.3793 | 9.9836 | 0 | 99836.3793 | 2942636.8036 | 254 | 95544.7126 | 2008.4474 | 2008.4474 | 4291.6667 | 99836.3793 | 99836.3793 | 0 | 0 | 0 | 0 | 95544.7126 | 0 | 0 | 0 | 0 | 0
2022-11-28 20:00 | 0 | 0 | 186065 | 0 | 2846 | 0 | 15 | 99836.3793 | 9.9836 | 0 | 99836.3793 | 2842800.4243 | 254 | 95544.7126 | 2008.4474 | 2008.4474 | 4291.6667 | 99836.3793 | 99836.3793 | 0 | 0 | 0 | 0 | 95544.7126 | 0 | 0 | 0 | 0 | 0
2022-11-28 21:00 | 0 | 0 | 186065 | 0 | 2846 | 0 | 15 | 99836.3793 | 9.9836 | 0 | 99836.3793 | 2742964.045 | 254 | 95544.7126 | 2008.4474 | 2008.4474 | 4291.6667 | 99836.3793 | 99836.3793 | 0 | 0 | 0 | 0 | 95544.7126 | 0 | 0 | 0 | 0 | 0
2022-11-28 22:00 | 0 | 0 | 186065 | 0 | 2846 | 0 | 15 | 99836.3793 | 9.9836 | 0 | 99836.3793 | 2643127.6657 | 254 | 95544.7126 | 2008.4474 | 2008.4474 | 4291.6667 | 99836.3793 | 99836.3793 | 0 | 0 | 0 | 0 | 95544.7126 | 0 | 0 | 0 | 0 | 0
2022-11-28 23:00 | 0 | 0 | 186065 | 0 | 2846 | 0 | 15 | 99836.3793 | 9.9836 | 0 | 99836.3793 | 2543291.2864 | 254 | 95544.7126 | 2008.4474 | 2008.4474 | 4291.6667 | 99836.3793 | 99836.3793 | 0 | 0 | 0 | 0 | 95544.7126 | 0 | 0 | 0 | 0 | 0
2022-11-29 | 0 | 0 | 186065 | 0 | 2846 | 0 | 15 | 99753.046 | 9.9753 | 0 | 99753.046 | 2443454.9071 | 254 | 95544.7126 | 2008.4474 | 2008.4474 | 4208.3333 | 99753.046 | 99753.046 | 0 | 0 | 0 | 0 | 95544.7126 | 0 | 0 | 0 | 0 | 0
2022-11-29 01:00 | 0 | 0 | 186065 | 0 | 2846 | 0 | 15 | 99753.046 | 9.9753 | 0 | 99753.046 | 2343701.8611 | 254 | 95544.7126 | 2008.4474 | 2008.4474 | 4208.3333 | 99753.046 | 99753.046 | 0 | 0 | 0 | 0 | 95544.7126 | 0 | 0 | 0 | 0 | 0
2022-11-29 02:00 | 0 | 0 | 186065 | 0 | 2846 | 0 | 15 | 99753.046 | 9.9753 | 0 | 99753.046 | 2243948.8152 | 254 | 95544.7126 | 2008.4474 | 2008.4474 | 4208.3333 | 99753.046 | 99753.046 | 0 | 0 | 0 | 0 | 95544.7126 | 0 | 0 | 0 | 0 | 0
2022-11-29 03:00 | 0 | 0 | 186065 | 0 | 2846 | 0 | 15 | 99753.046 | 9.9753 | 0 | 99753.046 | 2144195.7692 | 254 | 95544.7126 | 2008.4474 | 2008.4474 | 4208.3333 | 99753.046 | 99753.046 | 0 | 0 | 0 | 0 | 95544.7126 | 0 | 0 | 0 | 0 | 0
2022-11-29 04:00 | 0 | 0 | 186065 | 0 | 2846 | 0 | 15 | 99753.046 | 9.9753 | 0 | 99753.046 | 2044442.7233 | 254 | 95544.7126 | 2008.4474 | 2008.4474 | 4208.3333 | 99753.046 | 99753.046 | 0 | 0 | 0 | 0 | 95544.7126 | 0 | 0 | 0 | 0 | 0
2022-11-29 05:00 | 0 | 0 | 186065 | 0 | 2846 | 0 | 15 | 99753.046 | 9.9753 | 0 | 99753.046 | 1944689.6773 | 254 | 95544.7126 | 2008.4474 | 2008.4474 | 4208.3333 | 99753.046 | 99753.046 | 0 | 0 | 0 | 0 | 95544.7126 | 0 | 0 | 0 | 0 | 0
2022-11-29 06:00 | 0 | 0 | 186065 | 0 | 2846 | 0 | 15 | 99753.046 | 9.9753 | 0 | 99753.046 | 1844936.6314 | 254 | 95544.7126 | 2008.4474 | 2008.4474 | 4208.3333 | 99753.046 | 99753.046 | 0 | 0 | 0 | 0 | 95544.7126 | 0 | 0 | 0 | 0 | 0
2022-11-29 07:00 | 0.02908 | 0.00915 | 186065 | 5248.4471 | 2846 | 4354.0385 | 15 | 94504.5989 | 9.4505 | 0 | 90150.5604 | 1745183.5854 | 254 | 95544.7126 | 2008.4474 | 2008.4474 | 4208.3333 | 99753.046 | 99753.046 | 0 | 0 | 0 | 5248.4471 | 90296.2655 | 0 | 0 | 0 | 0 | 0
2022-11-29 08:00 | 0.12762 | 0.07385 | 186065 | 23033.2468 | 2846 | 35141.6111 | 15 | 76719.7991 | 7.672 | 0 | 41578.188 | 1655033.025 | 254 | 95544.7126 | 2008.4474 | 2008.4474 | 4208.3333 | 99753.046 | 99753.046 | 0 | 0 | 0 | 18824.9135 | 76719.7991 | 0 | 0 | 0 | 0 | 0
2022-11-29 09:00 | 0.1828 | 0.07675 | 186065 | 32992.3015 | 2846 | 36521.5796 | 15 | 66760.7444 | 6.6761 | 0 | 30239.1648 | 1613454.837 | 254 | 95544.7126 | 2008.4474 | 2008.4474 | 4208.3333 | 99753.046 | 99753.046 | 0 | 0 | 0 | 32992.3015 | 62552.4111 | 0 | 0 | 0 | 0 | 0
2022-11-29 10:00 | 0.04755 | 0.01512 | 186065 | 8581.969 | 2846 | 7194.8701 | 15 | 91171.0769 | 9.1171 | 0 | 83976.2068 | 1583215.6722 | 254 | 95544.7126 | 2008.4474 | 2008.4474 | 4208.3333 | 99753.046 | 99753.046 | 0 | 0 | 0 | 8581.969 | 86962.7436 | 0 | 0 | 0 | 0 | 0
2022-11-29 11:00 | 0.05133 | 0.02442 | 186065 | 9264.195 | 2846 | 11620.2863 | 15 | 90488.851 | 9.0489 | 0 | 78868.5647 | 1499239.4654 | 254 | 95544.7126 | 2008.4474 | 2008.4474 | 4208.3333 | 99753.046 | 99753.046 | 0 | 0 | 0 | 5055.8616 | 90488.851 | 0 | 0 | 0 | 0 | 0
2022-11-29 12:00 | 0.06138 | 0.02538 | 186065 | 11078.0496 | 2846 | 12077.1035 | 15 | 88674.9963 | 8.8675 | 0 | 76597.8929 | 1420370.9007 | 254 | 95544.7126 | 2008.4474 | 2008.4474 | 4208.3333 | 99753.046 | 99753.046 | 0 | 0 | 0 | 11078.0496 | 84466.663 | 0 | 0 | 0 | 0 | 0
2022-11-29 13:00 | 0.02905 | 0.00292 | 186065 | 5243.0326 | 2846 | 1389.4855 | 15 | 94510.0134 | 9.451 | 0 | 93120.5279 | 1343773.0078 | 254 | 95544.7126 | 2008.4474 | 2008.4474 | 4208.3333 | 99753.046 | 99753.046 | 0 | 0 | 0 | 5243.0326 | 90301.68 | 0 | 0 | 0 | 0 | 0
2022-11-29 14:00 | 0.10912 | 0 | 186065 | 19694.3104 | 2846 | 0 | 15 | 80058.7355 | 8.0059 | 0 | 80058.7355 | 1250652.48 | 254 | 95544.7126 | 2008.4474 | 2008.4474 | 4208.3333 | 99753.046 | 99753.046 | 0 | 0 | 0 | 15485.9771 | 80058.7355 | 0 | 0 | 0 | 0 | 0
2022-11-29 15:00 | 0.07718 | 0 | 186065 | 13929.6818 | 2846 | 0 | 15 | 85823.3642 | 8.5823 | 0 | 85823.3642 | 1170593.7444 | 254 | 95544.7126 | 2008.4474 | 2008.4474 | 4208.3333 | 99753.046 | 99753.046 | 0 | 0 | 0 | 9721.3485 | 85823.3642 | 0 | 0 | 0 | 0 | 0
2022-11-29 16:00 | 0.03383 | 0 | 186065 | 6105.7416 | 2846 | 0 | 15 | 93647.3044 | 9.3647 | 0 | 93647.3044 | 1084770.3803 | 254 | 95544.7126 | 2008.4474 | 2008.4474 | 4208.3333 | 99753.046 | 99753.046 | 0 | 0 | 0 | 6105.7416 | 89438.971 | 0 | 0 | 0 | 0 | 0
2022-11-29 17:00 | 0 | 0 | 186065 | 0 | 2846 | 0 | 15 | 99753.046 | 9.9753 | 0 | 99753.046 | 991123.0759 | 254 | 95544.7126 | 2008.4474 | 2008.4474 | 4208.3333 | 99753.046 | 99753.046 | 0 | 0 | 0 | 0 | 95544.7126 | 0 | 0 | 0 | 0 | 0
2022-11-29 18:00 | 0 | 0 | 186065 | 0 | 2846 | 0 | 15 | 99753.046 | 9.9753 | 0 | 99753.046 | 891370.03 | 254 | 95544.7126 | 2008.4474 | 2008.4474 | 4208.3333 | 99753.046 | 99753.046 | 0 | 0 | 0 | 0 | 95544.7126 | 0 | 0 | 0 | 0 | 0
2022-11-29 19:00 | 0 | 0 | 186065 | 0 | 2846 | 0 | 15 | 99753.046 | 9.9753 | 0 | 99753.046 | 791616.984 | 254 | 95544.7126 | 2008.4474 | 2008.4474 | 4208.3333 | 99753.046 | 99753.046 | 0 | 0 | 0 | 0 | 95544.7126 | 0 | 0 | 0 | 0 | 0
2022-11-29 20:00 | 0 | 0 | 186065 | 0 | 2846 | 0 | 15 | 99753.046 | 9.9753 | 0 | 99753.046 | 691863.938 | 254 | 95544.7126 | 2008.4474 | 2008.4474 | 4208.3333 | 99753.046 | 99753.046 | 0 | 0 | 0 | 0 | 95544.7126 | 0 | 0 | 0 | 0 | 0
2022-11-29 21:00 | 0 | 0 | 186065 | 0 | 2846 | 0 | 15 | 99753.046 | 9.9753 | 0 | 99753.046 | 592110.8921 | 254 | 95544.7126 | 2008.4474 | 2008.4474 | 4208.3333 | 99753.046 | 99753.046 | 0 | 0 | 0 | 0 | 95544.7126 | 0 | 0 | 0 | 0 | 0
2022-11-29 22:00 | 0 | 0 | 186065 | 0 | 2846 | 0 | 15 | 99753.046 | 9.9753 | 0 | 99753.046 | 492357.8461 | 254 | 95544.7126 | 2008.4474 | 2008.4474 | 4208.3333 | 99753.046 | 99753.046 | 0 | 0 | 0 | 0 | 95544.7126 | 0 | 0 | 0 | 0 | 0
2022-11-29 23:00 | 0 | 0 | 186065 | 0 | 2846 | 0 | 15 | 99753.046 | 9.9753 | 0 | 99753.046 | 392604.8002 | 254 | 95544.7126 | 2008.4474 | 2008.4474 | 4208.3333 | 99753.046 | 99753.046 | 0 | 0 | 0 | 0 | 95544.7126 | 0 | 0 | 0 | 0 | 0
2022-11-30 | 0 | 0 | 186065 | 0 | 2846 | 0 | 15 | 99803.046 | 9.9803 | 0 | 99803.046 | 292851.7542 | 254 | 95544.7126 | 2008.4474 | 2008.4474 | 4258.3333 | 99803.046 | 99803.046 | 0 | 0 | 0 | 0 | 95544.7126 | 0 | 0 | 0 | 0 | 0
2022-11-30 01:00 | 0 | 0 | 186065 | 0 | 2846 | 0 | 15 | 99803.046 | 9.9803 | 0 | 99803.046 | 193048.7083 | 254 | 95544.7126 | 2008.4474 | 2008.4474 | 4258.3333 | 99803.046 | 99803.046 | 0 | 0 | 0 | 0 | 95544.7126 | 0 | 0 | 0 | 0 | 0
2022-11-30 02:00 | 0 | 0 | 186065 | 0 | 2846 | 0 | 15 | 76212.329 | 7.6212 | 0 | 76212.329 | 93245.6623 | 254 | 71953.9956 | 2008.4474 | 1512.5465 | 4258.3333 | 99803.046 | 76212.329 | 0 | 23590.717 | 23590.717 | 0 | 71953.9956 | 0 | 0 | 0 | 0 | 0
2022-11-30 03:00 | 0 | 0 | 186065 | 0 | 2846 | 0 | 15 | 4258.3333 | 0.42583 | 0 | 4258.3333 | 17033.3333 | 254 | 0 | 2008.4474 | 0 | 4258.3333 | 99803.046 | 4258.3333 | 0 | 95544.7126 | 95544.7126 | 0 | 0 | 0 | 0 | 0 | 0 | 0
2022-11-30 04:00 | 0 | 0 | 186065 | 0 | 2846 | 0 | 15 | 4258.3333 | 0.42583 | 0 | 4258.3333 | 12775 | 254 | 0 | 2008.4474 | 0 | 4258.3333 | 99803.046 | 4258.3333 | 0 | 95544.7126 | 95544.7126 | 0 | 0 | 0 | 0 | 0 | 0 | 0
2022-11-30 05:00 | 0 | 0 | 186065 | 0 | 2846 | 0 | 15 | 4258.3333 | 0.42583 | 0 | 4258.3333 | 8516.6667 | 254 | 0 | 2008.4474 | 0 | 4258.3333 | 99803.046 | 4258.3333 | 0 | 95544.7126 | 95544.7126 | 0 | 0 | 0 | 0 | 0 | 0 | 0
2022-11-30 06:00 | 0 | 0 | 186065 | 0 | 2846 | 0 | 15 | 4258.3333 | 0.42583 | 0 | 4258.3333 | 4258.3333 | 254 | 0 | 2008.4474 | 0 | 4258.3333 | 99803.046 | 4258.3333 | 0 | 95544.7126 | 95544.7126 | 0 | 0 | 0 | 0 | 0 | 0 | 0
2022-11-30 07:00 | 0.03983 | 0.12186 | 186065 | 7188.6399 | 2846 | 57987.2272 | 15 | 57987.2272 | 5.7987 | 0 | 0 | 0 | 254 | 60917.5338 | 2008.4474 | 1280.5488 | 4258.3333 | 99803.046 | 65175.8671 | 0 | 34627.1788 | 34627.1788 | 7188.6399 | 53728.8939 | 0 | 0 | 0 | 0 | 0
2022-11-30 08:00 | 0.20875 | 0.45962 | 186065 | 37675.8367 | 2846 | 218710.7285 | 15 | 62127.2093 | 6.2127 | 0 | 0 | 0 | 254 | 95544.7126 | 2008.4474 | 2008.4474 | 4258.3333 | 99803.046 | 99803.046 | 0 | 0 | 0 | 37675.8367 | 57868.8759 | 0 | 0 | 0 | 0 | 0
2022-11-30 09:00 | 0.37433 | 0.61728 | 186065 | 67560.2201 | 2846 | 293733.4287 | 15 | 32242.8259 | 3.2243 | 0 | 0 | 0 | 254 | 95544.7126 | 2008.4474 | 2008.4474 | 4258.3333 | 99803.046 | 99803.046 | 0 | 0 | 0 | 63301.8868 | 32242.8259 | 0 | 0 | 0 | 0 | 0
2022-11-30 10:00 | 0.51095 | 0.67824 | 186065 | 92217.8144 | 2846 | 322741.3179 | 15 | 7585.2316 | 0.75852 | 313658.5594 | 0 | 0 | 254 | 95544.7126 | 2008.4474 | 2008.4474 | 4258.3333 | 99803.046 | 99803.046 | 0 | 0 | 0 | 92217.8144 | 3326.8982 | 0 | 0 | 0 | 0 | 0
2022-11-30 11:00 | 0.61942 | 0.9031 | 186065 | 111794.8108 | 2846 | 429741.2187 | 15 | 0 | 0 | 429741.2187 | 0 | 313658.5594 | 254 | 95544.7126 | 2008.4474 | 2008.4474 | 4258.3333 | 99803.046 | 99803.046 | 0 | 0 | 0 | 95544.7126 | 0 | 0 | 0 | 0 | 0 | 0
2022-11-30 12:00 | 0.6231 | 0.84401 | 186065 | 112458.9885 | 2846 | 401623.1713 | 15 | 0 | 0 | 401623.1713 | 0 | 743399.7781 | 254 | 95544.7126 | 2008.4474 | 2008.4474 | 4258.3333 | 99803.046 | 99803.046 | 0 | 0 | 0 | 95544.7126 | 0 | 0 | 0 | 0 | 0 | 0
2022-11-30 13:00 | 0.56778 | 0.83434 | 186065 | 102474.6661 | 2846 | 397021.6902 | 15 | 0 | 0 | 397021.6902 | 0 | 1145022.9495 | 254 | 95544.7126 | 2008.4474 | 2008.4474 | 4258.3333 | 99803.046 | 99803.046 | 0 | 0 | 0 | 95544.7126 | 0 | 0 | 0 | 0 | 0 | 0
2022-11-30 14:00 | 0.4537 | 0.7786 | 186065 | 81885.1598 | 2846 | 370497.7443 | 15 | 17917.8862 | 1.7918 | 352579.8581 | 0 | 1542044.6397 | 254 | 95544.7126 | 2008.4474 | 2008.4474 | 4258.3333 | 99803.046 | 99803.046 | 0 | 0 | 0 | 81885.1598 | 13659.5528 | 0 | 0 | 0 | 0 | 0
2022-11-30 15:00 | 0.28992 | 0.64968 | 186065 | 52325.6459 | 2846 | 309151.0076 | 15 | 47477.4001 | 4.7477 | 261673.6075 | 0 | 1894624.4978 | 254 | 95544.7126 | 2008.4474 | 2008.4474 | 4258.3333 | 99803.046 | 99803.046 | 0 | 0 | 0 | 48067.3125 | 47477.4001 | 0 | 0 | 0 | 0 | 0
2022-11-30 16:00 | 0.1094 | 0.35828 | 186065 | 19744.8457 | 2846 | 170487.9679 | 15 | 80058.2003 | 8.0058 | 90429.7676 | 0 | 2156298.1053 | 254 | 95544.7126 | 2008.4474 | 2008.4474 | 4258.3333 | 99803.046 | 99803.046 | 0 | 0 | 0 | 15486.5123 | 80058.2003 | 0 | 0 | 0 | 0 | 0
2022-11-30 17:00 | 0 | 0 | 186065 | 0 | 2846 | 0 | 15 | 99803.046 | 9.9803 | 0 | 99803.046 | 2246727.873 | 254 | 95544.7126 | 2008.4474 | 2008.4474 | 4258.3333 | 99803.046 | 99803.046 | 0 | 0 | 0 | 0 | 95544.7126 | 0 | 0 | 0 | 0 | 0
2022-11-30 18:00 | 0 | 0 | 186065 | 0 | 2846 | 0 | 15 | 99803.046 | 9.9803 | 0 | 99803.046 | 2146924.827 | 254 | 95544.7126 | 2008.4474 | 2008.4474 | 4258.3333 | 99803.046 | 99803.046 | 0 | 0 | 0 | 0 | 95544.7126 | 0 | 0 | 0 | 0 | 0
2022-11-30 19:00 | 0 | 0 | 186065 | 0 | 2846 | 0 | 15 | 99803.046 | 9.9803 | 0 | 99803.046 | 2047121.7811 | 254 | 95544.7126 | 2008.4474 | 2008.4474 | 4258.3333 | 99803.046 | 99803.046 | 0 | 0 | 0 | 0 | 95544.7126 | 0 | 0 | 0 | 0 | 0
2022-11-30 20:00 | 0 | 0 | 186065 | 0 | 2846 | 0 | 15 | 99803.046 | 9.9803 | 0 | 99803.046 | 1947318.7351 | 254 | 95544.7126 | 2008.4474 | 2008.4474 | 4258.3333 | 99803.046 | 99803.046 | 0 | 0 | 0 | 0 | 95544.7126 | 0 | 0 | 0 | 0 | 0
2022-11-30 21:00 | 0 | 0 | 186065 | 0 | 2846 | 0 | 15 | 99803.046 | 9.9803 | 0 | 99803.046 | 1847515.6892 | 254 | 95544.7126 | 2008.4474 | 2008.4474 | 4258.3333 | 99803.046 | 99803.046 | 0 | 0 | 0 | 0 | 95544.7126 | 0 | 0 | 0 | 0 | 0
2022-11-30 22:00 | 0 | 0 | 186065 | 0 | 2846 | 0 | 15 | 99803.046 | 9.9803 | 0 | 99803.046 | 1747712.6432 | 254 | 95544.7126 | 2008.4474 | 2008.4474 | 4258.3333 | 99803.046 | 99803.046 | 0 | 0 | 0 | 0 | 95544.7126 | 0 | 0 | 0 | 0 | 0
2022-11-30 23:00 | 0 | 0 | 186065 | 0 | 2846 | 0 | 15 | 99803.046 | 9.9803 | 0 | 99803.046 | 1647909.5972 | 254 | 95544.7126 | 2008.4474 | 2008.4474 | 4258.3333 | 99803.046 | 99803.046 | 0 | 0 | 0 | 0 | 95544.7126 | 0 | 0 | 0 | 0 | 0
2022-12-01 | 0 | 0 | 186065 | 0 | 2846 | 0 | 15 | 89964.1177 | 8.9964 | 0 | 89964.1177 | 1548106.5513 | 254 | 86555.7844 | 1819.491 | 1819.491 | 3408.3333 | 89964.1177 | 89964.1177 | 0 | 0 | 0 | 0 | 86555.7844 | 0 | 0 | 0 | 0 | 0
2022-12-01 01:00 | 0 | 0 | 186065 | 0 | 2846 | 0 | 15 | 89964.1177 | 8.9964 | 0 | 89964.1177 | 1458142.4335 | 254 | 86555.7844 | 1819.491 | 1819.491 | 3408.3333 | 89964.1177 | 89964.1177 | 0 | 0 | 0 | 0 | 86555.7844 | 0 | 0 | 0 | 0 | 0
2022-12-01 02:00 | 0 | 0 | 186065 | 0 | 2846 | 0 | 15 | 89964.1177 | 8.9964 | 0 | 89964.1177 | 1368178.3158 | 254 | 86555.7844 | 1819.491 | 1819.491 | 3408.3333 | 89964.1177 | 89964.1177 | 0 | 0 | 0 | 0 | 86555.7844 | 0 | 0 | 0 | 0 | 0
2022-12-01 03:00 | 0 | 0 | 186065 | 0 | 2846 | 0 | 15 | 89964.1177 | 8.9964 | 0 | 89964.1177 | 1278214.198 | 254 | 86555.7844 | 1819.491 | 1819.491 | 3408.3333 | 89964.1177 | 89964.1177 | 0 | 0 | 0 | 0 | 86555.7844 | 0 | 0 | 0 | 0 | 0
2022-12-01 04:00 | 0 | 0 | 186065 | 0 | 2846 | 0 | 15 | 89964.1177 | 8.9964 | 0 | 89964.1177 | 1188250.0803 | 254 | 86555.7844 | 1819.491 | 1819.491 | 3408.3333 | 89964.1177 | 89964.1177 | 0 | 0 | 0 | 0 | 86555.7844 | 0 | 0 | 0 | 0 | 0
2022-12-01 05:00 | 0 | 0 | 186065 | 0 | 2846 | 0 | 15 | 89964.1177 | 8.9964 | 0 | 89964.1177 | 1098285.9625 | 254 | 86555.7844 | 1819.491 | 1819.491 | 3408.3333 | 89964.1177 | 89964.1177 | 0 | 0 | 0 | 0 | 86555.7844 | 0 | 0 | 0 | 0 | 0
2022-12-01 06:00 | 0 | 0 | 186065 | 0 | 2846 | 0 | 15 | 89964.1177 | 8.9964 | 0 | 89964.1177 | 1008321.8448 | 254 | 86555.7844 | 1819.491 | 1819.491 | 3408.3333 | 89964.1177 | 89964.1177 | 0 | 0 | 0 | 0 | 86555.7844 | 0 | 0 | 0 | 0 | 0
2022-12-01 07:00 | 0.04667 | 0.24152 | 186065 | 8423.1439 | 2846 | 114927.5818 | 15 | 81540.9738 | 8.1541 | 33386.608 | 0 | 918357.727 | 254 | 86555.7844 | 1819.491 | 1819.491 | 3408.3333 | 89964.1177 | 89964.1177 | 0 | 0 | 0 | 8423.1439 | 78132.6405 | 0 | 0 | 0 | 0 | 0
2022-12-01 08:00 | 0.23275 | 0.68524 | 186065 | 42007.4299 | 2846 | 326072.2763 | 15 | 47956.6879 | 4.7957 | 278115.5884 | 0 | 951744.335 | 254 | 86555.7844 | 1819.491 | 1819.491 | 3408.3333 | 89964.1177 | 89964.1177 | 0 | 0 | 0 | 38599.0966 | 47956.6879 | 0 | 0 | 0 | 0 | 0
2022-12-01 09:00 | 0.4133 | 0.82551 | 186065 | 74593.6446 | 2846 | 392819.9241 | 15 | 15370.4732 | 1.537 | 377449.4509 | 0 | 1229859.9235 | 254 | 86555.7844 | 1819.491 | 1819.491 | 3408.3333 | 89964.1177 | 89964.1177 | 0 | 0 | 0 | 74593.6446 | 11962.1399 | 0 | 0 | 0 | 0 | 0
2022-12-01 10:00 | 0.5505 | 0.90391 | 186065 | 99355.919 | 2846 | 430126.6582 | 15 | 0 | 0 | 430126.6582 | 0 | 1607309.3744 | 254 | 86555.7844 | 1819.491 | 1819.491 | 3408.3333 | 89964.1177 | 89964.1177 | 0 | 0 | 0 | 86555.7844 | 0 | 0 | 0 | 0 | 0 | 0
2022-12-01 11:00 | 0.62903 | 0.94389 | 186065 | 113529.2529 | 2846 | 449151.1892 | 15 | 0 | 0 | 449151.1892 | 0 | 2037436.0326 | 254 | 86555.7844 | 1819.491 | 1819.491 | 3408.3333 | 89964.1177 | 89964.1177 | 0 | 0 | 0 | 86555.7844 | 0 | 0 | 0 | 0 | 0 | 0
2022-12-01 12:00 | 0.63522 | 0.904 | 186065 | 114646.443 | 2846 | 430169.4848 | 15 | 0 | 0 | 430169.4848 | 0 | 2486587.2218 | 254 | 86555.7844 | 1819.491 | 1819.491 | 3408.3333 | 89964.1177 | 89964.1177 | 0 | 0 | 0 | 86555.7844 | 0 | 0 | 0 | 0 | 0 | 0
2022-12-01 13:00 | 0.58095 | 0.87565 | 186065 | 104851.6279 | 2846 | 416679.1033 | 15 | 0 | 0 | 416679.1033 | 0 | 2916756.7066 | 254 | 86555.7844 | 1819.491 | 1819.491 | 3408.3333 | 89964.1177 | 89964.1177 | 0 | 0 | 0 | 86555.7844 | 0 | 0 | 0 | 0 | 0 | 0
2022-12-01 14:00 | 0.4643 | 0.82828 | 186065 | 83798.2801 | 2846 | 394138.0319 | 15 | 6165.8376 | 0.61658 | 387972.1943 | 0 | 3333435.8098 | 254 | 86555.7844 | 1819.491 | 1819.491 | 3408.3333 | 89964.1177 | 89964.1177 | 0 | 0 | 0 | 80389.9468 | 6165.8376 | 0 | 0 | 0 | 0 | 0
2022-12-01 15:00 | 0.2976 | 0.70636 | 186065 | 53711.7557 | 2846 | 336122.2536 | 15 | 36252.3621 | 3.6252 | 299869.8916 | 0 | 3721408.0041 | 254 | 86555.7844 | 1819.491 | 1819.491 | 3408.3333 | 89964.1177 | 89964.1177 | 0 | 0 | 0 | 50303.4223 | 36252.3621 | 0 | 0 | 0 | 0 | 0
2022-12-01 16:00 | 0.11207 | 0.38848 | 186065 | 20226.7354 | 2846 | 184858.6742 | 15 | 69737.3823 | 6.9737 | 115121.2918 | 0 | 4021277.8957 | 254 | 86555.7844 | 1819.491 | 1819.491 | 3408.3333 | 89964.1177 | 89964.1177 | 0 | 0 | 0 | 20226.7354 | 66329.049 | 0 | 0 | 0 | 0 | 0
2022-12-01 17:00 | 0 | 0 | 186065 | 0 | 2846 | 0 | 15 | 89964.1177 | 8.9964 | 0 | 89964.1177 | 4136399.1875 | 254 | 86555.7844 | 1819.491 | 1819.491 | 3408.3333 | 89964.1177 | 89964.1177 | 0 | 0 | 0 | 0 | 86555.7844 | 0 | 0 | 0 | 0 | 0
2022-12-01 18:00 | 0 | 0 | 186065 | 0 | 2846 | 0 | 15 | 89964.1177 | 8.9964 | 0 | 89964.1177 | 4046435.0698 | 254 | 86555.7844 | 1819.491 | 1819.491 | 3408.3333 | 89964.1177 | 89964.1177 | 0 | 0 | 0 | 0 | 86555.7844 | 0 | 0 | 0 | 0 | 0
2022-12-01 19:00 | 0 | 0 | 186065 | 0 | 2846 | 0 | 15 | 89964.1177 | 8.9964 | 0 | 89964.1177 | 3956470.952 | 254 | 86555.7844 | 1819.491 | 1819.491 | 3408.3333 | 89964.1177 | 89964.1177 | 0 | 0 | 0 | 0 | 86555.7844 | 0 | 0 | 0 | 0 | 0
2022-12-01 20:00 | 0 | 0 | 186065 | 0 | 2846 | 0 | 15 | 89964.1177 | 8.9964 | 0 | 89964.1177 | 3866506.8343 | 254 | 86555.7844 | 1819.491 | 1819.491 | 3408.3333 | 89964.1177 | 89964.1177 | 0 | 0 | 0 | 0 | 86555.7844 | 0 | 0 | 0 | 0 | 0
2022-12-01 21:00 | 0 | 0 | 186065 | 0 | 2846 | 0 | 15 | 89964.1177 | 8.9964 | 0 | 89964.1177 | 3776542.7165 | 254 | 86555.7844 | 1819.491 | 1819.491 | 3408.3333 | 89964.1177 | 89964.1177 | 0 | 0 | 0 | 0 | 86555.7844 | 0 | 0 | 0 | 0 | 0
2022-12-01 22:00 | 0 | 0 | 186065 | 0 | 2846 | 0 | 15 | 89964.1177 | 8.9964 | 0 | 89964.1177 | 3686578.5988 | 254 | 86555.7844 | 1819.491 | 1819.491 | 3408.3333 | 89964.1177 | 89964.1177 | 0 | 0 | 0 | 0 | 86555.7844 | 0 | 0 | 0 | 0 | 0
2022-12-01 23:00 | 0 | 0 | 186065 | 0 | 2846 | 0 | 15 | 89964.1177 | 8.9964 | 0 | 89964.1177 | 3596614.481 | 254 | 86555.7844 | 1819.491 | 1819.491 | 3408.3333 | 89964.1177 | 89964.1177 | 0 | 0 | 0 | 0 | 86555.7844 | 0 | 0 | 0 | 0 | 0
2022-12-02 | 0 | 0 | 186065 | 0 | 2846 | 0 | 15 | 90334.9511 | 9.0335 | 0 | 90334.9511 | 3506650.3633 | 254 | 86555.7844 | 1819.491 | 1819.491 | 3779.1667 | 90334.9511 | 90334.9511 | 0 | 0 | 0 | 0 | 86555.7844 | 0 | 0 | 0 | 0 | 0
2022-12-02 01:00 | 0 | 0 | 186065 | 0 | 2846 | 0 | 15 | 90334.9511 | 9.0335 | 0 | 90334.9511 | 3416315.4122 | 254 | 86555.7844 | 1819.491 | 1819.491 | 3779.1667 | 90334.9511 | 90334.9511 | 0 | 0 | 0 | 0 | 86555.7844 | 0 | 0 | 0 | 0 | 0
2022-12-02 02:00 | 0 | 0 | 186065 | 0 | 2846 | 0 | 15 | 90334.9511 | 9.0335 | 0 | 90334.9511 | 3325980.4611 | 254 | 86555.7844 | 1819.491 | 1819.491 | 3779.1667 | 90334.9511 | 90334.9511 | 0 | 0 | 0 | 0 | 86555.7844 | 0 | 0 | 0 | 0 | 0
2022-12-02 03:00 | 0 | 0 | 186065 | 0 | 2846 | 0 | 15 | 90334.9511 | 9.0335 | 0 | 90334.9511 | 3235645.51 | 254 | 86555.7844 | 1819.491 | 1819.491 | 3779.1667 | 90334.9511 | 90334.9511 | 0 | 0 | 0 | 0 | 86555.7844 | 0 | 0 | 0 | 0 | 0
2022-12-02 04:00 | 0 | 0 | 186065 | 0 | 2846 | 0 | 15 | 90334.9511 | 9.0335 | 0 | 90334.9511 | 3145310.559 | 254 | 86555.7844 | 1819.491 | 1819.491 | 3779.1667 | 90334.9511 | 90334.9511 | 0 | 0 | 0 | 0 | 86555.7844 | 0 | 0 | 0 | 0 | 0
2022-12-02 05:00 | 0 | 0 | 186065 | 0 | 2846 | 0 | 15 | 90334.9511 | 9.0335 | 0 | 90334.9511 | 3054975.6079 | 254 | 86555.7844 | 1819.491 | 1819.491 | 3779.1667 | 90334.9511 | 90334.9511 | 0 | 0 | 0 | 0 | 86555.7844 | 0 | 0 | 0 | 0 | 0
2022-12-02 06:00 | 0 | 0 | 186065 | 0 | 2846 | 0 | 15 | 90334.9511 | 9.0335 | 0 | 90334.9511 | 2964640.6568 | 254 | 86555.7844 | 1819.491 | 1819.491 | 3779.1667 | 90334.9511 | 90334.9511 | 0 | 0 | 0 | 0 | 86555.7844 | 0 | 0 | 0 | 0 | 0
2022-12-02 07:00 | 0.04322 | 0.17994 | 186065 | 7800.4774 | 2846 | 85624.6649 | 15 | 82534.4737 | 8.2534 | 3090.1913 | 0 | 2874305.7057 | 254 | 86555.7844 | 1819.491 | 1819.491 | 3779.1667 | 90334.9511 | 90334.9511 | 0 | 0 | 0 | 7800.4774 | 78755.307 | 0 | 0 | 0 | 0 | 0
2022-12-02 08:00 | 0.22418 | 0.59719 | 186065 | 40460.6901 | 2846 | 284173.5781 | 15 | 49874.2609 | 4.9874 | 234299.3172 | 0 | 2877395.897 | 254 | 86555.7844 | 1819.491 | 1819.491 | 3779.1667 | 90334.9511 | 90334.9511 | 0 | 0 | 0 | 36681.5235 | 49874.2609 | 0 | 0 | 0 | 0 | 0
2022-12-02 09:00 | 0.4024 | 0.76193 | 186065 | 72626.3793 | 2846 | 362565.3048 | 15 | 17708.5718 | 1.7709 | 344856.7331 | 0 | 3111695.2142 | 254 | 86555.7844 | 1819.491 | 1819.491 | 3779.1667 | 90334.9511 | 90334.9511 | 0 | 0 | 0 | 68847.2127 | 17708.5718 | 0 | 0 | 0 | 0 | 0
2022-12-02 10:00 | 0.53945 | 0.84455 | 186065 | 97361.5813 | 2846 | 401880.131 | 15 | 0 | 0 | 401880.131 | 0 | 3456551.9472 | 254 | 86555.7844 | 1819.491 | 1819.491 | 3779.1667 | 90334.9511 | 90334.9511 | 0 | 0 | 0 | 86555.7844 | 0 | 0 | 0 | 0 | 0 | 0
2022-12-02 11:00 | 0.61417 | 0.85041 | 186065 | 110847.2748 | 2846 | 404668.619 | 15 | 0 | 0 | 404668.619 | 0 | 3858432.0782 | 254 | 86555.7844 | 1819.491 | 1819.491 | 3779.1667 | 90334.9511 | 90334.9511 | 0 | 0 | 0 | 86555.7844 | 0 | 0 | 0 | 0 | 0 | 0
2022-12-02 12:00 | 0.59505 | 0.68793 | 186065 | 107396.4389 | 2846 | 327352.316 | 15 | 0 | 0 | 327352.316 | 0 | 4263100.6972 | 254 | 86555.7844 | 1819.491 | 1819.491 | 3779.1667 | 90334.9511 | 90334.9511 | 0 | 0 | 0 | 86555.7844 | 0 | 0 | 0 | 0 | 0 | 0
2022-12-02 13:00 | 0.53508 | 0.6201 | 186065 | 96572.8704 | 2846 | 295075.3291 | 15 | 0 | 0 | 295075.3291 | 0 | 4590453.0132 | 254 | 86555.7844 | 1819.491 | 1819.491 | 3779.1667 | 90334.9511 | 90334.9511 | 0 | 0 | 0 | 86555.7844 | 0 | 0 | 0 | 0 | 0 | 0
2022-12-02 14:00 | 0.42152 | 0.59201 | 186065 | 76077.2152 | 2846 | 281708.6689 | 15 | 14257.7358 | 1.4258 | 267450.9331 | 0 | 4885528.3423 | 254 | 86555.7844 | 1819.491 | 1819.491 | 3779.1667 | 90334.9511 | 90334.9511 | 0 | 0 | 0 | 76077.2152 | 10478.5692 | 0 | 0 | 0 | 0 | 0
2022-12-02 15:00 | 0.25785 | 0.4571 | 186065 | 46537.5544 | 2846 | 217511.5835 | 15 | 43797.3966 | 4.3797 | 173714.1869 | 0 | 5152979.2754 | 254 | 86555.7844 | 1819.491 | 1819.491 | 3779.1667 | 90334.9511 | 90334.9511 | 0 | 0 | 0 | 42758.3878 | 43797.3966 | 0 | 0 | 0 | 0 | 0
2022-12-02 16:00 | 0.09243 | 0.20376 | 186065 | 16682.0483 | 2846 | 96959.4405 | 15 | 73652.9028 | 7.3653 | 23306.5377 | 0 | 5326693.4623 | 254 | 86555.7844 | 1819.491 | 1819.491 | 3779.1667 | 90334.9511 | 90334.9511 | 0 | 0 | 0 | 16682.0483 | 69873.7361 | 0 | 0 | 0 | 0 | 0
2022-12-02 17:00 | 0 | 0 | 186065 | 0 | 2846 | 0 | 15 | 90334.9511 | 9.0335 | 0 | 90334.9511 | 5350000 | 254 | 86555.7844 | 1819.491 | 1819.491 | 3779.1667 | 90334.9511 | 90334.9511 | 0 | 0 | 0 | 0 | 86555.7844 | 0 | 0 | 0 | 0 | 0
2022-12-02 18:00 | 0 | 0 | 186065 | 0 | 2846 | 0 | 15 | 90334.9511 | 9.0335 | 0 | 90334.9511 | 5259665.0489 | 254 | 86555.7844 | 1819.491 | 1819.491 | 3779.1667 | 90334.9511 | 90334.9511 | 0 | 0 | 0 | 0 | 86555.7844 | 0 | 0 | 0 | 0 | 0
2022-12-02 19:00 | 0 | 0 | 186065 | 0 | 2846 | 0 | 15 | 90334.9511 | 9.0335 | 0 | 90334.9511 | 5169330.0978 | 254 | 86555.7844 | 1819.491 | 1819.491 | 3779.1667 | 90334.9511 | 90334.9511 | 0 | 0 | 0 | 0 | 86555.7844 | 0 | 0 | 0 | 0 | 0
2022-12-02 20:00 | 0 | 0 | 186065 | 0 | 2846 | 0 | 15 | 90334.9511 | 9.0335 | 0 | 90334.9511 | 5078995.1468 | 254 | 86555.7844 | 1819.491 | 1819.491 | 3779.1667 | 90334.9511 | 90334.9511 | 0 | 0 | 0 | 0 | 86555.7844 | 0 | 0 | 0 | 0 | 0
2022-12-02 21:00 | 0 | 0 | 186065 | 0 | 2846 | 0 | 15 | 90334.9511 | 9.0335 | 0 | 90334.9511 | 4988660.1957 | 254 | 86555.7844 | 1819.491 | 1819.491 | 3779.1667 | 90334.9511 | 90334.9511 | 0 | 0 | 0 | 0 | 86555.7844 | 0 | 0 | 0 | 0 | 0
2022-12-02 22:00 | 0 | 0 | 186065 | 0 | 2846 | 0 | 15 | 90334.9511 | 9.0335 | 0 | 90334.9511 | 4898325.2446 | 254 | 86555.7844 | 1819.491 | 1819.491 | 3779.1667 | 90334.9511 | 90334.9511 | 0 | 0 | 0 | 0 | 86555.7844 | 0 | 0 | 0 | 0 | 0
2022-12-02 23:00 | 0 | 0 | 186065 | 0 | 2846 | 0 | 15 | 90334.9511 | 9.0335 | 0 | 90334.9511 | 4807990.2935 | 254 | 86555.7844 | 1819.491 | 1819.491 | 3779.1667 | 90334.9511 | 90334.9511 | 0 | 0 | 0 | 0 | 86555.7844 | 0 | 0 | 0 | 0 | 0
2022-12-03 | 0 | 0 | 186065 | 0 | 2846 | 0 | 15 | 90930.7844 | 9.0931 | 0 | 90930.7844 | 4717655.3424 | 254 | 86555.7844 | 1819.491 | 1819.491 | 4375 | 90930.7844 | 90930.7844 | 0 | 0 | 0 | 0 | 86555.7844 | 0 | 0 | 0 | 0 | 0
2022-12-03 01:00 | 0 | 0 | 186065 | 0 | 2846 | 0 | 15 | 90930.7844 | 9.0931 | 0 | 90930.7844 | 4626724.558 | 254 | 86555.7844 | 1819.491 | 1819.491 | 4375 | 90930.7844 | 90930.7844 | 0 | 0 | 0 | 0 | 86555.7844 | 0 | 0 | 0 | 0 | 0
2022-12-03 02:00 | 0 | 0 | 186065 | 0 | 2846 | 0 | 15 | 90930.7844 | 9.0931 | 0 | 90930.7844 | 4535793.7736 | 254 | 86555.7844 | 1819.491 | 1819.491 | 4375 | 90930.7844 | 90930.7844 | 0 | 0 | 0 | 0 | 86555.7844 | 0 | 0 | 0 | 0 | 0
2022-12-03 03:00 | 0 | 0 | 186065 | 0 | 2846 | 0 | 15 | 90930.7844 | 9.0931 | 0 | 90930.7844 | 4444862.9892 | 254 | 86555.7844 | 1819.491 | 1819.491 | 4375 | 90930.7844 | 90930.7844 | 0 | 0 | 0 | 0 | 86555.7844 | 0 | 0 | 0 | 0 | 0
2022-12-03 04:00 | 0 | 0 | 186065 | 0 | 2846 | 0 | 15 | 90930.7844 | 9.0931 | 0 | 90930.7844 | 4353932.2048 | 254 | 86555.7844 | 1819.491 | 1819.491 | 4375 | 90930.7844 | 90930.7844 | 0 | 0 | 0 | 0 | 86555.7844 | 0 | 0 | 0 | 0 | 0
2022-12-03 05:00 | 0 | 0 | 186065 | 0 | 2846 | 0 | 15 | 90930.7844 | 9.0931 | 0 | 90930.7844 | 4263001.4203 | 254 | 86555.7844 | 1819.491 | 1819.491 | 4375 | 90930.7844 | 90930.7844 | 0 | 0 | 0 | 0 | 86555.7844 | 0 | 0 | 0 | 0 | 0
2022-12-03 06:00 | 0 | 0 | 186065 | 0 | 2846 | 0 | 15 | 90930.7844 | 9.0931 | 0 | 90930.7844 | 4172070.6359 | 254 | 86555.7844 | 1819.491 | 1819.491 | 4375 | 90930.7844 | 90930.7844 | 0 | 0 | 0 | 0 | 86555.7844 | 0 | 0 | 0 | 0 | 0
2022-12-03 07:00 | 0.03127 | 0.03574 | 186065 | 5643.705 | 2846 | 17006.9219 | 15 | 85287.0794 | 8.5287 | 0 | 68280.1576 | 4081139.8515 | 254 | 86555.7844 | 1819.491 | 1819.491 | 4375 | 90930.7844 | 90930.7844 | 0 | 0 | 0 | 5643.705 | 80912.0794 | 0 | 0 | 0 | 0 | 0
2022-12-03 08:00 | 0.17465 | 0.21071 | 186065 | 31521.3647 | 2846 | 100266.6064 | 15 | 59409.4197 | 5.9409 | 40857.1866 | 0 | 4012859.6939 | 254 | 86555.7844 | 1819.491 | 1819.491 | 4375 | 90930.7844 | 90930.7844 | 0 | 0 | 0 | 27146.3647 | 59409.4197 | 0 | 0 | 0 | 0 | 0
2022-12-03 09:00 | 0.3225 | 0.25991 | 186065 | 58205.7836 | 2846 | 123678.4854 | 15 | 32725.0008 | 3.2725 | 90953.4846 | 0 | 4053716.8806 | 254 | 86555.7844 | 1819.491 | 1819.491 | 4375 | 90930.7844 | 90930.7844 | 0 | 0 | 0 | 58205.7836 | 28350.0008 | 0 | 0 | 0 | 0 | 0
2022-12-03 10:00 | 0.44533 | 0.37249 | 186065 | 80374.5167 | 2846 | 177249.8135 | 15 | 10556.2678 | 1.0556 | 166693.5457 | 0 | 4144670.3652 | 254 | 86555.7844 | 1819.491 | 1819.491 | 4375 | 90930.7844 | 90930.7844 | 0 | 0 | 0 | 75999.5167 | 10556.2678 | 0 | 0 | 0 | 0 | 0
2022-12-03 11:00 | 0.49333 | 0.25392 | 186065 | 89037.7031 | 2846 | 120828.1367 | 15 | 1893.0814 | 0.18931 | 118935.0553 | 0 | 4311363.9109 | 254 | 86555.7844 | 1819.491 | 1819.491 | 4375 | 90930.7844 | 90930.7844 | 0 | 0 | 0 | 86555.7844 | 0 | 0 | 0 | 0 | 0 | 0
2022-12-03 12:00 | 0.51508 | 0.29572 | 186065 | 92963.2094 | 2846 | 140718.7169 | 15 | 0 | 0 | 140718.7169 | 0 | 4430298.9662 | 254 | 86555.7844 | 1819.491 | 1819.491 | 4375 | 90930.7844 | 90930.7844 | 0 | 0 | 0 | 86555.7844 | 0 | 0 | 0 | 0 | 0 | 0
2022-12-03 13:00 | 0.41412 | 0.18129 | 186065 | 74741.6407 | 2846 | 86267.064 | 15 | 16189.1438 | 1.6189 | 70077.9203 | 0 | 4571017.6831 | 254 | 86555.7844 | 1819.491 | 1819.491 | 4375 | 90930.7844 | 90930.7844 | 0 | 0 | 0 | 70366.6407 | 16189.1438 | 0 | 0 | 0 | 0 | 0
2022-12-03 14:00 | 0.33148 | 0.18384 | 186065 | 59826.5214 | 2846 | 87480.4846 | 15 | 31104.263 | 3.1104 | 56376.2216 | 0 | 4641095.6034 | 254 | 86555.7844 | 1819.491 | 1819.491 | 4375 | 90930.7844 | 90930.7844 | 0 | 0 | 0 | 55451.5214 | 31104.263 | 0 | 0 | 0 | 0 | 0
2022-12-03 15:00 | 0.21612 | 0.19144 | 186065 | 39005.9968 | 2846 | 91096.9537 | 15 | 51924.7877 | 5.1925 | 39172.1661 | 0 | 4697471.825 | 254 | 86555.7844 | 1819.491 | 1819.491 | 4375 | 90930.7844 | 90930.7844 | 0 | 0 | 0 | 39005.9968 | 47549.7877 | 0 | 0 | 0 | 0 | 0
2022-12-03 16:00 | 0.08245 | 0.09926 | 186065 | 14880.8275 | 2846 | 47232.9901 | 15 | 76049.9569 | 7.605 | 0 | 28816.9668 | 4736643.9911 | 254 | 86555.7844 | 1819.491 | 1819.491 | 4375 | 90930.7844 | 90930.7844 | 0 | 0 | 0 | 10505.8275 | 76049.9569 | 0 | 0 | 0 | 0 | 0
2022-12-03 17:00 | 0 | 0 | 186065 | 0 | 2846 | 0 | 15 | 90930.7844 | 9.0931 | 0 | 90930.7844 | 4707827.0243 | 254 | 86555.7844 | 1819.491 | 1819.491 | 4375 | 90930.7844 | 90930.7844 | 0 | 0 | 0 | 0 | 86555.7844 | 0 | 0 | 0 | 0 | 0
2022-12-03 18:00 | 0 | 0 | 186065 | 0 | 2846 | 0 | 15 | 90930.7844 | 9.0931 | 0 | 90930.7844 | 4616896.2398 | 254 | 86555.7844 | 1819.491 | 1819.491 | 4375 | 90930.7844 | 90930.7844 | 0 | 0 | 0 | 0 | 86555.7844 | 0 | 0 | 0 | 0 | 0
2022-12-03 19:00 | 0 | 0 | 186065 | 0 | 2846 | 0 | 15 | 90930.7844 | 9.0931 | 0 | 90930.7844 | 4525965.4554 | 254 | 86555.7844 | 1819.491 | 1819.491 | 4375 | 90930.7844 | 90930.7844 | 0 | 0 | 0 | 0 | 86555.7844 | 0 | 0 | 0 | 0 | 0
2022-12-03 20:00 | 0 | 0 | 186065 | 0 | 2846 | 0 | 15 | 90930.7844 | 9.0931 | 0 | 90930.7844 | 4435034.671 | 254 | 86555.7844 | 1819.491 | 1819.491 | 4375 | 90930.7844 | 90930.7844 | 0 | 0 | 0 | 0 | 86555.7844 | 0 | 0 | 0 | 0 | 0
2022-12-03 21:00 | 0 | 0 | 186065 | 0 | 2846 | 0 | 15 | 90930.7844 | 9.0931 | 0 | 90930.7844 | 4344103.8866 | 254 | 86555.7844 | 1819.491 | 1819.491 | 4375 | 90930.7844 | 90930.7844 | 0 | 0 | 0 | 0 | 86555.7844 | 0 | 0 | 0 | 0 | 0
2022-12-03 22:00 | 0 | 0 | 186065 | 0 | 2846 | 0 | 15 | 90930.7844 | 9.0931 | 0 | 90930.7844 | 4253173.1022 | 254 | 86555.7844 | 1819.491 | 1819.491 | 4375 | 90930.7844 | 90930.7844 | 0 | 0 | 0 | 0 | 86555.7844 | 0 | 0 | 0 | 0 | 0
2022-12-03 23:00 | 0 | 0 | 186065 | 0 | 2846 | 0 | 15 | 90930.7844 | 9.0931 | 0 | 90930.7844 | 4162242.3178 | 254 | 86555.7844 | 1819.491 | 1819.491 | 4375 | 90930.7844 | 90930.7844 | 0 | 0 | 0 | 0 | 86555.7844 | 0 | 0 | 0 | 0 | 0
2022-12-04 | 0 | 0 | 186065 | 0 | 2846 | 0 | 15 | 90222.4511 | 9.0222 | 0 | 90222.4511 | 4071311.5333 | 254 | 86555.7844 | 1819.491 | 1819.491 | 3666.6667 | 90222.4511 | 90222.4511 | 0 | 0 | 0 | 0 | 86555.7844 | 0 | 0 | 0 | 0 | 0
2022-12-04 01:00 | 0 | 0 | 186065 | 0 | 2846 | 0 | 15 | 90222.4511 | 9.0222 | 0 | 90222.4511 | 3981089.0823 | 254 | 86555.7844 | 1819.491 | 1819.491 | 3666.6667 | 90222.4511 | 90222.4511 | 0 | 0 | 0 | 0 | 86555.7844 | 0 | 0 | 0 | 0 | 0
2022-12-04 02:00 | 0 | 0 | 186065 | 0 | 2846 | 0 | 15 | 90222.4511 | 9.0222 | 0 | 90222.4511 | 3890866.6312 | 254 | 86555.7844 | 1819.491 | 1819.491 | 3666.6667 | 90222.4511 | 90222.4511 | 0 | 0 | 0 | 0 | 86555.7844 | 0 | 0 | 0 | 0 | 0
2022-12-04 03:00 | 0 | 0 | 186065 | 0 | 2846 | 0 | 15 | 90222.4511 | 9.0222 | 0 | 90222.4511 | 3800644.1801 | 254 | 86555.7844 | 1819.491 | 1819.491 | 3666.6667 | 90222.4511 | 90222.4511 | 0 | 0 | 0 | 0 | 86555.7844 | 0 | 0 | 0 | 0 | 0
2022-12-04 04:00 | 0 | 0 | 186065 | 0 | 2846 | 0 | 15 | 90222.4511 | 9.0222 | 0 | 90222.4511 | 3710421.729 | 254 | 86555.7844 | 1819.491 | 1819.491 | 3666.6667 | 90222.4511 | 90222.4511 | 0 | 0 | 0 | 0 | 86555.7844 | 0 | 0 | 0 | 0 | 0
2022-12-04 05:00 | 0 | 0 | 186065 | 0 | 2846 | 0 | 15 | 90222.4511 | 9.0222 | 0 | 90222.4511 | 3620199.2779 | 254 | 86555.7844 | 1819.491 | 1819.491 | 3666.6667 | 90222.4511 | 90222.4511 | 0 | 0 | 0 | 0 | 86555.7844 | 0 | 0 | 0 | 0 | 0
2022-12-04 06:00 | 0 | 0 | 186065 | 0 | 2846 | 0 | 15 | 90222.4511 | 9.0222 | 0 | 90222.4511 | 3529976.8268 | 254 | 86555.7844 | 1819.491 | 1819.491 | 3666.6667 | 90222.4511 | 90222.4511 | 0 | 0 | 0 | 0 | 86555.7844 | 0 | 0 | 0 | 0 | 0
2022-12-04 07:00 | 0.02505 | 0.00486 | 186065 | 4521.1004 | 2846 | 2312.6368 | 15 | 85701.3507 | 8.5701 | 0 | 83388.7138 | 3439754.3758 | 254 | 86555.7844 | 1819.491 | 1819.491 | 3666.6667 | 90222.4511 | 90222.4511 | 0 | 0 | 0 | 4521.1004 | 82034.684 | 0 | 0 | 0 | 0 | 0
2022-12-04 08:00 | 0.1447 | 0.08487 | 186065 | 26115.8973 | 2846 | 40385.4913 | 15 | 64106.5537 | 6.4107 | 0 | 23721.0624 | 3356365.6619 | 254 | 86555.7844 | 1819.491 | 1819.491 | 3666.6667 | 90222.4511 | 90222.4511 | 0 | 0 | 0 | 26115.8973 | 60439.8871 | 0 | 0 | 0 | 0 | 0
2022-12-04 09:00 | 0.28423 | 0.17434 | 186065 | 51298.6973 | 2846 | 82959.8982 | 15 | 38923.7538 | 3.8924 | 44036.1444 | 0 | 3332644.5995 | 254 | 86555.7844 | 1819.491 | 1819.491 | 3666.6667 | 90222.4511 | 90222.4511 | 0 | 0 | 0 | 51298.6973 | 35257.0871 | 0 | 0 | 0 | 0 | 0
2022-12-04 10:00 | 0.41033 | 0.34459 | 186065 | 74057.6099 | 2846 | 163973.565 | 15 | 16164.8412 | 1.6165 | 147808.7238 | 0 | 3376680.7439 | 254 | 86555.7844 | 1819.491 | 1819.491 | 3666.6667 | 90222.4511 | 90222.4511 | 0 | 0 | 0 | 70390.9432 | 16164.8412 | 0 | 0 | 0 | 0 | 0
2022-12-04 11:00 | 0.4697 | 0.2679 | 186065 | 84772.8886 | 2846 | 127480.5365 | 15 | 5449.5625 | 0.54496 | 122030.974 | 0 | 3524489.4678 | 254 | 86555.7844 | 1819.491 | 1819.491 | 3666.6667 | 90222.4511 | 90222.4511 | 0 | 0 | 0 | 81106.2219 | 5449.5625 | 0 | 0 | 0 | 0 | 0
2022-12-04 12:00 | 0.507 | 0.33198 | 186065 | 91504.9064 | 2846 | 157973.0814 | 15 | 0 | 0 | 157973.0814 | 0 | 3646520.4417 | 254 | 86555.7844 | 1819.491 | 1819.491 | 3666.6667 | 90222.4511 | 90222.4511 | 0 | 0 | 0 | 86555.7844 | 0 | 0 | 0 | 0 | 0 | 0
2022-12-04 13:00 | 0.3583 | 0.36251 | 186065 | 64667.0768 | 2846 | 172500.8185 | 15 | 25555.3743 | 2.5555 | 146945.4442 | 0 | 3804493.5231 | 254 | 86555.7844 | 1819.491 | 1819.491 | 3666.6667 | 90222.4511 | 90222.4511 | 0 | 0 | 0 | 61000.4101 | 25555.3743 | 0 | 0 | 0 | 0 | 0
2022-12-04 14:00 | 0.30415 | 0.29577 | 186065 | 54893.9197 | 2846 | 140742.5094 | 15 | 35328.5314 | 3.5329 | 105413.978 | 0 | 3951438.9674 | 254 | 86555.7844 | 1819.491 | 1819.491 | 3666.6667 | 90222.4511 | 90222.4511 | 0 | 0 | 0 | 51227.253 | 35328.5314 | 0 | 0 | 0 | 0 | 0
2022-12-04 15:00 | 0.19748 | 0.21943 | 186065 | 35641.7927 | 2846 | 104416.0288 | 15 | 54580.6584 | 5.4581 | 49835.3704 | 0 | 4056852.9454 | 254 | 86555.7844 | 1819.491 | 1819.491 | 3666.6667 | 90222.4511 | 90222.4511 | 0 | 0 | 0 | 31975.126 | 54580.6584 | 0 | 0 | 0 | 0 | 0
2022-12-04 16:00 | 0.07712 | 0.07955 | 186065 | 13918.8528 | 2846 | 37853.963 | 15 | 76303.5983 | 7.6304 | 0 | 38449.6353 | 4106688.3158 | 254 | 86555.7844 | 1819.491 | 1819.491 | 3666.6667 | 90222.4511 | 90222.4511 | 0 | 0 | 0 | 13918.8528 | 72636.9316 | 0 | 0 | 0 | 0 | 0
2022-12-04 17:00 | 0 | 0 | 186065 | 0 | 2846 | 0 | 15 | 90222.4511 | 9.0222 | 0 | 90222.4511 | 4068238.6805 | 254 | 86555.7844 | 1819.491 | 1819.491 | 3666.6667 | 90222.4511 | 90222.4511 | 0 | 0 | 0 | 0 | 86555.7844 | 0 | 0 | 0 | 0 | 0
2022-12-04 18:00 | 0 | 0 | 186065 | 0 | 2846 | 0 | 15 | 90222.4511 | 9.0222 | 0 | 90222.4511 | 3978016.2294 | 254 | 86555.7844 | 1819.491 | 1819.491 | 3666.6667 | 90222.4511 | 90222.4511 | 0 | 0 | 0 | 0 | 86555.7844 | 0 | 0 | 0 | 0 | 0
2022-12-04 19:00 | 0 | 0 | 186065 | 0 | 2846 | 0 | 15 | 90222.4511 | 9.0222 | 0 | 90222.4511 | 3887793.7783 | 254 | 86555.7844 | 1819.491 | 1819.491 | 3666.6667 | 90222.4511 | 90222.4511 | 0 | 0 | 0 | 0 | 86555.7844 | 0 | 0 | 0 | 0 | 0
2022-12-04 20:00 | 0 | 0 | 186065 | 0 | 2846 | 0 | 15 | 90222.4511 | 9.0222 | 0 | 90222.4511 | 3797571.3272 | 254 | 86555.7844 | 1819.491 | 1819.491 | 3666.6667 | 90222.4511 | 90222.4511 | 0 | 0 | 0 | 0 | 86555.7844 | 0 | 0 | 0 | 0 | 0
2022-12-04 21:00 | 0 | 0 | 186065 | 0 | 2846 | 0 | 15 | 90222.4511 | 9.0222 | 0 | 90222.4511 | 3707348.8762 | 254 | 86555.7844 | 1819.491 | 1819.491 | 3666.6667 | 90222.4511 | 90222.4511 | 0 | 0 | 0 | 0 | 86555.7844 | 0 | 0 | 0 | 0 | 0
2022-12-04 22:00 | 0 | 0 | 186065 | 0 | 2846 | 0 | 15 | 90222.4511 | 9.0222 | 0 | 90222.4511 | 3617126.4251 | 254 | 86555.7844 | 1819.491 | 1819.491 | 3666.6667 | 90222.4511 | 90222.4511 | 0 | 0 | 0 | 0 | 86555.7844 | 0 | 0 | 0 | 0 | 0
2022-12-04 23:00 | 0 | 0 | 186065 | 0 | 2846 | 0 | 15 | 90222.4511 | 9.0222 | 0 | 90222.4511 | 3526903.974 | 254 | 86555.7844 | 1819.491 | 1819.491 | 3666.6667 | 90222.4511 | 90222.4511 | 0 | 0 | 0 | 0 | 86555.7844 | 0 | 0 | 0 | 0 | 0
2022-12-05 | 0 | 0 | 186065 | 0 | 2846 | 0 | 15 | 90822.4511 | 9.0822 | 0 | 90822.4511 | 3436681.5229 | 254 | 86555.7844 | 1819.491 | 1819.491 | 4266.6667 | 90822.4511 | 90822.4511 | 0 | 0 | 0 | 0 | 86555.7844 | 0 | 0 | 0 | 0 | 0
2022-12-05 01:00 | 0 | 0 | 186065 | 0 | 2846 | 0 | 15 | 90822.4511 | 9.0822 | 0 | 90822.4511 | 3345859.0718 | 254 | 86555.7844 | 1819.491 | 1819.491 | 4266.6667 | 90822.4511 | 90822.4511 | 0 | 0 | 0 | 0 | 86555.7844 | 0 | 0 | 0 | 0 | 0
2022-12-05 02:00 | 0 | 0 | 186065 | 0 | 2846 | 0 | 15 | 90822.4511 | 9.0822 | 0 | 90822.4511 | 3255036.6208 | 254 | 86555.7844 | 1819.491 | 1819.491 | 4266.6667 | 90822.4511 | 90822.4511 | 0 | 0 | 0 | 0 | 86555.7844 | 0 | 0 | 0 | 0 | 0
2022-12-05 03:00 | 0 | 0 | 186065 | 0 | 2846 | 0 | 15 | 90822.4511 | 9.0822 | 0 | 90822.4511 | 3164214.1697 | 254 | 86555.7844 | 1819.491 | 1819.491 | 4266.6667 | 90822.4511 | 90822.4511 | 0 | 0 | 0 | 0 | 86555.7844 | 0 | 0 | 0 | 0 | 0
2022-12-05 04:00 | 0 | 0 | 186065 | 0 | 2846 | 0 | 15 | 90822.4511 | 9.0822 | 0 | 90822.4511 | 3073391.7186 | 254 | 86555.7844 | 1819.491 | 1819.491 | 4266.6667 | 90822.4511 | 90822.4511 | 0 | 0 | 0 | 0 | 86555.7844 | 0 | 0 | 0 | 0 | 0
2022-12-05 05:00 | 0 | 0 | 186065 | 0 | 2846 | 0 | 15 | 90822.4511 | 9.0822 | 0 | 90822.4511 | 2982569.2675 | 254 | 86555.7844 | 1819.491 | 1819.491 | 4266.6667 | 90822.4511 | 90822.4511 | 0 | 0 | 0 | 0 | 86555.7844 | 0 | 0 | 0 | 0 | 0
2022-12-05 06:00 | 0 | 0 | 186065 | 0 | 2846 | 0 | 15 | 90822.4511 | 9.0822 | 0 | 90822.4511 | 2891746.8164 | 254 | 86555.7844 | 1819.491 | 1819.491 | 4266.6667 | 90822.4511 | 90822.4511 | 0 | 0 | 0 | 0 | 86555.7844 | 0 | 0 | 0 | 0 | 0
2022-12-05 07:00 | 0.02585 | 0.03291 | 186065 | 4665.4868 | 2846 | 15660.263 | 15 | 86156.9642 | 8.6157 | 0 | 70496.7012 | 2800924.3653 | 254 | 86555.7844 | 1819.491 | 1819.491 | 4266.6667 | 90822.4511 | 90822.4511 | 0 | 0 | 0 | 398.8202 | 86156.9642 | 0 | 0 | 0 | 0 | 0
2022-12-05 08:00 | 0.14345 | 0.23783 | 186065 | 25890.2935 | 2846 | 113171.6909 | 15 | 64932.1576 | 6.4932 | 48239.5333 | 0 | 2730427.6641 | 254 | 86555.7844 | 1819.491 | 1819.491 | 4266.6667 | 90822.4511 | 90822.4511 | 0 | 0 | 0 | 21623.6269 | 64932.1576 | 0 | 0 | 0 | 0 | 0
2022-12-05 09:00 | 0.25212 | 0.28106 | 186065 | 45503.3866 | 2846 | 133742.7383 | 15 | 45319.0645 | 4.5319 | 88423.6738 | 0 | 2778667.1974 | 254 | 86555.7844 | 1819.491 | 1819.491 | 4266.6667 | 90822.4511 | 90822.4511 | 0 | 0 | 0 | 45503.3866 | 41052.3979 | 0 | 0 | 0 | 0 | 0
2022-12-05 10:00 | 0.33008 | 0.45184 | 186065 | 59573.8451 | 2846 | 215008.6062 | 15 | 31248.6059 | 3.1249 | 183760.0003 | 0 | 2867090.8712 | 254 | 86555.7844 | 1819.491 | 1819.491 | 4266.6667 | 90822.4511 | 90822.4511 | 0 | 0 | 0 | 59573.8451 | 26981.9393 | 0 | 0 | 0 | 0 | 0
2022-12-05 11:00 | 0.47285 | 0.26163 | 186065 | 85341.4102 | 2846 | 124496.9495 | 15 | 5481.0409 | 0.5481 | 119015.9086 | 0 | 3050850.8714 | 254 | 86555.7844 | 1819.491 | 1819.491 | 4266.6667 | 90822.4511 | 90822.4511 | 0 | 0 | 0 | 85341.4102 | 1214.3742 | 0 | 0 | 0 | 0 | 0
2022-12-05 12:00 | 0.4408 | 0.30884 | 186065 | 79556.9284 | 2846 | 146961.8846 | 15 | 11265.5226 | 1.1266 | 135696.362 | 0 | 3169866.78 | 254 | 86555.7844 | 1819.491 | 1819.491 | 4266.6667 | 90822.4511 | 90822.4511 | 0 | 0 | 0 | 79556.9284 | 6998.856 | 0 | 0 | 0 | 0 | 0
2022-12-05 13:00 | 0.3928 | 0.4574 | 186065 | 70893.742 | 2846 | 217654.3389 | 15 | 19928.709 | 1.9929 | 197725.6298 | 0 | 3305563.142 | 254 | 86555.7844 | 1819.491 | 1819.491 | 4266.6667 | 90822.4511 | 90822.4511 | 0 | 0 | 0 | 66627.0754 | 19928.709 | 0 | 0 | 0 | 0 | 0
2022-12-05 14:00 | 0.28895 | 0.32644 | 186065 | 52150.5773 | 2846 | 155336.8657 | 15 | 38671.8738 | 3.8672 | 116664.9919 | 0 | 3503288.7718 | 254 | 86555.7844 | 1819.491 | 1819.491 | 4266.6667 | 90822.4511 | 90822.4511 | 0 | 0 | 0 | 52150.5773 | 34405.2071 | 0 | 0 | 0 | 0 | 0
2022-12-05 15:00 | 0.16827 | 0.21127 | 186065 | 30369.8828 | 2846 | 100533.083 | 15 | 60452.5683 | 6.0453 | 40080.5148 | 0 | 3619953.7638 | 254 | 86555.7844 | 1819.491 | 1819.491 | 4266.6667 | 90822.4511 | 90822.4511 | 0 | 0 | 0 | 30369.8828 | 56185.9016 | 0 | 0 | 0 | 0 | 0
2022-12-05 16:00 | 0.05942 | 0.07153 | 186065 | 10724.3028 | 2846 | 34037.6363 | 15 | 80098.1483 | 8.0098 | 0 | 46060.5119 | 3660034.2785 | 254 | 86555.7844 | 1819.491 | 1819.491 | 4266.6667 | 90822.4511 | 90822.4511 | 0 | 0 | 0 | 6457.6362 | 80098.1483 | 0 | 0 | 0 | 0 | 0
2022-12-05 17:00 | 0 | 0 | 186065 | 0 | 2846 | 0 | 15 | 90822.4511 | 9.0822 | 0 | 90822.4511 | 3613973.7666 | 254 | 86555.7844 | 1819.491 | 1819.491 | 4266.6667 | 90822.4511 | 90822.4511 | 0 | 0 | 0 | 0 | 86555.7844 | 0 | 0 | 0 | 0 | 0
2022-12-05 18:00 | 0 | 0 | 186065 | 0 | 2846 | 0 | 15 | 90822.4511 | 9.0822 | 0 | 90822.4511 | 3523151.3155 | 254 | 86555.7844 | 1819.491 | 1819.491 | 4266.6667 | 90822.4511 | 90822.4511 | 0 | 0 | 0 | 0 | 86555.7844 | 0 | 0 | 0 | 0 | 0
2022-12-05 19:00 | 0 | 0 | 186065 | 0 | 2846 | 0 | 15 | 90822.4511 | 9.0822 | 0 | 90822.4511 | 3432328.8644 | 254 | 86555.7844 | 1819.491 | 1819.491 | 4266.6667 | 90822.4511 | 90822.4511 | 0 | 0 | 0 | 0 | 86555.7844 | 0 | 0 | 0 | 0 | 0
2022-12-05 20:00 | 0 | 0 | 186065 | 0 | 2846 | 0 | 15 | 90822.4511 | 9.0822 | 0 | 90822.4511 | 3341506.4134 | 254 | 86555.7844 | 1819.491 | 1819.491 | 4266.6667 | 90822.4511 | 90822.4511 | 0 | 0 | 0 | 0 | 86555.7844 | 0 | 0 | 0 | 0 | 0
2022-12-05 21:00 | 0 | 0 | 186065 | 0 | 2846 | 0 | 15 | 90822.4511 | 9.0822 | 0 | 90822.4511 | 3250683.9623 | 254 | 86555.7844 | 1819.491 | 1819.491 | 4266.6667 | 90822.4511 | 90822.4511 | 0 | 0 | 0 | 0 | 86555.7844 | 0 | 0 | 0 | 0 | 0
2022-12-05 22:00 | 0 | 0 | 186065 | 0 | 2846 | 0 | 15 | 90822.4511 | 9.0822 | 0 | 90822.4511 | 3159861.5112 | 254 | 86555.7844 | 1819.491 | 1819.491 | 4266.6667 | 90822.4511 | 90822.4511 | 0 | 0 | 0 | 0 | 86555.7844 | 0 | 0 | 0 | 0 | 0
2022-12-05 23:00 | 0 | 0 | 186065 | 0 | 2846 | 0 | 15 | 90822.4511 | 9.0822 | 0 | 90822.4511 | 3069039.0601 | 254 | 86555.7844 | 1819.491 | 1819.491 | 4266.6667 | 90822.4511 | 90822.4511 | 0 | 0 | 0 | 0 | 86555.7844 | 0 | 0 | 0 | 0 | 0
2022-12-06 | 0 | 0 | 186065 | 0 | 2846 | 0 | 15 | 90526.6177 | 9.0527 | 0 | 90526.6177 | 2978216.609 | 254 | 86555.7844 | 1819.491 | 1819.491 | 3970.8333 | 90526.6177 | 90526.6177 | 0 | 0 | 0 | 0 | 86555.7844 | 0 | 0 | 0 | 0 | 0
2022-12-06 01:00 | 0 | 0 | 186065 | 0 | 2846 | 0 | 15 | 90526.6177 | 9.0527 | 0 | 90526.6177 | 2887689.9913 | 254 | 86555.7844 | 1819.491 | 1819.491 | 3970.8333 | 90526.6177 | 90526.6177 | 0 | 0 | 0 | 0 | 86555.7844 | 0 | 0 | 0 | 0 | 0
2022-12-06 02:00 | 0 | 0 | 186065 | 0 | 2846 | 0 | 15 | 90526.6177 | 9.0527 | 0 | 90526.6177 | 2797163.3735 | 254 | 86555.7844 | 1819.491 | 1819.491 | 3970.8333 | 90526.6177 | 90526.6177 | 0 | 0 | 0 | 0 | 86555.7844 | 0 | 0 | 0 | 0 | 0
2022-12-06 03:00 | 0 | 0 | 186065 | 0 | 2846 | 0 | 15 | 90526.6177 | 9.0527 | 0 | 90526.6177 | 2706636.7558 | 254 | 86555.7844 | 1819.491 | 1819.491 | 3970.8333 | 90526.6177 | 90526.6177 | 0 | 0 | 0 | 0 | 86555.7844 | 0 | 0 | 0 | 0 | 0
2022-12-06 04:00 | 0 | 0 | 186065 | 0 | 2846 | 0 | 15 | 90526.6177 | 9.0527 | 0 | 90526.6177 | 2616110.138 | 254 | 86555.7844 | 1819.491 | 1819.491 | 3970.8333 | 90526.6177 | 90526.6177 | 0 | 0 | 0 | 0 | 86555.7844 | 0 | 0 | 0 | 0 | 0
2022-12-06 05:00 | 0 | 0 | 186065 | 0 | 2846 | 0 | 15 | 90526.6177 | 9.0527 | 0 | 90526.6177 | 2525583.5203 | 254 | 86555.7844 | 1819.491 | 1819.491 | 3970.8333 | 90526.6177 | 90526.6177 | 0 | 0 | 0 | 0 | 86555.7844 | 0 | 0 | 0 | 0 | 0
2022-12-06 06:00 | 0 | 0 | 186065 | 0 | 2846 | 0 | 15 | 90526.6177 | 9.0527 | 0 | 90526.6177 | 2435056.9025 | 254 | 86555.7844 | 1819.491 | 1819.491 | 3970.8333 | 90526.6177 | 90526.6177 | 0 | 0 | 0 | 0 | 86555.7844 | 0 | 0 | 0 | 0 | 0
2022-12-06 07:00 | 0.02748 | 0.01734 | 186065 | 4959.6742 | 2846 | 8251.2598 | 15 | 85566.9435 | 8.5567 | 0 | 77315.6837 | 2344530.2848 | 254 | 86555.7844 | 1819.491 | 1819.491 | 3970.8333 | 90526.6177 | 90526.6177 | 0 | 0 | 0 | 988.8409 | 85566.9435 | 0 | 0 | 0 | 0 | 0
2022-12-06 08:00 | 0.17727 | 0.29276 | 186065 | 31994.2303 | 2846 | 139310.1973 | 15 | 58532.3875 | 5.8532 | 80777.8098 | 0 | 2267214.601 | 254 | 86555.7844 | 1819.491 | 1819.491 | 3970.8333 | 90526.6177 | 90526.6177 | 0 | 0 | 0 | 31994.2303 | 54561.5541 | 0 | 0 | 0 | 0 | 0
2022-12-06 09:00 | 0.3353 | 0.41675 | 186065 | 60515.9667 | 2846 | 198310.9876 | 15 | 30010.6511 | 3.0011 | 168300.3365 | 0 | 2347992.4109 | 254 | 86555.7844 | 1819.491 | 1819.491 | 3970.8333 | 90526.6177 | 90526.6177 | 0 | 0 | 0 | 60515.9667 | 26039.8178 | 0 | 0 | 0 | 0 | 0
2022-12-06 10:00 | 0.4688 | 0.5191 | 186065 | 84610.4538 | 2846 | 247014.3579 | 15 | 5916.1639 | 0.59162 | 241098.194 | 0 | 2516292.7474 | 254 | 86555.7844 | 1819.491 | 1819.491 | 3970.8333 | 90526.6177 | 90526.6177 | 0 | 0 | 0 | 80639.6205 | 5916.1639 | 0 | 0 | 0 | 0 | 0
2022-12-06 11:00 | 0.54072 | 0.52924 | 186065 | 97590.7948 | 2846 | 251839.4891 | 15 | 0 | 0 | 251839.4891 | 0 | 2757390.9414 | 254 | 86555.7844 | 1819.491 | 1819.491 | 3970.8333 | 90526.6177 | 90526.6177 | 0 | 0 | 0 | 86555.7844 | 0 | 0 | 0 | 0 | 0 | 0
2022-12-06 12:00 | 0.58203 | 0.66617 | 186065 | 105046.5496 | 2846 | 316997.7939 | 15 | 0 | 0 | 316997.7939 | 0 | 3009230.4305 | 254 | 86555.7844 | 1819.491 | 1819.491 | 3970.8333 | 90526.6177 | 90526.6177 | 0 | 0 | 0 | 86555.7844 | 0 | 0 | 0 | 0 | 0 | 0
2022-12-06 13:00 | 0.50158 | 0.56933 | 186065 | 90526.6882 | 2846 | 270916.3637 | 15 | 0 | 0 | 270916.3637 | 0 | 3326228.2244 | 254 | 86555.7844 | 1819.491 | 1819.491 | 3970.8333 | 90526.6177 | 90526.6177 | 0 | 0 | 0 | 86555.7844 | 0 | 0 | 0 | 0 | 0 | 0
2022-12-06 14:00 | 0.37423 | 0.47691 | 186065 | 67542.1718 | 2846 | 226938.1958 | 15 | 22984.4459 | 2.2984 | 203953.7498 | 0 | 3597144.5881 | 254 | 86555.7844 | 1819.491 | 1819.491 | 3970.8333 | 90526.6177 | 90526.6177 | 0 | 0 | 0 | 63571.3385 | 22984.4459 | 0 | 0 | 0 | 0 | 0
2022-12-06 15:00 | 0.22415 | 0.33965 | 186065 | 40455.2757 | 2846 | 161622.8601 | 15 | 50071.3421 | 5.0071 | 111551.518 | 0 | 3801098.3379 | 254 | 86555.7844 | 1819.491 | 1819.491 | 3970.8333 | 90526.6177 | 90526.6177 | 0 | 0 | 0 | 36484.4423 | 50071.3421 | 0 | 0 | 0 | 0 | 0
2022-12-06 16:00 | 0.07795 | 0.11387 | 186065 | 14068.6537 | 2846 | 54185.1761 | 15 | 76457.964 | 7.6458 | 0 | 22272.7879 | 3912649.8559 | 254 | 86555.7844 | 1819.491 | 1819.491 | 3970.8333 | 90526.6177 | 90526.6177 | 0 | 0 | 0 | 10097.8204 | 76457.964 | 0 | 0 | 0 | 0 | 0
2022-12-06 17:00 | 0 | 0 | 186065 | 0 | 2846 | 0 | 15 | 90526.6177 | 9.0527 | 0 | 90526.6177 | 3890377.0681 | 254 | 86555.7844 | 1819.491 | 1819.491 | 3970.8333 | 90526.6177 | 90526.6177 | 0 | 0 | 0 | 0 | 86555.7844 | 0 | 0 | 0 | 0 | 0
2022-12-06 18:00 | 0 | 0 | 186065 | 0 | 2846 | 0 | 15 | 90526.6177 | 9.0527 | 0 | 90526.6177 | 3799850.4503 | 254 | 86555.7844 | 1819.491 | 1819.491 | 3970.8333 | 90526.6177 | 90526.6177 | 0 | 0 | 0 | 0 | 86555.7844 | 0 | 0 | 0 | 0 | 0
2022-12-06 19:00 | 0 | 0 | 186065 | 0 | 2846 | 0 | 15 | 90526.6177 | 9.0527 | 0 | 90526.6177 | 3709323.8326 | 254 | 86555.7844 | 1819.491 | 1819.491 | 3970.8333 | 90526.6177 | 90526.6177 | 0 | 0 | 0 | 0 | 86555.7844 | 0 | 0 | 0 | 0 | 0
2022-12-06 20:00 | 0 | 0 | 186065 | 0 | 2846 | 0 | 15 | 90526.6177 | 9.0527 | 0 | 90526.6177 | 3618797.2148 | 254 | 86555.7844 | 1819.491 | 1819.491 | 3970.8333 | 90526.6177 | 90526.6177 | 0 | 0 | 0 | 0 | 86555.7844 | 0 | 0 | 0 | 0 | 0
2022-12-06 21:00 | 0 | 0 | 186065 | 0 | 2846 | 0 | 15 | 90526.6177 | 9.0527 | 0 | 90526.6177 | 3528270.5971 | 254 | 86555.7844 | 1819.491 | 1819.491 | 3970.8333 | 90526.6177 | 90526.6177 | 0 | 0 | 0 | 0 | 86555.7844 | 0 | 0 | 0 | 0 | 0
2022-12-06 22:00 | 0 | 0 | 186065 | 0 | 2846 | 0 | 15 | 90526.6177 | 9.0527 | 0 | 90526.6177 | 3437743.9793 | 254 | 86555.7844 | 1819.491 | 1819.491 | 3970.8333 | 90526.6177 | 90526.6177 | 0 | 0 | 0 | 0 | 86555.7844 | 0 | 0 | 0 | 0 | 0
2022-12-06 23:00 | 0 | 0 | 186065 | 0 | 2846 | 0 | 15 | 90526.6177 | 9.0527 | 0 | 90526.6177 | 3347217.3616 | 254 | 86555.7844 | 1819.491 | 1819.491 | 3970.8333 | 90526.6177 | 90526.6177 | 0 | 0 | 0 | 0 | 86555.7844 | 0 | 0 | 0 | 0 | 0
2022-12-07 | 0 | 0 | 186065 | 0 | 2846 | 0 | 15 | 90501.6177 | 9.0502 | 0 | 90501.6177 | 3256690.7438 | 254 | 86555.7844 | 1819.491 | 1819.491 | 3945.8333 | 90501.6177 | 90501.6177 | 0 | 0 | 0 | 0 | 86555.7844 | 0 | 0 | 0 | 0 | 0
2022-12-07 01:00 | 0 | 0 | 186065 | 0 | 2846 | 0 | 15 | 90501.6177 | 9.0502 | 0 | 90501.6177 | 3166189.1261 | 254 | 86555.7844 | 1819.491 | 1819.491 | 3945.8333 | 90501.6177 | 90501.6177 | 0 | 0 | 0 | 0 | 86555.7844 | 0 | 0 | 0 | 0 | 0
2022-12-07 02:00 | 0 | 0 | 186065 | 0 | 2846 | 0 | 15 | 90501.6177 | 9.0502 | 0 | 90501.6177 | 3075687.5083 | 254 | 86555.7844 | 1819.491 | 1819.491 | 3945.8333 | 90501.6177 | 90501.6177 | 0 | 0 | 0 | 0 | 86555.7844 | 0 | 0 | 0 | 0 | 0
2022-12-07 03:00 | 0 | 0 | 186065 | 0 | 2846 | 0 | 15 | 90501.6177 | 9.0502 | 0 | 90501.6177 | 2985185.8906 | 254 | 86555.7844 | 1819.491 | 1819.491 | 3945.8333 | 90501.6177 | 90501.6177 | 0 | 0 | 0 | 0 | 86555.7844 | 0 | 0 | 0 | 0 | 0
2022-12-07 04:00 | 0 | 0 | 186065 | 0 | 2846 | 0 | 15 | 90501.6177 | 9.0502 | 0 | 90501.6177 | 2894684.2728 | 254 | 86555.7844 | 1819.491 | 1819.491 | 3945.8333 | 90501.6177 | 90501.6177 | 0 | 0 | 0 | 0 | 86555.7844 | 0 | 0 | 0 | 0 | 0
2022-12-07 05:00 | 0 | 0 | 186065 | 0 | 2846 | 0 | 15 | 90501.6177 | 9.0502 | 0 | 90501.6177 | 2804182.6551 | 254 | 86555.7844 | 1819.491 | 1819.491 | 3945.8333 | 90501.6177 | 90501.6177 | 0 | 0 | 0 | 0 | 86555.7844 | 0 | 0 | 0 | 0 | 0
2022-12-07 06:00 | 0 | 0 | 186065 | 0 | 2846 | 0 | 15 | 90501.6177 | 9.0502 | 0 | 90501.6177 | 2713681.0373 | 254 | 86555.7844 | 1819.491 | 1819.491 | 3945.8333 | 90501.6177 | 90501.6177 | 0 | 0 | 0 | 0 | 86555.7844 | 0 | 0 | 0 | 0 | 0
2022-12-07 07:00 | 0.0269 | 0.0254 | 186065 | 4854.994 | 2846 | 12086.6205 | 15 | 85646.6237 | 8.5647 | 0 | 73560.0032 | 2623179.4196 | 254 | 86555.7844 | 1819.491 | 1819.491 | 3945.8333 | 90501.6177 | 90501.6177 | 0 | 0 | 0 | 909.1607 | 85646.6237 | 0 | 0 | 0 | 0 | 0
2022-12-07 08:00 | 0.17718 | 0.32148 | 186065 | 31977.9868 | 2846 | 152976.6438 | 15 | 58523.631 | 5.8524 | 94453.0128 | 0 | 2549619.4163 | 254 | 86555.7844 | 1819.491 | 1819.491 | 3945.8333 | 90501.6177 | 90501.6177 | 0 | 0 | 0 | 28032.1535 | 58523.631 | 0 | 0 | 0 | 0 | 0
2022-12-07 09:00 | 0.34395 | 0.47957 | 186065 | 62077.145 | 2846 | 228203.96 | 15 | 28424.4727 | 2.8424 | 199779.4873 | 0 | 2644072.4292 | 254 | 86555.7844 | 1819.491 | 1819.491 | 3945.8333 | 90501.6177 | 90501.6177 | 0 | 0 | 0 | 58131.3117 | 28424.4727 | 0 | 0 | 0 | 0 | 0
2022-12-07 10:00 | 0.4845 | 0.60206 | 186065 | 87444.0377 | 2846 | 286490.9735 | 15 | 3057.58 | 0.30576 | 283433.3934 | 0 | 2843851.9165 | 254 | 86555.7844 | 1819.491 | 1819.491 | 3945.8333 | 90501.6177 | 90501.6177 | 0 | 0 | 0 | 83498.2044 | 3057.58 | 0 | 0 | 0 | 0 | 0
2022-12-07 11:00 | 0.56045 | 0.63822 | 186065 | 101151.7254 | 2846 | 303697.7529 | 15 | 0 | 0 | 303697.7529 | 0 | 3127285.3099 | 254 | 86555.7844 | 1819.491 | 1819.491 | 3945.8333 | 90501.6177 | 90501.6177 | 0 | 0 | 0 | 86555.7844 | 0 | 0 | 0 | 0 | 0 | 0
2022-12-07 12:00 | 0.56715 | 0.62904 | 186065 | 102360.9618 | 2846 | 299329.4388 | 15 | 0 | 0 | 299329.4388 | 0 | 3430983.0628 | 254 | 86555.7844 | 1819.491 | 1819.491 | 3945.8333 | 90501.6177 | 90501.6177 | 0 | 0 | 0 | 86555.7844 | 0 | 0 | 0 | 0 | 0 | 0
2022-12-07 13:00 | 0.48355 | 0.52667 | 186065 | 87272.5788 | 2846 | 250616.5515 | 15 | 3229.0389 | 0.3229 | 247387.5126 | 0 | 3730312.5016 | 254 | 86555.7844 | 1819.491 | 1819.491 | 3945.8333 | 90501.6177 | 90501.6177 | 0 | 0 | 0 | 86555.7844 | 0 | 0 | 0 | 0 | 0 | 0
2022-12-07 14:00 | 0.3542 | 0.42414 | 186065 | 63927.0963 | 2846 | 201827.528 | 15 | 26574.5214 | 2.6575 | 175253.0065 | 0 | 3977700.0142 | 254 | 86555.7844 | 1819.491 | 1819.491 | 3945.8333 | 90501.6177 | 90501.6177 | 0 | 0 | 0 | 63927.0963 | 22628.6881 | 0 | 0 | 0 | 0 | 0
2022-12-07 15:00 | 0.21307 | 0.28741 | 186065 | 38455.5235 | 2846 | 136764.3934 | 15 | 52046.0943 | 5.2046 | 84718.2991 | 0 | 4152953.0207 | 254 | 86555.7844 | 1819.491 | 1819.491 | 3945.8333 | 90501.6177 | 90501.6177 | 0 | 0 | 0 | 34509.6901 | 52046.0943 | 0 | 0 | 0 | 0 | 0
2022-12-07 16:00 | 0.07335 | 0.07342 | 186065 | 13238.4317 | 2846 | 34936.9951 | 15 | 77263.186 | 7.7263 | 0 | 42326.1909 | 4237671.3198 | 254 | 86555.7844 | 1819.491 | 1819.491 | 3945.8333 | 90501.6177 | 90501.6177 | 0 | 0 | 0 | 9292.5984 | 77263.186 | 0 | 0 | 0 | 0 | 0
2022-12-07 17:00 | 0 | 0 | 186065 | 0 | 2846 | 0 | 15 | 90501.6177 | 9.0502 | 0 | 90501.6177 | 4195345.1289 | 254 | 86555.7844 | 1819.491 | 1819.491 | 3945.8333 | 90501.6177 | 90501.6177 | 0 | 0 | 0 | 0 | 86555.7844 | 0 | 0 | 0 | 0 | 0
2022-12-07 18:00 | 0 | 0 | 186065 | 0 | 2846 | 0 | 15 | 90501.6177 | 9.0502 | 0 | 90501.6177 | 4104843.5111 | 254 | 86555.7844 | 1819.491 | 1819.491 | 3945.8333 | 90501.6177 | 90501.6177 | 0 | 0 | 0 | 0 | 86555.7844 | 0 | 0 | 0 | 0 | 0
2022-12-07 19:00 | 0 | 0 | 186065 | 0 | 2846 | 0 | 15 | 90501.6177 | 9.0502 | 0 | 90501.6177 | 4014341.8934 | 254 | 86555.7844 | 1819.491 | 1819.491 | 3945.8333 | 90501.6177 | 90501.6177 | 0 | 0 | 0 | 0 | 86555.7844 | 0 | 0 | 0 | 0 | 0
2022-12-07 20:00 | 0 | 0 | 186065 | 0 | 2846 | 0 | 15 | 90501.6177 | 9.0502 | 0 | 90501.6177 | 3923840.2756 | 254 | 86555.7844 | 1819.491 | 1819.491 | 3945.8333 | 90501.6177 | 90501.6177 | 0 | 0 | 0 | 0 | 86555.7844 | 0 | 0 | 0 | 0 | 0
2022-12-07 21:00 | 0 | 0 | 186065 | 0 | 2846 | 0 | 15 | 90501.6177 | 9.0502 | 0 | 90501.6177 | 3833338.6579 | 254 | 86555.7844 | 1819.491 | 1819.491 | 3945.8333 | 90501.6177 | 90501.6177 | 0 | 0 | 0 | 0 | 86555.7844 | 0 | 0 | 0 | 0 | 0
2022-12-07 22:00 | 0 | 0 | 186065 | 0 | 2846 | 0 | 15 | 90501.6177 | 9.0502 | 0 | 90501.6177 | 3742837.0401 | 254 | 86555.7844 | 1819.491 | 1819.491 | 3945.8333 | 90501.6177 | 90501.6177 | 0 | 0 | 0 | 0 | 86555.7844 | 0 | 0 | 0 | 0 | 0
2022-12-07 23:00 | 0 | 0 | 186065 | 0 | 2846 | 0 | 15 | 90501.6177 | 9.0502 | 0 | 90501.6177 | 3652335.4224 | 254 | 86555.7844 | 1819.491 | 1819.491 | 3945.8333 | 90501.6177 | 90501.6177 | 0 | 0 | 0 | 0 | 86555.7844 | 0 | 0 | 0 | 0 | 0
2022-12-08 | 0 | 0 | 186065 | 0 | 2846 | 0 | 15 | 91472.4511 | 9.1472 | 0 | 91472.4511 | 3561833.8046 | 254 | 86555.7844 | 1819.491 | 1819.491 | 4916.6667 | 91472.4511 | 91472.4511 | 0 | 0 | 0 | 0 | 86555.7844 | 0 | 0 | 0 | 0 | 0
2022-12-08 01:00 | 0 | 0 | 186065 | 0 | 2846 | 0 | 15 | 91472.4511 | 9.1472 | 0 | 91472.4511 | 3470361.3536 | 254 | 86555.7844 | 1819.491 | 1819.491 | 4916.6667 | 91472.4511 | 91472.4511 | 0 | 0 | 0 | 0 | 86555.7844 | 0 | 0 | 0 | 0 | 0
2022-12-08 02:00 | 0 | 0 | 186065 | 0 | 2846 | 0 | 15 | 91472.4511 | 9.1472 | 0 | 91472.4511 | 3378888.9025 | 254 | 86555.7844 | 1819.491 | 1819.491 | 4916.6667 | 91472.4511 | 91472.4511 | 0 | 0 | 0 | 0 | 86555.7844 | 0 | 0 | 0 | 0 | 0
2022-12-08 03:00 | 0 | 0 | 186065 | 0 | 2846 | 0 | 15 | 91472.4511 | 9.1472 | 0 | 91472.4511 | 3287416.4514 | 254 | 86555.7844 | 1819.491 | 1819.491 | 4916.6667 | 91472.4511 | 91472.4511 | 0 | 0 | 0 | 0 | 86555.7844 | 0 | 0 | 0 | 0 | 0
2022-12-08 04:00 | 0 | 0 | 186065 | 0 | 2846 | 0 | 15 | 91472.4511 | 9.1472 | 0 | 91472.4511 | 3195944.0003 | 254 | 86555.7844 | 1819.491 | 1819.491 | 4916.6667 | 91472.4511 | 91472.4511 | 0 | 0 | 0 | 0 | 86555.7844 | 0 | 0 | 0 | 0 | 0
2022-12-08 05:00 | 0 | 0 | 186065 | 0 | 2846 | 0 | 15 | 91472.4511 | 9.1472 | 0 | 91472.4511 | 3104471.5492 | 254 | 86555.7844 | 1819.491 | 1819.491 | 4916.6667 | 91472.4511 | 91472.4511 | 0 | 0 | 0 | 0 | 86555.7844 | 0 | 0 | 0 | 0 | 0
2022-12-08 06:00 | 0 | 0 | 186065 | 0 | 2846 | 0 | 15 | 91472.4511 | 9.1472 | 0 | 91472.4511 | 3012999.0981 | 254 | 86555.7844 | 1819.491 | 1819.491 | 4916.6667 | 91472.4511 | 91472.4511 | 0 | 0 | 0 | 0 | 86555.7844 | 0 | 0 | 0 | 0 | 0
2022-12-08 07:00 | 0.02145 | 0.00632 | 186065 | 3871.3614 | 2846 | 3007.3796 | 15 | 87601.0897 | 8.7601 | 0 | 84593.7101 | 2921526.6471 | 254 | 86555.7844 | 1819.491 | 1819.491 | 4916.6667 | 91472.4511 | 91472.4511 | 0 | 0 | 0 | 3871.3614 | 82684.423 | 0 | 0 | 0 | 0 | 0
2022-12-08 08:00 | 0.1388 | 0.12716 | 186065 | 25051.0473 | 2846 | 60509.2386 | 15 | 66421.4037 | 6.6421 | 0 | 5912.1652 | 2836932.937 | 254 | 86555.7844 | 1819.491 | 1819.491 | 4916.6667 | 91472.4511 | 91472.4511 | 0 | 0 | 0 | 20134.3807 | 66421.4037 | 0 | 0 | 0 | 0 | 0
2022-12-08 09:00 | 0.2619 | 0.19542 | 186065 | 47268.5108 | 2846 | 92990.8415 | 15 | 44203.9403 | 4.4204 | 48786.9012 | 0 | 2831020.7718 | 254 | 86555.7844 | 1819.491 | 1819.491 | 4916.6667 | 91472.4511 | 91472.4511 | 0 | 0 | 0 | 42351.8441 | 44203.9403 | 0 | 0 | 0 | 0 | 0
2022-12-08 10:00 | 0.37383 | 0.20846 | 186065 | 67469.9786 | 2846 | 99195.9412 | 15 | 24002.4725 | 2.4002 | 75193.4687 | 0 | 2879807.6731 | 254 | 86555.7844 | 1819.491 | 1819.491 | 4916.6667 | 91472.4511 | 91472.4511 | 0 | 0 | 0 | 62553.3119 | 24002.4725 | 0 | 0 | 0 | 0 | 0
2022-12-08 11:00 | 0.46842 | 0.37761 | 186065 | 84541.8703 | 2846 | 179686.1716 | 15 | 6930.5808 | 0.69306 | 172755.5908 | 0 | 2955001.1417 | 254 | 86555.7844 | 1819.491 | 1819.491 | 4916.6667 | 91472.4511 | 91472.4511 | 0 | 0 | 0 | 79625.2036 | 6930.5808 | 0 | 0 | 0 | 0 | 0
2022-12-08 12:00 | 0.52025 | 0.55703 | 186065 | 93896.3068 | 2846 | 265063.3939 | 15 | 0 | 0 | 265063.3939 | 0 | 3127756.7325 | 254 | 86555.7844 | 1819.491 | 1819.491 | 4916.6667 | 91472.4511 | 91472.4511 | 0 | 0 | 0 | 86555.7844 | 0 | 0 | 0 | 0 | 0 | 0
2022-12-08 13:00 | 0.50275 | 0.53416 | 186065 | 90737.8534 | 2846 | 254180.677 | 15 | 734.5977 | 0.07346 | 253446.0793 | 0 | 3392820.1265 | 254 | 86555.7844 | 1819.491 | 1819.491 | 4916.6667 | 91472.4511 | 91472.4511 | 0 | 0 | 0 | 85821.1867 | 734.5977 | 0 | 0 | 0 | 0 | 0
2022-12-08 14:00 | 0.36338 | 0.41803 | 186065 | 65583.9307 | 2846 | 198920.0771 | 15 | 25888.5204 | 2.5889 | 173031.5568 | 0 | 3646266.2058 | 254 | 86555.7844 | 1819.491 | 1819.491 | 4916.6667 | 91472.4511 | 91472.4511 | 0 | 0 | 0 | 65583.9307 | 20971.8537 | 0 | 0 | 0 | 0 | 0
2022-12-08 15:00 | 0.22627 | 0.30696 | 186065 | 40837.8997 | 2846 | 146067.2844 | 15 | 50634.5514 | 5.0635 | 95432.733 | 0 | 3819297.7625 | 254 | 86555.7844 | 1819.491 | 1819.491 | 4916.6667 | 91472.4511 | 91472.4511 | 0 | 0 | 0 | 40837.8997 | 45717.8847 | 0 | 0 | 0 | 0 | 0
2022-12-08 16:00 | 0.08175 | 0.10331 | 186065 | 14754.4893 | 2846 | 49160.1875 | 15 | 76717.9617 | 7.6718 | 0 | 27557.7743 | 3914730.4955 | 254 | 86555.7844 | 1819.491 | 1819.491 | 4916.6667 | 91472.4511 | 91472.4511 | 0 | 0 | 0 | 9837.8227 | 76717.9617 | 0 | 0 | 0 | 0 | 0
2022-12-08 17:00 | 0 | 0 | 186065 | 0 | 2846 | 0 | 15 | 91472.4511 | 9.1472 | 0 | 91472.4511 | 3887172.7212 | 254 | 86555.7844 | 1819.491 | 1819.491 | 4916.6667 | 91472.4511 | 91472.4511 | 0 | 0 | 0 | 0 | 86555.7844 | 0 | 0 | 0 | 0 | 0
2022-12-08 18:00 | 0 | 0 | 186065 | 0 | 2846 | 0 | 15 | 91472.4511 | 9.1472 | 0 | 91472.4511 | 3795700.2702 | 254 | 86555.7844 | 1819.491 | 1819.491 | 4916.6667 | 91472.4511 | 91472.4511 | 0 | 0 | 0 | 0 | 86555.7844 | 0 | 0 | 0 | 0 | 0
2022-12-08 19:00 | 0 | 0 | 186065 | 0 | 2846 | 0 | 15 | 91472.4511 | 9.1472 | 0 | 91472.4511 | 3704227.8191 | 254 | 86555.7844 | 1819.491 | 1819.491 | 4916.6667 | 91472.4511 | 91472.4511 | 0 | 0 | 0 | 0 | 86555.7844 | 0 | 0 | 0 | 0 | 0
2022-12-08 20:00 | 0 | 0 | 186065 | 0 | 2846 | 0 | 15 | 91472.4511 | 9.1472 | 0 | 91472.4511 | 3612755.368 | 254 | 86555.7844 | 1819.491 | 1819.491 | 4916.6667 | 91472.4511 | 91472.4511 | 0 | 0 | 0 | 0 | 86555.7844 | 0 | 0 | 0 | 0 | 0
2022-12-08 21:00 | 0 | 0 | 186065 | 0 | 2846 | 0 | 15 | 91472.4511 | 9.1472 | 0 | 91472.4511 | 3521282.9169 | 254 | 86555.7844 | 1819.491 | 1819.491 | 4916.6667 | 91472.4511 | 91472.4511 | 0 | 0 | 0 | 0 | 86555.7844 | 0 | 0 | 0 | 0 | 0
2022-12-08 22:00 | 0 | 0 | 186065 | 0 | 2846 | 0 | 15 | 91472.4511 | 9.1472 | 0 | 91472.4511 | 3429810.4658 | 254 | 86555.7844 | 1819.491 | 1819.491 | 4916.6667 | 91472.4511 | 91472.4511 | 0 | 0 | 0 | 0 | 86555.7844 | 0 | 0 | 0 | 0 | 0
2022-12-08 23:00 | 0 | 0 | 186065 | 0 | 2846 | 0 | 15 | 91472.4511 | 9.1472 | 0 | 91472.4511 | 3338338.0147 | 254 | 86555.7844 | 1819.491 | 1819.491 | 4916.6667 | 91472.4511 | 91472.4511 | 0 | 0 | 0 | 0 | 86555.7844 | 0 | 0 | 0 | 0 | 0
2022-12-09 | 0 | 0 | 186065 | 0 | 2846 | 0 | 15 | 94997.4511 | 9.4997 | 0 | 94997.4511 | 3246865.5637 | 254 | 86555.7844 | 1819.491 | 1819.491 | 8441.6667 | 94997.4511 | 94997.4511 | 0 | 0 | 0 | 0 | 86555.7844 | 0 | 0 | 0 | 0 | 0
2022-12-09 01:00 | 0 | 0 | 186065 | 0 | 2846 | 0 | 15 | 94997.4511 | 9.4997 | 0 | 94997.4511 | 3151868.1126 | 254 | 86555.7844 | 1819.491 | 1819.491 | 8441.6667 | 94997.4511 | 94997.4511 | 0 | 0 | 0 | 0 | 86555.7844 | 0 | 0 | 0 | 0 | 0
2022-12-09 02:00 | 0 | 0 | 186065 | 0 | 2846 | 0 | 15 | 94997.4511 | 9.4997 | 0 | 94997.4511 | 3056870.6615 | 254 | 86555.7844 | 1819.491 | 1819.491 | 8441.6667 | 94997.4511 | 94997.4511 | 0 | 0 | 0 | 0 | 86555.7844 | 0 | 0 | 0 | 0 | 0
2022-12-09 03:00 | 0 | 0 | 186065 | 0 | 2846 | 0 | 15 | 94997.4511 | 9.4997 | 0 | 94997.4511 | 2961873.2104 | 254 | 86555.7844 | 1819.491 | 1819.491 | 8441.6667 | 94997.4511 | 94997.4511 | 0 | 0 | 0 | 0 | 86555.7844 | 0 | 0 | 0 | 0 | 0
2022-12-09 04:00 | 0 | 0 | 186065 | 0 | 2846 | 0 | 15 | 94997.4511 | 9.4997 | 0 | 94997.4511 | 2866875.7593 | 254 | 86555.7844 | 1819.491 | 1819.491 | 8441.6667 | 94997.4511 | 94997.4511 | 0 | 0 | 0 | 0 | 86555.7844 | 0 | 0 | 0 | 0 | 0
2022-12-09 05:00 | 0 | 0 | 186065 | 0 | 2846 | 0 | 15 | 94997.4511 | 9.4997 | 0 | 94997.4511 | 2771878.3083 | 254 | 86555.7844 | 1819.491 | 1819.491 | 8441.6667 | 94997.4511 | 94997.4511 | 0 | 0 | 0 | 0 | 86555.7844 | 0 | 0 | 0 | 0 | 0
2022-12-09 06:00 | 0 | 0 | 186065 | 0 | 2846 | 0 | 15 | 94997.4511 | 9.4997 | 0 | 94997.4511 | 2676880.8572 | 254 | 86555.7844 | 1819.491 | 1819.491 | 8441.6667 | 94997.4511 | 94997.4511 | 0 | 0 | 0 | 0 | 86555.7844 | 0 | 0 | 0 | 0 | 0
2022-12-09 07:00 | 0.02302 | 0.00417 | 186065 | 4154.7198 | 2846 | 1984.2995 | 15 | 90842.7313 | 9.0843 | 0 | 88858.4318 | 2581883.4061 | 254 | 86555.7844 | 1819.491 | 1819.491 | 8441.6667 | 94997.4511 | 94997.4511 | 0 | 0 | 0 | 4154.7198 | 82401.0646 | 0 | 0 | 0 | 0 | 0
2022-12-09 08:00 | 0.1496 | 0.11241 | 186065 | 27000.2643 | 2846 | 53490.4334 | 15 | 67997.1868 | 6.7997 | 0 | 14506.7534 | 2493024.9743 | 254 | 86555.7844 | 1819.491 | 1819.491 | 8441.6667 | 94997.4511 | 94997.4511 | 0 | 0 | 0 | 18558.5976 | 67997.1868 | 0 | 0 | 0 | 0 | 0
2022-12-09 09:00 | 0.29127 | 0.22066 | 186065 | 52569.298 | 2846 | 105001.3258 | 15 | 42428.1531 | 4.2428 | 62573.1727 | 0 | 2478518.2209 | 254 | 86555.7844 | 1819.491 | 1819.491 | 8441.6667 | 94997.4511 | 94997.4511 | 0 | 0 | 0 | 52569.298 | 33986.4864 | 0 | 0 | 0 | 0 | 0
2022-12-09 10:00 | 0.41073 | 0.3276 | 186065 | 74129.8031 | 2846 | 155888.8531 | 15 | 20867.648 | 2.0868 | 135021.2052 | 0 | 2541091.3936 | 254 | 86555.7844 | 1819.491 | 1819.491 | 8441.6667 | 94997.4511 | 94997.4511 | 0 | 0 | 0 | 74129.8031 | 12425.9813 | 0 | 0 | 0 | 0 | 0
2022-12-09 11:00 | 0.4942 | 0.48096 | 186065 | 89194.7233 | 2846 | 228865.3932 | 15 | 5802.7278 | 0.58027 | 223062.6654 | 0 | 2676112.5988 | 254 | 86555.7844 | 1819.491 | 1819.491 | 8441.6667 | 94997.4511 | 94997.4511 | 0 | 0 | 0 | 80753.0566 | 5802.7278 | 0 | 0 | 0 | 0 | 0
2022-12-09 12:00 | 0.48595 | 0.43522 | 186065 | 87705.7381 | 2846 | 207099.9593 | 15 | 7291.7129 | 0.72917 | 199808.2463 | 0 | 2899175.2641 | 254 | 86555.7844 | 1819.491 | 1819.491 | 8441.6667 | 94997.4511 | 94997.4511 | 0 | 0 | 0 | 79264.0715 | 7291.7129 | 0 | 0 | 0 | 0 | 0
2022-12-09 13:00 | 0.37715 | 0.32566 | 186065 | 68069.1823 | 2846 | 154965.7018 | 15 | 26928.2688 | 2.6928 | 128037.433 | 0 | 3098983.5105 | 254 | 86555.7844 | 1819.491 | 1819.491 | 8441.6667 | 94997.4511 | 94997.4511 | 0 | 0 | 0 | 68069.1823 | 18486.6021 | 0 | 0 | 0 | 0 | 0
2022-12-09 14:00 | 0.28692 | 0.24378 | 186065 | 51784.1967 | 2846 | 116003.0055 | 15 | 43213.2544 | 4.3213 | 72789.7512 | 0 | 3227020.9435 | 254 | 86555.7844 | 1819.491 | 1819.491 | 8441.6667 | 94997.4511 | 94997.4511 | 0 | 0 | 0 | 51784.1967 | 34771.5877 | 0 | 0 | 0 | 0 | 0
2022-12-09 15:00 | 0.17438 | 0.10892 | 186065 | 31472.6343 | 2846 | 51829.7127 | 15 | 63524.8168 | 6.3525 | 0 | 11695.1041 | 3299810.6946 | 254 | 86555.7844 | 1819.491 | 1819.491 | 8441.6667 | 94997.4511 | 94997.4511 | 0 | 0 | 0 | 23030.9676 | 63524.8168 | 0 | 0 | 0 | 0 | 0
2022-12-09 16:00 | 0.0654 | 0.02635 | 186065 | 11803.5915 | 2846 | 12538.6791 | 15 | 83193.8596 | 8.3194 | 0 | 70655.1805 | 3288115.5905 | 254 | 86555.7844 | 1819.491 | 1819.491 | 8441.6667 | 94997.4511 | 94997.4511 | 0 | 0 | 0 | 3361.9248 | 83193.8596 | 0 | 0 | 0 | 0 | 0
2022-12-09 17:00 | 0 | 0 | 186065 | 0 | 2846 | 0 | 15 | 94997.4511 | 9.4997 | 0 | 94997.4511 | 3217460.41 | 254 | 86555.7844 | 1819.491 | 1819.491 | 8441.6667 | 94997.4511 | 94997.4511 | 0 | 0 | 0 | 0 | 86555.7844 | 0 | 0 | 0 | 0 | 0
2022-12-09 18:00 | 0 | 0 | 186065 | 0 | 2846 | 0 | 15 | 94997.4511 | 9.4997 | 0 | 94997.4511 | 3122462.9589 | 254 | 86555.7844 | 1819.491 | 1819.491 | 8441.6667 | 94997.4511 | 94997.4511 | 0 | 0 | 0 | 0 | 86555.7844 | 0 | 0 | 0 | 0 | 0
2022-12-09 19:00 | 0 | 0 | 186065 | 0 | 2846 | 0 | 15 | 94997.4511 | 9.4997 | 0 | 94997.4511 | 3027465.5079 | 254 | 86555.7844 | 1819.491 | 1819.491 | 8441.6667 | 94997.4511 | 94997.4511 | 0 | 0 | 0 | 0 | 86555.7844 | 0 | 0 | 0 | 0 | 0
2022-12-09 20:00 | 0 | 0 | 186065 | 0 | 2846 | 0 | 15 | 94997.4511 | 9.4997 | 0 | 94997.4511 | 2932468.0568 | 254 | 86555.7844 | 1819.491 | 1819.491 | 8441.6667 | 94997.4511 | 94997.4511 | 0 | 0 | 0 | 0 | 86555.7844 | 0 | 0 | 0 | 0 | 0
2022-12-09 21:00 | 0 | 0 | 186065 | 0 | 2846 | 0 | 15 | 94997.4511 | 9.4997 | 0 | 94997.4511 | 2837470.6057 | 254 | 86555.7844 | 1819.491 | 1819.491 | 8441.6667 | 94997.4511 | 94997.4511 | 0 | 0 | 0 | 0 | 86555.7844 | 0 | 0 | 0 | 0 | 0
2022-12-09 22:00 | 0 | 0 | 186065 | 0 | 2846 | 0 | 15 | 94997.4511 | 9.4997 | 0 | 94997.4511 | 2742473.1546 | 254 | 86555.7844 | 1819.491 | 1819.491 | 8441.6667 | 94997.4511 | 94997.4511 | 0 | 0 | 0 | 0 | 86555.7844 | 0 | 0 | 0 | 0 | 0
2022-12-09 23:00 | 0 | 0 | 186065 | 0 | 2846 | 0 | 15 | 94997.4511 | 9.4997 | 0 | 94997.4511 | 2647475.7035 | 254 | 86555.7844 | 1819.491 | 1819.491 | 8441.6667 | 94997.4511 | 94997.4511 | 0 | 0 | 0 | 0 | 86555.7844 | 0 | 0 | 0 | 0 | 0
2022-12-10 | 0 | 0 | 186065 | 0 | 2846 | 0 | 15 | 106222.4511 | 10.6222 | 0 | 106222.4511 | 2552478.2524 | 254 | 86555.7844 | 1819.491 | 1819.491 | 19666.6667 | 106222.4511 | 106222.4511 | 0 | 0 | 0 | 0 | 86555.7844 | 0 | 0 | 0 | 0 | 0
2022-12-10 01:00 | 0 | 0 | 186065 | 0 | 2846 | 0 | 15 | 106222.4511 | 10.6222 | 0 | 106222.4511 | 2446255.8014 | 254 | 86555.7844 | 1819.491 | 1819.491 | 19666.6667 | 106222.4511 | 106222.4511 | 0 | 0 | 0 | 0 | 86555.7844 | 0 | 0 | 0 | 0 | 0
2022-12-10 02:00 | 0 | 0 | 186065 | 0 | 2846 | 0 | 15 | 106222.4511 | 10.6222 | 0 | 106222.4511 | 2340033.3503 | 254 | 86555.7844 | 1819.491 | 1819.491 | 19666.6667 | 106222.4511 | 106222.4511 | 0 | 0 | 0 | 0 | 86555.7844 | 0 | 0 | 0 | 0 | 0
2022-12-10 03:00 | 0 | 0 | 186065 | 0 | 2846 | 0 | 15 | 106222.4511 | 10.6222 | 0 | 106222.4511 | 2233810.8992 | 254 | 86555.7844 | 1819.491 | 1819.491 | 19666.6667 | 106222.4511 | 106222.4511 | 0 | 0 | 0 | 0 | 86555.7844 | 0 | 0 | 0 | 0 | 0
2022-12-10 04:00 | 0 | 0 | 186065 | 0 | 2846 | 0 | 15 | 106222.4511 | 10.6222 | 0 | 106222.4511 | 2127588.4481 | 254 | 86555.7844 | 1819.491 | 1819.491 | 19666.6667 | 106222.4511 | 106222.4511 | 0 | 0 | 0 | 0 | 86555.7844 | 0 | 0 | 0 | 0 | 0
2022-12-10 05:00 | 0 | 0 | 186065 | 0 | 2846 | 0 | 15 | 106222.4511 | 10.6222 | 0 | 106222.4511 | 2021365.997 | 254 | 86555.7844 | 1819.491 | 1819.491 | 19666.6667 | 106222.4511 | 106222.4511 | 0 | 0 | 0 | 0 | 86555.7844 | 0 | 0 | 0 | 0 | 0
2022-12-10 06:00 | 0 | 0 | 186065 | 0 | 2846 | 0 | 15 | 106222.4511 | 10.6222 | 0 | 106222.4511 | 1915143.5459 | 254 | 86555.7844 | 1819.491 | 1819.491 | 19666.6667 | 106222.4511 | 106222.4511 | 0 | 0 | 0 | 0 | 86555.7844 | 0 | 0 | 0 | 0 | 0
2022-12-10 07:00 | 0.02433 | 0.02211 | 186065 | 4391.1526 | 2846 | 10521.07 | 15 | 101831.2985 | 10.1831 | 0 | 91310.2284 | 1808921.0949 | 254 | 86555.7844 | 1819.491 | 1819.491 | 19666.6667 | 106222.4511 | 106222.4511 | 0 | 0 | 0 | 4391.1526 | 82164.6318 | 0 | 0 | 0 | 0 | 0
2022-12-10 08:00 | 0.17193 | 0.32736 | 186065 | 31030.4508 | 2846 | 155774.6488 | 15 | 75192.0003 | 7.5192 | 80582.6485 | 0 | 1717610.8664 | 254 | 86555.7844 | 1819.491 | 1819.491 | 19666.6667 | 106222.4511 | 106222.4511 | 0 | 0 | 0 | 31030.4508 | 55525.3336 | 0 | 0 | 0 | 0 | 0
2022-12-10 09:00 | 0.34402 | 0.53601 | 186065 | 62089.7789 | 2846 | 255061.0017 | 15 | 44132.6722 | 4.4133 | 210928.3295 | 0 | 1798193.5149 | 254 | 86555.7844 | 1819.491 | 1819.491 | 19666.6667 | 106222.4511 | 106222.4511 | 0 | 0 | 0 | 62089.7789 | 24466.0056 | 0 | 0 | 0 | 0 | 0
2022-12-10 10:00 | 0.48298 | 0.66011 | 186065 | 87169.7035 | 2846 | 314114.1356 | 15 | 19052.7476 | 1.9053 | 295061.388 | 0 | 2009121.8444 | 254 | 86555.7844 | 1819.491 | 1819.491 | 19666.6667 | 106222.4511 | 106222.4511 | 0 | 0 | 0 | 67503.0368 | 19052.7476 | 0 | 0 | 0 | 0 | 0
2022-12-10 11:00 | 0.56838 | 0.72619 | 186065 | 102582.956 | 2846 | 345558.3829 | 15 | 3639.4951 | 0.36395 | 341918.8878 | 0 | 2304183.2325 | 254 | 86555.7844 | 1819.491 | 1819.491 | 19666.6667 | 106222.4511 | 106222.4511 | 0 | 0 | 0 | 82916.2893 | 3639.4951 | 0 | 0 | 0 | 0 | 0
2022-12-10 12:00 | 0.57438 | 0.65921 | 186065 | 103665.8543 | 2846 | 313685.8696 | 15 | 2556.5968 | 0.25566 | 311129.2727 | 0 | 2646102.1203 | 254 | 86555.7844 | 1819.491 | 1819.491 | 19666.6667 | 106222.4511 | 106222.4511 | 0 | 0 | 0 | 83999.1876 | 2556.5968 | 0 | 0 | 0 | 0 | 0
2022-12-10 13:00 | 0.52578 | 0.63616 | 186065 | 94894.378 | 2846 | 302717.4994 | 15 | 11328.0731 | 1.1328 | 291389.4263 | 0 | 2957231.393 | 254 | 86555.7844 | 1819.491 | 1819.491 | 19666.6667 | 106222.4511 | 106222.4511 | 0 | 0 | 0 | 86555.7844 | 0 | 0 | 0 | 0 | 0 | 0
2022-12-10 14:00 | 0.41405 | 0.55905 | 186065 | 74729.0069 | 2846 | 266024.6134 | 15 | 31493.4442 | 3.1493 | 234531.1691 | 0 | 3248620.8193 | 254 | 86555.7844 | 1819.491 | 1819.491 | 19666.6667 | 106222.4511 | 106222.4511 | 0 | 0 | 0 | 74729.0069 | 11826.7776 | 0 | 0 | 0 | 0 | 0
2022-12-10 15:00 | 0.25652 | 0.42345 | 186065 | 46297.512 | 2846 | 201499.1906 | 15 | 59924.9391 | 5.9925 | 141574.2515 | 0 | 3483151.9885 | 254 | 86555.7844 | 1819.491 | 1819.491 | 19666.6667 | 106222.4511 | 106222.4511 | 0 | 0 | 0 | 26630.8453 | 59924.9391 | 0 | 0 | 0 | 0 | 0
2022-12-10 16:00 | 0.09222 | 0.16062 | 186065 | 16644.1469 | 2846 | 76431.2197 | 15 | 89578.3042 | 8.9578 | 0 | 13147.0845 | 3624726.24 | 254 | 86555.7844 | 1819.491 | 1819.491 | 19666.6667 | 106222.4511 | 106222.4511 | 0 | 0 | 0 | 16644.1469 | 69911.6375 | 0 | 0 | 0 | 0 | 0
2022-12-10 17:00 | 0 | 0 | 186065 | 0 | 2846 | 0 | 15 | 106222.4511 | 10.6222 | 0 | 106222.4511 | 3611579.1555 | 254 | 86555.7844 | 1819.491 | 1819.491 | 19666.6667 | 106222.4511 | 106222.4511 | 0 | 0 | 0 | 0 | 86555.7844 | 0 | 0 | 0 | 0 | 0
2022-12-10 18:00 | 0 | 0 | 186065 | 0 | 2846 | 0 | 15 | 106222.4511 | 10.6222 | 0 | 106222.4511 | 3505356.7045 | 254 | 86555.7844 | 1819.491 | 1819.491 | 19666.6667 | 106222.4511 | 106222.4511 | 0 | 0 | 0 | 0 | 86555.7844 | 0 | 0 | 0 | 0 | 0
2022-12-10 19:00 | 0 | 0 | 186065 | 0 | 2846 | 0 | 15 | 106222.4511 | 10.6222 | 0 | 106222.4511 | 3399134.2534 | 254 | 86555.7844 | 1819.491 | 1819.491 | 19666.6667 | 106222.4511 | 106222.4511 | 0 | 0 | 0 | 0 | 86555.7844 | 0 | 0 | 0 | 0 | 0
2022-12-10 20:00 | 0 | 0 | 186065 | 0 | 2846 | 0 | 15 | 106222.4511 | 10.6222 | 0 | 106222.4511 | 3292911.8023 | 254 | 86555.7844 | 1819.491 | 1819.491 | 19666.6667 | 106222.4511 | 106222.4511 | 0 | 0 | 0 | 0 | 86555.7844 | 0 | 0 | 0 | 0 | 0
2022-12-10 21:00 | 0 | 0 | 186065 | 0 | 2846 | 0 | 15 | 106222.4511 | 10.6222 | 0 | 106222.4511 | 3186689.3512 | 254 | 86555.7844 | 1819.491 | 1819.491 | 19666.6667 | 106222.4511 | 106222.4511 | 0 | 0 | 0 | 0 | 86555.7844 | 0 | 0 | 0 | 0 | 0
2022-12-10 22:00 | 0 | 0 | 186065 | 0 | 2846 | 0 | 15 | 106222.4511 | 10.6222 | 0 | 106222.4511 | 3080466.9001 | 254 | 86555.7844 | 1819.491 | 1819.491 | 19666.6667 | 106222.4511 | 106222.4511 | 0 | 0 | 0 | 0 | 86555.7844 | 0 | 0 | 0 | 0 | 0
2022-12-10 23:00 | 0 | 0 | 186065 | 0 | 2846 | 0 | 15 | 106222.4511 | 10.6222 | 0 | 106222.4511 | 2974244.449 | 254 | 86555.7844 | 1819.491 | 1819.491 | 19666.6667 | 106222.4511 | 106222.4511 | 0 | 0 | 0 | 0 | 86555.7844 | 0 | 0 | 0 | 0 | 0
2022-12-11 | 0 | 0 | 186065 | 0 | 2846 | 0 | 15 | 108655.7844 | 10.8656 | 0 | 108655.7844 | 2868021.998 | 254 | 86555.7844 | 1819.491 | 1819.491 | 22100 | 108655.7844 | 108655.7844 | 0 | 0 | 0 | 0 | 86555.7844 | 0 | 0 | 0 | 0 | 0
2022-12-11 01:00 | 0 | 0 | 186065 | 0 | 2846 | 0 | 15 | 108655.7844 | 10.8656 | 0 | 108655.7844 | 2759366.2135 | 254 | 86555.7844 | 1819.491 | 1819.491 | 22100 | 108655.7844 | 108655.7844 | 0 | 0 | 0 | 0 | 86555.7844 | 0 | 0 | 0 | 0 | 0
2022-12-11 02:00 | 0 | 0 | 186065 | 0 | 2846 | 0 | 15 | 108655.7844 | 10.8656 | 0 | 108655.7844 | 2650710.4291 | 254 | 86555.7844 | 1819.491 | 1819.491 | 22100 | 108655.7844 | 108655.7844 | 0 | 0 | 0 | 0 | 86555.7844 | 0 | 0 | 0 | 0 | 0
2022-12-11 03:00 | 0 | 0 | 186065 | 0 | 2846 | 0 | 15 | 108655.7844 | 10.8656 | 0 | 108655.7844 | 2542054.6447 | 254 | 86555.7844 | 1819.491 | 1819.491 | 22100 | 108655.7844 | 108655.7844 | 0 | 0 | 0 | 0 | 86555.7844 | 0 | 0 | 0 | 0 | 0
2022-12-11 04:00 | 0 | 0 | 186065 | 0 | 2846 | 0 | 15 | 108655.7844 | 10.8656 | 0 | 108655.7844 | 2433398.8603 | 254 | 86555.7844 | 1819.491 | 1819.491 | 22100 | 108655.7844 | 108655.7844 | 0 | 0 | 0 | 0 | 86555.7844 | 0 | 0 | 0 | 0 | 0
2022-12-11 05:00 | 0 | 0 | 186065 | 0 | 2846 | 0 | 15 | 108655.7844 | 10.8656 | 0 | 108655.7844 | 2324743.0759 | 254 | 86555.7844 | 1819.491 | 1819.491 | 22100 | 108655.7844 | 108655.7844 | 0 | 0 | 0 | 0 | 86555.7844 | 0 | 0 | 0 | 0 | 0
2022-12-11 06:00 | 0 | 0 | 186065 | 0 | 2846 | 0 | 15 | 108655.7844 | 10.8656 | 0 | 108655.7844 | 2216087.2915 | 254 | 86555.7844 | 1819.491 | 1819.491 | 22100 | 108655.7844 | 108655.7844 | 0 | 0 | 0 | 0 | 86555.7844 | 0 | 0 | 0 | 0 | 0
2022-12-11 07:00 | 0.02233 | 0.02201 | 186065 | 4030.1865 | 2846 | 10473.4849 | 15 | 104625.5979 | 10.4626 | 0 | 94152.113 | 2107431.5071 | 254 | 86555.7844 | 1819.491 | 1819.491 | 22100 | 108655.7844 | 108655.7844 | 0 | 0 | 0 | 0 | 86555.7844 | 0 | 0 | 0 | 0 | 0
2022-12-11 08:00 | 0.1565 | 0.29979 | 186065 | 28245.5973 | 2846 | 142655.4312 | 15 | 80410.1871 | 8.041 | 62245.2442 | 0 | 2013279.3941 | 254 | 86555.7844 | 1819.491 | 1819.491 | 22100 | 108655.7844 | 108655.7844 | 0 | 0 | 0 | 28245.5973 | 58310.1871 | 0 | 0 | 0 | 0 | 0
2022-12-11 09:00 | 0.29898 | 0.42216 | 186065 | 53960.8223 | 2846 | 200885.3426 | 15 | 54694.9621 | 5.4695 | 146190.3805 | 0 | 2075524.6382 | 254 | 86555.7844 | 1819.491 | 1819.491 | 22100 | 108655.7844 | 108655.7844 | 0 | 0 | 0 | 31860.8223 | 54694.9621 | 0 | 0 | 0 | 0 | 0
2022-12-11 10:00 | 0.41588 | 0.4989 | 186065 | 75059.2908 | 2846 | 237402.1637 | 15 | 33596.4936 | 3.3596 | 203805.6701 | 0 | 2221715.0187 | 254 | 86555.7844 | 1819.491 | 1819.491 | 22100 | 108655.7844 | 108655.7844 | 0 | 0 | 0 | 75059.2908 | 11496.4936 | 0 | 0 | 0 | 0 | 0
2022-12-11 11:00 | 0.48433 | 0.54155 | 186065 | 87413.3556 | 2846 | 257697.2174 | 15 | 21242.4288 | 2.1242 | 236454.7886 | 0 | 2425520.6888 | 254 | 86555.7844 | 1819.491 | 1819.491 | 22100 | 108655.7844 | 108655.7844 | 0 | 0 | 0 | 86555.7844 | 0 | 0 | 0 | 0 | 0 | 0
2022-12-11 12:00 | 0.54328 | 0.62604 | 186065 | 98052.8314 | 2846 | 297901.8852 | 15 | 10602.953 | 1.0603 | 287298.9322 | 0 | 2661975.4773 | 254 | 86555.7844 | 1819.491 | 1819.491 | 22100 | 108655.7844 | 108655.7844 | 0 | 0 | 0 | 75952.8314 | 10602.953 | 0 | 0 | 0 | 0 | 0
2022-12-11 13:00 | 0.52995 | 0.70195 | 186065 | 95646.9923 | 2846 | 334023.7498 | 15 | 13008.7921 | 1.3009 | 321014.9578 | 0 | 2949274.4096 | 254 | 86555.7844 | 1819.491 | 1819.491 | 22100 | 108655.7844 | 108655.7844 | 0 | 0 | 0 | 86555.7844 | 0 | 0 | 0 | 0 | 0 | 0
2022-12-11 14:00 | 0.4219 | 0.66081 | 186065 | 76145.7988 | 2846 | 314447.2315 | 15 | 32509.9856 | 3.251 | 281937.2459 | 0 | 3270289.3673 | 254 | 86555.7844 | 1819.491 | 1819.491 | 22100 | 108655.7844 | 108655.7844 | 0 | 0 | 0 | 54045.7988 | 32509.9856 | 0 | 0 | 0 | 0 | 0
2022-12-11 15:00 | 0.26765 | 0.529 | 186065 | 48306.2883 | 2846 | 251725.2848 | 15 | 60349.4961 | 6.0349 | 191375.7887 | 0 | 3552226.6132 | 254 | 86555.7844 | 1819.491 | 1819.491 | 22100 | 108655.7844 | 108655.7844 | 0 | 0 | 0 | 26206.2883 | 60349.4961 | 0 | 0 | 0 | 0 | 0
2022-12-11 16:00 | 0.09947 | 0.23548 | 186065 | 17952.649 | 2846 | 112053.4406 | 15 | 90703.1354 | 9.0703 | 21350.3051 | 0 | 3743602.4019 | 254 | 86555.7844 | 1819.491 | 1819.491 | 22100 | 108655.7844 | 108655.7844 | 0 | 0 | 0 | 0 | 86555.7844 | 0 | 0 | 0 | 0 | 0
2022-12-11 17:00 | 0 | 0 | 186065 | 0 | 2846 | 0 | 15 | 108655.7844 | 10.8656 | 0 | 108655.7844 | 3764952.707 | 254 | 86555.7844 | 1819.491 | 1819.491 | 22100 | 108655.7844 | 108655.7844 | 0 | 0 | 0 | 0 | 86555.7844 | 0 | 0 | 0 | 0 | 0
2022-12-11 18:00 | 0 | 0 | 186065 | 0 | 2846 | 0 | 15 | 108655.7844 | 10.8656 | 0 | 108655.7844 | 3656296.9226 | 254 | 86555.7844 | 1819.491 | 1819.491 | 22100 | 108655.7844 | 108655.7844 | 0 | 0 | 0 | 0 | 86555.7844 | 0 | 0 | 0 | 0 | 0
2022-12-11 19:00 | 0 | 0 | 186065 | 0 | 2846 | 0 | 15 | 108655.7844 | 10.8656 | 0 | 108655.7844 | 3547641.1382 | 254 | 86555.7844 | 1819.491 | 1819.491 | 22100 | 108655.7844 | 108655.7844 | 0 | 0 | 0 | 0 | 86555.7844 | 0 | 0 | 0 | 0 | 0
2022-12-11 20:00 | 0 | 0 | 186065 | 0 | 2846 | 0 | 15 | 108655.7844 | 10.8656 | 0 | 108655.7844 | 3438985.3538 | 254 | 86555.7844 | 1819.491 | 1819.491 | 22100 | 108655.7844 | 108655.7844 | 0 | 0 | 0 | 0 | 86555.7844 | 0 | 0 | 0 | 0 | 0
2022-12-11 21:00 | 0 | 0 | 186065 | 0 | 2846 | 0 | 15 | 108655.7844 | 10.8656 | 0 | 108655.7844 | 3330329.5694 | 254 | 86555.7844 | 1819.491 | 1819.491 | 22100 | 108655.7844 | 108655.7844 | 0 | 0 | 0 | 0 | 86555.7844 | 0 | 0 | 0 | 0 | 0
2022-12-11 22:00 | 0 | 0 | 186065 | 0 | 2846 | 0 | 15 | 108655.7844 | 10.8656 | 0 | 108655.7844 | 3221673.785 | 254 | 86555.7844 | 1819.491 | 1819.491 | 22100 | 108655.7844 | 108655.7844 | 0 | 0 | 0 | 0 | 86555.7844 | 0 | 0 | 0 | 0 | 0
2022-12-11 23:00 | 0 | 0 | 186065 | 0 | 2846 | 0 | 15 | 108655.7844 | 10.8656 | 0 | 108655.7844 | 3113018.0005 | 254 | 86555.7844 | 1819.491 | 1819.491 | 22100 | 108655.7844 | 108655.7844 | 0 | 0 | 0 | 0 | 86555.7844 | 0 | 0 | 0 | 0 | 0
2022-12-12 | 0 | 0 | 186065 | 0 | 2846 | 0 | 15 | 109064.1177 | 10.9064 | 0 | 109064.1177 | 3004362.2161 | 254 | 86555.7844 | 1819.491 | 1819.491 | 22508.3333 | 109064.1177 | 109064.1177 | 0 | 0 | 0 | 0 | 86555.7844 | 0 | 0 | 0 | 0 | 0
2022-12-12 01:00 | 0 | 0 | 186065 | 0 | 2846 | 0 | 15 | 109064.1177 | 10.9064 | 0 | 109064.1177 | 2895298.0984 | 254 | 86555.7844 | 1819.491 | 1819.491 | 22508.3333 | 109064.1177 | 109064.1177 | 0 | 0 | 0 | 0 | 86555.7844 | 0 | 0 | 0 | 0 | 0
2022-12-12 02:00 | 0 | 0 | 186065 | 0 | 2846 | 0 | 15 | 109064.1177 | 10.9064 | 0 | 109064.1177 | 2786233.9806 | 254 | 86555.7844 | 1819.491 | 1819.491 | 22508.3333 | 109064.1177 | 109064.1177 | 0 | 0 | 0 | 0 | 86555.7844 | 0 | 0 | 0 | 0 | 0
2022-12-12 03:00 | 0 | 0 | 186065 | 0 | 2846 | 0 | 15 | 109064.1177 | 10.9064 | 0 | 109064.1177 | 2677169.8629 | 254 | 86555.7844 | 1819.491 | 1819.491 | 22508.3333 | 109064.1177 | 109064.1177 | 0 | 0 | 0 | 0 | 86555.7844 | 0 | 0 | 0 | 0 | 0
2022-12-12 04:00 | 0 | 0 | 186065 | 0 | 2846 | 0 | 15 | 109064.1177 | 10.9064 | 0 | 109064.1177 | 2568105.7451 | 254 | 86555.7844 | 1819.491 | 1819.491 | 22508.3333 | 109064.1177 | 109064.1177 | 0 | 0 | 0 | 0 | 86555.7844 | 0 | 0 | 0 | 0 | 0
2022-12-12 05:00 | 0 | 0 | 186065 | 0 | 2846 | 0 | 15 | 109064.1177 | 10.9064 | 0 | 109064.1177 | 2459041.6274 | 254 | 86555.7844 | 1819.491 | 1819.491 | 22508.3333 | 109064.1177 | 109064.1177 | 0 | 0 | 0 | 0 | 86555.7844 | 0 | 0 | 0 | 0 | 0
2022-12-12 06:00 | 0 | 0 | 186065 | 0 | 2846 | 0 | 15 | 109064.1177 | 10.9064 | 0 | 109064.1177 | 2349977.5096 | 254 | 86555.7844 | 1819.491 | 1819.491 | 22508.3333 | 109064.1177 | 109064.1177 | 0 | 0 | 0 | 0 | 86555.7844 | 0 | 0 | 0 | 0 | 0
2022-12-12 07:00 | 0.0228 | 0.02116 | 186065 | 4115.0135 | 2846 | 10069.0114 | 15 | 104949.1042 | 10.4949 | 0 | 94880.0928 | 2240913.3919 | 254 | 86555.7844 | 1819.491 | 1819.491 | 22508.3333 | 109064.1177 | 109064.1177 | 0 | 0 | 0 | 4115.0135 | 82440.7709 | 0 | 0 | 0 | 0 | 0
2022-12-12 08:00 | 0.16738 | 0.24919 | 186065 | 30209.2529 | 2846 | 118577.3605 | 15 | 78854.8648 | 7.8855 | 39722.4957 | 0 | 2146033.2991 | 254 | 86555.7844 | 1819.491 | 1819.491 | 22508.3333 | 109064.1177 | 109064.1177 | 0 | 0 | 0 | 30209.2529 | 56346.5315 | 0 | 0 | 0 | 0 | 0
2022-12-12 09:00 | 0.33067 | 0.47483 | 186065 | 59680.3301 | 2846 | 225948.4253 | 15 | 49383.7876 | 4.9384 | 176564.6377 | 0 | 2185755.7947 | 254 | 86555.7844 | 1819.491 | 1819.491 | 22508.3333 | 109064.1177 | 109064.1177 | 0 | 0 | 0 | 59680.3301 | 26875.4543 | 0 | 0 | 0 | 0 | 0
2022-12-12 10:00 | 0.47048 | 0.60284 | 186065 | 84913.6654 | 2846 | 286862.1374 | 15 | 24150.4524 | 2.415 | 262711.685 | 0 | 2362320.4324 | 254 | 86555.7844 | 1819.491 | 1819.491 | 22508.3333 | 109064.1177 | 109064.1177 | 0 | 0 | 0 | 84913.6654 | 1642.1191 | 0 | 0 | 0 | 0 | 0
2022-12-12 11:00 | 0.56522 | 0.70754 | 186065 | 102012.6295 | 2846 | 336683.758 | 15 | 7051.4882 | 0.70515 | 329632.2698 | 0 | 2625032.1175 | 254 | 86555.7844 | 1819.491 | 1819.491 | 22508.3333 | 109064.1177 | 109064.1177 | 0 | 0 | 0 | 86555.7844 | 0 | 0 | 0 | 0 | 0 | 0
2022-12-12 12:00 | 0.5314 | 0.49323 | 186065 | 95908.6928 | 2846 | 234704.0874 | 15 | 13155.425 | 1.3155 | 221548.6624 | 0 | 2954664.3873 | 254 | 86555.7844 | 1819.491 | 1819.491 | 22508.3333 | 109064.1177 | 109064.1177 | 0 | 0 | 0 | 73400.3594 | 13155.425 | 0 | 0 | 0 | 0 | 0
2022-12-12 13:00 | 0.45652 | 0.31272 | 186065 | 82394.122 | 2846 | 148808.1873 | 15 | 26669.9958 | 2.667 | 122138.1915 | 0 | 3176213.0497 | 254 | 86555.7844 | 1819.491 | 1819.491 | 22508.3333 | 109064.1177 | 109064.1177 | 0 | 0 | 0 | 59885.7887 | 26669.9958 | 0 | 0 | 0 | 0 | 0
2022-12-12 14:00 | 0.35265 | 0.37669 | 186065 | 63647.3476 | 2846 | 179248.3885 | 15 | 45416.7702 | 4.5417 | 133831.6184 | 0 | 3298351.2412 | 254 | 86555.7844 | 1819.491 | 1819.491 | 22508.3333 | 109064.1177 | 109064.1177 | 0 | 0 | 0 | 41139.0142 | 45416.7702 | 0 | 0 | 0 | 0 | 0
2022-12-12 15:00 | 0.22993 | 0.34331 | 186065 | 41498.4677 | 2846 | 163364.4755 | 15 | 67565.6501 | 6.7566 | 95798.8254 | 0 | 3432182.8595 | 254 | 86555.7844 | 1819.491 | 1819.491 | 22508.3333 | 109064.1177 | 109064.1177 | 0 | 0 | 0 | 41498.4677 | 45057.3167 | 0 | 0 | 0 | 0 | 0
2022-12-12 16:00 | 0.09035 | 0.17078 | 186065 | 16306.6436 | 2846 | 81265.8679 | 15 | 92757.4742 | 9.2757 | 0 | 11491.6062 | 3527981.6849 | 254 | 86555.7844 | 1819.491 | 1819.491 | 22508.3333 | 109064.1177 | 109064.1177 | 0 | 0 | 0 | 0 | 86555.7844 | 0 | 0 | 0 | 0 | 0
2022-12-12 17:00 | 0 | 0 | 186065 | 0 | 2846 | 0 | 15 | 109064.1177 | 10.9064 | 0 | 109064.1177 | 3516490.0787 | 254 | 86555.7844 | 1819.491 | 1819.491 | 22508.3333 | 109064.1177 | 109064.1177 | 0 | 0 | 0 | 0 | 86555.7844 | 0 | 0 | 0 | 0 | 0
2022-12-12 18:00 | 0 | 0 | 186065 | 0 | 2846 | 0 | 15 | 109064.1177 | 10.9064 | 0 | 109064.1177 | 3407425.9609 | 254 | 86555.7844 | 1819.491 | 1819.491 | 22508.3333 | 109064.1177 | 109064.1177 | 0 | 0 | 0 | 0 | 86555.7844 | 0 | 0 | 0 | 0 | 0
2022-12-12 19:00 | 0 | 0 | 186065 | 0 | 2846 | 0 | 15 | 109064.1177 | 10.9064 | 0 | 109064.1177 | 3298361.8432 | 254 | 86555.7844 | 1819.491 | 1819.491 | 22508.3333 | 109064.1177 | 109064.1177 | 0 | 0 | 0 | 0 | 86555.7844 | 0 | 0 | 0 | 0 | 0
2022-12-12 20:00 | 0 | 0 | 186065 | 0 | 2846 | 0 | 15 | 109064.1177 | 10.9064 | 0 | 109064.1177 | 3189297.7254 | 254 | 86555.7844 | 1819.491 | 1819.491 | 22508.3333 | 109064.1177 | 109064.1177 | 0 | 0 | 0 | 0 | 86555.7844 | 0 | 0 | 0 | 0 | 0
2022-12-12 21:00 | 0 | 0 | 186065 | 0 | 2846 | 0 | 15 | 109064.1177 | 10.9064 | 0 | 109064.1177 | 3080233.6077 | 254 | 86555.7844 | 1819.491 | 1819.491 | 22508.3333 | 109064.1177 | 109064.1177 | 0 | 0 | 0 | 0 | 86555.7844 | 0 | 0 | 0 | 0 | 0
2022-12-12 22:00 | 0 | 0 | 186065 | 0 | 2846 | 0 | 15 | 109064.1177 | 10.9064 | 0 | 109064.1177 | 2971169.4899 | 254 | 86555.7844 | 1819.491 | 1819.491 | 22508.3333 | 109064.1177 | 109064.1177 | 0 | 0 | 0 | 0 | 86555.7844 | 0 | 0 | 0 | 0 | 0
2022-12-12 23:00 | 0 | 0 | 186065 | 0 | 2846 | 0 | 15 | 109064.1177 | 10.9064 | 0 | 109064.1177 | 2862105.3722 | 254 | 86555.7844 | 1819.491 | 1819.491 | 22508.3333 | 109064.1177 | 109064.1177 | 0 | 0 | 0 | 0 | 86555.7844 | 0 | 0 | 0 | 0 | 0
2022-12-13 | 0 | 0 | 186065 | 0 | 2846 | 0 | 15 | 105389.1177 | 10.5389 | 0 | 105389.1177 | 2753041.2544 | 254 | 86555.7844 | 1819.491 | 1819.491 | 18833.3333 | 105389.1177 | 105389.1177 | 0 | 0 | 0 | 0 | 86555.7844 | 0 | 0 | 0 | 0 | 0
2022-12-13 01:00 | 0 | 0 | 186065 | 0 | 2846 | 0 | 15 | 105389.1177 | 10.5389 | 0 | 105389.1177 | 2647652.1367 | 254 | 86555.7844 | 1819.491 | 1819.491 | 18833.3333 | 105389.1177 | 105389.1177 | 0 | 0 | 0 | 0 | 86555.7844 | 0 | 0 | 0 | 0 | 0
2022-12-13 02:00 | 0 | 0 | 186065 | 0 | 2846 | 0 | 15 | 105389.1177 | 10.5389 | 0 | 105389.1177 | 2542263.0189 | 254 | 86555.7844 | 1819.491 | 1819.491 | 18833.3333 | 105389.1177 | 105389.1177 | 0 | 0 | 0 | 0 | 86555.7844 | 0 | 0 | 0 | 0 | 0
2022-12-13 03:00 | 0 | 0 | 186065 | 0 | 2846 | 0 | 15 | 105389.1177 | 10.5389 | 0 | 105389.1177 | 2436873.9012 | 254 | 86555.7844 | 1819.491 | 1819.491 | 18833.3333 | 105389.1177 | 105389.1177 | 0 | 0 | 0 | 0 | 86555.7844 | 0 | 0 | 0 | 0 | 0
2022-12-13 04:00 | 0 | 0 | 186065 | 0 | 2846 | 0 | 15 | 105389.1177 | 10.5389 | 0 | 105389.1177 | 2331484.7834 | 254 | 86555.7844 | 1819.491 | 1819.491 | 18833.3333 | 105389.1177 | 105389.1177 | 0 | 0 | 0 | 0 | 86555.7844 | 0 | 0 | 0 | 0 | 0
2022-12-13 05:00 | 0 | 0 | 186065 | 0 | 2846 | 0 | 15 | 105389.1177 | 10.5389 | 0 | 105389.1177 | 2226095.6657 | 254 | 86555.7844 | 1819.491 | 1819.491 | 18833.3333 | 105389.1177 | 105389.1177 | 0 | 0 | 0 | 0 | 86555.7844 | 0 | 0 | 0 | 0 | 0
2022-12-13 06:00 | 0 | 0 | 186065 | 0 | 2846 | 0 | 15 | 105389.1177 | 10.5389 | 0 | 105389.1177 | 2120706.5479 | 254 | 86555.7844 | 1819.491 | 1819.491 | 18833.3333 | 105389.1177 | 105389.1177 | 0 | 0 | 0 | 0 | 86555.7844 | 0 | 0 | 0 | 0 | 0
2022-12-13 07:00 | 0.0161 | 0.00428 | 186065 | 2905.7771 | 2846 | 2036.6431 | 15 | 102483.3406 | 10.2483 | 0 | 100446.6975 | 2015317.4302 | 254 | 86555.7844 | 1819.491 | 1819.491 | 18833.3333 | 105389.1177 | 105389.1177 | 0 | 0 | 0 | 0 | 86555.7844 | 0 | 0 | 0 | 0 | 0
2022-12-13 08:00 | 0.119 | 0.04076 | 186065 | 21477.483 | 2846 | 19395.6949 | 15 | 83911.6348 | 8.3912 | 0 | 64515.9399 | 1914870.7327 | 254 | 86555.7844 | 1819.491 | 1819.491 | 18833.3333 | 105389.1177 | 105389.1177 | 0 | 0 | 0 | 21477.4829 | 65078.3015 | 0 | 0 | 0 | 0 | 0
2022-12-13 09:00 | 0.24495 | 0.09952 | 186065 | 44209.3231 | 2846 | 47356.7114 | 15 | 61179.7947 | 6.118 | 0 | 13823.0832 | 1850354.7928 | 254 | 86555.7844 | 1819.491 | 1819.491 | 18833.3333 | 105389.1177 | 105389.1177 | 0 | 0 | 0 | 44209.3231 | 42346.4613 | 0 | 0 | 0 | 0 | 0
2022-12-13 10:00 | 0.35423 | 0.18287 | 186065 | 63932.5108 | 2846 | 87018.9089 | 15 | 41456.6069 | 4.1457 | 45562.302 | 0 | 1836531.7096 | 254 | 86555.7844 | 1819.491 | 1819.491 | 18833.3333 | 105389.1177 | 105389.1177 | 0 | 0 | 0 | 45099.1775 | 41456.6069 | 0 | 0 | 0 | 0 | 0
2022-12-13 11:00 | 0.41462 | 0.13322 | 186065 | 74831.8822 | 2846 | 63392.8969 | 15 | 30557.2356 | 3.0557 | 32835.6613 | 0 | 1882094.0116 | 254 | 86555.7844 | 1819.491 | 1819.491 | 18833.3333 | 105389.1177 | 105389.1177 | 0 | 0 | 0 | 55998.5489 | 30557.2356 | 0 | 0 | 0 | 0 | 0
2022-12-13 12:00 | 0.4582 | 0.16828 | 186065 | 82697.3335 | 2846 | 80076.2399 | 15 | 22691.7842 | 2.2692 | 57384.4557 | 0 | 1914929.6729 | 254 | 86555.7844 | 1819.491 | 1819.491 | 18833.3333 | 105389.1177 | 105389.1177 | 0 | 0 | 0 | 63864.0002 | 22691.7842 | 0 | 0 | 0 | 0 | 0
2022-12-13 13:00 | 0.36688 | 0.02227 | 186065 | 66215.6214 | 2846 | 10597.2062 | 15 | 39173.4964 | 3.9173 | 0 | 28576.2901 | 1972314.1286 | 254 | 86555.7844 | 1819.491 | 1819.491 | 18833.3333 | 105389.1177 | 105389.1177 | 0 | 0 | 0 | 66215.6214 | 20340.163 | 0 | 0 | 0 | 0 | 0
2022-12-13 14:00 | 0.26267 | 0.04544 | 186065 | 47407.4827 | 2846 | 21622.6785 | 15 | 57981.635 | 5.7982 | 0 | 36358.9565 | 1943737.8384 | 254 | 86555.7844 | 1819.491 | 1819.491 | 18833.3333 | 105389.1177 | 105389.1177 | 0 | 0 | 0 | 47407.4827 | 39148.3017 | 0 | 0 | 0 | 0 | 0
2022-12-13 15:00 | 0.1508 | 0.037 | 186065 | 27216.8439 | 2846 | 17606.4944 | 15 | 78172.2738 | 7.8172 | 0 | 60565.7794 | 1907378.8819 | 254 | 86555.7844 | 1819.491 | 1819.491 | 18833.3333 | 105389.1177 | 105389.1177 | 0 | 0 | 0 | 27216.8439 | 59338.9405 | 0 | 0 | 0 | 0 | 0
2022-12-13 16:00 | 0.05615 | 0.01499 | 186065 | 10134.1233 | 2846 | 7133.0095 | 15 | 95254.9945 | 9.5255 | 0 | 88121.985 | 1846813.1025 | 254 | 86555.7844 | 1819.491 | 1819.491 | 18833.3333 | 105389.1177 | 105389.1177 | 0 | 0 | 0 | 10134.1233 | 76421.6612 | 0 | 0 | 0 | 0 | 0
2022-12-13 17:00 | 0 | 0 | 186065 | 0 | 2846 | 0 | 15 | 105389.1177 | 10.5389 | 0 | 105389.1177 | 1758691.1175 | 254 | 86555.7844 | 1819.491 | 1819.491 | 18833.3333 | 105389.1177 | 105389.1177 | 0 | 0 | 0 | 0 | 86555.7844 | 0 | 0 | 0 | 0 | 0
2022-12-13 18:00 | 0 | 0 | 186065 | 0 | 2846 | 0 | 15 | 105389.1177 | 10.5389 | 0 | 105389.1177 | 1653301.9998 | 254 | 86555.7844 | 1819.491 | 1819.491 | 18833.3333 | 105389.1177 | 105389.1177 | 0 | 0 | 0 | 0 | 86555.7844 | 0 | 0 | 0 | 0 | 0
2022-12-13 19:00 | 0 | 0 | 186065 | 0 | 2846 | 0 | 15 | 105389.1177 | 10.5389 | 0 | 105389.1177 | 1547912.882 | 254 | 86555.7844 | 1819.491 | 1819.491 | 18833.3333 | 105389.1177 | 105389.1177 | 0 | 0 | 0 | 0 | 86555.7844 | 0 | 0 | 0 | 0 | 0
2022-12-13 20:00 | 0 | 0 | 186065 | 0 | 2846 | 0 | 15 | 105389.1177 | 10.5389 | 0 | 105389.1177 | 1442523.7643 | 254 | 86555.7844 | 1819.491 | 1819.491 | 18833.3333 | 105389.1177 | 105389.1177 | 0 | 0 | 0 | 0 | 86555.7844 | 0 | 0 | 0 | 0 | 0
2022-12-13 21:00 | 0 | 0 | 186065 | 0 | 2846 | 0 | 15 | 105389.1177 | 10.5389 | 0 | 105389.1177 | 1337134.6465 | 254 | 86555.7844 | 1819.491 | 1819.491 | 18833.3333 | 105389.1177 | 105389.1177 | 0 | 0 | 0 | 0 | 86555.7844 | 0 | 0 | 0 | 0 | 0
2022-12-13 22:00 | 0 | 0 | 186065 | 0 | 2846 | 0 | 15 | 105389.1177 | 10.5389 | 0 | 105389.1177 | 1231745.5288 | 254 | 86555.7844 | 1819.491 | 1819.491 | 18833.3333 | 105389.1177 | 105389.1177 | 0 | 0 | 0 | 0 | 86555.7844 | 0 | 0 | 0 | 0 | 0
2022-12-13 23:00 | 0 | 0 | 186065 | 0 | 2846 | 0 | 15 | 105389.1177 | 10.5389 | 0 | 105389.1177 | 1126356.411 | 254 | 86555.7844 | 1819.491 | 1819.491 | 18833.3333 | 105389.1177 | 105389.1177 | 0 | 0 | 0 | 0 | 86555.7844 | 0 | 0 | 0 | 0 | 0
2022-12-14 | 0 | 0 | 186065 | 0 | 2846 | 0 | 15 | 107722.4511 | 10.7722 | 0 | 107722.4511 | 1020967.2933 | 254 | 86555.7844 | 1819.491 | 1819.491 | 21166.6667 | 107722.4511 | 107722.4511 | 0 | 0 | 0 | 0 | 86555.7844 | 0 | 0 | 0 | 0 | 0
2022-12-14 01:00 | 0 | 0 | 186065 | 0 | 2846 | 0 | 15 | 107722.4511 | 10.7722 | 0 | 107722.4511 | 913244.8422 | 254 | 86555.7844 | 1819.491 | 1819.491 | 21166.6667 | 107722.4511 | 107722.4511 | 0 | 0 | 0 | 0 | 86555.7844 | 0 | 0 | 0 | 0 | 0
2022-12-14 02:00 | 0 | 0 | 186065 | 0 | 2846 | 0 | 15 | 107722.4511 | 10.7722 | 0 | 107722.4511 | 805522.3911 | 254 | 86555.7844 | 1819.491 | 1819.491 | 21166.6667 | 107722.4511 | 107722.4511 | 0 | 0 | 0 | 0 | 86555.7844 | 0 | 0 | 0 | 0 | 0
2022-12-14 03:00 | 0 | 0 | 186065 | 0 | 2846 | 0 | 15 | 107722.4511 | 10.7722 | 0 | 107722.4511 | 697799.94 | 254 | 86555.7844 | 1819.491 | 1819.491 | 21166.6667 | 107722.4511 | 107722.4511 | 0 | 0 | 0 | 0 | 86555.7844 | 0 | 0 | 0 | 0 | 0
2022-12-14 04:00 | 0 | 0 | 186065 | 0 | 2846 | 0 | 15 | 107722.4511 | 10.7722 | 0 | 107722.4511 | 590077.489 | 254 | 86555.7844 | 1819.491 | 1819.491 | 21166.6667 | 107722.4511 | 107722.4511 | 0 | 0 | 0 | 0 | 86555.7844 | 0 | 0 | 0 | 0 | 0
2022-12-14 05:00 | 0 | 0 | 186065 | 0 | 2846 | 0 | 15 | 107722.4511 | 10.7722 | 0 | 107722.4511 | 482355.0379 | 254 | 86555.7844 | 1819.491 | 1819.491 | 21166.6667 | 107722.4511 | 107722.4511 | 0 | 0 | 0 | 0 | 86555.7844 | 0 | 0 | 0 | 0 | 0
2022-12-14 06:00 | 0 | 0 | 186065 | 0 | 2846 | 0 | 15 | 107722.4511 | 10.7722 | 0 | 107722.4511 | 374632.5868 | 254 | 86555.7844 | 1819.491 | 1819.491 | 21166.6667 | 107722.4511 | 107722.4511 | 0 | 0 | 0 | 0 | 86555.7844 | 0 | 0 | 0 | 0 | 0
2022-12-14 07:00 | 0.0189 | 0.00228 | 186065 | 3411.1296 | 2846 | 1084.9407 | 15 | 104311.3214 | 10.4311 | 0 | 103226.3807 | 266910.1357 | 254 | 86555.7844 | 1819.491 | 1819.491 | 21166.6667 | 107722.4511 | 107722.4511 | 0 | 0 | 0 | 3411.1296 | 83144.6548 | 0 | 0 | 0 | 0 | 0
2022-12-14 08:00 | 0.143 | 0.08313 | 186065 | 25809.0761 | 2846 | 39557.5103 | 15 | 81913.3749 | 8.1913 | 0 | 42355.8647 | 163683.755 | 254 | 86555.7844 | 1819.491 | 1819.491 | 21166.6667 | 107722.4511 | 107722.4511 | 0 | 0 | 0 | 25809.0761 | 60746.7083 | 0 | 0 | 0 | 0 | 0
2022-12-14 09:00 | 0.29208 | 0.17886 | 186065 | 52715.4892 | 2846 | 85110.7456 | 15 | 55006.9618 | 5.5007 | 30103.7838 | 0 | 121327.8903 | 254 | 86555.7844 | 1819.491 | 1819.491 | 21166.6667 | 107722.4511 | 107722.4511 | 0 | 0 | 0 | 31548.8226 | 55006.9618 | 0 | 0 | 0 | 0 | 0
2022-12-14 10:00 | 0.4092 | 0.27775 | 186065 | 73853.6641 | 2846 | 132167.6708 | 15 | 33868.787 | 3.3869 | 98298.8838 | 0 | 151431.6741 | 254 | 86555.7844 | 1819.491 | 1819.491 | 21166.6667 | 107722.4511 | 107722.4511 | 0 | 0 | 0 | 73853.6641 | 12702.1204 | 0 | 0 | 0 | 0 | 0
2022-12-14 11:00 | 0.48033 | 0.40258 | 186065 | 86691.4234 | 2846 | 191568.1761 | 15 | 21031.0277 | 2.1031 | 170537.1484 | 0 | 249730.5579 | 254 | 86555.7844 | 1819.491 | 1819.491 | 21166.6667 | 107722.4511 | 107722.4511 | 0 | 0 | 0 | 86555.7844 | 0 | 0 | 0 | 0 | 0 | 0
2022-12-14 12:00 | 0.45398 | 0.1256 | 186065 | 81935.695 | 2846 | 59766.9107 | 15 | 25786.756 | 2.5787 | 33980.1547 | 0 | 420267.7063 | 254 | 86555.7844 | 1819.491 | 1819.491 | 21166.6667 | 107722.4511 | 107722.4511 | 0 | 0 | 0 | 60769.0284 | 25786.756 | 0 | 0 | 0 | 0 | 0
2022-12-14 13:00 | 0.28455 | 0.00331 | 186065 | 51356.4519 | 2846 | 1575.0675 | 15 | 56365.9992 | 5.6366 | 0 | 54790.9317 | 454247.861 | 254 | 86555.7844 | 1819.491 | 1819.491 | 21166.6667 | 107722.4511 | 107722.4511 | 0 | 0 | 0 | 51356.4519 | 35199.3325 | 0 | 0 | 0 | 0 | 0
2022-12-14 14:00 | 0.23423 | 0.00694 | 186065 | 42274.5448 | 2846 | 3302.4073 | 15 | 65447.9063 | 6.5448 | 0 | 62145.499 | 399456.9293 | 254 | 86555.7844 | 1819.491 | 1819.491 | 21166.6667 | 107722.4511 | 107722.4511 | 0 | 0 | 0 | 21107.8781 | 65447.9063 | 0 | 0 | 0 | 0 | 0
2022-12-14 15:00 | 0.1541 | 0.00171 | 186065 | 27812.438 | 2846 | 813.7056 | 15 | 5348.7749 | 0.53488 | 0 | 4535.0694 | 337311.4303 | 254 | 11994.5463 | 1819.491 | 252.1376 | 21166.6667 | 107722.4511 | 33161.2129 | 0 | 74561.2382 | 74561.2382 | 6645.7713 | 5348.7749 | 0 | 0 | 0 | 0 | 0
2022-12-14 16:00 | 0.06228 | 0 | 186065 | 11240.4844 | 2846 | 0 | 15 | 9926.1823 | 0.99262 | 0 | 9926.1823 | 332776.3609 | 254 | 0 | 1819.491 | 0 | 21166.6667 | 107722.4511 | 21166.6667 | 0 | 86555.7844 | 86555.7844 | 0 | 0 | 0 | 0 | 0 | 0 | 0
2022-12-14 17:00 | 0 | 0 | 186065 | 0 | 2846 | 0 | 15 | 21166.6667 | 2.1167 | 0 | 21166.6667 | 322850.1786 | 254 | 0 | 1819.491 | 0 | 21166.6667 | 107722.4511 | 21166.6667 | 0 | 86555.7844 | 86555.7844 | 0 | 0 | 0 | 0 | 0 | 0 | 0
2022-12-14 18:00 | 0 | 0 | 186065 | 0 | 2846 | 0 | 15 | 21166.6667 | 2.1167 | 0 | 21166.6667 | 301683.512 | 254 | 0 | 1819.491 | 0 | 21166.6667 | 107722.4511 | 21166.6667 | 0 | 86555.7844 | 86555.7844 | 0 | 0 | 0 | 0 | 0 | 0 | 0
2022-12-14 19:00 | 0 | 0 | 186065 | 0 | 2846 | 0 | 15 | 21166.6667 | 2.1167 | 0 | 21166.6667 | 280516.8453 | 254 | 0 | 1819.491 | 0 | 21166.6667 | 107722.4511 | 21166.6667 | 0 | 86555.7844 | 86555.7844 | 0 | 0 | 0 | 0 | 0 | 0 | 0
2022-12-14 20:00 | 0 | 0 | 186065 | 0 | 2846 | 0 | 15 | 21166.6667 | 2.1167 | 0 | 21166.6667 | 259350.1786 | 254 | 0 | 1819.491 | 0 | 21166.6667 | 107722.4511 | 21166.6667 | 0 | 86555.7844 | 86555.7844 | 0 | 0 | 0 | 0 | 0 | 0 | 0
2022-12-14 21:00 | 0 | 0 | 186065 | 0 | 2846 | 0 | 15 | 21166.6667 | 2.1167 | 0 | 21166.6667 | 238183.512 | 254 | 0 | 1819.491 | 0 | 21166.6667 | 107722.4511 | 21166.6667 | 0 | 86555.7844 | 86555.7844 | 0 | 0 | 0 | 0 | 0 | 0 | 0
2022-12-14 22:00 | 0 | 0 | 186065 | 0 | 2846 | 0 | 15 | 21166.6667 | 2.1167 | 0 | 21166.6667 | 217016.8453 | 254 | 0 | 1819.491 | 0 | 21166.6667 | 107722.4511 | 21166.6667 | 0 | 86555.7844 | 86555.7844 | 0 | 0 | 0 | 0 | 0 | 0 | 0
2022-12-14 23:00 | 0 | 0 | 186065 | 0 | 2846 | 0 | 15 | 21166.6667 | 2.1167 | 0 | 21166.6667 | 195850.1786 | 254 | 0 | 1819.491 | 0 | 21166.6667 | 107722.4511 | 21166.6667 | 0 | 86555.7844 | 86555.7844 | 0 | 0 | 0 | 0 | 0 | 0 | 0
2022-12-15 | 0 | 0 | 186065 | 0 | 2846 | 0 | 15 | 22416.6667 | 2.2417 | 0 | 22416.6667 | 174683.512 | 254 | 0 | 1819.491 | 0 | 22416.6667 | 108972.4511 | 22416.6667 | 0 | 86555.7844 | 86555.7844 | 0 | 0 | 0 | 0 | 0 | 0 | 0
2022-12-15 01:00 | 0 | 0 | 186065 | 0 | 2846 | 0 | 15 | 22416.6667 | 2.2417 | 0 | 22416.6667 | 152266.8453 | 254 | 0 | 1819.491 | 0 | 22416.6667 | 108972.4511 | 22416.6667 | 0 | 86555.7844 | 86555.7844 | 0 | 0 | 0 | 0 | 0 | 0 | 0
2022-12-15 02:00 | 0 | 0 | 186065 | 0 | 2846 | 0 | 15 | 22416.6667 | 2.2417 | 0 | 22416.6667 | 129850.1786 | 254 | 0 | 1819.491 | 0 | 22416.6667 | 108972.4511 | 22416.6667 | 0 | 86555.7844 | 86555.7844 | 0 | 0 | 0 | 0 | 0 | 0 | 0
2022-12-15 03:00 | 0 | 0 | 186065 | 0 | 2846 | 0 | 15 | 22416.6667 | 2.2417 | 0 | 22416.6667 | 107433.512 | 254 | 0 | 1819.491 | 0 | 22416.6667 | 108972.4511 | 22416.6667 | 0 | 86555.7844 | 86555.7844 | 0 | 0 | 0 | 0 | 0 | 0 | 0
2022-12-15 04:00 | 0 | 0 | 186065 | 0 | 2846 | 0 | 15 | 22416.6667 | 2.2417 | 0 | 22416.6667 | 85016.8453 | 254 | 0 | 1819.491 | 0 | 22416.6667 | 108972.4511 | 22416.6667 | 0 | 86555.7844 | 86555.7844 | 0 | 0 | 0 | 0 | 0 | 0 | 0
2022-12-15 05:00 | 0 | 0 | 186065 | 0 | 2846 | 0 | 15 | 22416.6667 | 2.2417 | 0 | 22416.6667 | 62600.1786 | 254 | 0 | 1819.491 | 0 | 22416.6667 | 108972.4511 | 22416.6667 | 0 | 86555.7844 | 86555.7844 | 0 | 0 | 0 | 0 | 0 | 0 | 0
2022-12-15 06:00 | 0 | 0 | 186065 | 0 | 2846 | 0 | 15 | 22416.6667 | 2.2417 | 0 | 22416.6667 | 40183.512 | 254 | 0 | 1819.491 | 0 | 22416.6667 | 108972.4511 | 22416.6667 | 0 | 86555.7844 | 86555.7844 | 0 | 0 | 0 | 0 | 0 | 0 | 0
2022-12-15 07:00 | 0.01875 | 0.00266 | 186065 | 3384.0572 | 2846 | 1265.7642 | 15 | 19032.6095 | 1.9033 | 0 | 17766.8453 | 17766.8453 | 254 | 0 | 1819.491 | 0 | 22416.6667 | 108972.4511 | 22416.6667 | 0 | 86555.7844 | 86555.7844 | 0 | 0 | 0 | 0 | 0 | 0 | 0
2022-12-15 08:00 | 0.14945 | 0.18069 | 186065 | 26973.1918 | 2846 | 85981.5533 | 15 | 81999.2593 | 8.1999 | 3982.2941 | 0 | 0 | 254 | 86555.7844 | 1819.491 | 1819.491 | 22416.6667 | 108972.4511 | 108972.4511 | 0 | 0 | 0 | 4556.5252 | 81999.2593 | 0 | 0 | 0 | 0 | 0
2022-12-15 09:00 | 0.30602 | 0.33734 | 186065 | 55231.423 | 2846 | 160523.6438 | 15 | 53741.0281 | 5.3741 | 106782.6157 | 0 | 3982.2941 | 254 | 86555.7844 | 1819.491 | 1819.491 | 22416.6667 | 108972.4511 | 108972.4511 | 0 | 0 | 0 | 32814.7563 | 53741.0281 | 0 | 0 | 0 | 0 | 0
2022-12-15 10:00 | 0.44027 | 0.43426 | 186065 | 79461.2724 | 2846 | 206643.1421 | 15 | 29511.1787 | 2.9511 | 177131.9635 | 0 | 110764.9098 | 254 | 86555.7844 | 1819.491 | 1819.491 | 22416.6667 | 108972.4511 | 108972.4511 | 0 | 0 | 0 | 57044.6058 | 29511.1787 | 0 | 0 | 0 | 0 | 0
2022-12-15 11:00 | 0.5223 | 0.47723 | 186065 | 94266.297 | 2846 | 227090.4682 | 15 | 14706.1541 | 1.4706 | 212384.3141 | 0 | 287896.8732 | 254 | 86555.7844 | 1819.491 | 1819.491 | 22416.6667 | 108972.4511 | 108972.4511 | 0 | 0 | 0 | 86555.7844 | 0 | 0 | 0 | 0 | 0 | 0
2022-12-15 12:00 | 0.56705 | 0.61629 | 186065 | 102342.9135 | 2846 | 293262.336 | 15 | 6629.5376 | 0.66295 | 286632.7985 | 0 | 500281.1873 | 254 | 86555.7844 | 1819.491 | 1819.491 | 22416.6667 | 108972.4511 | 108972.4511 | 0 | 0 | 0 | 79926.2468 | 6629.5376 | 0 | 0 | 0 | 0 | 0
2022-12-15 13:00 | 0.5187 | 0.59036 | 186065 | 93616.558 | 2846 | 280923.5144 | 15 | 15355.893 | 1.5356 | 265567.6214 | 0 | 786913.9858 | 254 | 86555.7844 | 1819.491 | 1819.491 | 22416.6667 | 108972.4511 | 108972.4511 | 0 | 0 | 0 | 71199.8914 | 15355.893 | 0 | 0 | 0 | 0 | 0
2022-12-15 14:00 | 0.36788 | 0.44324 | 186065 | 66396.1044 | 2846 | 210916.2859 | 15 | 42576.3466 | 4.2576 | 168339.9392 | 0 | 1052481.6072 | 254 | 86555.7844 | 1819.491 | 1819.491 | 22416.6667 | 108972.4511 | 108972.4511 | 0 | 0 | 0 | 66396.1044 | 20159.68 | 0 | 0 | 0 | 0 | 0
2022-12-15 15:00 | 0.23079 | 0.34004 | 186065 | 41653.6831 | 2846 | 161808.442 | 15 | 67318.768 | 6.7319 | 94489.6741 | 0 | 1220821.5464 | 254 | 86555.7844 | 1819.491 | 1819.491 | 22416.6667 | 108972.4511 | 108972.4511 | 0 | 0 | 0 | 19237.0164 | 67318.768 | 0 | 0 | 0 | 0 | 0
2022-12-15 16:00 | 0.08633 | 0.17646 | 186065 | 15581.1017 | 2846 | 83968.7028 | 15 | 93391.3494 | 9.3391 | 0 | 9422.6466 | 1315311.2205 | 254 | 86555.7844 | 1819.491 | 1819.491 | 22416.6667 | 108972.4511 | 108972.4511 | 0 | 0 | 0 | 0 | 86555.7844 | 0 | 0 | 0 | 0 | 0
2022-12-15 17:00 | 0 | 0 | 186065 | 0 | 2846 | 0 | 15 | 108972.4511 | 10.8972 | 0 | 108972.4511 | 1305888.5739 | 254 | 86555.7844 | 1819.491 | 1819.491 | 22416.6667 | 108972.4511 | 108972.4511 | 0 | 0 | 0 | 0 | 86555.7844 | 0 | 0 | 0 | 0 | 0
2022-12-15 18:00 | 0 | 0 | 186065 | 0 | 2846 | 0 | 15 | 108972.4511 | 10.8972 | 0 | 108972.4511 | 1196916.1228 | 254 | 86555.7844 | 1819.491 | 1819.491 | 22416.6667 | 108972.4511 | 108972.4511 | 0 | 0 | 0 | 0 | 86555.7844 | 0 | 0 | 0 | 0 | 0
2022-12-15 19:00 | 0 | 0 | 186065 | 0 | 2846 | 0 | 15 | 108972.4511 | 10.8972 | 0 | 108972.4511 | 1087943.6717 | 254 | 86555.7844 | 1819.491 | 1819.491 | 22416.6667 | 108972.4511 | 108972.4511 | 0 | 0 | 0 | 0 | 86555.7844 | 0 | 0 | 0 | 0 | 0
2022-12-15 20:00 | 0 | 0 | 186065 | 0 | 2846 | 0 | 15 | 108972.4511 | 10.8972 | 0 | 108972.4511 | 978971.2206 | 254 | 86555.7844 | 1819.491 | 1819.491 | 22416.6667 | 108972.4511 | 108972.4511 | 0 | 0 | 0 | 0 | 86555.7844 | 0 | 0 | 0 | 0 | 0
2022-12-15 21:00 | 0 | 0 | 186065 | 0 | 2846 | 0 | 15 | 108972.4511 | 10.8972 | 0 | 108972.4511 | 869998.7695 | 254 | 86555.7844 | 1819.491 | 1819.491 | 22416.6667 | 108972.4511 | 108972.4511 | 0 | 0 | 0 | 0 | 86555.7844 | 0 | 0 | 0 | 0 | 0
2022-12-15 22:00 | 0 | 0 | 186065 | 0 | 2846 | 0 | 15 | 108972.4511 | 10.8972 | 0 | 108972.4511 | 761026.3184 | 254 | 86555.7844 | 1819.491 | 1819.491 | 22416.6667 | 108972.4511 | 108972.4511 | 0 | 0 | 0 | 0 | 86555.7844 | 0 | 0 | 0 | 0 | 0
2022-12-15 23:00 | 0 | 0 | 186065 | 0 | 2846 | 0 | 15 | 108972.4511 | 10.8972 | 0 | 108972.4511 | 652053.8674 | 254 | 86555.7844 | 1819.491 | 1819.491 | 22416.6667 | 108972.4511 | 108972.4511 | 0 | 0 | 0 | 0 | 86555.7844 | 0 | 0 | 0 | 0 | 0
2022-12-16 | 0 | 0 | 186065 | 0 | 2846 | 0 | 15 | 107914.1177 | 10.7914 | 0 | 107914.1177 | 543081.4163 | 254 | 86555.7844 | 1819.491 | 1819.491 | 21358.3333 | 107914.1177 | 107914.1177 | 0 | 0 | 0 | 0 | 86555.7844 | 0 | 0 | 0 | 0 | 0
2022-12-16 01:00 | 0 | 0 | 186065 | 0 | 2846 | 0 | 15 | 107914.1177 | 10.7914 | 0 | 107914.1177 | 435167.2985 | 254 | 86555.7844 | 1819.491 | 1819.491 | 21358.3333 | 107914.1177 | 107914.1177 | 0 | 0 | 0 | 0 | 86555.7844 | 0 | 0 | 0 | 0 | 0
2022-12-16 02:00 | 0 | 0 | 186065 | 0 | 2846 | 0 | 15 | 107914.1177 | 10.7914 | 0 | 107914.1177 | 327253.1808 | 254 | 86555.7844 | 1819.491 | 1819.491 | 21358.3333 | 107914.1177 | 107914.1177 | 0 | 0 | 0 | 0 | 86555.7844 | 0 | 0 | 0 | 0 | 0
2022-12-16 03:00 | 0 | 0 | 186065 | 0 | 2846 | 0 | 15 | 53261.7581 | 5.3262 | 0 | 53261.7581 | 219339.063 | 254 | 31903.4247 | 1819.491 | 670.6426 | 21358.3333 | 107914.1177 | 53261.7581 | 0 | 54652.3597 | 54652.3597 | 0 | 31903.4247 | 0 | 0 | 0 | 0 | 0
2022-12-16 04:00 | 0 | 0 | 186065 | 0 | 2846 | 0 | 15 | 107914.1177 | 10.7914 | 0 | 107914.1177 | 166077.3049 | 254 | 86555.7844 | 1819.491 | 1819.491 | 21358.3333 | 107914.1177 | 107914.1177 | 0 | 0 | 0 | 0 | 86555.7844 | 0 | 0 | 0 | 0 | 0
2022-12-16 05:00 | 0 | 0 | 186065 | 0 | 2846 | 0 | 15 | 21358.3333 | 2.1358 | 0 | 21358.3333 | 58163.1872 | 254 | 0 | 1819.491 | 0 | 21358.3333 | 107914.1177 | 21358.3333 | 0 | 86555.7844 | 86555.7844 | 0 | 0 | 0 | 0 | 0 | 0 | 0
2022-12-16 06:00 | 0 | 0 | 186065 | 0 | 2846 | 0 | 15 | 21358.3333 | 2.1358 | 0 | 21358.3333 | 36804.8539 | 254 | 0 | 1819.491 | 0 | 21358.3333 | 107914.1177 | 21358.3333 | 0 | 86555.7844 | 86555.7844 | 0 | 0 | 0 | 0 | 0 | 0 | 0
2022-12-16 07:00 | 0.01865 | 0.00535 | 186065 | 3366.0089 | 2846 | 2545.8039 | 15 | 17992.3245 | 1.7992 | 0 | 15446.5205 | 15446.5205 | 254 | 0 | 1819.491 | 0 | 21358.3333 | 107914.1177 | 21358.3333 | 0 | 86555.7844 | 86555.7844 | 0 | 0 | 0 | 0 | 0 | 0 | 0
2022-12-16 08:00 | 0.15585 | 0.24693 | 186065 | 28128.2833 | 2846 | 117501.9368 | 15 | 79785.8344 | 7.9786 | 0 | 0 | 0 | 254 | 86555.7844 | 1819.491 | 1819.491 | 21358.3333 | 107914.1177 | 107914.1177 | 0 | 0 | 0 | 28128.2833 | 58427.5011 | 0 | 0 | 0 | 0 | 0
2022-12-16 09:00 | 0.32095 | 0.43812 | 186065 | 57926.0349 | 2846 | 208479.9277 | 15 | 49988.0829 | 4.9988 | 54991.3441 | 0 | 0 | 254 | 86555.7844 | 1819.491 | 1819.491 | 21358.3333 | 107914.1177 | 107914.1177 | 0 | 0 | 0 | 57926.0349 | 28629.7495 | 0 | 0 | 0 | 0 | 0
2022-12-16 10:00 | 0.4603 | 0.54853 | 186065 | 83076.3479 | 2846 | 261018.6587 | 15 | 24837.7698 | 2.4838 | 236180.8889 | 0 | 54991.3441 | 254 | 86555.7844 | 1819.491 | 1819.491 | 21358.3333 | 107914.1177 | 107914.1177 | 0 | 0 | 0 | 61718.0146 | 24837.7698 | 0 | 0 | 0 | 0 | 0
2022-12-16 11:00 | 0.54555 | 0.60919 | 186065 | 98462.5279 | 2846 | 289883.7925 | 15 | 9451.5898 | 0.94516 | 280432.2027 | 0 | 291172.233 | 254 | 86555.7844 | 1819.491 | 1819.491 | 21358.3333 | 107914.1177 | 107914.1177 | 0 | 0 | 0 | 86555.7844 | 0 | 0 | 0 | 0 | 0 | 0
2022-12-16 12:00 | 0.57797 | 0.69634 | 186065 | 104313.7884 | 2846 | 331354.2246 | 15 | 3600.3293 | 0.36003 | 327753.8953 | 0 | 571604.4357 | 254 | 86555.7844 | 1819.491 | 1819.491 | 21358.3333 | 107914.1177 | 107914.1177 | 0 | 0 | 0 | 82955.4551 | 3600.3293 | 0 | 0 | 0 | 0 | 0
2022-12-16 13:00 | 0.52972 | 0.67173 | 186065 | 95605.4812 | 2846 | 319643.5266 | 15 | 12308.6365 | 1.2309 | 307334.8901 | 0 | 899358.331 | 254 | 86555.7844 | 1819.491 | 1819.491 | 21358.3333 | 107914.1177 | 107914.1177 | 0 | 0 | 0 | 74247.1479 | 12308.6365 | 0 | 0 | 0 | 0 | 0
2022-12-16 14:00 | 0.4198 | 0.59171 | 186065 | 75766.7844 | 2846 | 281565.9136 | 15 | 32147.3334 | 3.2147 | 249418.5802 | 0 | 1206693.2211 | 254 | 86555.7844 | 1819.491 | 1819.491 | 21358.3333 | 107914.1177 | 107914.1177 | 0 | 0 | 0 | 75766.7844 | 10789 | 0 | 0 | 0 | 0 | 0
2022-12-16 15:00 | 0.2626 | 0.44812 | 186065 | 47394.8489 | 2846 | 213238.4397 | 15 | 60519.2688 | 6.0519 | 152719.1709 | 0 | 1456111.8013 | 254 | 86555.7844 | 1819.491 | 1819.491 | 21358.3333 | 107914.1177 | 107914.1177 | 0 | 0 | 0 | 47394.8489 | 39160.9355 | 0 | 0 | 0 | 0 | 0
2022-12-16 16:00 | 0.10018 | 0.21401 | 186065 | 18080.7919 | 2846 | 101836.9153 | 15 | 89833.3258 | 8.9833 | 12003.5895 | 0 | 1608830.9722 | 254 | 86555.7844 | 1819.491 | 1819.491 | 21358.3333 | 107914.1177 | 107914.1177 | 0 | 0 | 0 | 0 | 86555.7844 | 0 | 0 | 0 | 0 | 0
2022-12-16 17:00 | 0 | 0 | 186065 | 0 | 2846 | 0 | 15 | 107914.1177 | 10.7914 | 0 | 107914.1177 | 1620834.5617 | 254 | 86555.7844 | 1819.491 | 1819.491 | 21358.3333 | 107914.1177 | 107914.1177 | 0 | 0 | 0 | 0 | 86555.7844 | 0 | 0 | 0 | 0 | 0
2022-12-16 18:00 | 0 | 0 | 186065 | 0 | 2846 | 0 | 15 | 107914.1177 | 10.7914 | 0 | 107914.1177 | 1512920.444 | 254 | 86555.7844 | 1819.491 | 1819.491 | 21358.3333 | 107914.1177 | 107914.1177 | 0 | 0 | 0 | 0 | 86555.7844 | 0 | 0 | 0 | 0 | 0
2022-12-16 19:00 | 0 | 0 | 186065 | 0 | 2846 | 0 | 15 | 107914.1177 | 10.7914 | 0 | 107914.1177 | 1405006.3262 | 254 | 86555.7844 | 1819.491 | 1819.491 | 21358.3333 | 107914.1177 | 107914.1177 | 0 | 0 | 0 | 0 | 86555.7844 | 0 | 0 | 0 | 0 | 0
2022-12-16 20:00 | 0 | 0 | 186065 | 0 | 2846 | 0 | 15 | 107914.1177 | 10.7914 | 0 | 107914.1177 | 1297092.2085 | 254 | 86555.7844 | 1819.491 | 1819.491 | 21358.3333 | 107914.1177 | 107914.1177 | 0 | 0 | 0 | 0 | 86555.7844 | 0 | 0 | 0 | 0 | 0
2022-12-16 21:00 | 0 | 0 | 186065 | 0 | 2846 | 0 | 15 | 107914.1177 | 10.7914 | 0 | 107914.1177 | 1189178.0907 | 254 | 86555.7844 | 1819.491 | 1819.491 | 21358.3333 | 107914.1177 | 107914.1177 | 0 | 0 | 0 | 0 | 86555.7844 | 0 | 0 | 0 | 0 | 0
2022-12-16 22:00 | 0 | 0 | 186065 | 0 | 2846 | 0 | 15 | 107914.1177 | 10.7914 | 0 | 107914.1177 | 1081263.973 | 254 | 86555.7844 | 1819.491 | 1819.491 | 21358.3333 | 107914.1177 | 107914.1177 | 0 | 0 | 0 | 0 | 86555.7844 | 0 | 0 | 0 | 0 | 0
2022-12-16 23:00 | 0 | 0 | 186065 | 0 | 2846 | 0 | 15 | 107914.1177 | 10.7914 | 0 | 107914.1177 | 973349.8552 | 254 | 86555.7844 | 1819.491 | 1819.491 | 21358.3333 | 107914.1177 | 107914.1177 | 0 | 0 | 0 | 0 | 86555.7844 | 0 | 0 | 0 | 0 | 0
2022-12-17 | 0 | 0 | 186065 | 0 | 2846 | 0 | 15 | 109572.4511 | 10.9572 | 0 | 109572.4511 | 865435.7375 | 254 | 86555.7844 | 1819.491 | 1819.491 | 23016.6667 | 109572.4511 | 109572.4511 | 0 | 0 | 0 | 0 | 86555.7844 | 0 | 0 | 0 | 0 | 0
2022-12-17 01:00 | 0 | 0 | 186065 | 0 | 2846 | 0 | 15 | 109572.4511 | 10.9572 | 0 | 109572.4511 | 755863.2864 | 254 | 86555.7844 | 1819.491 | 1819.491 | 23016.6667 | 109572.4511 | 109572.4511 | 0 | 0 | 0 | 0 | 86555.7844 | 0 | 0 | 0 | 0 | 0
2022-12-17 02:00 | 0 | 0 | 186065 | 0 | 2846 | 0 | 15 | 109572.4511 | 10.9572 | 0 | 109572.4511 | 646290.8353 | 254 | 86555.7844 | 1819.491 | 1819.491 | 23016.6667 | 109572.4511 | 109572.4511 | 0 | 0 | 0 | 0 | 86555.7844 | 0 | 0 | 0 | 0 | 0
2022-12-17 03:00 | 0 | 0 | 186065 | 0 | 2846 | 0 | 15 | 109572.4511 | 10.9572 | 0 | 109572.4511 | 536718.3842 | 254 | 86555.7844 | 1819.491 | 1819.491 | 23016.6667 | 109572.4511 | 109572.4511 | 0 | 0 | 0 | 0 | 86555.7844 | 0 | 0 | 0 | 0 | 0
2022-12-17 04:00 | 0 | 0 | 186065 | 0 | 2846 | 0 | 15 | 109572.4511 | 10.9572 | 0 | 109572.4511 | 427145.9331 | 254 | 86555.7844 | 1819.491 | 1819.491 | 23016.6667 | 109572.4511 | 109572.4511 | 0 | 0 | 0 | 0 | 86555.7844 | 0 | 0 | 0 | 0 | 0
2022-12-17 05:00 | 0 | 0 | 186065 | 0 | 2846 | 0 | 15 | 109572.4511 | 10.9572 | 0 | 109572.4511 | 317573.482 | 254 | 86555.7844 | 1819.491 | 1819.491 | 23016.6667 | 109572.4511 | 109572.4511 | 0 | 0 | 0 | 0 | 86555.7844 | 0 | 0 | 0 | 0 | 0
2022-12-17 06:00 | 0 | 0 | 186065 | 0 | 2846 | 0 | 15 | 109572.4511 | 10.9572 | 0 | 109572.4511 | 208001.031 | 254 | 86555.7844 | 1819.491 | 1819.491 | 23016.6667 | 109572.4511 | 109572.4511 | 0 | 0 | 0 | 0 | 86555.7844 | 0 | 0 | 0 | 0 | 0
2022-12-17 07:00 | 0.01927 | 0.01611 | 186065 | 3477.9084 | 2846 | 7665.9628 | 15 | 106094.5427 | 10.6095 | 0 | 98428.5799 | 98428.5799 | 254 | 86555.7844 | 1819.491 | 1819.491 | 23016.6667 | 109572.4511 | 109572.4511 | 0 | 0 | 0 | 3477.9084 | 83077.876 | 0 | 0 | 0 | 0 | 0
2022-12-17 08:00 | 0.166 | 0.33834 | 186065 | 29960.1863 | 2846 | 160999.495 | 15 | 79612.2648 | 7.9612 | 0 | 0 | 0 | 254 | 86555.7844 | 1819.491 | 1819.491 | 23016.6667 | 109572.4511 | 109572.4511 | 0 | 0 | 0 | 29960.1863 | 56595.5981 | 0 | 0 | 0 | 0 | 0
2022-12-17 09:00 | 0.34015 | 0.55748 | 186065 | 61391.3095 | 2846 | 265277.527 | 15 | 48181.1416 | 4.8181 | 0 | 0 | 0 | 254 | 86555.7844 | 1819.491 | 1819.491 | 23016.6667 | 109572.4511 | 109572.4511 | 0 | 0 | 0 | 38374.6428 | 48181.1416 | 0 | 0 | 0 | 0 | 0
2022-12-17 10:00 | 0.48238 | 0.66418 | 186065 | 87061.4137 | 2846 | 316050.85 | 15 | 22511.0374 | 2.2511 | 0 | 0 | 0 | 254 | 86555.7844 | 1819.491 | 1819.491 | 23016.6667 | 109572.4511 | 109572.4511 | 0 | 0 | 0 | 64044.747 | 22511.0374 | 0 | 0 | 0 | 0 | 0
2022-12-17 11:00 | 0.56892 | 0.71976 | 186065 | 102680.4168 | 2846 | 342498.6597 | 15 | 6892.0343 | 0.6892 | 3648.6293 | 0 | 0 | 254 | 86555.7844 | 1819.491 | 1819.491 | 23016.6667 | 109572.4511 | 109572.4511 | 0 | 0 | 0 | 86555.7844 | 0 | 0 | 0 | 0 | 0 | 0
2022-12-17 12:00 | 0.61262 | 0.88887 | 186065 | 110567.5261 | 2846 | 422969.8561 | 15 | 0 | 0 | 422969.8561 | 0 | 3648.6293 | 254 | 86555.7844 | 1819.491 | 1819.491 | 23016.6667 | 109572.4511 | 109572.4511 | 0 | 0 | 0 | 86555.7844 | 0 | 0 | 0 | 0 | 0 | 0
2022-12-17 13:00 | 0.5665 | 0.87915 | 186065 | 102243.6478 | 2846 | 418344.5825 | 15 | 7328.8033 | 0.73288 | 411015.7792 | 0 | 426618.4854 | 254 | 86555.7844 | 1819.491 | 1819.491 | 23016.6667 | 109572.4511 | 109572.4511 | 0 | 0 | 0 | 79226.9812 | 7328.8033 | 0 | 0 | 0 | 0 | 0
2022-12-17 14:00 | 0.4577 | 0.81988 | 186065 | 82607.092 | 2846 | 390140.8819 | 15 | 26965.3591 | 2.6965 | 363175.5228 | 0 | 837634.2646 | 254 | 86555.7844 | 1819.491 | 1819.491 | 23016.6667 | 109572.4511 | 109572.4511 | 0 | 0 | 0 | 82607.092 | 3948.6924 | 0 | 0 | 0 | 0 | 0
2022-12-17 15:00 | 0.29738 | 0.70388 | 186065 | 53672.0494 | 2846 | 334942.1427 | 15 | 55900.4017 | 5.59 | 279041.741 | 0 | 1200809.7874 | 254 | 86555.7844 | 1819.491 | 1819.491 | 23016.6667 | 109572.4511 | 109572.4511 | 0 | 0 | 0 | 30655.3827 | 55900.4017 | 0 | 0 | 0 | 0 | 0
2022-12-17 16:00 | 0.11855 | 0.41917 | 186065 | 21396.2656 | 2846 | 199462.5475 | 15 | 88176.1855 | 8.8176 | 111286.362 | 0 | 1479851.5284 | 254 | 86555.7844 | 1819.491 | 1819.491 | 23016.6667 | 109572.4511 | 109572.4511 | 0 | 0 | 0 | 0 | 86555.7844 | 0 | 0 | 0 | 0 | 0
2022-12-17 17:00 | 0 | 0 | 186065 | 0 | 2846 | 0 | 15 | 109572.4511 | 10.9572 | 0 | 109572.4511 | 1591137.8904 | 254 | 86555.7844 | 1819.491 | 1819.491 | 23016.6667 | 109572.4511 | 109572.4511 | 0 | 0 | 0 | 0 | 86555.7844 | 0 | 0 | 0 | 0 | 0
2022-12-17 18:00 | 0 | 0 | 186065 | 0 | 2846 | 0 | 15 | 109572.4511 | 10.9572 | 0 | 109572.4511 | 1481565.4393 | 254 | 86555.7844 | 1819.491 | 1819.491 | 23016.6667 | 109572.4511 | 109572.4511 | 0 | 0 | 0 | 0 | 86555.7844 | 0 | 0 | 0 | 0 | 0
2022-12-17 19:00 | 0 | 0 | 186065 | 0 | 2846 | 0 | 15 | 109572.4511 | 10.9572 | 0 | 109572.4511 | 1371992.9882 | 254 | 86555.7844 | 1819.491 | 1819.491 | 23016.6667 | 109572.4511 | 109572.4511 | 0 | 0 | 0 | 0 | 86555.7844 | 0 | 0 | 0 | 0 | 0
2022-12-17 20:00 | 0 | 0 | 186065 | 0 | 2846 | 0 | 15 | 109572.4511 | 10.9572 | 0 | 109572.4511 | 1262420.5371 | 254 | 86555.7844 | 1819.491 | 1819.491 | 23016.6667 | 109572.4511 | 109572.4511 | 0 | 0 | 0 | 0 | 86555.7844 | 0 | 0 | 0 | 0 | 0
2022-12-17 21:00 | 0 | 0 | 186065 | 0 | 2846 | 0 | 15 | 109572.4511 | 10.9572 | 0 | 109572.4511 | 1152848.086 | 254 | 86555.7844 | 1819.491 | 1819.491 | 23016.6667 | 109572.4511 | 109572.4511 | 0 | 0 | 0 | 0 | 86555.7844 | 0 | 0 | 0 | 0 | 0
2022-12-17 22:00 | 0 | 0 | 186065 | 0 | 2846 | 0 | 15 | 109572.4511 | 10.9572 | 0 | 109572.4511 | 1043275.635 | 254 | 86555.7844 | 1819.491 | 1819.491 | 23016.6667 | 109572.4511 | 109572.4511 | 0 | 0 | 0 | 0 | 86555.7844 | 0 | 0 | 0 | 0 | 0
2022-12-17 23:00 | 0 | 0 | 186065 | 0 | 2846 | 0 | 15 | 109572.4511 | 10.9572 | 0 | 109572.4511 | 933703.1839 | 254 | 86555.7844 | 1819.491 | 1819.491 | 23016.6667 | 109572.4511 | 109572.4511 | 0 | 0 | 0 | 0 | 86555.7844 | 0 | 0 | 0 | 0 | 0
2022-12-18 | 0 | 0 | 186065 | 0 | 2846 | 0 | 15 | 109972.4511 | 10.9972 | 0 | 109972.4511 | 824130.7328 | 254 | 86555.7844 | 1819.491 | 1819.491 | 23416.6667 | 109972.4511 | 109972.4511 | 0 | 0 | 0 | 0 | 86555.7844 | 0 | 0 | 0 | 0 | 0
2022-12-18 01:00 | 0 | 0 | 186065 | 0 | 2846 | 0 | 15 | 109972.4511 | 10.9972 | 0 | 109972.4511 | 714158.2817 | 254 | 86555.7844 | 1819.491 | 1819.491 | 23416.6667 | 109972.4511 | 109972.4511 | 0 | 0 | 0 | 0 | 86555.7844 | 0 | 0 | 0 | 0 | 0
2022-12-18 02:00 | 0 | 0 | 186065 | 0 | 2846 | 0 | 15 | 109972.4511 | 10.9972 | 0 | 109972.4511 | 604185.8306 | 254 | 86555.7844 | 1819.491 | 1819.491 | 23416.6667 | 109972.4511 | 109972.4511 | 0 | 0 | 0 | 0 | 86555.7844 | 0 | 0 | 0 | 0 | 0
2022-12-18 03:00 | 0 | 0 | 186065 | 0 | 2846 | 0 | 15 | 109972.4511 | 10.9972 | 0 | 109972.4511 | 494213.3796 | 254 | 86555.7844 | 1819.491 | 1819.491 | 23416.6667 | 109972.4511 | 109972.4511 | 0 | 0 | 0 | 0 | 86555.7844 | 0 | 0 | 0 | 0 | 0
2022-12-18 04:00 | 0 | 0 | 186065 | 0 | 2846 | 0 | 15 | 109972.4511 | 10.9972 | 0 | 109972.4511 | 384240.9285 | 254 | 86555.7844 | 1819.491 | 1819.491 | 23416.6667 | 109972.4511 | 109972.4511 | 0 | 0 | 0 | 0 | 86555.7844 | 0 | 0 | 0 | 0 | 0
2022-12-18 05:00 | 0 | 0 | 186065 | 0 | 2846 | 0 | 15 | 109972.4511 | 10.9972 | 0 | 109972.4511 | 274268.4774 | 254 | 86555.7844 | 1819.491 | 1819.491 | 23416.6667 | 109972.4511 | 109972.4511 | 0 | 0 | 0 | 0 | 86555.7844 | 0 | 0 | 0 | 0 | 0
2022-12-18 06:00 | 0 | 0 | 186065 | 0 | 2846 | 0 | 15 | 109972.4511 | 10.9972 | 0 | 109972.4511 | 164296.0263 | 254 | 86555.7844 | 1819.491 | 1819.491 | 23416.6667 | 109972.4511 | 109972.4511 | 0 | 0 | 0 | 0 | 86555.7844 | 0 | 0 | 0 | 0 | 0
2022-12-18 07:00 | 0.02298 | 0.10823 | 186065 | 4147.5005 | 2846 | 51501.3754 | 15 | 105824.9506 | 10.5825 | 0 | 54323.5752 | 54323.5752 | 254 | 86555.7844 | 1819.491 | 1819.491 | 23416.6667 | 109972.4511 | 109972.4511 | 0 | 0 | 0 | 0 | 86555.7844 | 0 | 0 | 0 | 0 | 0
2022-12-18 08:00 | 0.18955 | 0.59494 | 186065 | 34210.5621 | 2846 | 283102.9129 | 15 | 75761.889 | 7.5762 | 54014.6894 | 0 | 0 | 254 | 86555.7844 | 1819.491 | 1819.491 | 23416.6667 | 109972.4511 | 109972.4511 | 0 | 0 | 0 | 10793.8955 | 75761.889 | 0 | 0 | 0 | 0 | 0
2022-12-18 09:00 | 0.37245 | 0.80164 | 186065 | 67220.912 | 2846 | 381461.356 | 15 | 42751.5391 | 4.2752 | 338709.8169 | 0 | 54014.6894 | 254 | 86555.7844 | 1819.491 | 1819.491 | 23416.6667 | 109972.4511 | 109972.4511 | 0 | 0 | 0 | 43804.2453 | 42751.5391 | 0 | 0 | 0 | 0 | 0
2022-12-18 10:00 | 0.5159 | 0.87911 | 186065 | 93111.2055 | 2846 | 418325.5484 | 15 | 16861.2456 | 1.6861 | 401464.3028 | 0 | 392724.5062 | 254 | 86555.7844 | 1819.491 | 1819.491 | 23416.6667 | 109972.4511 | 109972.4511 | 0 | 0 | 0 | 69694.5388 | 16861.2456 | 0 | 0 | 0 | 0 | 0
2022-12-18 11:00 | 0.60267 | 0.92148 | 186065 | 108771.7197 | 2846 | 438487.3638 | 15 | 1200.7313 | 0.12007 | 437286.6324 | 0 | 794188.8091 | 254 | 86555.7844 | 1819.491 | 1819.491 | 23416.6667 | 109972.4511 | 109972.4511 | 0 | 0 | 0 | 86555.7844 | 0 | 0 | 0 | 0 | 0 | 0
2022-12-18 12:00 | 0.6241 | 0.93404 | 186065 | 112639.4715 | 2846 | 444464.0548 | 15 | 0 | 0 | 444464.0548 | 0 | 1231475.4415 | 254 | 86555.7844 | 1819.491 | 1819.491 | 23416.6667 | 109972.4511 | 109972.4511 | 0 | 0 | 0 | 86555.7844 | 0 | 0 | 0 | 0 | 0 | 0
2022-12-18 13:00 | 0.57865 | 0.92982 | 186065 | 104436.5169 | 2846 | 442455.9628 | 15 | 5535.9342 | 0.55359 | 436920.0286 | 0 | 1675939.4963 | 254 | 86555.7844 | 1819.491 | 1819.491 | 23416.6667 | 109972.4511 | 109972.4511 | 0 | 0 | 0 | 81019.8502 | 5535.9342 | 0 | 0 | 0 | 0 | 0
2022-12-18 14:00 | 0.47002 | 0.87907 | 186065 | 84830.6432 | 2846 | 418306.5144 | 15 | 25141.8079 | 2.5142 | 393164.7065 | 0 | 2112859.5249 | 254 | 86555.7844 | 1819.491 | 1819.491 | 23416.6667 | 109972.4511 | 109972.4511 | 0 | 0 | 0 | 61413.9765 | 25141.8079 | 0 | 0 | 0 | 0 | 0
2022-12-18 15:00 | 0.30933 | 0.78017 | 186065 | 55828.8219 | 2846 | 371244.8307 | 15 | 54143.6292 | 5.4144 | 317101.2015 | 0 | 2506024.2314 | 254 | 86555.7844 | 1819.491 | 1819.491 | 23416.6667 | 109972.4511 | 109972.4511 | 0 | 0 | 0 | 32412.1552 | 54143.6292 | 0 | 0 | 0 | 0 | 0
2022-12-18 16:00 | 0.1275 | 0.51684 | 186065 | 23011.5889 | 2846 | 245938.9342 | 15 | 86960.8622 | 8.6961 | 158978.072 | 0 | 2823125.4329 | 254 | 86555.7844 | 1819.491 | 1819.491 | 23416.6667 | 109972.4511 | 109972.4511 | 0 | 0 | 0 | 0 | 86555.7844 | 0 | 0 | 0 | 0 | 0
2022-12-18 17:00 | 0 | 0 | 186065 | 0 | 2846 | 0 | 15 | 109972.4511 | 10.9972 | 0 | 109972.4511 | 2982103.5049 | 254 | 86555.7844 | 1819.491 | 1819.491 | 23416.6667 | 109972.4511 | 109972.4511 | 0 | 0 | 0 | 0 | 86555.7844 | 0 | 0 | 0 | 0 | 0
2022-12-18 18:00 | 0 | 0 | 186065 | 0 | 2846 | 0 | 15 | 109972.4511 | 10.9972 | 0 | 109972.4511 | 2872131.0538 | 254 | 86555.7844 | 1819.491 | 1819.491 | 23416.6667 | 109972.4511 | 109972.4511 | 0 | 0 | 0 | 0 | 86555.7844 | 0 | 0 | 0 | 0 | 0
2022-12-18 19:00 | 0 | 0 | 186065 | 0 | 2846 | 0 | 15 | 109972.4511 | 10.9972 | 0 | 109972.4511 | 2762158.6027 | 254 | 86555.7844 | 1819.491 | 1819.491 | 23416.6667 | 109972.4511 | 109972.4511 | 0 | 0 | 0 | 0 | 86555.7844 | 0 | 0 | 0 | 0 | 0
2022-12-18 20:00 | 0 | 0 | 186065 | 0 | 2846 | 0 | 15 | 109972.4511 | 10.9972 | 0 | 109972.4511 | 2652186.1516 | 254 | 86555.7844 | 1819.491 | 1819.491 | 23416.6667 | 109972.4511 | 109972.4511 | 0 | 0 | 0 | 0 | 86555.7844 | 0 | 0 | 0 | 0 | 0
2022-12-18 21:00 | 0 | 0 | 186065 | 0 | 2846 | 0 | 15 | 109972.4511 | 10.9972 | 0 | 109972.4511 | 2542213.7005 | 254 | 86555.7844 | 1819.491 | 1819.491 | 23416.6667 | 109972.4511 | 109972.4511 | 0 | 0 | 0 | 0 | 86555.7844 | 0 | 0 | 0 | 0 | 0
2022-12-18 22:00 | 0 | 0 | 186065 | 0 | 2846 | 0 | 15 | 109972.4511 | 10.9972 | 0 | 109972.4511 | 2432241.2494 | 254 | 86555.7844 | 1819.491 | 1819.491 | 23416.6667 | 109972.4511 | 109972.4511 | 0 | 0 | 0 | 0 | 86555.7844 | 0 | 0 | 0 | 0 | 0
2022-12-18 23:00 | 0 | 0 | 186065 | 0 | 2846 | 0 | 15 | 109972.4511 | 10.9972 | 0 | 109972.4511 | 2322268.7984 | 254 | 86555.7844 | 1819.491 | 1819.491 | 23416.6667 | 109972.4511 | 109972.4511 | 0 | 0 | 0 | 0 | 86555.7844 | 0 | 0 | 0 | 0 | 0
2022-12-19 | 0 | 0 | 186065 | 0 | 2846 | 0 | 15 | 108347.4511 | 10.8347 | 0 | 108347.4511 | 2212296.3473 | 254 | 86555.7844 | 1819.491 | 1819.491 | 21791.6667 | 108347.4511 | 108347.4511 | 0 | 0 | 0 | 0 | 86555.7844 | 0 | 0 | 0 | 0 | 0
2022-12-19 01:00 | 0 | 0 | 186065 | 0 | 2846 | 0 | 15 | 108347.4511 | 10.8347 | 0 | 108347.4511 | 2103948.8962 | 254 | 86555.7844 | 1819.491 | 1819.491 | 21791.6667 | 108347.4511 | 108347.4511 | 0 | 0 | 0 | 0 | 86555.7844 | 0 | 0 | 0 | 0 | 0
2022-12-19 02:00 | 0 | 0 | 186065 | 0 | 2846 | 0 | 15 | 108347.4511 | 10.8347 | 0 | 108347.4511 | 1995601.4451 | 254 | 86555.7844 | 1819.491 | 1819.491 | 21791.6667 | 108347.4511 | 108347.4511 | 0 | 0 | 0 | 0 | 86555.7844 | 0 | 0 | 0 | 0 | 0
2022-12-19 03:00 | 0 | 0 | 186065 | 0 | 2846 | 0 | 15 | 108347.4511 | 10.8347 | 0 | 108347.4511 | 1887253.994 | 254 | 86555.7844 | 1819.491 | 1819.491 | 21791.6667 | 108347.4511 | 108347.4511 | 0 | 0 | 0 | 0 | 86555.7844 | 0 | 0 | 0 | 0 | 0
2022-12-19 04:00 | 0 | 0 | 186065 | 0 | 2846 | 0 | 15 | 108347.4511 | 10.8347 | 0 | 108347.4511 | 1778906.5429 | 254 | 86555.7844 | 1819.491 | 1819.491 | 21791.6667 | 108347.4511 | 108347.4511 | 0 | 0 | 0 | 0 | 86555.7844 | 0 | 0 | 0 | 0 | 0
2022-12-19 05:00 | 0 | 0 | 186065 | 0 | 2846 | 0 | 15 | 108347.4511 | 10.8347 | 0 | 108347.4511 | 1670559.0919 | 254 | 86555.7844 | 1819.491 | 1819.491 | 21791.6667 | 108347.4511 | 108347.4511 | 0 | 0 | 0 | 0 | 86555.7844 | 0 | 0 | 0 | 0 | 0
2022-12-19 06:00 | 0 | 0 | 186065 | 0 | 2846 | 0 | 15 | 108347.4511 | 10.8347 | 0 | 108347.4511 | 1562211.6408 | 254 | 86555.7844 | 1819.491 | 1819.491 | 21791.6667 | 108347.4511 | 108347.4511 | 0 | 0 | 0 | 0 | 86555.7844 | 0 | 0 | 0 | 0 | 0
2022-12-19 07:00 | 0.0231 | 0.12528 | 186065 | 4169.1585 | 2846 | 59614.6383 | 15 | 104178.2926 | 10.4178 | 0 | 44563.6543 | 1453864.1897 | 254 | 86555.7844 | 1819.491 | 1819.491 | 21791.6667 | 108347.4511 | 108347.4511 | 0 | 0 | 0 | 4169.1585 | 82386.626 | 0 | 0 | 0 | 0 | 0
2022-12-19 08:00 | 0.1917 | 0.61735 | 186065 | 34598.6007 | 2846 | 293766.7383 | 15 | 73748.8504 | 7.3749 | 220017.8879 | 0 | 1409300.5354 | 254 | 86555.7844 | 1819.491 | 1819.491 | 21791.6667 | 108347.4511 | 108347.4511 | 0 | 0 | 0 | 34598.6007 | 51957.1837 | 0 | 0 | 0 | 0 | 0
2022-12-19 09:00 | 0.37558 | 0.81563 | 186065 | 67785.8239 | 2846 | 388118.5143 | 15 | 40561.6272 | 4.0562 | 347556.8871 | 0 | 1629318.4233 | 254 | 86555.7844 | 1819.491 | 1819.491 | 21791.6667 | 108347.4511 | 108347.4511 | 0 | 0 | 0 | 67785.8239 | 18769.9605 | 0 | 0 | 0 | 0 | 0
2022-12-19 10:00 | 0.51978 | 0.88794 | 186065 | 93811.4797 | 2846 | 422527.3145 | 15 | 14535.9714 | 1.4536 | 407991.3432 | 0 | 1976875.3104 | 254 | 86555.7844 | 1819.491 | 1819.491 | 21791.6667 | 108347.4511 | 108347.4511 | 0 | 0 | 0 | 72019.8131 | 14535.9714 | 0 | 0 | 0 | 0 | 0
2022-12-19 11:00 | 0.60765 | 0.92799 | 186065 | 109670.5253 | 2846 | 441585.1551 | 15 | 0 | 0 | 441585.1551 | 0 | 2384866.6536 | 254 | 86555.7844 | 1819.491 | 1819.491 | 21791.6667 | 108347.4511 | 108347.4511 | 0 | 0 | 0 | 86555.7844 | 0 | 0 | 0 | 0 | 0 | 0
2022-12-19 12:00 | 0.62528 | 0.91006 | 186065 | 112852.4415 | 2846 | 433053.1431 | 15 | 0 | 0 | 433053.1431 | 0 | 2826451.8087 | 254 | 86555.7844 | 1819.491 | 1819.491 | 21791.6667 | 108347.4511 | 108347.4511 | 0 | 0 | 0 | 86555.7844 | 0 | 0 | 0 | 0 | 0 | 0
2022-12-19 13:00 | 0.57942 | 0.90011 | 186065 | 104575.4888 | 2846 | 428318.4236 | 15 | 3771.9623 | 0.3772 | 424546.4614 | 0 | 3259504.9518 | 254 | 86555.7844 | 1819.491 | 1819.491 | 21791.6667 | 108347.4511 | 108347.4511 | 0 | 0 | 0 | 82783.8222 | 3771.9623 | 0 | 0 | 0 | 0 | 0
2022-12-19 14:00 | 0.4698 | 0.84278 | 186065 | 84790.9369 | 2846 | 401037.8743 | 15 | 23556.5142 | 2.3557 | 377481.3601 | 0 | 3684051.4131 | 254 | 86555.7844 | 1819.491 | 1819.491 | 21791.6667 | 108347.4511 | 108347.4511 | 0 | 0 | 0 | 84790.9369 | 1764.8475 | 0 | 0 | 0 | 0 | 0
2022-12-19 15:00 | 0.3078 | 0.7318 | 186065 | 55552.6828 | 2846 | 348227.9082 | 15 | 52794.7683 | 5.2795 | 295433.1399 | 0 | 4061532.7733 | 254 | 86555.7844 | 1819.491 | 1819.491 | 21791.6667 | 108347.4511 | 108347.4511 | 0 | 0 | 0 | 33761.0161 | 52794.7683 | 0 | 0 | 0 | 0 | 0
2022-12-19 16:00 | 0.12565 | 0.44809 | 186065 | 22677.6952 | 2846 | 213224.1642 | 15 | 85669.7559 | 8.567 | 127554.4084 | 0 | 4356965.9131 | 254 | 86555.7844 | 1819.491 | 1819.491 | 21791.6667 | 108347.4511 | 108347.4511 | 0 | 0 | 0 | 22677.6952 | 63878.0892 | 0 | 0 | 0 | 0 | 0
2022-12-19 17:00 | 0 | 0 | 186065 | 0 | 2846 | 0 | 15 | 108347.4511 | 10.8347 | 0 | 108347.4511 | 4484520.3215 | 254 | 86555.7844 | 1819.491 | 1819.491 | 21791.6667 | 108347.4511 | 108347.4511 | 0 | 0 | 0 | 0 | 86555.7844 | 0 | 0 | 0 | 0 | 0
2022-12-19 18:00 | 0 | 0 | 186065 | 0 | 2846 | 0 | 15 | 108347.4511 | 10.8347 | 0 | 108347.4511 | 4376172.8704 | 254 | 86555.7844 | 1819.491 | 1819.491 | 21791.6667 | 108347.4511 | 108347.4511 | 0 | 0 | 0 | 0 | 86555.7844 | 0 | 0 | 0 | 0 | 0
2022-12-19 19:00 | 0 | 0 | 186065 | 0 | 2846 | 0 | 15 | 108347.4511 | 10.8347 | 0 | 108347.4511 | 4267825.4193 | 254 | 86555.7844 | 1819.491 | 1819.491 | 21791.6667 | 108347.4511 | 108347.4511 | 0 | 0 | 0 | 0 | 86555.7844 | 0 | 0 | 0 | 0 | 0
2022-12-19 20:00 | 0 | 0 | 186065 | 0 | 2846 | 0 | 15 | 108347.4511 | 10.8347 | 0 | 108347.4511 | 4159477.9683 | 254 | 86555.7844 | 1819.491 | 1819.491 | 21791.6667 | 108347.4511 | 108347.4511 | 0 | 0 | 0 | 0 | 86555.7844 | 0 | 0 | 0 | 0 | 0
2022-12-19 21:00 | 0 | 0 | 186065 | 0 | 2846 | 0 | 15 | 108347.4511 | 10.8347 | 0 | 108347.4511 | 4051130.5172 | 254 | 86555.7844 | 1819.491 | 1819.491 | 21791.6667 | 108347.4511 | 108347.4511 | 0 | 0 | 0 | 0 | 86555.7844 | 0 | 0 | 0 | 0 | 0
2022-12-19 22:00 | 0 | 0 | 186065 | 0 | 2846 | 0 | 15 | 108347.4511 | 10.8347 | 0 | 108347.4511 | 3942783.0661 | 254 | 86555.7844 | 1819.491 | 1819.491 | 21791.6667 | 108347.4511 | 108347.4511 | 0 | 0 | 0 | 0 | 86555.7844 | 0 | 0 | 0 | 0 | 0
2022-12-19 23:00 | 0 | 0 | 186065 | 0 | 2846 | 0 | 15 | 108347.4511 | 10.8347 | 0 | 108347.4511 | 3834435.615 | 254 | 86555.7844 | 1819.491 | 1819.491 | 21791.6667 | 108347.4511 | 108347.4511 | 0 | 0 | 0 | 0 | 86555.7844 | 0 | 0 | 0 | 0 | 0
2022-12-20 | 0 | 0 | 186065 | 0 | 2846 | 0 | 15 | 100222.4511 | 10.0222 | 0 | 100222.4511 | 3726088.1639 | 254 | 86555.7844 | 1819.491 | 1819.491 | 13666.6667 | 100222.4511 | 100222.4511 | 0 | 0 | 0 | 0 | 86555.7844 | 0 | 0 | 0 | 0 | 0
2022-12-20 01:00 | 0 | 0 | 186065 | 0 | 2846 | 0 | 15 | 100222.4511 | 10.0222 | 0 | 100222.4511 | 3625865.7128 | 254 | 86555.7844 | 1819.491 | 1819.491 | 13666.6667 | 100222.4511 | 100222.4511 | 0 | 0 | 0 | 0 | 86555.7844 | 0 | 0 | 0 | 0 | 0
2022-12-20 02:00 | 0 | 0 | 186065 | 0 | 2846 | 0 | 15 | 100222.4511 | 10.0222 | 0 | 100222.4511 | 3525643.2618 | 254 | 86555.7844 | 1819.491 | 1819.491 | 13666.6667 | 100222.4511 | 100222.4511 | 0 | 0 | 0 | 0 | 86555.7844 | 0 | 0 | 0 | 0 | 0
2022-12-20 03:00 | 0 | 0 | 186065 | 0 | 2846 | 0 | 15 | 100222.4511 | 10.0222 | 0 | 100222.4511 | 3425420.8107 | 254 | 86555.7844 | 1819.491 | 1819.491 | 13666.6667 | 100222.4511 | 100222.4511 | 0 | 0 | 0 | 0 | 86555.7844 | 0 | 0 | 0 | 0 | 0
2022-12-20 04:00 | 0 | 0 | 186065 | 0 | 2846 | 0 | 15 | 100222.4511 | 10.0222 | 0 | 100222.4511 | 3325198.3596 | 254 | 86555.7844 | 1819.491 | 1819.491 | 13666.6667 | 100222.4511 | 100222.4511 | 0 | 0 | 0 | 0 | 86555.7844 | 0 | 0 | 0 | 0 | 0
2022-12-20 05:00 | 0 | 0 | 186065 | 0 | 2846 | 0 | 15 | 100222.4511 | 10.0222 | 0 | 100222.4511 | 3224975.9085 | 254 | 86555.7844 | 1819.491 | 1819.491 | 13666.6667 | 100222.4511 | 100222.4511 | 0 | 0 | 0 | 0 | 86555.7844 | 0 | 0 | 0 | 0 | 0
2022-12-20 06:00 | 0 | 0 | 186065 | 0 | 2846 | 0 | 15 | 100222.4511 | 10.0222 | 0 | 100222.4511 | 3124753.4574 | 254 | 86555.7844 | 1819.491 | 1819.491 | 13666.6667 | 100222.4511 | 100222.4511 | 0 | 0 | 0 | 0 | 86555.7844 | 0 | 0 | 0 | 0 | 0
2022-12-20 07:00 | 0.01848 | 0.01458 | 186065 | 3335.3268 | 2846 | 6937.9105 | 15 | 96887.1243 | 9.6887 | 0 | 89949.2138 | 3024531.0063 | 254 | 86555.7844 | 1819.491 | 1819.491 | 13666.6667 | 100222.4511 | 100222.4511 | 0 | 0 | 0 | 0 | 86555.7844 | 0 | 0 | 0 | 0 | 0
2022-12-20 08:00 | 0.16135 | 0.30479 | 186065 | 29120.9401 | 2846 | 145034.6872 | 15 | 71101.511 | 7.1102 | 73933.1763 | 0 | 2934581.7925 | 254 | 86555.7844 | 1819.491 | 1819.491 | 13666.6667 | 100222.4511 | 100222.4511 | 0 | 0 | 0 | 15454.2735 | 71101.511 | 0 | 0 | 0 | 0 | 0
2022-12-20 09:00 | 0.32552 | 0.4385 | 186065 | 58750.8424 | 2846 | 208660.7512 | 15 | 41471.6086 | 4.1472 | 167189.1426 | 0 | 3008514.9688 | 254 | 86555.7844 | 1819.491 | 1819.491 | 13666.6667 | 100222.4511 | 100222.4511 | 0 | 0 | 0 | 58750.8424 | 27804.942 | 0 | 0 | 0 | 0 | 0
2022-12-20 10:00 | 0.46462 | 0.54199 | 186065 | 83856.0347 | 2846 | 257906.5919 | 15 | 16366.4164 | 1.6366 | 241540.1755 | 0 | 3175704.1113 | 254 | 86555.7844 | 1819.491 | 1819.491 | 13666.6667 | 100222.4511 | 100222.4511 | 0 | 0 | 0 | 83856.0347 | 2699.7497 | 0 | 0 | 0 | 0 | 0
2022-12-20 11:00 | 0.54533 | 0.59379 | 186065 | 98422.8217 | 2846 | 282555.684 | 15 | 1799.6294 | 0.17996 | 280756.0546 | 0 | 3417244.2868 | 254 | 86555.7844 | 1819.491 | 1819.491 | 13666.6667 | 100222.4511 | 100222.4511 | 0 | 0 | 0 | 84756.155 | 1799.6294 | 0 | 0 | 0 | 0 | 0
2022-12-20 12:00 | 0.55753 | 0.58729 | 186065 | 100624.7149 | 2846 | 279462.6512 | 15 | 0 | 0 | 279462.6512 | 0 | 3698000.3415 | 254 | 86555.7844 | 1819.491 | 1819.491 | 13666.6667 | 100222.4511 | 100222.4511 | 0 | 0 | 0 | 86555.7844 | 0 | 0 | 0 | 0 | 0 | 0
2022-12-20 13:00 | 0.5247 | 0.62706 | 186065 | 94699.4563 | 2846 | 298387.2535 | 15 | 5522.9947 | 0.5523 | 292864.2587 | 0 | 3977462.9927 | 254 | 86555.7844 | 1819.491 | 1819.491 | 13666.6667 | 100222.4511 | 100222.4511 | 0 | 0 | 0 | 86555.7844 | 0 | 0 | 0 | 0 | 0 | 0
2022-12-20 14:00 | 0.41688 | 0.5562 | 186065 | 75239.7739 | 2846 | 264668.4374 | 15 | 24982.6772 | 2.4983 | 239685.7602 | 0 | 4270327.2514 | 254 | 86555.7844 | 1819.491 | 1819.491 | 13666.6667 | 100222.4511 | 100222.4511 | 0 | 0 | 0 | 75239.7739 | 11316.0105 | 0 | 0 | 0 | 0 | 0
2022-12-20 15:00 | 0.2633 | 0.41844 | 186065 | 47521.1871 | 2846 | 199115.1761 | 15 | 52701.264 | 5.2701 | 146413.9121 | 0 | 4510013.0117 | 254 | 86555.7844 | 1819.491 | 1819.491 | 13666.6667 | 100222.4511 | 100222.4511 | 0 | 0 | 0 | 47521.1871 | 39034.5974 | 0 | 0 | 0 | 0 | 0
2022-12-20 16:00 | 0.10255 | 0.16112 | 186065 | 18508.5368 | 2846 | 76669.1453 | 15 | 81713.9143 | 8.1714 | 0 | 5044.769 | 4656426.9238 | 254 | 86555.7844 | 1819.491 | 1819.491 | 13666.6667 | 100222.4511 | 100222.4511 | 0 | 0 | 0 | 18508.5368 | 68047.2476 | 0 | 0 | 0 | 0 | 0
2022-12-20 17:00 | 0 | 0 | 186065 | 0 | 2846 | 0 | 15 | 100222.4511 | 10.0222 | 0 | 100222.4511 | 4651382.1548 | 254 | 86555.7844 | 1819.491 | 1819.491 | 13666.6667 | 100222.4511 | 100222.4511 | 0 | 0 | 0 | 0 | 86555.7844 | 0 | 0 | 0 | 0 | 0
2022-12-20 18:00 | 0 | 0 | 186065 | 0 | 2846 | 0 | 15 | 100222.4511 | 10.0222 | 0 | 100222.4511 | 4551159.7037 | 254 | 86555.7844 | 1819.491 | 1819.491 | 13666.6667 | 100222.4511 | 100222.4511 | 0 | 0 | 0 | 0 | 86555.7844 | 0 | 0 | 0 | 0 | 0
2022-12-20 19:00 | 0 | 0 | 186065 | 0 | 2846 | 0 | 15 | 100222.4511 | 10.0222 | 0 | 100222.4511 | 4450937.2527 | 254 | 86555.7844 | 1819.491 | 1819.491 | 13666.6667 | 100222.4511 | 100222.4511 | 0 | 0 | 0 | 0 | 86555.7844 | 0 | 0 | 0 | 0 | 0
2022-12-20 20:00 | 0 | 0 | 186065 | 0 | 2846 | 0 | 15 | 100222.4511 | 10.0222 | 0 | 100222.4511 | 4350714.8016 | 254 | 86555.7844 | 1819.491 | 1819.491 | 13666.6667 | 100222.4511 | 100222.4511 | 0 | 0 | 0 | 0 | 86555.7844 | 0 | 0 | 0 | 0 | 0
2022-12-20 21:00 | 0 | 0 | 186065 | 0 | 2846 | 0 | 15 | 100222.4511 | 10.0222 | 0 | 100222.4511 | 4250492.3505 | 254 | 86555.7844 | 1819.491 | 1819.491 | 13666.6667 | 100222.4511 | 100222.4511 | 0 | 0 | 0 | 0 | 86555.7844 | 0 | 0 | 0 | 0 | 0
2022-12-20 22:00 | 0 | 0 | 186065 | 0 | 2846 | 0 | 15 | 100222.4511 | 10.0222 | 0 | 100222.4511 | 4150269.8994 | 254 | 86555.7844 | 1819.491 | 1819.491 | 13666.6667 | 100222.4511 | 100222.4511 | 0 | 0 | 0 | 0 | 86555.7844 | 0 | 0 | 0 | 0 | 0
2022-12-20 23:00 | 0 | 0 | 186065 | 0 | 2846 | 0 | 15 | 100222.4511 | 10.0222 | 0 | 100222.4511 | 4050047.4483 | 254 | 86555.7844 | 1819.491 | 1819.491 | 13666.6667 | 100222.4511 | 100222.4511 | 0 | 0 | 0 | 0 | 86555.7844 | 0 | 0 | 0 | 0 | 0
2022-12-21 | 0 | 0 | 186065 | 0 | 2846 | 0 | 15 | 104884.9511 | 10.4885 | 0 | 104884.9511 | 3949824.9972 | 254 | 86555.7844 | 1819.491 | 1819.491 | 18329.1667 | 104884.9511 | 104884.9511 | 0 | 0 | 0 | 0 | 86555.7844 | 0 | 0 | 0 | 0 | 0
2022-12-21 01:00 | 0 | 0 | 186065 | 0 | 2846 | 0 | 15 | 104884.9511 | 10.4885 | 0 | 104884.9511 | 3844940.0462 | 254 | 86555.7844 | 1819.491 | 1819.491 | 18329.1667 | 104884.9511 | 104884.9511 | 0 | 0 | 0 | 0 | 86555.7844 | 0 | 0 | 0 | 0 | 0
2022-12-21 02:00 | 0 | 0 | 186065 | 0 | 2846 | 0 | 15 | 104884.9511 | 10.4885 | 0 | 104884.9511 | 3740055.0951 | 254 | 86555.7844 | 1819.491 | 1819.491 | 18329.1667 | 104884.9511 | 104884.9511 | 0 | 0 | 0 | 0 | 86555.7844 | 0 | 0 | 0 | 0 | 0
2022-12-21 03:00 | 0 | 0 | 186065 | 0 | 2846 | 0 | 15 | 104884.9511 | 10.4885 | 0 | 104884.9511 | 3635170.144 | 254 | 86555.7844 | 1819.491 | 1819.491 | 18329.1667 | 104884.9511 | 104884.9511 | 0 | 0 | 0 | 0 | 86555.7844 | 0 | 0 | 0 | 0 | 0
2022-12-21 04:00 | 0 | 0 | 186065 | 0 | 2846 | 0 | 15 | 104884.9511 | 10.4885 | 0 | 104884.9511 | 3530285.1929 | 254 | 86555.7844 | 1819.491 | 1819.491 | 18329.1667 | 104884.9511 | 104884.9511 | 0 | 0 | 0 | 0 | 86555.7844 | 0 | 0 | 0 | 0 | 0
2022-12-21 05:00 | 0 | 0 | 186065 | 0 | 2846 | 0 | 15 | 104884.9511 | 10.4885 | 0 | 104884.9511 | 3425400.2418 | 254 | 86555.7844 | 1819.491 | 1819.491 | 18329.1667 | 104884.9511 | 104884.9511 | 0 | 0 | 0 | 0 | 86555.7844 | 0 | 0 | 0 | 0 | 0
2022-12-21 06:00 | 0 | 0 | 186065 | 0 | 2846 | 0 | 15 | 104884.9511 | 10.4885 | 0 | 104884.9511 | 3320515.2907 | 254 | 86555.7844 | 1819.491 | 1819.491 | 18329.1667 | 104884.9511 | 104884.9511 | 0 | 0 | 0 | 0 | 86555.7844 | 0 | 0 | 0 | 0 | 0
2022-12-21 07:00 | 0.01568 | 0.00213 | 186065 | 2829.9742 | 2846 | 1013.5631 | 15 | 102054.9769 | 10.2055 | 0 | 101041.4138 | 3215630.3397 | 254 | 86555.7844 | 1819.491 | 1819.491 | 18329.1667 | 104884.9511 | 104884.9511 | 0 | 0 | 0 | 0 | 86555.7844 | 0 | 0 | 0 | 0 | 0
2022-12-21 08:00 | 0.1425 | 0.18854 | 186065 | 25718.8346 | 2846 | 89716.9852 | 15 | 79166.1165 | 7.9166 | 10550.8688 | 0 | 3114588.9259 | 254 | 86555.7844 | 1819.491 | 1819.491 | 18329.1667 | 104884.9511 | 104884.9511 | 0 | 0 | 0 | 25718.8346 | 60836.9498 | 0 | 0 | 0 | 0 | 0
2022-12-21 09:00 | 0.30385 | 0.37092 | 186065 | 54839.7747 | 2846 | 176502.7271 | 15 | 50045.1763 | 5.0045 | 126457.5508 | 0 | 3125139.7946 | 254 | 86555.7844 | 1819.491 | 1819.491 | 18329.1667 | 104884.9511 | 104884.9511 | 0 | 0 | 0 | 54839.7747 | 31716.0097 | 0 | 0 | 0 | 0 | 0
2022-12-21 10:00 | 0.44492 | 0.48703 | 186065 | 80300.5186 | 2846 | 231753.8099 | 15 | 24584.4325 | 2.4584 | 207169.3775 | 0 | 3251597.3454 | 254 | 86555.7844 | 1819.491 | 1819.491 | 18329.1667 | 104884.9511 | 104884.9511 | 0 | 0 | 0 | 80300.5186 | 6255.2658 | 0 | 0 | 0 | 0 | 0
2022-12-21 11:00 | 0.53312 | 0.54965 | 186065 | 96219.1236 | 2846 | 261551.6121 | 15 | 8665.8275 | 0.86658 | 252885.7846 | 0 | 3458766.7229 | 254 | 86555.7844 | 1819.491 | 1819.491 | 18329.1667 | 104884.9511 | 104884.9511 | 0 | 0 | 0 | 77889.9569 | 8665.8275 | 0 | 0 | 0 | 0 | 0
2022-12-21 12:00 | 0.5888 | 0.73954 | 186065 | 106268.4198 | 2846 | 351910.9964 | 15 | 0 | 0 | 351910.9964 | 0 | 3711652.5075 | 254 | 86555.7844 | 1819.491 | 1819.491 | 18329.1667 | 104884.9511 | 104884.9511 | 0 | 0 | 0 | 86555.7844 | 0 | 0 | 0 | 0 | 0 | 0
2022-12-21 13:00 | 0.54562 | 0.73294 | 186065 | 98475.1617 | 2846 | 348770.3785 | 15 | 6409.7893 | 0.64098 | 342360.5892 | 0 | 4063563.5039 | 254 | 86555.7844 | 1819.491 | 1819.491 | 18329.1667 | 104884.9511 | 104884.9511 | 0 | 0 | 0 | 80145.9951 | 6409.7893 | 0 | 0 | 0 | 0 | 0
2022-12-21 14:00 | 0.40092 | 0.55887 | 186065 | 72359.2644 | 2846 | 265938.9601 | 15 | 32525.6867 | 3.2526 | 233413.2735 | 0 | 4405924.0931 | 254 | 86555.7844 | 1819.491 | 1819.491 | 18329.1667 | 104884.9511 | 104884.9511 | 0 | 0 | 0 | 72359.2644 | 14196.52 | 0 | 0 | 0 | 0 | 0
2022-12-21 15:00 | 0.24235 | 0.31124 | 186065 | 43740.0672 | 2846 | 148103.9275 | 15 | 61144.8839 | 6.1145 | 86959.0436 | 0 | 4639337.3666 | 254 | 86555.7844 | 1819.491 | 1819.491 | 18329.1667 | 104884.9511 | 104884.9511 | 0 | 0 | 0 | 43740.0672 | 42815.7172 | 0 | 0 | 0 | 0 | 0
2022-12-21 16:00 | 0.09425 | 0.09955 | 186065 | 17010.5275 | 2846 | 47370.987 | 15 | 87874.4236 | 8.7874 | 0 | 40503.4367 | 4726296.4102 | 254 | 86555.7844 | 1819.491 | 1819.491 | 18329.1667 | 104884.9511 | 104884.9511 | 0 | 0 | 0 | 17010.5275 | 69545.257 | 0 | 0 | 0 | 0 | 0
2022-12-21 17:00 | 0 | 0 | 186065 | 0 | 2846 | 0 | 15 | 104884.9511 | 10.4885 | 0 | 104884.9511 | 4685792.9735 | 254 | 86555.7844 | 1819.491 | 1819.491 | 18329.1667 | 104884.9511 | 104884.9511 | 0 | 0 | 0 | 0 | 86555.7844 | 0 | 0 | 0 | 0 | 0
2022-12-21 18:00 | 0 | 0 | 186065 | 0 | 2846 | 0 | 15 | 104884.9511 | 10.4885 | 0 | 104884.9511 | 4580908.0224 | 254 | 86555.7844 | 1819.491 | 1819.491 | 18329.1667 | 104884.9511 | 104884.9511 | 0 | 0 | 0 | 0 | 86555.7844 | 0 | 0 | 0 | 0 | 0
2022-12-21 19:00 | 0 | 0 | 186065 | 0 | 2846 | 0 | 15 | 104884.9511 | 10.4885 | 0 | 104884.9511 | 4476023.0713 | 254 | 86555.7844 | 1819.491 | 1819.491 | 18329.1667 | 104884.9511 | 104884.9511 | 0 | 0 | 0 | 0 | 86555.7844 | 0 | 0 | 0 | 0 | 0
2022-12-21 20:00 | 0 | 0 | 186065 | 0 | 2846 | 0 | 15 | 104884.9511 | 10.4885 | 0 | 104884.9511 | 4371138.1202 | 254 | 86555.7844 | 1819.491 | 1819.491 | 18329.1667 | 104884.9511 | 104884.9511 | 0 | 0 | 0 | 0 | 86555.7844 | 0 | 0 | 0 | 0 | 0
2022-12-21 21:00 | 0 | 0 | 186065 | 0 | 2846 | 0 | 15 | 104884.9511 | 10.4885 | 0 | 104884.9511 | 4266253.1692 | 254 | 86555.7844 | 1819.491 | 1819.491 | 18329.1667 | 104884.9511 | 104884.9511 | 0 | 0 | 0 | 0 | 86555.7844 | 0 | 0 | 0 | 0 | 0
2022-12-21 22:00 | 0 | 0 | 186065 | 0 | 2846 | 0 | 15 | 104884.9511 | 10.4885 | 0 | 104884.9511 | 4161368.2181 | 254 | 86555.7844 | 1819.491 | 1819.491 | 18329.1667 | 104884.9511 | 104884.9511 | 0 | 0 | 0 | 0 | 86555.7844 | 0 | 0 | 0 | 0 | 0
2022-12-21 23:00 | 0 | 0 | 186065 | 0 | 2846 | 0 | 15 | 104884.9511 | 10.4885 | 0 | 104884.9511 | 4056483.267 | 254 | 86555.7844 | 1819.491 | 1819.491 | 18329.1667 | 104884.9511 | 104884.9511 | 0 | 0 | 0 | 0 | 86555.7844 | 0 | 0 | 0 | 0 | 0
2022-12-22 | 0 | 0 | 186065 | 0 | 2846 | 0 | 15 | 105184.9511 | 10.5185 | 0 | 105184.9511 | 3951598.3159 | 254 | 86555.7844 | 1819.491 | 1819.491 | 18629.1667 | 105184.9511 | 105184.9511 | 0 | 0 | 0 | 0 | 86555.7844 | 0 | 0 | 0 | 0 | 0
2022-12-22 01:00 | 0 | 0 | 186065 | 0 | 2846 | 0 | 15 | 105184.9511 | 10.5185 | 0 | 105184.9511 | 3846413.3648 | 254 | 86555.7844 | 1819.491 | 1819.491 | 18629.1667 | 105184.9511 | 105184.9511 | 0 | 0 | 0 | 0 | 86555.7844 | 0 | 0 | 0 | 0 | 0
2022-12-22 02:00 | 0 | 0 | 186065 | 0 | 2846 | 0 | 15 | 105184.9511 | 10.5185 | 0 | 105184.9511 | 3741228.4137 | 254 | 86555.7844 | 1819.491 | 1819.491 | 18629.1667 | 105184.9511 | 105184.9511 | 0 | 0 | 0 | 0 | 86555.7844 | 0 | 0 | 0 | 0 | 0
2022-12-22 03:00 | 0 | 0 | 186065 | 0 | 2846 | 0 | 15 | 105184.9511 | 10.5185 | 0 | 105184.9511 | 3636043.4627 | 254 | 86555.7844 | 1819.491 | 1819.491 | 18629.1667 | 105184.9511 | 105184.9511 | 0 | 0 | 0 | 0 | 86555.7844 | 0 | 0 | 0 | 0 | 0
2022-12-22 04:00 | 0 | 0 | 186065 | 0 | 2846 | 0 | 15 | 105184.9511 | 10.5185 | 0 | 105184.9511 | 3530858.5116 | 254 | 86555.7844 | 1819.491 | 1819.491 | 18629.1667 | 105184.9511 | 105184.9511 | 0 | 0 | 0 | 0 | 86555.7844 | 0 | 0 | 0 | 0 | 0
2022-12-22 05:00 | 0 | 0 | 186065 | 0 | 2846 | 0 | 15 | 105184.9511 | 10.5185 | 0 | 105184.9511 | 3425673.5605 | 254 | 86555.7844 | 1819.491 | 1819.491 | 18629.1667 | 105184.9511 | 105184.9511 | 0 | 0 | 0 | 0 | 86555.7844 | 0 | 0 | 0 | 0 | 0
2022-12-22 06:00 | 0 | 0 | 186065 | 0 | 2846 | 0 | 15 | 105184.9511 | 10.5185 | 0 | 105184.9511 | 3320488.6094 | 254 | 86555.7844 | 1819.491 | 1819.491 | 18629.1667 | 105184.9511 | 105184.9511 | 0 | 0 | 0 | 0 | 86555.7844 | 0 | 0 | 0 | 0 | 0
2022-12-22 07:00 | 0.01677 | 0.02625 | 186065 | 3026.7007 | 2846 | 12491.094 | 15 | 102158.2503 | 10.2158 | 0 | 89667.1563 | 3215303.6583 | 254 | 86555.7844 | 1819.491 | 1819.491 | 18629.1667 | 105184.9511 | 105184.9511 | 0 | 0 | 0 | 0 | 86555.7844 | 0 | 0 | 0 | 0 | 0
2022-12-22 08:00 | 0.16218 | 0.39983 | 186065 | 29270.741 | 2846 | 190259.5853 | 15 | 75914.21 | 7.5914 | 114345.3753 | 0 | 3125636.502 | 254 | 86555.7844 | 1819.491 | 1819.491 | 18629.1667 | 105184.9511 | 105184.9511 | 0 | 0 | 0 | 29270.741 | 57285.0434 | 0 | 0 | 0 | 0 | 0
2022-12-22 09:00 | 0.3344 | 0.58979 | 186065 | 60353.5319 | 2846 | 280652.2792 | 15 | 44831.4192 | 4.4831 | 235820.8601 | 0 | 3239981.8773 | 254 | 86555.7844 | 1819.491 | 1819.491 | 18629.1667 | 105184.9511 | 105184.9511 | 0 | 0 | 0 | 41724.3653 | 44831.4192 | 0 | 0 | 0 | 0 | 0
2022-12-22 10:00 | 0.47745 | 0.69757 | 186065 | 86171.6322 | 2846 | 331939.5216 | 15 | 19013.3189 | 1.9013 | 312926.2027 | 0 | 3475802.7373 | 254 | 86555.7844 | 1819.491 | 1819.491 | 18629.1667 | 105184.9511 | 105184.9511 | 0 | 0 | 0 | 67542.4656 | 19013.3189 | 0 | 0 | 0 | 0 | 0
2022-12-22 11:00 | 0.5658 | 0.75909 | 186065 | 102117.3097 | 2846 | 361213.8874 | 15 | 3067.6414 | 0.30676 | 358146.246 | 0 | 3788728.9401 | 254 | 86555.7844 | 1819.491 | 1819.491 | 18629.1667 | 105184.9511 | 105184.9511 | 0 | 0 | 0 | 83488.143 | 3067.6414 | 0 | 0 | 0 | 0 | 0
2022-12-22 12:00 | 0.58955 | 0.73971 | 186065 | 106403.7821 | 2846 | 351991.8912 | 15 | 0 | 0 | 351991.8912 | 0 | 4146875.1861 | 254 | 86555.7844 | 1819.491 | 1819.491 | 18629.1667 | 105184.9511 | 105184.9511 | 0 | 0 | 0 | 86555.7844 | 0 | 0 | 0 | 0 | 0 | 0
2022-12-22 13:00 | 0.5435 | 0.71685 | 186065 | 98092.5377 | 2846 | 341113.9327 | 15 | 7092.4134 | 0.70924 | 334021.5193 | 0 | 4498867.0772 | 254 | 86555.7844 | 1819.491 | 1819.491 | 18629.1667 | 105184.9511 | 105184.9511 | 0 | 0 | 0 | 79463.371 | 7092.4134 | 0 | 0 | 0 | 0 | 0
2022-12-22 14:00 | 0.4372 | 0.65368 | 186065 | 78907.1895 | 2846 | 311054.4124 | 15 | 26277.7616 | 2.6278 | 284776.6508 | 0 | 4832888.5965 | 254 | 86555.7844 | 1819.491 | 1819.491 | 18629.1667 | 105184.9511 | 105184.9511 | 0 | 0 | 0 | 78907.1895 | 7648.595 | 0 | 0 | 0 | 0 | 0
2022-12-22 15:00 | 0.2801 | 0.52194 | 186065 | 50553.3023 | 2846 | 248365.7753 | 15 | 54631.6488 | 5.4632 | 193734.1265 | 0 | 5117665.2473 | 254 | 86555.7844 | 1819.491 | 1819.491 | 18629.1667 | 105184.9511 | 105184.9511 | 0 | 0 | 0 | 50553.3023 | 36002.4821 | 0 | 0 | 0 | 0 | 0
2022-12-22 16:00 | 0.11407 | 0.2589 | 186065 | 20587.7015 | 2846 | 123197.8757 | 15 | 84597.2496 | 8.4597 | 38600.6261 | 0 | 5311399.3739 | 254 | 86555.7844 | 1819.491 | 1819.491 | 18629.1667 | 105184.9511 | 105184.9511 | 0 | 0 | 0 | 20587.7015 | 65968.0829 | 0 | 0 | 0 | 0 | 0
2022-12-22 17:00 | 0 | 0 | 186065 | 0 | 2846 | 0 | 15 | 105184.9511 | 10.5185 | 0 | 105184.9511 | 5350000 | 254 | 86555.7844 | 1819.491 | 1819.491 | 18629.1667 | 105184.9511 | 105184.9511 | 0 | 0 | 0 | 0 | 86555.7844 | 0 | 0 | 0 | 0 | 0
2022-12-22 18:00 | 0 | 0 | 186065 | 0 | 2846 | 0 | 15 | 105184.9511 | 10.5185 | 0 | 105184.9511 | 5244815.0489 | 254 | 86555.7844 | 1819.491 | 1819.491 | 18629.1667 | 105184.9511 | 105184.9511 | 0 | 0 | 0 | 0 | 86555.7844 | 0 | 0 | 0 | 0 | 0
2022-12-22 19:00 | 0 | 0 | 186065 | 0 | 2846 | 0 | 15 | 105184.9511 | 10.5185 | 0 | 105184.9511 | 5139630.0978 | 254 | 86555.7844 | 1819.491 | 1819.491 | 18629.1667 | 105184.9511 | 105184.9511 | 0 | 0 | 0 | 0 | 86555.7844 | 0 | 0 | 0 | 0 | 0
2022-12-22 20:00 | 0 | 0 | 186065 | 0 | 2846 | 0 | 15 | 105184.9511 | 10.5185 | 0 | 105184.9511 | 5034445.1468 | 254 | 86555.7844 | 1819.491 | 1819.491 | 18629.1667 | 105184.9511 | 105184.9511 | 0 | 0 | 0 | 0 | 86555.7844 | 0 | 0 | 0 | 0 | 0
2022-12-22 21:00 | 0 | 0 | 186065 | 0 | 2846 | 0 | 15 | 105184.9511 | 10.5185 | 0 | 105184.9511 | 4929260.1957 | 254 | 86555.7844 | 1819.491 | 1819.491 | 18629.1667 | 105184.9511 | 105184.9511 | 0 | 0 | 0 | 0 | 86555.7844 | 0 | 0 | 0 | 0 | 0
2022-12-22 22:00 | 0 | 0 | 186065 | 0 | 2846 | 0 | 15 | 105184.9511 | 10.5185 | 0 | 105184.9511 | 4824075.2446 | 254 | 86555.7844 | 1819.491 | 1819.491 | 18629.1667 | 105184.9511 | 105184.9511 | 0 | 0 | 0 | 0 | 86555.7844 | 0 | 0 | 0 | 0 | 0
2022-12-22 23:00 | 0 | 0 | 186065 | 0 | 2846 | 0 | 15 | 105184.9511 | 10.5185 | 0 | 105184.9511 | 4718890.2935 | 254 | 86555.7844 | 1819.491 | 1819.491 | 18629.1667 | 105184.9511 | 105184.9511 | 0 | 0 | 0 | 0 | 86555.7844 | 0 | 0 | 0 | 0 | 0
2022-12-23 | 0 | 0 | 186065 | 0 | 2846 | 0 | 15 | 104930.7844 | 10.4931 | 0 | 104930.7844 | 4613705.3424 | 254 | 86555.7844 | 1819.491 | 1819.491 | 18375 | 104930.7844 | 104930.7844 | 0 | 0 | 0 | 0 | 86555.7844 | 0 | 0 | 0 | 0 | 0
2022-12-23 01:00 | 0 | 0 | 186065 | 0 | 2846 | 0 | 15 | 104930.7844 | 10.4931 | 0 | 104930.7844 | 4508774.558 | 254 | 86555.7844 | 1819.491 | 1819.491 | 18375 | 104930.7844 | 104930.7844 | 0 | 0 | 0 | 0 | 86555.7844 | 0 | 0 | 0 | 0 | 0
2022-12-23 02:00 | 0 | 0 | 186065 | 0 | 2846 | 0 | 15 | 104930.7844 | 10.4931 | 0 | 104930.7844 | 4403843.7736 | 254 | 86555.7844 | 1819.491 | 1819.491 | 18375 | 104930.7844 | 104930.7844 | 0 | 0 | 0 | 0 | 86555.7844 | 0 | 0 | 0 | 0 | 0
2022-12-23 03:00 | 0 | 0 | 186065 | 0 | 2846 | 0 | 15 | 104930.7844 | 10.4931 | 0 | 104930.7844 | 4298912.9892 | 254 | 86555.7844 | 1819.491 | 1819.491 | 18375 | 104930.7844 | 104930.7844 | 0 | 0 | 0 | 0 | 86555.7844 | 0 | 0 | 0 | 0 | 0
2022-12-23 04:00 | 0 | 0 | 186065 | 0 | 2846 | 0 | 15 | 104930.7844 | 10.4931 | 0 | 104930.7844 | 4193982.2048 | 254 | 86555.7844 | 1819.491 | 1819.491 | 18375 | 104930.7844 | 104930.7844 | 0 | 0 | 0 | 0 | 86555.7844 | 0 | 0 | 0 | 0 | 0
2022-12-23 05:00 | 0 | 0 | 186065 | 0 | 2846 | 0 | 15 | 104930.7844 | 10.4931 | 0 | 104930.7844 | 4089051.4203 | 254 | 86555.7844 | 1819.491 | 1819.491 | 18375 | 104930.7844 | 104930.7844 | 0 | 0 | 0 | 0 | 86555.7844 | 0 | 0 | 0 | 0 | 0
2022-12-23 06:00 | 0 | 0 | 186065 | 0 | 2846 | 0 | 15 | 104930.7844 | 10.4931 | 0 | 104930.7844 | 3984120.6359 | 254 | 86555.7844 | 1819.491 | 1819.491 | 18375 | 104930.7844 | 104930.7844 | 0 | 0 | 0 | 0 | 86555.7844 | 0 | 0 | 0 | 0 | 0
2022-12-23 07:00 | 0.00435 | 0 | 186065 | 785.1013 | 2846 | 0 | 15 | 104145.6831 | 10.4146 | 0 | 104145.6831 | 3879189.8515 | 254 | 86555.7844 | 1819.491 | 1819.491 | 18375 | 104930.7844 | 104930.7844 | 0 | 0 | 0 | 0 | 86555.7844 | 0 | 0 | 0 | 0 | 0
2022-12-23 08:00 | 0.03672 | 0.00272 | 186065 | 6627.3376 | 2846 | 1294.3153 | 15 | 98303.4468 | 9.8303 | 0 | 97009.1316 | 3775044.1684 | 254 | 86555.7844 | 1819.491 | 1819.491 | 18375 | 104930.7844 | 104930.7844 | 0 | 0 | 0 | 6627.3376 | 79928.4468 | 0 | 0 | 0 | 0 | 0
2022-12-23 09:00 | 0.07912 | 0.00473 | 186065 | 14279.8189 | 2846 | 2250.7762 | 15 | 90650.9655 | 9.0651 | 0 | 88400.1893 | 3678035.0368 | 254 | 86555.7844 | 1819.491 | 1819.491 | 18375 | 104930.7844 | 104930.7844 | 0 | 0 | 0 | 0 | 86555.7844 | 0 | 0 | 0 | 0 | 0
2022-12-23 10:00 | 0.11885 | 0.0101 | 186065 | 21450.4105 | 2846 | 4806.0971 | 15 | 83480.3739 | 8.348 | 0 | 78674.2768 | 3589634.8475 | 254 | 86555.7844 | 1819.491 | 1819.491 | 18375 | 104930.7844 | 104930.7844 | 0 | 0 | 0 | 21450.4105 | 65105.3739 | 0 | 0 | 0 | 0 | 0
2022-12-23 11:00 | 0.14412 | 0.01742 | 186065 | 26011.2172 | 2846 | 8289.3279 | 15 | 78919.5673 | 7.892 | 0 | 70630.2393 | 3510960.5707 | 254 | 86555.7844 | 1819.491 | 1819.491 | 18375 | 104930.7844 | 104930.7844 | 0 | 0 | 0 | 26011.2172 | 60544.5673 | 0 | 0 | 0 | 0 | 0
2022-12-23 12:00 | 0.12588 | 0 | 186065 | 22719.2063 | 2846 | 0 | 15 | 82211.5781 | 8.2212 | 0 | 82211.5781 | 3440330.3313 | 254 | 86555.7844 | 1819.491 | 1819.491 | 18375 | 104930.7844 | 104930.7844 | 0 | 0 | 0 | 4344.2063 | 82211.5781 | 0 | 0 | 0 | 0 | 0
2022-12-23 13:00 | 0.11362 | 0.01078 | 186065 | 20506.4841 | 2846 | 5129.6759 | 15 | 84424.3003 | 8.4424 | 0 | 79294.6243 | 3358118.7532 | 254 | 86555.7844 | 1819.491 | 1819.491 | 18375 | 104930.7844 | 104930.7844 | 0 | 0 | 0 | 20506.4841 | 66049.3003 | 0 | 0 | 0 | 0 | 0
2022-12-23 14:00 | 0.09245 | 0.00406 | 186065 | 16685.658 | 2846 | 1931.9559 | 15 | 88245.1264 | 8.8245 | 0 | 86313.1706 | 3278824.1289 | 254 | 86555.7844 | 1819.491 | 1819.491 | 18375 | 104930.7844 | 104930.7844 | 0 | 0 | 0 | 16685.658 | 69870.1264 | 0 | 0 | 0 | 0 | 0
2022-12-23 15:00 | 0.06225 | 0.00076 | 186065 | 11235.0699 | 2846 | 361.6469 | 15 | 93695.7146 | 9.3696 | 0 | 93334.0676 | 3192510.9583 | 254 | 86555.7844 | 1819.491 | 1819.491 | 18375 | 104930.7844 | 104930.7844 | 0 | 0 | 0 | 0 | 86555.7844 | 0 | 0 | 0 | 0 | 0
2022-12-23 16:00 | 0.0249 | 0 | 186065 | 4494.0279 | 2846 | 0 | 15 | 100436.7565 | 10.0437 | 0 | 100436.7565 | 3099176.8907 | 254 | 86555.7844 | 1819.491 | 1819.491 | 18375 | 104930.7844 | 104930.7844 | 0 | 0 | 0 | 0 | 86555.7844 | 0 | 0 | 0 | 0 | 0
2022-12-23 17:00 | 0.00152 | 0 | 186065 | 274.3342 | 2846 | 0 | 15 | 104656.4502 | 10.4656 | 0 | 104656.4502 | 2998740.1342 | 254 | 86555.7844 | 1819.491 | 1819.491 | 18375 | 104930.7844 | 104930.7844 | 0 | 0 | 0 | 274.3342 | 86281.4502 | 0 | 0 | 0 | 0 | 0
2022-12-23 18:00 | 0 | 0 | 186065 | 0 | 2846 | 0 | 15 | 104930.7844 | 10.4931 | 0 | 104930.7844 | 2894083.684 | 254 | 86555.7844 | 1819.491 | 1819.491 | 18375 | 104930.7844 | 104930.7844 | 0 | 0 | 0 | 0 | 86555.7844 | 0 | 0 | 0 | 0 | 0
2022-12-23 19:00 | 0 | 0 | 186065 | 0 | 2846 | 0 | 15 | 104930.7844 | 10.4931 | 0 | 104930.7844 | 2789152.8996 | 254 | 86555.7844 | 1819.491 | 1819.491 | 18375 | 104930.7844 | 104930.7844 | 0 | 0 | 0 | 0 | 86555.7844 | 0 | 0 | 0 | 0 | 0
2022-12-23 20:00 | 0 | 0 | 186065 | 0 | 2846 | 0 | 15 | 104930.7844 | 10.4931 | 0 | 104930.7844 | 2684222.1152 | 254 | 86555.7844 | 1819.491 | 1819.491 | 18375 | 104930.7844 | 104930.7844 | 0 | 0 | 0 | 0 | 86555.7844 | 0 | 0 | 0 | 0 | 0
2022-12-23 21:00 | 0 | 0 | 186065 | 0 | 2846 | 0 | 15 | 104930.7844 | 10.4931 | 0 | 104930.7844 | 2579291.3308 | 254 | 86555.7844 | 1819.491 | 1819.491 | 18375 | 104930.7844 | 104930.7844 | 0 | 0 | 0 | 0 | 86555.7844 | 0 | 0 | 0 | 0 | 0
2022-12-23 22:00 | 0 | 0 | 186065 | 0 | 2846 | 0 | 15 | 104930.7844 | 10.4931 | 0 | 104930.7844 | 2474360.5464 | 254 | 86555.7844 | 1819.491 | 1819.491 | 18375 | 104930.7844 | 104930.7844 | 0 | 0 | 0 | 0 | 86555.7844 | 0 | 0 | 0 | 0 | 0
2022-12-23 23:00 | 0 | 0 | 186065 | 0 | 2846 | 0 | 15 | 104930.7844 | 10.4931 | 0 | 104930.7844 | 2369429.762 | 254 | 86555.7844 | 1819.491 | 1819.491 | 18375 | 104930.7844 | 104930.7844 | 0 | 0 | 0 | 0 | 86555.7844 | 0 | 0 | 0 | 0 | 0
2022-12-24 | 0 | 0 | 186065 | 0 | 2846 | 0 | 15 | 105055.7844 | 10.5056 | 0 | 105055.7844 | 2264498.9775 | 254 | 86555.7844 | 1819.491 | 1819.491 | 18500 | 105055.7844 | 105055.7844 | 0 | 0 | 0 | 0 | 86555.7844 | 0 | 0 | 0 | 0 | 0
2022-12-24 01:00 | 0 | 0 | 186065 | 0 | 2846 | 0 | 15 | 105055.7844 | 10.5056 | 0 | 105055.7844 | 2159443.1931 | 254 | 86555.7844 | 1819.491 | 1819.491 | 18500 | 105055.7844 | 105055.7844 | 0 | 0 | 0 | 0 | 86555.7844 | 0 | 0 | 0 | 0 | 0
2022-12-24 02:00 | 0 | 0 | 186065 | 0 | 2846 | 0 | 15 | 105055.7844 | 10.5056 | 0 | 105055.7844 | 2054387.4087 | 254 | 86555.7844 | 1819.491 | 1819.491 | 18500 | 105055.7844 | 105055.7844 | 0 | 0 | 0 | 0 | 86555.7844 | 0 | 0 | 0 | 0 | 0
2022-12-24 03:00 | 0 | 0 | 186065 | 0 | 2846 | 0 | 15 | 105055.7844 | 10.5056 | 0 | 105055.7844 | 1949331.6243 | 254 | 86555.7844 | 1819.491 | 1819.491 | 18500 | 105055.7844 | 105055.7844 | 0 | 0 | 0 | 0 | 86555.7844 | 0 | 0 | 0 | 0 | 0
2022-12-24 04:00 | 0 | 0 | 186065 | 0 | 2846 | 0 | 15 | 105055.7844 | 10.5056 | 0 | 105055.7844 | 1844275.8399 | 254 | 86555.7844 | 1819.491 | 1819.491 | 18500 | 105055.7844 | 105055.7844 | 0 | 0 | 0 | 0 | 86555.7844 | 0 | 0 | 0 | 0 | 0
2022-12-24 05:00 | 0 | 0 | 186065 | 0 | 2846 | 0 | 15 | 105055.7844 | 10.5056 | 0 | 105055.7844 | 1739220.0555 | 254 | 86555.7844 | 1819.491 | 1819.491 | 18500 | 105055.7844 | 105055.7844 | 0 | 0 | 0 | 0 | 86555.7844 | 0 | 0 | 0 | 0 | 0
2022-12-24 06:00 | 0 | 0 | 186065 | 0 | 2846 | 0 | 15 | 105055.7844 | 10.5056 | 0 | 105055.7844 | 1634164.271 | 254 | 86555.7844 | 1819.491 | 1819.491 | 18500 | 105055.7844 | 105055.7844 | 0 | 0 | 0 | 0 | 86555.7844 | 0 | 0 | 0 | 0 | 0
2022-12-24 07:00 | 0.0153 | 0.01255 | 186065 | 2761.3907 | 2846 | 5971.9326 | 15 | 102294.3938 | 10.2294 | 0 | 96322.4612 | 1529108.4866 | 254 | 86555.7844 | 1819.491 | 1819.491 | 18500 | 105055.7844 | 105055.7844 | 0 | 0 | 0 | 2761.3907 | 83794.3938 | 0 | 0 | 0 | 0 | 0
2022-12-24 08:00 | 0.148 | 0.28706 | 186065 | 26711.4914 | 2846 | 136597.8455 | 15 | 78344.293 | 7.8344 | 58253.5525 | 0 | 1432786.0254 | 254 | 86555.7844 | 1819.491 | 1819.491 | 18500 | 105055.7844 | 105055.7844 | 0 | 0 | 0 | 8211.4914 | 78344.293 | 0 | 0 | 0 | 0 | 0
2022-12-24 09:00 | 0.3123 | 0.4801 | 186065 | 56364.8565 | 2846 | 228456.1611 | 15 | 48690.9279 | 4.8691 | 179765.2332 | 0 | 1491039.5779 | 254 | 86555.7844 | 1819.491 | 1819.491 | 18500 | 105055.7844 | 105055.7844 | 0 | 0 | 0 | 56364.8565 | 30190.9279 | 0 | 0 | 0 | 0 | 0
2022-12-24 10:00 | 0.44492 | 0.58444 | 186065 | 80300.5186 | 2846 | 278106.4753 | 15 | 24755.2658 | 2.4755 | 253351.2095 | 0 | 1670804.8111 | 254 | 86555.7844 | 1819.491 | 1819.491 | 18500 | 105055.7844 | 105055.7844 | 0 | 0 | 0 | 80300.5186 | 6255.2658 | 0 | 0 | 0 | 0 | 0
2022-12-24 11:00 | 0.52638 | 0.63127 | 186065 | 95002.6679 | 2846 | 300390.587 | 15 | 10053.1166 | 1.0053 | 290337.4705 | 0 | 1924156.0206 | 254 | 86555.7844 | 1819.491 | 1819.491 | 18500 | 105055.7844 | 105055.7844 | 0 | 0 | 0 | 76502.6679 | 10053.1166 | 0 | 0 | 0 | 0 | 0
2022-12-24 12:00 | 0.56503 | 0.64075 | 186065 | 101978.3377 | 2846 | 304901.6564 | 15 | 3077.4467 | 0.30774 | 301824.2097 | 0 | 2214493.4911 | 254 | 86555.7844 | 1819.491 | 1819.491 | 18500 | 105055.7844 | 105055.7844 | 0 | 0 | 0 | 86555.7844 | 0 | 0 | 0 | 0 | 0 | 0
2022-12-24 13:00 | 0.53203 | 0.64967 | 186065 | 96022.3971 | 2846 | 309146.2491 | 15 | 9033.3873 | 0.90334 | 300112.8618 | 0 | 2516317.7008 | 254 | 86555.7844 | 1819.491 | 1819.491 | 18500 | 105055.7844 | 105055.7844 | 0 | 0 | 0 | 86555.7844 | 0 | 0 | 0 | 0 | 0 | 0
2022-12-24 14:00 | 0.41377 | 0.52611 | 186065 | 74678.4716 | 2846 | 250350.0748 | 15 | 30377.3128 | 3.0377 | 219972.762 | 0 | 2816430.5626 | 254 | 86555.7844 | 1819.491 | 1819.491 | 18500 | 105055.7844 | 105055.7844 | 0 | 0 | 0 | 56178.4716 | 30377.3128 | 0 | 0 | 0 | 0 | 0
2022-12-24 15:00 | 0.25488 | 0.35983 | 186065 | 46001.5198 | 2846 | 171225.5373 | 15 | 59054.2646 | 5.9054 | 112171.2727 | 0 | 3036403.3246 | 254 | 86555.7844 | 1819.491 | 1819.491 | 18500 | 105055.7844 | 105055.7844 | 0 | 0 | 0 | 27501.5198 | 59054.2646 | 0 | 0 | 0 | 0 | 0
2022-12-24 16:00 | 0.0925 | 0.12104 | 186065 | 16694.6821 | 2846 | 57597.0292 | 15 | 88361.1023 | 8.8361 | 0 | 30764.073 | 3148574.5973 | 254 | 86555.7844 | 1819.491 | 1819.491 | 18500 | 105055.7844 | 105055.7844 | 0 | 0 | 0 | 16694.6821 | 69861.1023 | 0 | 0 | 0 | 0 | 0
2022-12-24 17:00 | 0.00375 | 0.00079 | 186065 | 676.8114 | 2846 | 375.9224 | 15 | 104378.973 | 10.4379 | 0 | 104003.0505 | 3117810.5242 | 254 | 86555.7844 | 1819.491 | 1819.491 | 18500 | 105055.7844 | 105055.7844 | 0 | 0 | 0 | 0 | 86555.7844 | 0 | 0 | 0 | 0 | 0
2022-12-24 18:00 | 0 | 0 | 186065 | 0 | 2846 | 0 | 15 | 105055.7844 | 10.5056 | 0 | 105055.7844 | 3013807.4737 | 254 | 86555.7844 | 1819.491 | 1819.491 | 18500 | 105055.7844 | 105055.7844 | 0 | 0 | 0 | 0 | 86555.7844 | 0 | 0 | 0 | 0 | 0
2022-12-24 19:00 | 0 | 0 | 186065 | 0 | 2846 | 0 | 15 | 105055.7844 | 10.5056 | 0 | 105055.7844 | 2908751.6893 | 254 | 86555.7844 | 1819.491 | 1819.491 | 18500 | 105055.7844 | 105055.7844 | 0 | 0 | 0 | 0 | 86555.7844 | 0 | 0 | 0 | 0 | 0
2022-12-24 20:00 | 0 | 0 | 186065 | 0 | 2846 | 0 | 15 | 105055.7844 | 10.5056 | 0 | 105055.7844 | 2803695.9049 | 254 | 86555.7844 | 1819.491 | 1819.491 | 18500 | 105055.7844 | 105055.7844 | 0 | 0 | 0 | 0 | 86555.7844 | 0 | 0 | 0 | 0 | 0
2022-12-24 21:00 | 0 | 0 | 186065 | 0 | 2846 | 0 | 15 | 105055.7844 | 10.5056 | 0 | 105055.7844 | 2698640.1204 | 254 | 86555.7844 | 1819.491 | 1819.491 | 18500 | 105055.7844 | 105055.7844 | 0 | 0 | 0 | 0 | 86555.7844 | 0 | 0 | 0 | 0 | 0
2022-12-24 22:00 | 0 | 0 | 186065 | 0 | 2846 | 0 | 15 | 105055.7844 | 10.5056 | 0 | 105055.7844 | 2593584.336 | 254 | 86555.7844 | 1819.491 | 1819.491 | 18500 | 105055.7844 | 105055.7844 | 0 | 0 | 0 | 0 | 86555.7844 | 0 | 0 | 0 | 0 | 0
2022-12-24 23:00 | 0 | 0 | 186065 | 0 | 2846 | 0 | 15 | 105055.7844 | 10.5056 | 0 | 105055.7844 | 2488528.5516 | 254 | 86555.7844 | 1819.491 | 1819.491 | 18500 | 105055.7844 | 105055.7844 | 0 | 0 | 0 | 0 | 86555.7844 | 0 | 0 | 0 | 0 | 0
2022-12-25 | 0 | 0 | 186065 | 0 | 2846 | 0 | 15 | 105055.7844 | 10.5056 | 0 | 105055.7844 | 2383472.7672 | 254 | 86555.7844 | 1819.491 | 1819.491 | 18500 | 105055.7844 | 105055.7844 | 0 | 0 | 0 | 0 | 86555.7844 | 0 | 0 | 0 | 0 | 0
2022-12-25 01:00 | 0 | 0 | 186065 | 0 | 2846 | 0 | 15 | 105055.7844 | 10.5056 | 0 | 105055.7844 | 2278416.9828 | 254 | 86555.7844 | 1819.491 | 1819.491 | 18500 | 105055.7844 | 105055.7844 | 0 | 0 | 0 | 0 | 86555.7844 | 0 | 0 | 0 | 0 | 0
2022-12-25 02:00 | 0 | 0 | 186065 | 0 | 2846 | 0 | 15 | 105055.7844 | 10.5056 | 0 | 105055.7844 | 2173361.1984 | 254 | 86555.7844 | 1819.491 | 1819.491 | 18500 | 105055.7844 | 105055.7844 | 0 | 0 | 0 | 0 | 86555.7844 | 0 | 0 | 0 | 0 | 0
2022-12-25 03:00 | 0 | 0 | 186065 | 0 | 2846 | 0 | 15 | 105055.7844 | 10.5056 | 0 | 105055.7844 | 2068305.4139 | 254 | 86555.7844 | 1819.491 | 1819.491 | 18500 | 105055.7844 | 105055.7844 | 0 | 0 | 0 | 0 | 86555.7844 | 0 | 0 | 0 | 0 | 0
2022-12-25 04:00 | 0 | 0 | 186065 | 0 | 2846 | 0 | 15 | 105055.7844 | 10.5056 | 0 | 105055.7844 | 1963249.6295 | 254 | 86555.7844 | 1819.491 | 1819.491 | 18500 | 105055.7844 | 105055.7844 | 0 | 0 | 0 | 0 | 86555.7844 | 0 | 0 | 0 | 0 | 0
2022-12-25 05:00 | 0 | 0 | 186065 | 0 | 2846 | 0 | 15 | 105055.7844 | 10.5056 | 0 | 105055.7844 | 1858193.8451 | 254 | 86555.7844 | 1819.491 | 1819.491 | 18500 | 105055.7844 | 105055.7844 | 0 | 0 | 0 | 0 | 86555.7844 | 0 | 0 | 0 | 0 | 0
2022-12-25 06:00 | 0 | 0 | 186065 | 0 | 2846 | 0 | 15 | 105055.7844 | 10.5056 | 0 | 105055.7844 | 1753138.0607 | 254 | 86555.7844 | 1819.491 | 1819.491 | 18500 | 105055.7844 | 105055.7844 | 0 | 0 | 0 | 0 | 86555.7844 | 0 | 0 | 0 | 0 | 0
2022-12-25 07:00 | 0.0128 | 0.00404 | 186065 | 2310.183 | 2846 | 1922.4388 | 15 | 102745.6014 | 10.2746 | 0 | 100823.1625 | 1648082.2763 | 254 | 86555.7844 | 1819.491 | 1819.491 | 18500 | 105055.7844 | 105055.7844 | 0 | 0 | 0 | 0 | 86555.7844 | 0 | 0 | 0 | 0 | 0
2022-12-25 08:00 | 0.12178 | 0.11259 | 186065 | 21979.2258 | 2846 | 53576.0866 | 15 | 83076.5586 | 8.3077 | 0 | 29500.472 | 1547259.1138 | 254 | 86555.7844 | 1819.491 | 1819.491 | 18500 | 105055.7844 | 105055.7844 | 0 | 0 | 0 | 3479.2258 | 83076.5586 | 0 | 0 | 0 | 0 | 0
2022-12-25 09:00 | 0.26145 | 0.26128 | 186065 | 47187.2934 | 2846 | 124330.4015 | 15 | 57868.491 | 5.7868 | 66461.9105 | 0 | 1517758.6418 | 254 | 86555.7844 | 1819.491 | 1819.491 | 18500 | 105055.7844 | 105055.7844 | 0 | 0 | 0 | 47187.2934 | 39368.491 | 0 | 0 | 0 | 0 | 0
2022-12-25 10:00 | 0.38765 | 0.33805 | 186065 | 69964.2543 | 2846 | 160861.4982 | 15 | 35091.5301 | 3.5092 | 125769.9681 | 0 | 1584220.5523 | 254 | 86555.7844 | 1819.491 | 1819.491 | 18500 | 105055.7844 | 105055.7844 | 0 | 0 | 0 | 69964.2543 | 16591.5301 | 0 | 0 | 0 | 0 | 0
2022-12-25 11:00 | 0.47195 | 0.39289 | 186065 | 85178.9754 | 2846 | 186957.178 | 15 | 19876.809 | 1.9877 | 167080.369 | 0 | 1709990.5204 | 254 | 86555.7844 | 1819.491 | 1819.491 | 18500 | 105055.7844 | 105055.7844 | 0 | 0 | 0 | 85178.9754 | 1376.809 | 0 | 0 | 0 | 0 | 0
2022-12-25 12:00 | 0.49283 | 0.40466 | 186065 | 88947.4615 | 2846 | 192557.9466 | 15 | 16108.3229 | 1.6108 | 176449.6237 | 0 | 1877070.8894 | 254 | 86555.7844 | 1819.491 | 1819.491 | 18500 | 105055.7844 | 105055.7844 | 0 | 0 | 0 | 86555.7844 | 0 | 0 | 0 | 0 | 0 | 0
2022-12-25 13:00 | 0.36915 | 0.32636 | 186065 | 66625.3179 | 2846 | 155298.7976 | 15 | 38430.4665 | 3.843 | 116868.3311 | 0 | 2053520.5131 | 254 | 86555.7844 | 1819.491 | 1819.491 | 18500 | 105055.7844 | 105055.7844 | 0 | 0 | 0 | 48125.3179 | 38430.4665 | 0 | 0 | 0 | 0 | 0
2022-12-25 14:00 | 0.29467 | 0.23389 | 186065 | 53182.9403 | 2846 | 111296.8372 | 15 | 51872.8441 | 5.1873 | 59423.9931 | 0 | 2170388.8442 | 254 | 86555.7844 | 1819.491 | 1819.491 | 18500 | 105055.7844 | 105055.7844 | 0 | 0 | 0 | 34682.9403 | 51872.8441 | 0 | 0 | 0 | 0 | 0
2022-12-25 15:00 | 0.18593 | 0.15876 | 186065 | 33557.2135 | 2846 | 75546.1365 | 15 | 71498.5709 | 7.1499 | 4047.5656 | 0 | 2229812.8373 | 254 | 86555.7844 | 1819.491 | 1819.491 | 18500 | 105055.7844 | 105055.7844 | 0 | 0 | 0 | 33557.2135 | 52998.5709 | 0 | 0 | 0 | 0 | 0
2022-12-25 16:00 | 0.0751 | 0.06435 | 186065 | 13554.2771 | 2846 | 30621.0247 | 15 | 91501.5074 | 9.1502 | 0 | 60880.4826 | 2233860.4029 | 254 | 86555.7844 | 1819.491 | 1819.491 | 18500 | 105055.7844 | 105055.7844 | 0 | 0 | 0 | 13554.2771 | 73001.5074 | 0 | 0 | 0 | 0 | 0
2022-12-25 17:00 | 0.00353 | 0.00104 | 186065 | 637.1052 | 2846 | 494.8852 | 15 | 104418.6792 | 10.4419 | 0 | 103923.794 | 2172979.9203 | 254 | 86555.7844 | 1819.491 | 1819.491 | 18500 | 105055.7844 | 105055.7844 | 0 | 0 | 0 | 637.1052 | 85918.6792 | 0 | 0 | 0 | 0 | 0
2022-12-25 18:00 | 0 | 0 | 186065 | 0 | 2846 | 0 | 15 | 105055.7844 | 10.5056 | 0 | 105055.7844 | 2069056.1263 | 254 | 86555.7844 | 1819.491 | 1819.491 | 18500 | 105055.7844 | 105055.7844 | 0 | 0 | 0 | 0 | 86555.7844 | 0 | 0 | 0 | 0 | 0
2022-12-25 19:00 | 0 | 0 | 186065 | 0 | 2846 | 0 | 15 | 105055.7844 | 10.5056 | 0 | 105055.7844 | 1964000.3418 | 254 | 86555.7844 | 1819.491 | 1819.491 | 18500 | 105055.7844 | 105055.7844 | 0 | 0 | 0 | 0 | 86555.7844 | 0 | 0 | 0 | 0 | 0
2022-12-25 20:00 | 0 | 0 | 186065 | 0 | 2846 | 0 | 15 | 105055.7844 | 10.5056 | 0 | 105055.7844 | 1858944.5574 | 254 | 86555.7844 | 1819.491 | 1819.491 | 18500 | 105055.7844 | 105055.7844 | 0 | 0 | 0 | 0 | 86555.7844 | 0 | 0 | 0 | 0 | 0
2022-12-25 21:00 | 0 | 0 | 186065 | 0 | 2846 | 0 | 15 | 105055.7844 | 10.5056 | 0 | 105055.7844 | 1753888.773 | 254 | 86555.7844 | 1819.491 | 1819.491 | 18500 | 105055.7844 | 105055.7844 | 0 | 0 | 0 | 0 | 86555.7844 | 0 | 0 | 0 | 0 | 0
2022-12-25 22:00 | 0 | 0 | 186065 | 0 | 2846 | 0 | 15 | 105055.7844 | 10.5056 | 0 | 105055.7844 | 1648832.9886 | 254 | 86555.7844 | 1819.491 | 1819.491 | 18500 | 105055.7844 | 105055.7844 | 0 | 0 | 0 | 0 | 86555.7844 | 0 | 0 | 0 | 0 | 0
2022-12-25 23:00 | 0 | 0 | 186065 | 0 | 2846 | 0 | 15 | 105055.7844 | 10.5056 | 0 | 105055.7844 | 1543777.2042 | 254 | 86555.7844 | 1819.491 | 1819.491 | 18500 | 105055.7844 | 105055.7844 | 0 | 0 | 0 | 0 | 86555.7844 | 0 | 0 | 0 | 0 | 0
2022-12-26 | 0 | 0 | 186065 | 0 | 2846 | 0 | 15 | 104014.1177 | 10.4014 | 0 | 104014.1177 | 1438721.4198 | 254 | 86555.7844 | 1819.491 | 1819.491 | 17458.3333 | 104014.1177 | 104014.1177 | 0 | 0 | 0 | 0 | 86555.7844 | 0 | 0 | 0 | 0 | 0
2022-12-26 01:00 | 0 | 0 | 186065 | 0 | 2846 | 0 | 15 | 104014.1177 | 10.4014 | 0 | 104014.1177 | 1334707.302 | 254 | 86555.7844 | 1819.491 | 1819.491 | 17458.3333 | 104014.1177 | 104014.1177 | 0 | 0 | 0 | 0 | 86555.7844 | 0 | 0 | 0 | 0 | 0
2022-12-26 02:00 | 0 | 0 | 186065 | 0 | 2846 | 0 | 15 | 104014.1177 | 10.4014 | 0 | 104014.1177 | 1230693.1843 | 254 | 86555.7844 | 1819.491 | 1819.491 | 17458.3333 | 104014.1177 | 104014.1177 | 0 | 0 | 0 | 0 | 86555.7844 | 0 | 0 | 0 | 0 | 0
2022-12-26 03:00 | 0 | 0 | 186065 | 0 | 2846 | 0 | 15 | 104014.1177 | 10.4014 | 0 | 104014.1177 | 1126679.0665 | 254 | 86555.7844 | 1819.491 | 1819.491 | 17458.3333 | 104014.1177 | 104014.1177 | 0 | 0 | 0 | 0 | 86555.7844 | 0 | 0 | 0 | 0 | 0
2022-12-26 04:00 | 0 | 0 | 186065 | 0 | 2846 | 0 | 15 | 104014.1177 | 10.4014 | 0 | 104014.1177 | 1022664.9488 | 254 | 86555.7844 | 1819.491 | 1819.491 | 17458.3333 | 104014.1177 | 104014.1177 | 0 | 0 | 0 | 0 | 86555.7844 | 0 | 0 | 0 | 0 | 0
2022-12-26 05:00 | 0 | 0 | 186065 | 0 | 2846 | 0 | 15 | 104014.1177 | 10.4014 | 0 | 104014.1177 | 918650.831 | 254 | 86555.7844 | 1819.491 | 1819.491 | 17458.3333 | 104014.1177 | 104014.1177 | 0 | 0 | 0 | 0 | 86555.7844 | 0 | 0 | 0 | 0 | 0
2022-12-26 06:00 | 0 | 0 | 186065 | 0 | 2846 | 0 | 15 | 104014.1177 | 10.4014 | 0 | 104014.1177 | 814636.7133 | 254 | 86555.7844 | 1819.491 | 1819.491 | 17458.3333 | 104014.1177 | 104014.1177 | 0 | 0 | 0 | 0 | 86555.7844 | 0 | 0 | 0 | 0 | 0
2022-12-26 07:00 | 0.0132 | 0.00781 | 186065 | 2382.3763 | 2846 | 3716.3979 | 15 | 101631.7415 | 10.1632 | 0 | 97915.3436 | 710622.5955 | 254 | 86555.7844 | 1819.491 | 1819.491 | 17458.3333 | 104014.1177 | 104014.1177 | 0 | 0 | 0 | 0 | 86555.7844 | 0 | 0 | 0 | 0 | 0
2022-12-26 08:00 | 0.11762 | 0.16748 | 186065 | 21228.4163 | 2846 | 79695.559 | 15 | 82785.7014 | 8.2786 | 0 | 3090.1424 | 612707.2519 | 254 | 86555.7844 | 1819.491 | 1819.491 | 17458.3333 | 104014.1177 | 104014.1177 | 0 | 0 | 0 | 3770.083 | 82785.7014 | 0 | 0 | 0 | 0 | 0
2022-12-26 09:00 | 0.2388 | 0.21218 | 186065 | 43099.3523 | 2846 | 100966.1076 | 15 | 60914.7654 | 6.0915 | 40051.3422 | 0 | 609617.1095 | 254 | 86555.7844 | 1819.491 | 1819.491 | 17458.3333 | 104014.1177 | 104014.1177 | 0 | 0 | 0 | 43099.3523 | 43456.4321 | 0 | 0 | 0 | 0 | 0
2022-12-26 10:00 | 0.33758 | 0.22508 | 186065 | 60927.468 | 2846 | 107104.5881 | 15 | 43086.6497 | 4.3087 | 64017.9384 | 0 | 649668.4517 | 254 | 86555.7844 | 1819.491 | 1819.491 | 17458.3333 | 104014.1177 | 104014.1177 | 0 | 0 | 0 | 43469.1347 | 43086.6497 | 0 | 0 | 0 | 0 | 0
2022-12-26 11:00 | 0.39958 | 0.256 | 186065 | 72117.4171 | 2846 | 121817.9072 | 15 | 31896.7006 | 3.1897 | 89921.2066 | 0 | 713686.39 | 254 | 86555.7844 | 1819.491 | 1819.491 | 17458.3333 | 104014.1177 | 104014.1177 | 0 | 0 | 0 | 72117.4171 | 14438.3673 | 0 | 0 | 0 | 0 | 0
2022-12-26 12:00 | 0.3738 | 0.14539 | 186065 | 67464.5641 | 2846 | 69184.006 | 15 | 36549.5537 | 3.655 | 32634.4523 | 0 | 803607.5966 | 254 | 86555.7844 | 1819.491 | 1819.491 | 17458.3333 | 104014.1177 | 104014.1177 | 0 | 0 | 0 | 67464.5641 | 19091.2203 | 0 | 0 | 0 | 0 | 0
2022-12-26 13:00 | 0.35225 | 0.13297 | 186065 | 63575.1544 | 2846 | 63273.9341 | 15 | 40438.9634 | 4.0439 | 22834.9707 | 0 | 836242.0489 | 254 | 86555.7844 | 1819.491 | 1819.491 | 17458.3333 | 104014.1177 | 104014.1177 | 0 | 0 | 0 | 46116.821 | 40438.9634 | 0 | 0 | 0 | 0 | 0
2022-12-26 14:00 | 0.28425 | 0.06838 | 186065 | 51302.307 | 2846 | 32538.7051 | 15 | 52711.8108 | 5.2712 | 0 | 20173.1057 | 859077.0196 | 254 | 86555.7844 | 1819.491 | 1819.491 | 17458.3333 | 104014.1177 | 104014.1177 | 0 | 0 | 0 | 33843.9736 | 52711.8108 | 0 | 0 | 0 | 0 | 0
2022-12-26 15:00 | 0.1778 | 0.03116 | 186065 | 32089.8863 | 2846 | 14827.5234 | 15 | 71924.2315 | 7.1924 | 0 | 57096.7081 | 838903.9138 | 254 | 86555.7844 | 1819.491 | 1819.491 | 17458.3333 | 104014.1177 | 104014.1177 | 0 | 0 | 0 | 14631.553 | 71924.2315 | 0 | 0 | 0 | 0 | 0
2022-12-26 16:00 | 0.0706 | 0.01632 | 186065 | 12742.1033 | 2846 | 7765.8916 | 15 | 91272.0144 | 9.1272 | 0 | 83506.1228 | 781807.2058 | 254 | 86555.7844 | 1819.491 | 1819.491 | 17458.3333 | 104014.1177 | 104014.1177 | 0 | 0 | 0 | 0 | 86555.7844 | 0 | 0 | 0 | 0 | 0
2022-12-26 17:00 | 0.00338 | 0 | 186065 | 610.0327 | 2846 | 0 | 15 | 103404.085 | 10.3404 | 0 | 103404.085 | 698301.0829 | 254 | 86555.7844 | 1819.491 | 1819.491 | 17458.3333 | 104014.1177 | 104014.1177 | 0 | 0 | 0 | 0 | 86555.7844 | 0 | 0 | 0 | 0 | 0
2022-12-26 18:00 | 0 | 0 | 186065 | 0 | 2846 | 0 | 15 | 104014.1177 | 10.4014 | 0 | 104014.1177 | 594896.9979 | 254 | 86555.7844 | 1819.491 | 1819.491 | 17458.3333 | 104014.1177 | 104014.1177 | 0 | 0 | 0 | 0 | 86555.7844 | 0 | 0 | 0 | 0 | 0
2022-12-26 19:00 | 0 | 0 | 186065 | 0 | 2846 | 0 | 15 | 104014.1177 | 10.4014 | 0 | 104014.1177 | 490882.8802 | 254 | 86555.7844 | 1819.491 | 1819.491 | 17458.3333 | 104014.1177 | 104014.1177 | 0 | 0 | 0 | 0 | 86555.7844 | 0 | 0 | 0 | 0 | 0
2022-12-26 20:00 | 0 | 0 | 186065 | 0 | 2846 | 0 | 15 | 104014.1177 | 10.4014 | 0 | 104014.1177 | 386868.7624 | 254 | 86555.7844 | 1819.491 | 1819.491 | 17458.3333 | 104014.1177 | 104014.1177 | 0 | 0 | 0 | 0 | 86555.7844 | 0 | 0 | 0 | 0 | 0
2022-12-26 21:00 | 0 | 0 | 186065 | 0 | 2846 | 0 | 15 | 101817.4908 | 10.1817 | 0 | 101817.4908 | 282854.6447 | 254 | 84359.1574 | 1819.491 | 1773.3156 | 17458.3333 | 104014.1177 | 101817.4908 | 0 | 2196.627 | 2196.627 | 0 | 84359.1574 | 0 | 0 | 0 | 0 | 0
2022-12-26 22:00 | 0 | 0 | 186065 | 0 | 2846 | 0 | 15 | 17458.3333 | 1.7458 | 0 | 17458.3333 | 181037.1539 | 254 | 0 | 1819.491 | 0 | 17458.3333 | 104014.1177 | 17458.3333 | 0 | 86555.7844 | 86555.7844 | 0 | 0 | 0 | 0 | 0 | 0 | 0
2022-12-26 23:00 | 0 | 0 | 186065 | 0 | 2846 | 0 | 15 | 17458.3333 | 1.7458 | 0 | 17458.3333 | 163578.8206 | 254 | 0 | 1819.491 | 0 | 17458.3333 | 104014.1177 | 17458.3333 | 0 | 86555.7844 | 86555.7844 | 0 | 0 | 0 | 0 | 0 | 0 | 0
2022-12-27 | 0 | 0 | 186065 | 0 | 2846 | 0 | 15 | 18416.6667 | 1.8417 | 0 | 18416.6667 | 146120.4872 | 254 | 0 | 1819.491 | 0 | 18416.6667 | 104972.4511 | 18416.6667 | 0 | 86555.7844 | 86555.7844 | 0 | 0 | 0 | 0 | 0 | 0 | 0
2022-12-27 01:00 | 0 | 0 | 186065 | 0 | 2846 | 0 | 15 | 18416.6667 | 1.8417 | 0 | 18416.6667 | 127703.8206 | 254 | 0 | 1819.491 | 0 | 18416.6667 | 104972.4511 | 18416.6667 | 0 | 86555.7844 | 86555.7844 | 0 | 0 | 0 | 0 | 0 | 0 | 0
2022-12-27 02:00 | 0 | 0 | 186065 | 0 | 2846 | 0 | 15 | 18416.6667 | 1.8417 | 0 | 18416.6667 | 109287.1539 | 254 | 0 | 1819.491 | 0 | 18416.6667 | 104972.4511 | 18416.6667 | 0 | 86555.7844 | 86555.7844 | 0 | 0 | 0 | 0 | 0 | 0 | 0
2022-12-27 03:00 | 0 | 0 | 186065 | 0 | 2846 | 0 | 15 | 18416.6667 | 1.8417 | 0 | 18416.6667 | 90870.4872 | 254 | 0 | 1819.491 | 0 | 18416.6667 | 104972.4511 | 18416.6667 | 0 | 86555.7844 | 86555.7844 | 0 | 0 | 0 | 0 | 0 | 0 | 0
2022-12-27 04:00 | 0 | 0 | 186065 | 0 | 2846 | 0 | 15 | 18416.6667 | 1.8417 | 0 | 18416.6667 | 72453.8206 | 254 | 0 | 1819.491 | 0 | 18416.6667 | 104972.4511 | 18416.6667 | 0 | 86555.7844 | 86555.7844 | 0 | 0 | 0 | 0 | 0 | 0 | 0
2022-12-27 05:00 | 0 | 0 | 186065 | 0 | 2846 | 0 | 15 | 18416.6667 | 1.8417 | 0 | 18416.6667 | 54037.1539 | 254 | 0 | 1819.491 | 0 | 18416.6667 | 104972.4511 | 18416.6667 | 0 | 86555.7844 | 86555.7844 | 0 | 0 | 0 | 0 | 0 | 0 | 0
2022-12-27 06:00 | 0 | 0 | 186065 | 0 | 2846 | 0 | 15 | 18416.6667 | 1.8417 | 0 | 18416.6667 | 35620.4872 | 254 | 0 | 1819.491 | 0 | 18416.6667 | 104972.4511 | 18416.6667 | 0 | 86555.7844 | 86555.7844 | 0 | 0 | 0 | 0 | 0 | 0 | 0
2022-12-27 07:00 | 0.00672 | 0 | 186065 | 1212.8461 | 2846 | 0 | 15 | 17203.8206 | 1.7204 | 0 | 17203.8206 | 17203.8206 | 254 | 0 | 1819.491 | 0 | 18416.6667 | 104972.4511 | 18416.6667 | 0 | 86555.7844 | 86555.7844 | 0 | 0 | 0 | 0 | 0 | 0 | 0
2022-12-27 08:00 | 0.06522 | 0.01644 | 186065 | 11771.1045 | 2846 | 7822.9937 | 15 | 7822.9937 | 0.7823 | 0 | 0 | 0 | 254 | 1177.4316 | 1819.491 | 24.7508 | 18416.6667 | 104972.4511 | 19594.0982 | 0 | 85378.3528 | 85378.3528 | 1177.4316 | 0 | 0 | 0 | 0 | 0 | 0
2022-12-27 09:00 | 0.14982 | 0.02651 | 186065 | 27039.9706 | 2846 | 12614.8153 | 15 | 7665.6349 | 0.76656 | 4949.1804 | 0 | 0 | 254 | 16288.9388 | 1819.491 | 342.4101 | 18416.6667 | 104972.4511 | 34705.6055 | 0 | 70266.8456 | 70266.8456 | 8623.3039 | 7665.6349 | 0 | 0 | 0 | 0 | 0
2022-12-27 10:00 | 0.2268 | 0.03437 | 186065 | 40933.5557 | 2846 | 16355.0057 | 15 | 0 | 0 | 16355.0057 | 0 | 4949.1804 | 254 | 22516.8891 | 1819.491 | 473.328 | 18416.6667 | 104972.4511 | 40933.5557 | 0 | 64038.8953 | 64038.8953 | 22516.8891 | 0 | 0 | 0 | 0 | 0 | 0
2022-12-27 11:00 | 0.2683 | 0.03898 | 186065 | 48423.6023 | 2846 | 18548.6798 | 15 | 0 | 0 | 18548.6798 | 0 | 21304.1861 | 254 | 30006.9356 | 1819.491 | 630.7764 | 18416.6667 | 104972.4511 | 48423.6023 | 0 | 56548.8488 | 56548.8488 | 30006.9356 | 0 | 0 | 0 | 0 | 0 | 0
2022-12-27 12:00 | 0.23912 | 0.04668 | 186065 | 43157.1069 | 2846 | 22212.734 | 15 | 0 | 0 | 22212.734 | 0 | 39852.8659 | 254 | 24740.4402 | 1819.491 | 520.0693 | 18416.6667 | 104972.4511 | 43157.1069 | 0 | 61815.3442 | 61815.3442 | 24740.4402 | 0 | 0 | 0 | 0 | 0 | 0
2022-12-27 13:00 | 0.18373 | 0.10644 | 186065 | 33160.1508 | 2846 | 50649.6017 | 15 | 0 | 0 | 50649.6017 | 0 | 62065.5999 | 254 | 14743.4841 | 1819.491 | 309.9231 | 18416.6667 | 104972.4511 | 33160.1508 | 0 | 71812.3003 | 71812.3003 | 14743.4841 | 0 | 0 | 0 | 0 | 0 | 0
2022-12-27 14:00 | 0.17085 | 0.12225 | 186065 | 30835.5291 | 2846 | 58172.8092 | 15 | 0 | 0 | 58172.8092 | 0 | 112715.2016 | 254 | 12418.8624 | 1819.491 | 261.0572 | 18416.6667 | 104972.4511 | 30835.5291 | 0 | 74136.922 | 74136.922 | 12418.8624 | 0 | 0 | 0 | 0 | 0 | 0
2022-12-27 15:00 | 0.12503 | 0.12891 | 186065 | 22565.7957 | 2846 | 61341.9782 | 15 | 0 | 0 | 61341.9782 | 0 | 170888.0108 | 254 | 4149.1291 | 1819.491 | 87.2189 | 18416.6667 | 104972.4511 | 22565.7957 | 0 | 82406.6553 | 82406.6553 | 4149.1291 | 0 | 0 | 0 | 0 | 0 | 0
2022-12-27 16:00 | 0.05908 | 0.08469 | 186065 | 10662.9386 | 2846 | 40299.8381 | 15 | 7753.7281 | 0.77537 | 32546.1101 | 0 | 232229.989 | 254 | 0 | 1819.491 | 0 | 18416.6667 | 104972.4511 | 18416.6667 | 0 | 86555.7844 | 86555.7844 | 0 | 0 | 0 | 0 | 0 | 0 | 0
2022-12-27 17:00 | 0.00355 | 0.00408 | 186065 | 640.7148 | 2846 | 1941.4729 | 15 | 17775.9518 | 1.7776 | 0 | 15834.4789 | 264776.0991 | 254 | 0 | 1819.491 | 0 | 18416.6667 | 104972.4511 | 18416.6667 | 0 | 86555.7844 | 86555.7844 | 0 | 0 | 0 | 0 | 0 | 0 | 0
2022-12-27 18:00 | 0 | 0 | 186065 | 0 | 2846 | 0 | 15 | 18416.6667 | 1.8417 | 0 | 18416.6667 | 248941.6201 | 254 | 0 | 1819.491 | 0 | 18416.6667 | 104972.4511 | 18416.6667 | 0 | 86555.7844 | 86555.7844 | 0 | 0 | 0 | 0 | 0 | 0 | 0
2022-12-27 19:00 | 0 | 0 | 186065 | 0 | 2846 | 0 | 15 | 18416.6667 | 1.8417 | 0 | 18416.6667 | 230524.9535 | 254 | 0 | 1819.491 | 0 | 18416.6667 | 104972.4511 | 18416.6667 | 0 | 86555.7844 | 86555.7844 | 0 | 0 | 0 | 0 | 0 | 0 | 0
2022-12-27 20:00 | 0 | 0 | 186065 | 0 | 2846 | 0 | 15 | 18416.6667 | 1.8417 | 0 | 18416.6667 | 212108.2868 | 254 | 0 | 1819.491 | 0 | 18416.6667 | 104972.4511 | 18416.6667 | 0 | 86555.7844 | 86555.7844 | 0 | 0 | 0 | 0 | 0 | 0 | 0
2022-12-27 21:00 | 0 | 0 | 186065 | 0 | 2846 | 0 | 15 | 18416.6667 | 1.8417 | 0 | 18416.6667 | 193691.6201 | 254 | 0 | 1819.491 | 0 | 18416.6667 | 104972.4511 | 18416.6667 | 0 | 86555.7844 | 86555.7844 | 0 | 0 | 0 | 0 | 0 | 0 | 0
2022-12-27 22:00 | 0 | 0 | 186065 | 0 | 2846 | 0 | 15 | 18416.6667 | 1.8417 | 0 | 18416.6667 | 175274.9535 | 254 | 0 | 1819.491 | 0 | 18416.6667 | 104972.4511 | 18416.6667 | 0 | 86555.7844 | 86555.7844 | 0 | 0 | 0 | 0 | 0 | 0 | 0
2022-12-27 23:00 | 0 | 0 | 186065 | 0 | 2846 | 0 | 15 | 18416.6667 | 1.8417 | 0 | 18416.6667 | 156858.2868 | 254 | 0 | 1819.491 | 0 | 18416.6667 | 104972.4511 | 18416.6667 | 0 | 86555.7844 | 86555.7844 | 0 | 0 | 0 | 0 | 0 | 0 | 0
2022-12-28 | 0 | 0 | 186065 | 0 | 2846 | 0 | 15 | 18958.3333 | 1.8958 | 0 | 18958.3333 | 138441.6201 | 254 | 0 | 1819.491 | 0 | 18958.3333 | 105514.1177 | 18958.3333 | 0 | 86555.7844 | 86555.7844 | 0 | 0 | 0 | 0 | 0 | 0 | 0
2022-12-28 01:00 | 0 | 0 | 186065 | 0 | 2846 | 0 | 15 | 18958.3333 | 1.8958 | 0 | 18958.3333 | 119483.2868 | 254 | 0 | 1819.491 | 0 | 18958.3333 | 105514.1177 | 18958.3333 | 0 | 86555.7844 | 86555.7844 | 0 | 0 | 0 | 0 | 0 | 0 | 0
2022-12-28 02:00 | 0 | 0 | 186065 | 0 | 2846 | 0 | 15 | 18958.3333 | 1.8958 | 0 | 18958.3333 | 100524.9535 | 254 | 0 | 1819.491 | 0 | 18958.3333 | 105514.1177 | 18958.3333 | 0 | 86555.7844 | 86555.7844 | 0 | 0 | 0 | 0 | 0 | 0 | 0
2022-12-28 03:00 | 0 | 0 | 186065 | 0 | 2846 | 0 | 15 | 18958.3333 | 1.8958 | 0 | 18958.3333 | 81566.6201 | 254 | 0 | 1819.491 | 0 | 18958.3333 | 105514.1177 | 18958.3333 | 0 | 86555.7844 | 86555.7844 | 0 | 0 | 0 | 0 | 0 | 0 | 0
2022-12-28 04:00 | 0 | 0 | 186065 | 0 | 2846 | 0 | 15 | 18958.3333 | 1.8958 | 0 | 18958.3333 | 62608.2868 | 254 | 0 | 1819.491 | 0 | 18958.3333 | 105514.1177 | 18958.3333 | 0 | 86555.7844 | 86555.7844 | 0 | 0 | 0 | 0 | 0 | 0 | 0
2022-12-28 05:00 | 0 | 0 | 186065 | 0 | 2846 | 0 | 15 | 18958.3333 | 1.8958 | 0 | 18958.3333 | 43649.9535 | 254 | 0 | 1819.491 | 0 | 18958.3333 | 105514.1177 | 18958.3333 | 0 | 86555.7844 | 86555.7844 | 0 | 0 | 0 | 0 | 0 | 0 | 0
2022-12-28 06:00 | 0 | 0 | 186065 | 0 | 2846 | 0 | 15 | 18958.3333 | 1.8958 | 0 | 18958.3333 | 24691.6201 | 254 | 0 | 1819.491 | 0 | 18958.3333 | 105514.1177 | 18958.3333 | 0 | 86555.7844 | 86555.7844 | 0 | 0 | 0 | 0 | 0 | 0 | 0
2022-12-28 07:00 | 0.01398 | 0.02249 | 186065 | 2523.153 | 2846 | 10701.8935 | 15 | 16435.1803 | 1.6435 | 0 | 5733.2868 | 5733.2868 | 254 | 0 | 1819.491 | 0 | 18958.3333 | 105514.1177 | 18958.3333 | 0 | 86555.7844 | 86555.7844 | 0 | 0 | 0 | 0 | 0 | 0 | 0
2022-12-28 08:00 | 0.1468 | 0.31687 | 186065 | 26494.9117 | 2846 | 150782.9697 | 15 | 79019.206 | 7.9019 | 71763.7637 | 0 | 0 | 254 | 86555.7844 | 1819.491 | 1819.491 | 18958.3333 | 105514.1177 | 105514.1177 | 0 | 0 | 0 | 7536.5784 | 79019.206 | 0 | 0 | 0 | 0 | 0
2022-12-28 09:00 | 0.32065 | 0.58101 | 186065 | 57871.89 | 2846 | 276474.3057 | 15 | 47642.2278 | 4.7642 | 228832.0779 | 0 | 71763.7637 | 254 | 86555.7844 | 1819.491 | 1819.491 | 18958.3333 | 105514.1177 | 105514.1177 | 0 | 0 | 0 | 38913.5566 | 47642.2278 | 0 | 0 | 0 | 0 | 0
2022-12-28 10:00 | 0.46485 | 0.71816 | 186065 | 83897.5458 | 2846 | 341737.2978 | 15 | 21616.572 | 2.1617 | 320120.7258 | 0 | 300595.8417 | 254 | 86555.7844 | 1819.491 | 1819.491 | 18958.3333 | 105514.1177 | 105514.1177 | 0 | 0 | 0 | 64939.2125 | 21616.572 | 0 | 0 | 0 | 0 | 0
2022-12-28 11:00 | 0.55903 | 0.77648 | 186065 | 100895.4394 | 2846 | 369488.9398 | 15 | 4618.6783 | 0.46187 | 364870.2615 | 0 | 620716.5675 | 254 | 86555.7844 | 1819.491 | 1819.491 | 18958.3333 | 105514.1177 | 105514.1177 | 0 | 0 | 0 | 81937.1061 | 4618.6783 | 0 | 0 | 0 | 0 | 0
2022-12-28 12:00 | 0.51553 | 0.63182 | 186065 | 93044.4268 | 2846 | 300652.3052 | 15 | 12469.691 | 1.247 | 288182.6142 | 0 | 985586.829 | 254 | 86555.7844 | 1819.491 | 1819.491 | 18958.3333 | 105514.1177 | 105514.1177 | 0 | 0 | 0 | 74086.0934 | 12469.691 | 0 | 0 | 0 | 0 | 0
2022-12-28 13:00 | 0.4544 | 0.35991 | 186065 | 82011.4979 | 2846 | 171263.6054 | 15 | 23502.6198 | 2.3503 | 147760.9856 | 0 | 1273769.4432 | 254 | 86555.7844 | 1819.491 | 1819.491 | 18958.3333 | 105514.1177 | 105514.1177 | 0 | 0 | 0 | 82011.4979 | 4544.2865 | 0 | 0 | 0 | 0 | 0
2022-12-28 14:00 | 0.3594 | 0.37785 | 186065 | 64865.6082 | 2846 | 179800.3759 | 15 | 40648.5096 | 4.0649 | 139151.8663 | 0 | 1421530.4287 | 254 | 86555.7844 | 1819.491 | 1819.491 | 18958.3333 | 105514.1177 | 105514.1177 | 0 | 0 | 0 | 64865.6082 | 21690.1762 | 0 | 0 | 0 | 0 | 0
2022-12-28 15:00 | 0.23388 | 0.33924 | 186065 | 42211.3757 | 2846 | 161427.7611 | 15 | 63302.742 | 6.3303 | 98125.0191 | 0 | 1560682.2951 | 254 | 86555.7844 | 1819.491 | 1819.491 | 18958.3333 | 105514.1177 | 105514.1177 | 0 | 0 | 0 | 23253.0424 | 63302.742 | 0 | 0 | 0 | 0 | 0
2022-12-28 16:00 | 0.0951 | 0.20964 | 186065 | 17163.9381 | 2846 | 99757.4456 | 15 | 88350.1797 | 8.835 | 11407.2659 | 0 | 1658807.3142 | 254 | 86555.7844 | 1819.491 | 1819.491 | 18958.3333 | 105514.1177 | 105514.1177 | 0 | 0 | 0 | 17163.9381 | 69391.8464 | 0 | 0 | 0 | 0 | 0
2022-12-28 17:00 | 0.00465 | 0.01402 | 186065 | 839.2462 | 2846 | 6671.4338 | 15 | 104674.8716 | 10.4675 | 0 | 98003.4377 | 1670214.58 | 254 | 86555.7844 | 1819.491 | 1819.491 | 18958.3333 | 105514.1177 | 105514.1177 | 0 | 0 | 0 | 839.2462 | 85716.5382 | 0 | 0 | 0 | 0 | 0
2022-12-28 18:00 | 0 | 0 | 186065 | 0 | 2846 | 0 | 15 | 105514.1177 | 10.5514 | 0 | 105514.1177 | 1572211.1423 | 254 | 86555.7844 | 1819.491 | 1819.491 | 18958.3333 | 105514.1177 | 105514.1177 | 0 | 0 | 0 | 0 | 86555.7844 | 0 | 0 | 0 | 0 | 0
2022-12-28 19:00 | 0 | 0 | 186065 | 0 | 2846 | 0 | 15 | 105514.1177 | 10.5514 | 0 | 105514.1177 | 1466697.0245 | 254 | 86555.7844 | 1819.491 | 1819.491 | 18958.3333 | 105514.1177 | 105514.1177 | 0 | 0 | 0 | 0 | 86555.7844 | 0 | 0 | 0 | 0 | 0
2022-12-28 20:00 | 0 | 0 | 186065 | 0 | 2846 | 0 | 15 | 105514.1177 | 10.5514 | 0 | 105514.1177 | 1361182.9068 | 254 | 86555.7844 | 1819.491 | 1819.491 | 18958.3333 | 105514.1177 | 105514.1177 | 0 | 0 | 0 | 0 | 86555.7844 | 0 | 0 | 0 | 0 | 0
2022-12-28 21:00 | 0 | 0 | 186065 | 0 | 2846 | 0 | 15 | 105514.1177 | 10.5514 | 0 | 105514.1177 | 1255668.789 | 254 | 86555.7844 | 1819.491 | 1819.491 | 18958.3333 | 105514.1177 | 105514.1177 | 0 | 0 | 0 | 0 | 86555.7844 | 0 | 0 | 0 | 0 | 0
2022-12-28 22:00 | 0 | 0 | 186065 | 0 | 2846 | 0 | 15 | 105514.1177 | 10.5514 | 0 | 105514.1177 | 1150154.6713 | 254 | 86555.7844 | 1819.491 | 1819.491 | 18958.3333 | 105514.1177 | 105514.1177 | 0 | 0 | 0 | 0 | 86555.7844 | 0 | 0 | 0 | 0 | 0
2022-12-28 23:00 | 0 | 0 | 186065 | 0 | 2846 | 0 | 15 | 105514.1177 | 10.5514 | 0 | 105514.1177 | 1044640.5535 | 254 | 86555.7844 | 1819.491 | 1819.491 | 18958.3333 | 105514.1177 | 105514.1177 | 0 | 0 | 0 | 0 | 86555.7844 | 0 | 0 | 0 | 0 | 0
2022-12-29 | 0 | 0 | 186065 | 0 | 2846 | 0 | 15 | 105639.1177 | 10.5639 | 0 | 105639.1177 | 939126.4358 | 254 | 86555.7844 | 1819.491 | 1819.491 | 19083.3333 | 105639.1177 | 105639.1177 | 0 | 0 | 0 | 0 | 86555.7844 | 0 | 0 | 0 | 0 | 0
2022-12-29 01:00 | 0 | 0 | 186065 | 0 | 2846 | 0 | 15 | 105639.1177 | 10.5639 | 0 | 105639.1177 | 833487.318 | 254 | 86555.7844 | 1819.491 | 1819.491 | 19083.3333 | 105639.1177 | 105639.1177 | 0 | 0 | 0 | 0 | 86555.7844 | 0 | 0 | 0 | 0 | 0
2022-12-29 02:00 | 0 | 0 | 186065 | 0 | 2846 | 0 | 15 | 105639.1177 | 10.5639 | 0 | 105639.1177 | 727848.2003 | 254 | 86555.7844 | 1819.491 | 1819.491 | 19083.3333 | 105639.1177 | 105639.1177 | 0 | 0 | 0 | 0 | 86555.7844 | 0 | 0 | 0 | 0 | 0
2022-12-29 03:00 | 0 | 0 | 186065 | 0 | 2846 | 0 | 15 | 105639.1177 | 10.5639 | 0 | 105639.1177 | 622209.0825 | 254 | 86555.7844 | 1819.491 | 1819.491 | 19083.3333 | 105639.1177 | 105639.1177 | 0 | 0 | 0 | 0 | 86555.7844 | 0 | 0 | 0 | 0 | 0
2022-12-29 04:00 | 0 | 0 | 186065 | 0 | 2846 | 0 | 15 | 105639.1177 | 10.5639 | 0 | 105639.1177 | 516569.9648 | 254 | 86555.7844 | 1819.491 | 1819.491 | 19083.3333 | 105639.1177 | 105639.1177 | 0 | 0 | 0 | 0 | 86555.7844 | 0 | 0 | 0 | 0 | 0
2022-12-29 05:00 | 0 | 0 | 186065 | 0 | 2846 | 0 | 15 | 105639.1177 | 10.5639 | 0 | 105639.1177 | 410930.847 | 254 | 86555.7844 | 1819.491 | 1819.491 | 19083.3333 | 105639.1177 | 105639.1177 | 0 | 0 | 0 | 0 | 86555.7844 | 0 | 0 | 0 | 0 | 0
2022-12-29 06:00 | 0 | 0 | 186065 | 0 | 2846 | 0 | 15 | 105639.1177 | 10.5639 | 0 | 105639.1177 | 305291.7293 | 254 | 86555.7844 | 1819.491 | 1819.491 | 19083.3333 | 105639.1177 | 105639.1177 | 0 | 0 | 0 | 0 | 86555.7844 | 0 | 0 | 0 | 0 | 0
2022-12-29 07:00 | 0.0157 | 0.07018 | 186065 | 2833.5839 | 2846 | 33395.2372 | 15 | 102805.5339 | 10.2806 | 0 | 69410.2966 | 199652.6115 | 254 | 86555.7844 | 1819.491 | 1819.491 | 19083.3333 | 105639.1177 | 105639.1177 | 0 | 0 | 0 | 2833.5839 | 83722.2005 | 0 | 0 | 0 | 0 | 0
2022-12-29 08:00 | 0.17052 | 0.53488 | 186065 | 30775.9697 | 2846 | 254523.2899 | 15 | 74863.1481 | 7.4863 | 179660.1418 | 0 | 130242.3149 | 254 | 86555.7844 | 1819.491 | 1819.491 | 19083.3333 | 105639.1177 | 105639.1177 | 0 | 0 | 0 | 30775.9697 | 55779.8147 | 0 | 0 | 0 | 0 | 0
2022-12-29 09:00 | 0.3567 | 0.76539 | 186065 | 64378.3039 | 2846 | 364211.75 | 15 | 41260.8138 | 4.1261 | 322950.9362 | 0 | 309902.4567 | 254 | 86555.7844 | 1819.491 | 1819.491 | 19083.3333 | 105639.1177 | 105639.1177 | 0 | 0 | 0 | 45294.9706 | 41260.8138 | 0 | 0 | 0 | 0 | 0
2022-12-29 10:00 | 0.49427 | 0.85487 | 186065 | 89207.3571 | 2846 | 406790.9153 | 15 | 16431.7606 | 1.6432 | 390359.1547 | 0 | 632853.3928 | 254 | 86555.7844 | 1819.491 | 1819.491 | 19083.3333 | 105639.1177 | 105639.1177 | 0 | 0 | 0 | 70124.0238 | 16431.7606 | 0 | 0 | 0 | 0 | 0
2022-12-29 11:00 | 0.5927 | 0.89888 | 186065 | 106972.3037 | 2846 | 427733.1267 | 15 | 0 | 0 | 427733.1267 | 0 | 1023212.5476 | 254 | 86555.7844 | 1819.491 | 1819.491 | 19083.3333 | 105639.1177 | 105639.1177 | 0 | 0 | 0 | 86555.7844 | 0 | 0 | 0 | 0 | 0 | 0
2022-12-29 12:00 | 0.57817 | 0.65743 | 186065 | 104349.885 | 2846 | 312838.8544 | 15 | 1289.2327 | 0.12892 | 311549.6217 | 0 | 1450945.6742 | 254 | 86555.7844 | 1819.491 | 1819.491 | 19083.3333 | 105639.1177 | 105639.1177 | 0 | 0 | 0 | 86555.7844 | 0 | 0 | 0 | 0 | 0 | 0
2022-12-29 13:00 | 0.54845 | 0.72319 | 186065 | 98985.9288 | 2846 | 344130.8293 | 15 | 6653.189 | 0.66532 | 337477.6404 | 0 | 1762495.2959 | 254 | 86555.7844 | 1819.491 | 1819.491 | 19083.3333 | 105639.1177 | 105639.1177 | 0 | 0 | 0 | 86555.7844 | 0 | 0 | 0 | 0 | 0 | 0
2022-12-29 14:00 | 0.4298 | 0.67362 | 186065 | 77571.6149 | 2846 | 320542.8853 | 15 | 28067.5029 | 2.8068 | 292475.3825 | 0 | 2099972.9362 | 254 | 86555.7844 | 1819.491 | 1819.491 | 19083.3333 | 105639.1177 | 105639.1177 | 0 | 0 | 0 | 58488.2816 | 28067.5029 | 0 | 0 | 0 | 0 | 0
2022-12-29 15:00 | 0.28762 | 0.60762 | 186065 | 51910.5348 | 2846 | 289136.7061 | 15 | 53728.5829 | 5.3729 | 235408.1232 | 0 | 2392448.3187 | 254 | 86555.7844 | 1819.491 | 1819.491 | 19083.3333 | 105639.1177 | 105639.1177 | 0 | 0 | 0 | 32827.2015 | 53728.5829 | 0 | 0 | 0 | 0 | 0
2022-12-29 16:00 | 0.1187 | 0.34988 | 186065 | 21423.338 | 2846 | 166490.8179 | 15 | 84215.7797 | 8.4216 | 82275.0381 | 0 | 2627856.442 | 254 | 86555.7844 | 1819.491 | 1819.491 | 19083.3333 | 105639.1177 | 105639.1177 | 0 | 0 | 0 | 2340.0047 | 84215.7797 | 0 | 0 | 0 | 0 | 0
2022-12-29 17:00 | 0.00578 | 0.01737 | 186065 | 1043.192 | 2846 | 8265.5353 | 15 | 104595.9257 | 10.4596 | 0 | 96330.3904 | 2710131.4801 | 254 | 86555.7844 | 1819.491 | 1819.491 | 19083.3333 | 105639.1177 | 105639.1177 | 0 | 0 | 0 | 0 | 86555.7844 | 0 | 0 | 0 | 0 | 0
2022-12-29 18:00 | 0 | 0 | 186065 | 0 | 2846 | 0 | 15 | 105639.1177 | 10.5639 | 0 | 105639.1177 | 2613801.0897 | 254 | 86555.7844 | 1819.491 | 1819.491 | 19083.3333 | 105639.1177 | 105639.1177 | 0 | 0 | 0 | 0 | 86555.7844 | 0 | 0 | 0 | 0 | 0
2022-12-29 19:00 | 0 | 0 | 186065 | 0 | 2846 | 0 | 15 | 105639.1177 | 10.5639 | 0 | 105639.1177 | 2508161.972 | 254 | 86555.7844 | 1819.491 | 1819.491 | 19083.3333 | 105639.1177 | 105639.1177 | 0 | 0 | 0 | 0 | 86555.7844 | 0 | 0 | 0 | 0 | 0
2022-12-29 20:00 | 0 | 0 | 186065 | 0 | 2846 | 0 | 15 | 105639.1177 | 10.5639 | 0 | 105639.1177 | 2402522.8542 | 254 | 86555.7844 | 1819.491 | 1819.491 | 19083.3333 | 105639.1177 | 105639.1177 | 0 | 0 | 0 | 0 | 86555.7844 | 0 | 0 | 0 | 0 | 0
2022-12-29 21:00 | 0 | 0 | 186065 | 0 | 2846 | 0 | 15 | 105639.1177 | 10.5639 | 0 | 105639.1177 | 2296883.7365 | 254 | 86555.7844 | 1819.491 | 1819.491 | 19083.3333 | 105639.1177 | 105639.1177 | 0 | 0 | 0 | 0 | 86555.7844 | 0 | 0 | 0 | 0 | 0
2022-12-29 22:00 | 0 | 0 | 186065 | 0 | 2846 | 0 | 15 | 105639.1177 | 10.5639 | 0 | 105639.1177 | 2191244.6187 | 254 | 86555.7844 | 1819.491 | 1819.491 | 19083.3333 | 105639.1177 | 105639.1177 | 0 | 0 | 0 | 0 | 86555.7844 | 0 | 0 | 0 | 0 | 0
2022-12-29 23:00 | 0 | 0 | 186065 | 0 | 2846 | 0 | 15 | 105639.1177 | 10.5639 | 0 | 105639.1177 | 2085605.501 | 254 | 86555.7844 | 1819.491 | 1819.491 | 19083.3333 | 105639.1177 | 105639.1177 | 0 | 0 | 0 | 0 | 86555.7844 | 0 | 0 | 0 | 0 | 0
2022-12-30 | 0 | 0 | 186065 | 0 | 2846 | 0 | 15 | 104805.7844 | 10.4806 | 0 | 104805.7844 | 1979966.3832 | 254 | 86555.7844 | 1819.491 | 1819.491 | 18250 | 104805.7844 | 104805.7844 | 0 | 0 | 0 | 0 | 86555.7844 | 0 | 0 | 0 | 0 | 0
2022-12-30 01:00 | 0 | 0 | 186065 | 0 | 2846 | 0 | 15 | 104805.7844 | 10.4806 | 0 | 104805.7844 | 1875160.5988 | 254 | 86555.7844 | 1819.491 | 1819.491 | 18250 | 104805.7844 | 104805.7844 | 0 | 0 | 0 | 0 | 86555.7844 | 0 | 0 | 0 | 0 | 0
2022-12-30 02:00 | 0 | 0 | 186065 | 0 | 2846 | 0 | 15 | 104805.7844 | 10.4806 | 0 | 104805.7844 | 1770354.8144 | 254 | 86555.7844 | 1819.491 | 1819.491 | 18250 | 104805.7844 | 104805.7844 | 0 | 0 | 0 | 0 | 86555.7844 | 0 | 0 | 0 | 0 | 0
2022-12-30 03:00 | 0 | 0 | 186065 | 0 | 2846 | 0 | 15 | 104805.7844 | 10.4806 | 0 | 104805.7844 | 1665549.03 | 254 | 86555.7844 | 1819.491 | 1819.491 | 18250 | 104805.7844 | 104805.7844 | 0 | 0 | 0 | 0 | 86555.7844 | 0 | 0 | 0 | 0 | 0
2022-12-30 04:00 | 0 | 0 | 186065 | 0 | 2846 | 0 | 15 | 104805.7844 | 10.4806 | 0 | 104805.7844 | 1560743.2456 | 254 | 86555.7844 | 1819.491 | 1819.491 | 18250 | 104805.7844 | 104805.7844 | 0 | 0 | 0 | 0 | 86555.7844 | 0 | 0 | 0 | 0 | 0
2022-12-30 05:00 | 0 | 0 | 186065 | 0 | 2846 | 0 | 15 | 104805.7844 | 10.4806 | 0 | 104805.7844 | 1455937.4611 | 254 | 86555.7844 | 1819.491 | 1819.491 | 18250 | 104805.7844 | 104805.7844 | 0 | 0 | 0 | 0 | 86555.7844 | 0 | 0 | 0 | 0 | 0
2022-12-30 06:00 | 0 | 0 | 186065 | 0 | 2846 | 0 | 15 | 104805.7844 | 10.4806 | 0 | 104805.7844 | 1351131.6767 | 254 | 86555.7844 | 1819.491 | 1819.491 | 18250 | 104805.7844 | 104805.7844 | 0 | 0 | 0 | 0 | 86555.7844 | 0 | 0 | 0 | 0 | 0
2022-12-30 07:00 | 0.0148 | 0.03507 | 186065 | 2671.1491 | 2846 | 16688.1016 | 15 | 102134.6353 | 10.2135 | 0 | 85446.5337 | 1246325.8923 | 254 | 86555.7844 | 1819.491 | 1819.491 | 18250 | 104805.7844 | 104805.7844 | 0 | 0 | 0 | 2671.1491 | 83884.6353 | 0 | 0 | 0 | 0 | 0
2022-12-30 08:00 | 0.15552 | 0.36841 | 186065 | 28068.7239 | 2846 | 175308.3406 | 15 | 76737.0605 | 7.6737 | 98571.2801 | 0 | 1160879.3586 | 254 | 86555.7844 | 1819.491 | 1819.491 | 18250 | 104805.7844 | 104805.7844 | 0 | 0 | 0 | 9818.7239 | 76737.0605 | 0 | 0 | 0 | 0 | 0
2022-12-30 09:00 | 0.33065 | 0.5948 | 186065 | 59676.7205 | 2846 | 283036.2938 | 15 | 45129.0639 | 4.5129 | 237907.2298 | 0 | 1259450.6387 | 254 | 86555.7844 | 1819.491 | 1819.491 | 18250 | 104805.7844 | 104805.7844 | 0 | 0 | 0 | 59676.7205 | 26879.0639 | 0 | 0 | 0 | 0 | 0
2022-12-30 10:00 | 0.4772 | 0.68889 | 186065 | 86126.5115 | 2846 | 327809.1332 | 15 | 18679.273 | 1.8679 | 309129.8602 | 0 | 1497357.8686 | 254 | 86555.7844 | 1819.491 | 1819.491 | 18250 | 104805.7844 | 104805.7844 | 0 | 0 | 0 | 86126.5115 | 429.273 | 0 | 0 | 0 | 0 | 0
2022-12-30 11:00 | 0.5673 | 0.73059 | 186065 | 102388.0343 | 2846 | 347652.1282 | 15 | 2417.7502 | 0.24178 | 345234.3781 | 0 | 1806487.7288 | 254 | 86555.7844 | 1819.491 | 1819.491 | 18250 | 104805.7844 | 104805.7844 | 0 | 0 | 0 | 86555.7844 | 0 | 0 | 0 | 0 | 0 | 0
2022-12-30 12:00 | 0.59195 | 0.70687 | 186065 | 106836.9414 | 2846 | 336364.9377 | 15 | 0 | 0 | 336364.9377 | 0 | 2151722.1068 | 254 | 86555.7844 | 1819.491 | 1819.491 | 18250 | 104805.7844 | 104805.7844 | 0 | 0 | 0 | 86555.7844 | 0 | 0 | 0 | 0 | 0 | 0
2022-12-30 13:00 | 0.5454 | 0.658 | 186065 | 98435.4555 | 2846 | 313110.0896 | 15 | 6370.3289 | 0.63703 | 306739.7607 | 0 | 2488087.0446 | 254 | 86555.7844 | 1819.491 | 1819.491 | 18250 | 104805.7844 | 104805.7844 | 0 | 0 | 0 | 86555.7844 | 0 | 0 | 0 | 0 | 0 | 0
2022-12-30 14:00 | 0.44112 | 0.59604 | 186065 | 79614.683 | 2846 | 283626.3492 | 15 | 25191.1014 | 2.5191 | 258435.2478 | 0 | 2794826.8052 | 254 | 86555.7844 | 1819.491 | 1819.491 | 18250 | 104805.7844 | 104805.7844 | 0 | 0 | 0 | 79614.683 | 6941.1014 | 0 | 0 | 0 | 0 | 0
2022-12-30 15:00 | 0.28605 | 0.46313 | 186065 | 51627.1765 | 2846 | 220380.9663 | 15 | 53178.608 | 5.3179 | 167202.3583 | 0 | 3053262.0531 | 254 | 86555.7844 | 1819.491 | 1819.491 | 18250 | 104805.7844 | 104805.7844 | 0 | 0 | 0 | 51627.1765 | 34928.608 | 0 | 0 | 0 | 0 | 0
2022-12-30 16:00 | 0.11265 | 0.19289 | 186065 | 20331.4156 | 2846 | 91786.938 | 15 | 84474.3688 | 8.4474 | 7312.5691 | 0 | 3220464.4114 | 254 | 86555.7844 | 1819.491 | 1819.491 | 18250 | 104805.7844 | 104805.7844 | 0 | 0 | 0 | 20331.4156 | 66224.3688 | 0 | 0 | 0 | 0 | 0
2022-12-30 17:00 | 0.00575 | 0.00114 | 186065 | 1037.7775 | 2846 | 542.4704 | 15 | 103768.0069 | 10.3768 | 0 | 103225.5365 | 3227776.9805 | 254 | 86555.7844 | 1819.491 | 1819.491 | 18250 | 104805.7844 | 104805.7844 | 0 | 0 | 0 | 1037.7775 | 85518.0069 | 0 | 0 | 0 | 0 | 0
2022-12-30 18:00 | 0 | 0 | 186065 | 0 | 2846 | 0 | 15 | 104805.7844 | 10.4806 | 0 | 104805.7844 | 3124551.444 | 254 | 86555.7844 | 1819.491 | 1819.491 | 18250 | 104805.7844 | 104805.7844 | 0 | 0 | 0 | 0 | 86555.7844 | 0 | 0 | 0 | 0 | 0
2022-12-30 19:00 | 0 | 0 | 186065 | 0 | 2846 | 0 | 15 | 104805.7844 | 10.4806 | 0 | 104805.7844 | 3019745.6596 | 254 | 86555.7844 | 1819.491 | 1819.491 | 18250 | 104805.7844 | 104805.7844 | 0 | 0 | 0 | 0 | 86555.7844 | 0 | 0 | 0 | 0 | 0
2022-12-30 20:00 | 0 | 0 | 186065 | 0 | 2846 | 0 | 15 | 104805.7844 | 10.4806 | 0 | 104805.7844 | 2914939.8752 | 254 | 86555.7844 | 1819.491 | 1819.491 | 18250 | 104805.7844 | 104805.7844 | 0 | 0 | 0 | 0 | 86555.7844 | 0 | 0 | 0 | 0 | 0
2022-12-30 21:00 | 0 | 0 | 186065 | 0 | 2846 | 0 | 15 | 104805.7844 | 10.4806 | 0 | 104805.7844 | 2810134.0907 | 254 | 86555.7844 | 1819.491 | 1819.491 | 18250 | 104805.7844 | 104805.7844 | 0 | 0 | 0 | 0 | 86555.7844 | 0 | 0 | 0 | 0 | 0
2022-12-30 22:00 | 0 | 0 | 186065 | 0 | 2846 | 0 | 15 | 104805.7844 | 10.4806 | 0 | 104805.7844 | 2705328.3063 | 254 | 86555.7844 | 1819.491 | 1819.491 | 18250 | 104805.7844 | 104805.7844 | 0 | 0 | 0 | 0 | 86555.7844 | 0 | 0 | 0 | 0 | 0
2022-12-30 23:00 | 0 | 0 | 186065 | 0 | 2846 | 0 | 15 | 104805.7844 | 10.4806 | 0 | 104805.7844 | 2600522.5219 | 254 | 86555.7844 | 1819.491 | 1819.491 | 18250 | 104805.7844 | 104805.7844 | 0 | 0 | 0 | 0 | 86555.7844 | 0 | 0 | 0 | 0 | 0
2022-12-31 | 0 | 0 | 186065 | 0 | 2846 | 0 | 15 | 105222.4511 | 10.5222 | 0 | 105222.4511 | 2495716.7375 | 254 | 86555.7844 | 1819.491 | 1819.491 | 18666.6667 | 105222.4511 | 105222.4511 | 0 | 0 | 0 | 0 | 86555.7844 | 0 | 0 | 0 | 0 | 0
2022-12-31 01:00 | 0 | 0 | 186065 | 0 | 2846 | 0 | 15 | 105222.4511 | 10.5222 | 0 | 105222.4511 | 2390494.2864 | 254 | 86555.7844 | 1819.491 | 1819.491 | 18666.6667 | 105222.4511 | 105222.4511 | 0 | 0 | 0 | 0 | 86555.7844 | 0 | 0 | 0 | 0 | 0
2022-12-31 02:00 | 0 | 0 | 186065 | 0 | 2846 | 0 | 15 | 105222.4511 | 10.5222 | 0 | 105222.4511 | 2285271.8353 | 254 | 86555.7844 | 1819.491 | 1819.491 | 18666.6667 | 105222.4511 | 105222.4511 | 0 | 0 | 0 | 0 | 86555.7844 | 0 | 0 | 0 | 0 | 0
2022-12-31 03:00 | 0 | 0 | 186065 | 0 | 2846 | 0 | 15 | 105222.4511 | 10.5222 | 0 | 105222.4511 | 2180049.3842 | 254 | 86555.7844 | 1819.491 | 1819.491 | 18666.6667 | 105222.4511 | 105222.4511 | 0 | 0 | 0 | 0 | 86555.7844 | 0 | 0 | 0 | 0 | 0
2022-12-31 04:00 | 0 | 0 | 186065 | 0 | 2846 | 0 | 15 | 105222.4511 | 10.5222 | 0 | 105222.4511 | 2074826.9332 | 254 | 86555.7844 | 1819.491 | 1819.491 | 18666.6667 | 105222.4511 | 105222.4511 | 0 | 0 | 0 | 0 | 86555.7844 | 0 | 0 | 0 | 0 | 0
2022-12-31 05:00 | 0 | 0 | 186065 | 0 | 2846 | 0 | 15 | 105222.4511 | 10.5222 | 0 | 105222.4511 | 1969604.4821 | 254 | 86555.7844 | 1819.491 | 1819.491 | 18666.6667 | 105222.4511 | 105222.4511 | 0 | 0 | 0 | 0 | 86555.7844 | 0 | 0 | 0 | 0 | 0
2022-12-31 06:00 | 0 | 0 | 186065 | 0 | 2846 | 0 | 15 | 105222.4511 | 10.5222 | 0 | 105222.4511 | 1864382.031 | 254 | 86555.7844 | 1819.491 | 1819.491 | 18666.6667 | 105222.4511 | 105222.4511 | 0 | 0 | 0 | 0 | 86555.7844 | 0 | 0 | 0 | 0 | 0
2022-12-31 07:00 | 0.01175 | 0.001 | 186065 | 2120.6758 | 2846 | 475.8512 | 15 | 103101.7752 | 10.3102 | 0 | 102625.924 | 1759159.5799 | 254 | 86555.7844 | 1819.491 | 1819.491 | 18666.6667 | 105222.4511 | 105222.4511 | 0 | 0 | 0 | 2120.6758 | 84435.1086 | 0 | 0 | 0 | 0 | 0
2022-12-31 08:00 | 0.1244 | 0.1271 | 186065 | 22452.0914 | 2846 | 60480.6875 | 15 | 82770.3597 | 8.277 | 0 | 22289.6721 | 1656533.6559 | 254 | 86555.7844 | 1819.491 | 1819.491 | 18666.6667 | 105222.4511 | 105222.4511 | 0 | 0 | 0 | 3785.4248 | 82770.3597 | 0 | 0 | 0 | 0 | 0
2022-12-31 09:00 | 0.2848 | 0.32775 | 186065 | 51401.5726 | 2846 | 155960.2308 | 15 | 53820.8784 | 5.3821 | 102139.3524 | 0 | 1634243.9837 | 254 | 86555.7844 | 1819.491 | 1819.491 | 18666.6667 | 105222.4511 | 105222.4511 | 0 | 0 | 0 | 51401.5726 | 35154.2118 | 0 | 0 | 0 | 0 | 0
2022-12-31 10:00 | 0.43067 | 0.46894 | 186065 | 77728.6351 | 2846 | 223145.6617 | 15 | 27493.8159 | 2.7494 | 195651.8458 | 0 | 1736383.3361 | 254 | 86555.7844 | 1819.491 | 1819.491 | 18666.6667 | 105222.4511 | 105222.4511 | 0 | 0 | 0 | 59061.9685 | 27493.8159 | 0 | 0 | 0 | 0 | 0
2022-12-31 11:00 | 0.5313 | 0.5543 | 186065 | 95890.6445 | 2846 | 263764.3202 | 15 | 9331.8066 | 0.93318 | 254432.5135 | 0 | 1932035.1819 | 254 | 86555.7844 | 1819.491 | 1819.491 | 18666.6667 | 105222.4511 | 105222.4511 | 0 | 0 | 0 | 77223.9778 | 9331.8066 | 0 | 0 | 0 | 0 | 0
2022-12-31 12:00 | 0.52428 | 0.44471 | 186065 | 94623.6535 | 2846 | 211615.7872 | 15 | 10598.7976 | 1.0599 | 201016.9895 | 0 | 2186467.6954 | 254 | 86555.7844 | 1819.491 | 1819.491 | 18666.6667 | 105222.4511 | 105222.4511 | 0 | 0 | 0 | 86555.7844 | 0 | 0 | 0 | 0 | 0 | 0
2022-12-31 13:00 | 0.50835 | 0.50964 | 186065 | 91748.5585 | 2846 | 242512.8056 | 15 | 13473.8926 | 1.3474 | 229038.913 | 0 | 2387484.6849 | 254 | 86555.7844 | 1819.491 | 1819.491 | 18666.6667 | 105222.4511 | 105222.4511 | 0 | 0 | 0 | 73081.8918 | 13473.8926 | 0 | 0 | 0 | 0 | 0
2022-12-31 14:00 | 0.40995 | 0.4478 | 186065 | 73989.0263 | 2846 | 213086.1674 | 15 | 31233.4247 | 3.1233 | 181852.7426 | 0 | 2616523.5979 | 254 | 86555.7844 | 1819.491 | 1819.491 | 18666.6667 | 105222.4511 | 105222.4511 | 0 | 0 | 0 | 55322.3597 | 31233.4247 | 0 | 0 | 0 | 0 | 0
2022-12-31 15:00 | 0.26467 | 0.34097 | 186065 | 47768.4488 | 2846 | 162250.9837 | 15 | 57454.0022 | 5.7454 | 104796.9814 | 0 | 2798376.3405 | 254 | 86555.7844 | 1819.491 | 1819.491 | 18666.6667 | 105222.4511 | 105222.4511 | 0 | 0 | 0 | 29101.7822 | 57454.0022 | 0 | 0 | 0 | 0 | 0
2022-12-31 16:00 | 0.10368 | 0.1313 | 186065 | 18712.4826 | 2846 | 62479.2626 | 15 | 86509.9685 | 8.651 | 0 | 24030.7059 | 2903173.3219 | 254 | 86555.7844 | 1819.491 | 1819.491 | 18666.6667 | 105222.4511 | 105222.4511 | 0 | 0 | 0 | 45.816 | 86509.9685 | 0 | 0 | 0 | 0 | 0
2022-12-31 17:00 | 0.00572 | 0.00053 | 186065 | 1032.363 | 2846 | 252.2011 | 15 | 104190.088 | 10.419 | 0 | 103937.8869 | 2879142.616 | 254 | 86555.7844 | 1819.491 | 1819.491 | 18666.6667 | 105222.4511 | 105222.4511 | 0 | 0 | 0 | 1032.363 | 85523.4214 | 0 | 0 | 0 | 0 | 0
2022-12-31 18:00 | 0 | 0 | 186065 | 0 | 2846 | 0 | 15 | 105222.4511 | 10.5222 | 0 | 105222.4511 | 2775204.7291 | 254 | 86555.7844 | 1819.491 | 1819.491 | 18666.6667 | 105222.4511 | 105222.4511 | 0 | 0 | 0 | 0 | 86555.7844 | 0 | 0 | 0 | 0 | 0
2022-12-31 19:00 | 0 | 0 | 186065 | 0 | 2846 | 0 | 15 | 105222.4511 | 10.5222 | 0 | 105222.4511 | 2669982.278 | 254 | 86555.7844 | 1819.491 | 1819.491 | 18666.6667 | 105222.4511 | 105222.4511 | 0 | 0 | 0 | 0 | 86555.7844 | 0 | 0 | 0 | 0 | 0
2022-12-31 20:00 | 0 | 0 | 186065 | 0 | 2846 | 0 | 15 | 105222.4511 | 10.5222 | 0 | 105222.4511 | 2564759.827 | 254 | 86555.7844 | 1819.491 | 1819.491 | 18666.6667 | 105222.4511 | 105222.4511 | 0 | 0 | 0 | 0 | 86555.7844 | 0 | 0 | 0 | 0 | 0
2022-12-31 21:00 | 0 | 0 | 186065 | 0 | 2846 | 0 | 15 | 105222.4511 | 10.5222 | 0 | 105222.4511 | 2459537.3759 | 254 | 86555.7844 | 1819.491 | 1819.491 | 18666.6667 | 105222.4511 | 105222.4511 | 0 | 0 | 0 | 0 | 86555.7844 | 0 | 0 | 0 | 0 | 0
2022-12-31 22:00 | 0 | 0 | 186065 | 0 | 2846 | 0 | 15 | 105222.4511 | 10.5222 | 0 | 105222.4511 | 2354314.9248 | 254 | 86555.7844 | 1819.491 | 1819.491 | 18666.6667 | 105222.4511 | 105222.4511 | 0 | 0 | 0 | 0 | 86555.7844 | 0 | 0 | 0 | 0 | 0
2022-12-31 23:00 | 0 | 0 | 186065 | 0 | 2846 | 0 | 15 | 105222.4511 | 10.5222 | 0 | 105222.4511 | 2249092.4737 | 254 | 86555.7844 | 1819.491 | 1819.491 | 18666.6667 | 105222.4511 | 105222.4511 | 0 | 0 | 0 | 0 | 86555.7844 | 0 | 0 | 0 | 0 | 0

## Summary
Metric | Value_yearly
H2_prod_kg | 20035360.9904
HFO_displaced_kg | 60106082.9713
Total_Elec_E_kWh | 953110744.2584
Total_Load_kWh | 1192934884.5148
Total_y_Site_Load_kWh | 185960810
Total_y_Site_USD | 37192162
Unserved_Total_kWh | 53863330.2564
Served_Total_kWh | 1139071554.2584
PV_export_kWh | 0
PV_area_m2 | 1116390
PV_area_ha | 111.639
PV_area_km2 | 1.1164
Total_CAPEX_USD | 1304685750
Annualised_CAPEX_USD | 26093715
Fixed_Opex_USD | 21507780
TruckingCost_USD | 9616973.2754
WaterCost_USD | 721272.9957
FuelSaved_Revenue_USD | 24042433.1885
PV_Export_Revenue_USD | 0
NetCost_USD | -61286897.251 | -87380612.251 | -14.9311
CO2_avoided_kg | 194304934.4212
Road_CO2_kg | 386602325.6711
CO2_Total_y_Site_Load_kWh | 145049431.8
CH4_avoided_kg | 180318.2489
N2O_avoided_kg | 432763.7974

## CostBreakdown
Item | USD_or_units_per_year_or_total
Num_PV | 186065
Total_PV_MWp | 186.065
PV_Area_m2 | 1116390
PV_Area_ha | 111.639
PV_Area_km2 | 1.1164
Num_Elec | 254
Total_Elec_MW | 127
Num_Batt | 0
Total_Batt_MWh | 0
Num_CSP_Turb | 15
CSP_Turbine_MW_e | 150
Num_CSP_Store | 107
CSP_Store_MWh_e | 5350
Num_CSP_Field | 2846
CSP_Field_m2 | 2846000
CAPEX_PV_USD | 102335750
CAPEX_Elec_USD | 247650000
CAPEX_Batt_USD | 0
CAPEX_CSP_Turb_USD | 225000000
CAPEX_CSP_Store_USD | 160500000
CAPEX_CSP_Field_USD | 569200000
OPEX_PV_USD_per_year | 2232780
OPEX_Elec_USD_per_year | 9525000
OPEX_Batt_USD_per_year | 0
OPEX_CSP_Turb_USD_per_year | 9750000
Total_Water_m3_per_year | 180318.2489
CAPEX_total_USD | 1304685750
Annualised_CAPEX_USD | 26093715
Fixed_Opex_USD | 21507780
Water_cost_USD | 721272.9957
Trucking_cost_USD | 9616973.2754
Revenue_HFO_saved_USD | 24042433.1885
Revenue_PV_export_USD | 0
NetCost_USD | -61286897.251

## Emissions
Pollutant_or_Item | Value | Units
CO2 avoided (combustion) | 194304934.4212 | kg/yr
Road transport CO2 | 386602325.6711 | kg/yr
CH4 avoided | 180318.2489 | kg/yr
N2O avoided | 432763.7974 | kg/yr
CO2_Total_y_Site_Load_kWh | 145049431.8 | kg/yr

## Assumptions
Parameter | Value | Struct
kgHFO_per_kgH2 | 3 | econ
HFO_Price_USD_kg | 0.4 | econ
HFO_Truck_capacity_kg | 30000 | econ
HFO_Transport_distance_km | 2400 | econ
HFO_Trucking_cost_USD_km | 2 | econ
HFO_CO2_EF_kgkg | 3.2327 | econ
HFO_CH4_EF_kgkg | 0.003 | econ
HFO_N2O_EF_kgkg | 0.0072 | econ
Road_CO2_EF_kg_tkm | 2.68 | econ
Cost_Water_USD_m3 | 4 | econ
Water_req_L_kgH2 | 9 | econ
Price_Excess_Elec_USD_kWh | 0.2 | econ
CO2_red_factor_PVvsDiesel | 0.78 | econ
Price_export_energy_kWh_USD | 0 | econ
price_CO2_emission | 0.05 | econ
price_CH4_emission | 0.54 | econ
price_N2O_emission | 5.46 | econ
cost_of_CAPEX | 0.02 | econ
unserved_cost_USD_per_kWh | 0 | econ
PV_kWp | 1 | unit
PV_Capex | 550 | unit
PV_Opex | 12 | unit
inv_eff | 0.97 | unit
PV_area_m2_per_kWp | 6 | unit
Batt_kWh | 250 | unit
Batt_Capex | 250 | unit
Batt_Opex | 7.5 | unit
batt_eta | 0.92 | unit
Batt_maxChg | 250 | unit
Batt_maxDis | 250 | unit
Batt_SOC_min | 0.1 | unit
Batt_SOC_max | 0.95 | unit
Elec_kW | 500 | unit
Elec_Capex | 1950 | unit
Elec_Opex | 75 | unit
elec_eta | 0.7 | unit
CSP_turb_unit_kW_e | 10000 | unit
CSP_store_unit_kWh_e | 50000 | unit
CSP_field_unit_m2 | 1000 | unit
CSP_store_charge_kW_per_unit | 6250 | unit
CSP_opt_eff | 0.8 | unit
CSP_therm_eff | 0.55 | unit
CSP_cycle_eff | 0.38 | unit
CSP_Capex_turb_USD_per_kWe | 1500 | unit
CSP_Capex_store_USD_per_kWh_e | 30 | unit
CSP_Capex_field_USD_per_m2 | 200 | unit
CSP_Opex_USD_per_kWe_yr | 65 | unit