## Hourly
Datetime | Irrad_kWh_kWp | DNI_kWhm2 | NumPV | PV_kWh | NumCSP_Field | CSP_Field_kWh_e | NumCSP_Turb | CSP_Turbine_kWh | Turbines_On | CSP_Charge_kWh | CSP_Discharge_kWh | CSP_SOC_kWh | NumElec | Elec_E_kWh | H2_demand_kg | H2_prod_kg | Site_Load_kWh | Total_Load_kWh | Served_Total_kWh | Unserved_Site_kWh | Unserved_Elec_kWh | Unserved_Total_kWh | Elec_from_PV_kWh | Elec_from_CSP_kWh | Elec_from_Batt_kWh | PV_to_Batt_kWh | Batt_SOC_kWh | GridExport_kWh | NumBatt
2022-01-01 | 0 | 0 | 35871 | 0 | 633 | 0 | 3 | 18375 | 1.8375 | 0 | 18375 | 810512.8309 | 19 | 0 | 2169.776 | 0 | 18375 | 121594.3438 | 18375 | 0 | 103219.3438 | 103219.3438 | 0 | 0 | 0 | 0 | 0 | 0 | 0
2022-01-01 01:00 | 0 | 0 | 35871 | 0 | 633 | 0 | 3 | 18375 | 1.8375 | 0 | 18375 | 792137.8309 | 19 | 0 | 2169.776 | 0 | 18375 | 121594.3438 | 18375 | 0 | 103219.3438 | 103219.3438 | 0 | 0 | 0 | 0 | 0 | 0 | 0
2022-01-01 02:00 | 0 | 0 | 35871 | 0 | 633 | 0 | 3 | 18375 | 1.8375 | 0 | 18375 | 773762.8309 | 19 | 0 | 2169.776 | 0 | 18375 | 121594.3438 | 18375 | 0 | 103219.3438 | 103219.3438 | 0 | 0 | 0 | 0 | 0 | 0 | 0
2022-01-01 03:00 | 0 | 0 | 35871 | 0 | 633 | 0 | 3 | 18375 | 1.8375 | 0 | 18375 | 755387.8309 | 19 | 0 | 2169.776 | 0 | 18375 | 121594.3438 | 18375 | 0 | 103219.3438 | 103219.3438 | 0 | 0 | 0 | 0 | 0 | 0 | 0
2022-01-01 04:00 | 0 | 0 | 35871 | 0 | 633 | 0 | 3 | 18375 | 1.8375 | 0 | 18375 | 737012.8309 | 19 | 0 | 2169.776 | 0 | 18375 | 121594.3438 | 18375 | 0 | 103219.3438 | 103219.3438 | 0 | 0 | 0 | 0 | 0 | 0 | 0
2022-01-01 05:00 | 0 | 0 | 35871 | 0 | 633 | 0 | 3 | 18375 | 1.8375 | 0 | 18375 | 718637.8309 | 19 | 0 | 2169.776 | 0 | 18375 | 121594.3438 | 18375 | 0 | 103219.3438 | 103219.3438 | 0 | 0 | 0 | 0 | 0 | 0 | 0
2022-01-01 06:00 | 0 | 0 | 35871 | 0 | 633 | 0 | 3 | 18375 | 1.8375 | 0 | 18375 | 700262.8309 | 19 | 0 | 2169.776 | 0 | 18375 | 121594.3438 | 18375 | 0 | 103219.3438 | 103219.3438 | 0 | 0 | 0 | 0 | 0 | 0 | 0
2022-01-01 07:00 | 0.00873 | 0 | 35871 | 303.7592 | 633 | 0 | 3 | 18071.2408 | 1.8071 | 0 | 18071.2408 | 681887.8309 | 19 | 0 | 2169.776 | 0 | 18375 | 121594.3438 | 18375 | 0 | 103219.3438 | 103219.3438 | 0 | 0 | 0 | 0 | 0 | 0 | 0
2022-01-01 08:00 | 0.09278 | 0.01851 | 35871 | 3228.268 | 633 | 1959.054 | 3 | 15146.732 | 1.5147 | 0 | 13187.678 | 663816.5901 | 19 | 0 | 2169.776 | 0 | 18375 | 121594.3438 | 18375 | 0 | 103219.3438 | 103219.3438 | 0 | 0 | 0 | 0 | 0 | 0 | 0
2022-01-01 09:00 | 0.21288 | 0.06498 | 35871 | 7407.1319 | 633 | 6877.3272 | 3 | 10967.8681 | 1.0968 | 0 | 4090.5408 | 650628.9121 | 19 | 0 | 2169.776 | 0 | 18375 | 121594.3438 | 18375 | 0 | 103219.3438 | 103219.3438 | 0 | 0 | 0 | 0 | 0 | 0 | 0
2022-01-01 10:00 | 0.30273 | 0.10422 | 35871 | 10533.451 | 633 | 11030.3947 | 3 | 7841.549 | 0.78415 | 3188.8457 | 0 | 646538.3713 | 19 | 0 | 2169.776 | 0 | 18375 | 121594.3438 | 18375 | 0 | 103219.3438 | 103219.3438 | 0 | 0 | 0 | 0 | 0 | 0 | 0
2022-01-01 11:00 | 0.36117 | 0.17897 | 35871 | 12566.8632 | 633 | 18941.7553 | 3 | 5808.1368 | 0.58081 | 13133.6185 | 0 | 649727.217 | 19 | 0 | 2169.776 | 0 | 18375 | 121594.3438 | 18375 | 0 | 103219.3438 | 103219.3438 | 0 | 0 | 0 | 0 | 0 | 0 | 0
2022-01-01 12:00 | 0.42012 | 0.04262 | 35871 | 14618.0208 | 633 | 4510.7985 | 3 | 3756.9792 | 0.3757 | 753.8193 | 0 | 662860.8355 | 19 | 0 | 2169.776 | 0 | 18375 | 121594.3438 | 18375 | 0 | 103219.3438 | 103219.3438 | 0 | 0 | 0 | 0 | 0 | 0 | 0
2022-01-01 13:00 | 0.3781 | 0.09916 | 35871 | 13155.9403 | 633 | 10494.8564 | 3 | 5219.0597 | 0.52191 | 5275.7968 | 0 | 663614.6547 | 19 | 0 | 2169.776 | 0 | 18375 | 121594.3438 | 18375 | 0 | 103219.3438 | 103219.3438 | 0 | 0 | 0 | 0 | 0 | 0 | 0
2022-01-01 14:00 | 0.2734 | 0.06855 | 35871 | 9512.9175 | 633 | 7255.1675 | 3 | 8862.0825 | 0.88621 | 0 | 1606.9151 | 668890.4515 | 19 | 0 | 2169.776 | 0 | 18375 | 121594.3438 | 18375 | 0 | 103219.3438 | 103219.3438 | 0 | 0 | 0 | 0 | 0 | 0 | 0
2022-01-01 15:00 | 0.17723 | 0.03109 | 35871 | 6166.6948 | 633 | 3290.491 | 3 | 12208.3052 | 1.2208 | 0 | 8917.8142 | 667283.5364 | 19 | 0 | 2169.776 | 0 | 18375 | 121594.3438 | 18375 | 0 | 103219.3438 | 103219.3438 | 0 | 0 | 0 | 0 | 0 | 0 | 0
2022-01-01 16:00 | 0.07172 | 0.01262 | 35871 | 2495.4881 | 633 | 1335.6705 | 3 | 15879.5119 | 1.588 | 0 | 14543.8414 | 658365.7222 | 19 | 0 | 2169.776 | 0 | 18375 | 121594.3438 | 18375 | 0 | 103219.3438 | 103219.3438 | 0 | 0 | 0 | 0 | 0 | 0 | 0
2022-01-01 17:00 | 0.00488 | 0 | 35871 | 169.799 | 633 | 0 | 3 | 18205.201 | 1.8205 | 0 | 18205.201 | 643821.8808 | 19 | 0 | 2169.776 | 0 | 18375 | 121594.3438 | 18375 | 0 | 103219.3438 | 103219.3438 | 0 | 0 | 0 | 0 | 0 | 0 | 0
2022-01-01 18:00 | 0 | 0 | 35871 | 0 | 633 | 0 | 3 | 18375 | 1.8375 | 0 | 18375 | 625616.6798 | 19 | 0 | 2169.776 | 0 | 18375 | 121594.3438 | 18375 | 0 | 103219.3438 | 103219.3438 | 0 | 0 | 0 | 0 | 0 | 0 | 0
2022-01-01 19:00 | 0 | 0 | 35871 | 0 | 633 | 0 | 3 | 18375 | 1.8375 | 0 | 18375 | 607241.6798 | 19 | 0 | 2169.776 | 0 | 18375 | 121594.3438 | 18375 | 0 | 103219.3438 | 103219.3438 | 0 | 0 | 0 | 0 | 0 | 0 | 0
2022-01-01 20:00 | 0 | 0 | 35871 | 0 | 633 | 0 | 3 | 18375 | 1.8375 | 0 | 18375 | 588866.6798 | 19 | 0 | 2169.776 | 0 | 18375 | 121594.3438 | 18375 | 0 | 103219.3438 | 103219.3438 | 0 | 0 | 0 | 0 | 0 | 0 | 0
2022-01-01 21:00 | 0 | 0 | 35871 | 0 | 633 | 0 | 3 | 18375 | 1.8375 | 0 | 18375 | 570491.6798 | 19 | 0 | 2169.776 | 0 | 18375 | 121594.3438 | 18375 | 0 | 103219.3438 | 103219.3438 | 0 | 0 | 0 | 0 | 0 | 0 | 0
2022-01-01 22:00 | 0 | 0 | 35871 | 0 | 633 | 0 | 3 | 18375 | 1.8375 | 0 | 18375 | 552116.6798 | 19 | 0 | 2169.776 | 0 | 18375 | 121594.3438 | 18375 | 0 | 103219.3438 | 103219.3438 | 0 | 0 | 0 | 0 | 0 | 0 | 0
2022-01-01 23:00 | 0 | 0 | 35871 | 0 | 633 | 0 | 3 | 18375 | 1.8375 | 0 | 18375 | 533741.6798 | 19 | 0 | 2169.776 | 0 | 18375 | 121594.3438 | 18375 | 0 | 103219.3438 | 103219.3438 | 0 | 0 | 0 | 0 | 0 | 0 | 0
2022-01-02 | 0 | 0 | 35871 | 0 | 633 | 0 | 3 | 18166.6667 | 1.8167 | 0 | 18166.6667 | 515366.6798 | 19 | 0 | 2169.776 | 0 | 18166.6667 | 121386.0105 | 18166.6667 | 0 | 103219.3438 | 103219.3438 | 0 | 0 | 0 | 0 | 0 | 0 | 0
2022-01-02 01:00 | 0 | 0 | 35871 | 0 | 633 | 0 | 3 | 18166.6667 | 1.8167 | 0 | 18166.6667 | 497200.0131 | 19 | 0 | 2169.776 | 0 | 18166.6667 | 121386.0105 | 18166.6667 | 0 | 103219.3438 | 103219.3438 | 0 | 0 | 0 | 0 | 0 | 0 | 0
2022-01-02 02:00 | 0 | 0 | 35871 | 0 | 633 | 0 | 3 | 18166.6667 | 1.8167 | 0 | 18166.6667 | 479033.3465 | 19 | 0 | 2169.776 | 0 | 18166.6667 | 121386.0105 | 18166.6667 | 0 | 103219.3438 | 103219.3438 | 0 | 0 | 0 | 0 | 0 | 0 | 0
2022-01-02 03:00 | 0 | 0 | 35871 | 0 | 633 | 0 | 3 | 18166.6667 | 1.8167 | 0 | 18166.6667 | 460866.6798 | 19 | 0 | 2169.776 | 0 | 18166.6667 | 121386.0105 | 18166.6667 | 0 | 103219.3438 | 103219.3438 | 0 | 0 | 0 | 0 | 0 | 0 | 0
2022-01-02 04:00 | 0 | 0 | 35871 | 0 | 633 | 0 | 3 | 18166.6667 | 1.8167 | 0 | 18166.6667 | 442700.0131 | 19 | 0 | 2169.776 | 0 | 18166.6667 | 121386.0105 | 18166.6667 | 0 | 103219.3438 | 103219.3438 | 0 | 0 | 0 | 0 | 0 | 0 | 0
2022-01-02 05:00 | 0 | 0 | 35871 | 0 | 633 | 0 | 3 | 18166.6667 | 1.8167 | 0 | 18166.6667 | 424533.3465 | 19 | 0 | 2169.776 | 0 | 18166.6667 | 121386.0105 | 18166.6667 | 0 | 103219.3438 | 103219.3438 | 0 | 0 | 0 | 0 | 0 | 0 | 0
2022-01-02 06:00 | 0 | 0 | 35871 | 0 | 633 | 0 | 3 | 18166.6667 | 1.8167 | 0 | 18166.6667 | 406366.6798 | 19 | 0 | 2169.776 | 0 | 18166.6667 | 121386.0105 | 18166.6667 | 0 | 103219.3438 | 103219.3438 | 0 | 0 | 0 | 0 | 0 | 0 | 0
2022-01-02 07:00 | 0.00848 | 0.00115 | 35871 | 295.0605 | 633 | 121.7132 | 3 | 17871.6062 | 1.7872 | 0 | 17749.8929 | 388200.0131 | 19 | 0 | 2169.776 | 0 | 18166.6667 | 121386.0105 | 18166.6667 | 0 | 103219.3438 | 103219.3438 | 0 | 0 | 0 | 0 | 0 | 0 | 0
2022-01-02 08:00 | 0.06695 | 0.01504 | 35871 | 2329.5165 | 633 | 1591.7975 | 3 | 15837.1501 | 1.5837 | 0 | 14245.3526 | 370450.1202 | 19 | 0 | 2169.776 | 0 | 18166.6667 | 121386.0105 | 18166.6667 | 0 | 103219.3438 | 103219.3438 | 0 | 0 | 0 | 0 | 0 | 0 | 0
2022-01-02 09:00 | 0.13198 | 0.03796 | 35871 | 4592.2269 | 633 | 4017.5953 | 3 | 13574.4397 | 1.3574 | 0 | 9556.8444 | 356204.7676 | 19 | 0 | 2169.776 | 0 | 18166.6667 | 121386.0105 | 18166.6667 | 0 | 103219.3438 | 103219.3438 | 0 | 0 | 0 | 0 | 0 | 0 | 0
2022-01-02 10:00 | 0.17965 | 0.0497 | 35871 | 6250.8984 | 633 | 5260.1287 | 3 | 11915.7683 | 1.1916 | 0 | 6655.6396 | 346647.9232 | 19 | 0 | 2169.776 | 0 | 18166.6667 | 121386.0105 | 18166.6667 | 0 | 103219.3438 | 103219.3438 | 0 | 0 | 0 | 0 | 0 | 0 | 0
2022-01-02 11:00 | 0.27817 | 0.08174 | 35871 | 9678.889 | 633 | 8651.1654 | 3 | 8487.7777 | 0.84878 | 163.3877 | 0 | 339992.2836 | 19 | 0 | 2169.776 | 0 | 18166.6667 | 121386.0105 | 18166.6667 | 0 | 103219.3438 | 103219.3438 | 0 | 0 | 0 | 0 | 0 | 0 | 0
2022-01-02 12:00 | 0.26977 | 0.23434 | 35871 | 9386.6121 | 633 | 24801.9832 | 3 | 8780.0546 | 0.87801 | 16021.9286 | 0 | 340155.6714 | 19 | 0 | 2169.776 | 0 | 18166.6667 | 121386.0105 | 18166.6667 | 0 | 103219.3438 | 103219.3438 | 0 | 0 | 0 | 0 | 0 | 0 | 0
2022-01-02 13:00 | 0.2773 | 0.0655 | 35871 | 9648.6175 | 633 | 6932.3628 | 3 | 8518.0492 | 0.8518 | 0 | 1585.6864 | 356177.5999 | 19 | 0 | 2169.776 | 0 | 18166.6667 | 121386.0105 | 18166.6667 | 0 | 103219.3438 | 103219.3438 | 0 | 0 | 0 | 0 | 0 | 0 | 0
2022-01-02 14:00 | 0.22473 | 0.06046 | 35871 | 7819.4511 | 633 | 6398.9413 | 3 | 10347.2155 | 1.0347 | 0 | 3948.2742 | 354591.9135 | 19 | 0 | 2169.776 | 0 | 18166.6667 | 121386.0105 | 18166.6667 | 0 | 103219.3438 | 103219.3438 | 0 | 0 | 0 | 0 | 0 | 0 | 0
2022-01-02 15:00 | 0.1549 | 0.06229 | 35871 | 5389.7254 | 633 | 6592.6241 | 3 | 12776.9413 | 1.2777 | 0 | 6184.3172 | 350643.6393 | 19 | 0 | 2169.776 | 0 | 18166.6667 | 121386.0105 | 18166.6667 | 0 | 103219.3438 | 103219.3438 | 0 | 0 | 0 | 0 | 0 | 0 | 0
2022-01-02 16:00 | 0.06903 | 0.0424 | 35871 | 2401.8899 | 633 | 4487.5142 | 3 | 15764.7768 | 1.5765 | 0 | 11277.2626 | 344459.3221 | 19 | 0 | 2169.776 | 0 | 18166.6667 | 121386.0105 | 18166.6667 | 0 | 103219.3438 | 103219.3438 | 0 | 0 | 0 | 0 | 0 | 0 | 0
2022-01-02 17:00 | 0.00553 | 0.00096 | 35871 | 192.4156 | 633 | 101.6041 | 3 | 17974.251 | 1.7974 | 0 | 17872.6469 | 333182.0595 | 19 | 0 | 2169.776 | 0 | 18166.6667 | 121386.0105 | 18166.6667 | 0 | 103219.3438 | 103219.3438 | 0 | 0 | 0 | 0 | 0 | 0 | 0
2022-01-02 18:00 | 0 | 0 | 35871 | 0 | 633 | 0 | 3 | 18166.6667 | 1.8167 | 0 | 18166.6667 | 315309.4126 | 19 | 0 | 2169.776 | 0 | 18166.6667 | 121386.0105 | 18166.6667 | 0 | 103219.3438 | 103219.3438 | 0 | 0 | 0 | 0 | 0 | 0 | 0
2022-01-02 19:00 | 0 | 0 | 35871 | 0 | 633 | 0 | 3 | 18166.6667 | 1.8167 | 0 | 18166.6667 | 297142.7459 | 19 | 0 | 2169.776 | 0 | 18166.6667 | 121386.0105 | 18166.6667 | 0 | 103219.3438 | 103219.3438 | 0 | 0 | 0 | 0 | 0 | 0 | 0
2022-01-02 20:00 | 0 | 0 | 35871 | 0 | 633 | 0 | 3 | 18166.6667 | 1.8167 | 0 | 18166.6667 | 278976.0793 | 19 | 0 | 2169.776 | 0 | 18166.6667 | 121386.0105 | 18166.6667 | 0 | 103219.3438 | 103219.3438 | 0 | 0 | 0 | 0 | 0 | 0 | 0
2022-01-02 21:00 | 0 | 0 | 35871 | 0 | 633 | 0 | 3 | 18166.6667 | 1.8167 | 0 | 18166.6667 | 260809.4126 | 19 | 0 | 2169.776 | 0 | 18166.6667 | 121386.0105 | 18166.6667 | 0 | 103219.3438 | 103219.3438 | 0 | 0 | 0 | 0 | 0 | 0 | 0
2022-01-02 22:00 | 0 | 0 | 35871 | 0 | 633 | 0 | 3 | 18166.6667 | 1.8167 | 0 | 18166.6667 | 242642.7459 | 19 | 0 | 2169.776 | 0 | 18166.6667 | 121386.0105 | 18166.6667 | 0 | 103219.3438 | 103219.3438 | 0 | 0 | 0 | 0 | 0 | 0 | 0
2022-01-02 23:00 | 0 | 0 | 35871 | 0 | 633 | 0 | 3 | 18166.6667 | 1.8167 | 0 | 18166.6667 | 224476.0793 | 19 | 0 | 2169.776 | 0 | 18166.6667 | 121386.0105 | 18166.6667 | 0 | 103219.3438 | 103219.3438 | 0 | 0 | 0 | 0 | 0 | 0 | 0
2022-01-03 | 0 | 0 | 35871 | 0 | 633 | 0 | 3 | 19125 | 1.9125 | 0 | 19125 | 206309.4126 | 19 | 0 | 2169.776 | 0 | 19125 | 122344.3438 | 19125 | 0 | 103219.3438 | 103219.3438 | 0 | 0 | 0 | 0 | 0 | 0 | 0
2022-01-03 01:00 | 0 | 0 | 35871 | 0 | 633 | 0 | 3 | 19125 | 1.9125 | 0 | 19125 | 187184.4126 | 19 | 0 | 2169.776 | 0 | 19125 | 122344.3438 | 19125 | 0 | 103219.3438 | 103219.3438 | 0 | 0 | 0 | 0 | 0 | 0 | 0
2022-01-03 02:00 | 0 | 0 | 35871 | 0 | 633 | 0 | 3 | 19125 | 1.9125 | 0 | 19125 | 168059.4126 | 19 | 0 | 2169.776 | 0 | 19125 | 122344.3438 | 19125 | 0 | 103219.3438 | 103219.3438 | 0 | 0 | 0 | 0 | 0 | 0 | 0
2022-01-03 03:00 | 0 | 0 | 35871 | 0 | 633 | 0 | 3 | 19125 | 1.9125 | 0 | 19125 | 148934.4126 | 19 | 0 | 2169.776 | 0 | 19125 | 122344.3438 | 19125 | 0 | 103219.3438 | 103219.3438 | 0 | 0 | 0 | 0 | 0 | 0 | 0
2022-01-03 04:00 | 0 | 0 | 35871 | 0 | 633 | 0 | 3 | 19125 | 1.9125 | 0 | 19125 | 129809.4126 | 19 | 0 | 2169.776 | 0 | 19125 | 122344.3438 | 19125 | 0 | 103219.3438 | 103219.3438 | 0 | 0 | 0 | 0 | 0 | 0 | 0
2022-01-03 05:00 | 0 | 0 | 35871 | 0 | 633 | 0 | 3 | 19125 | 1.9125 | 0 | 19125 | 110684.4126 | 19 | 0 | 2169.776 | 0 | 19125 | 122344.3438 | 19125 | 0 | 103219.3438 | 103219.3438 | 0 | 0 | 0 | 0 | 0 | 0 | 0
2022-01-03 06:00 | 0 | 0 | 35871 | 0 | 633 | 0 | 3 | 19125 | 1.9125 | 0 | 19125 | 91559.4126 | 19 | 0 | 2169.776 | 0 | 19125 | 122344.3438 | 19125 | 0 | 103219.3438 | 103219.3438 | 0 | 0 | 0 | 0 | 0 | 0 | 0
2022-01-03 07:00 | 0.01075 | 0.00467 | 35871 | 374.0449 | 633 | 494.2616 | 3 | 18750.9551 | 1.8751 | 0 | 18256.6936 | 72434.4126 | 19 | 0 | 2169.776 | 0 | 19125 | 122344.3438 | 19125 | 0 | 103219.3438 | 103219.3438 | 0 | 0 | 0 | 0 | 0 | 0 | 0
2022-01-03 08:00 | 0.10815 | 0.14098 | 35871 | 3763.0652 | 633 | 14920.9848 | 3 | 15361.9348 | 1.5362 | 0 | 440.95 | 54177.7191 | 19 | 0 | 2169.776 | 0 | 19125 | 122344.3438 | 19125 | 0 | 103219.3438 | 103219.3438 | 0 | 0 | 0 | 0 | 0 | 0 | 0
2022-01-03 09:00 | 0.20915 | 0.2538 | 35871 | 7277.3471 | 633 | 26861.5829 | 3 | 11847.6529 | 1.1848 | 15013.9299 | 0 | 53736.7691 | 19 | 0 | 2169.776 | 0 | 19125 | 122344.3438 | 19125 | 0 | 103219.3438 | 103219.3438 | 0 | 0 | 0 | 0 | 0 | 0 | 0
2022-01-03 10:00 | 0.29925 | 0.36451 | 35871 | 10412.3648 | 633 | 38578.8636 | 3 | 8712.6352 | 0.87126 | 29866.2284 | 0 | 68750.699 | 19 | 0 | 2169.776 | 0 | 19125 | 122344.3438 | 19125 | 0 | 103219.3438 | 103219.3438 | 0 | 0 | 0 | 0 | 0 | 0 | 0
2022-01-03 11:00 | 0.32815 | 0.44908 | 35871 | 11417.9366 | 633 | 47529.5494 | 3 | 7707.0634 | 0.77071 | 39822.486 | 0 | 98616.9275 | 19 | 0 | 2169.776 | 0 | 19125 | 122344.3438 | 19125 | 0 | 103219.3438 | 103219.3438 | 0 | 0 | 0 | 0 | 0 | 0 | 0
2022-01-03 12:00 | 0.40227 | 0.48195 | 35871 | 13996.9324 | 633 | 51008.4313 | 3 | 5128.0676 | 0.51281 | 45880.3637 | 0 | 138439.4135 | 19 | 0 | 2169.776 | 0 | 19125 | 122344.3438 | 19125 | 0 | 103219.3438 | 103219.3438 | 0 | 0 | 0 | 0 | 0 | 0 | 0
2022-01-03 13:00 | 0.38925 | 0.2787 | 35871 | 13543.9031 | 633 | 29496.9391 | 3 | 5581.0969 | 0.55811 | 23915.8423 | 0 | 184319.7771 | 19 | 0 | 2169.776 | 0 | 19125 | 122344.3438 | 19125 | 0 | 103219.3438 | 103219.3438 | 0 | 0 | 0 | 0 | 0 | 0 | 0
2022-01-03 14:00 | 0.33373 | 0.33656 | 35871 | 11612.092 | 633 | 35620.7027 | 3 | 7512.908 | 0.75129 | 28107.7946 | 0 | 208235.6194 | 19 | 0 | 2169.776 | 0 | 19125 | 122344.3438 | 19125 | 0 | 103219.3438 | 103219.3438 | 0 | 0 | 0 | 0 | 0 | 0 | 0
2022-01-03 15:00 | 0.22193 | 0.30602 | 35871 | 7722.0255 | 633 | 32388.4224 | 3 | 11402.9745 | 1.1403 | 20985.4479 | 0 | 236343.414 | 19 | 0 | 2169.776 | 0 | 19125 | 122344.3438 | 19125 | 0 | 103219.3438 | 103219.3438 | 0 | 0 | 0 | 0 | 0 | 0 | 0
2022-01-03 16:00 | 0.10178 | 0.22826 | 35871 | 3541.4219 | 633 | 24158.4906 | 3 | 15583.5781 | 1.5584 | 8574.9124 | 0 | 257328.8619 | 19 | 0 | 2169.776 | 0 | 19125 | 122344.3438 | 19125 | 0 | 103219.3438 | 103219.3438 | 0 | 0 | 0 | 0 | 0 | 0 | 0
2022-01-03 17:00 | 0.00693 | 0.01254 | 35871 | 241.1284 | 633 | 1327.2035 | 3 | 18883.8716 | 1.8884 | 0 | 17556.668 | 265903.7743 | 19 | 0 | 2169.776 | 0 | 19125 | 122344.3438 | 19125 | 0 | 103219.3438 | 103219.3438 | 0 | 0 | 0 | 0 | 0 | 0 | 0
2022-01-03 18:00 | 0 | 0 | 35871 | 0 | 633 | 0 | 3 | 19125 | 1.9125 | 0 | 19125 | 248347.1063 | 19 | 0 | 2169.776 | 0 | 19125 | 122344.3438 | 19125 | 0 | 103219.3438 | 103219.3438 | 0 | 0 | 0 | 0 | 0 | 0 | 0
2022-01-03 19:00 | 0 | 0 | 35871 | 0 | 633 | 0 | 3 | 19125 | 1.9125 | 0 | 19125 | 229222.1063 | 19 | 0 | 2169.776 | 0 | 19125 | 122344.3438 | 19125 | 0 | 103219.3438 | 103219.3438 | 0 | 0 | 0 | 0 | 0 | 0 | 0
2022-01-03 20:00 | 0 | 0 | 35871 | 0 | 633 | 0 | 3 | 19125 | 1.9125 | 0 | 19125 | 210097.1063 | 19 | 0 | 2169.776 | 0 | 19125 | 122344.3438 | 19125 | 0 | 103219.3438 | 103219.3438 | 0 | 0 | 0 | 0 | 0 | 0 | 0
2022-01-03 21:00 | 0 | 0 | 35871 | 0 | 633 | 0 | 3 | 19125 | 1.9125 | 0 | 19125 | 190972.1063 | 19 | 0 | 2169.776 | 0 | 19125 | 122344.3438 | 19125 | 0 | 103219.3438 | 103219.3438 | 0 | 0 | 0 | 0 | 0 | 0 | 0
2022-01-03 22:00 | 0 | 0 | 35871 | 0 | 633 | 0 | 3 | 19125 | 1.9125 | 0 | 19125 | 171847.1063 | 19 | 0 | 2169.776 | 0 | 19125 | 122344.3438 | 19125 | 0 | 103219.3438 | 103219.3438 | 0 | 0 | 0 | 0 | 0 | 0 | 0
2022-01-03 23:00 | 0 | 0 | 35871 | 0 | 633 | 0 | 3 | 19125 | 1.9125 | 0 | 19125 | 152722.1063 | 19 | 0 | 2169.776 | 0 | 19125 | 122344.3438 | 19125 | 0 | 103219.3438 | 103219.3438 | 0 | 0 | 0 | 0 | 0 | 0 | 0
2022-01-04 | 0 | 0 | 35871 | 0 | 633 | 0 | 3 | 18583.3333 | 1.8583 | 0 | 18583.3333 | 133597.1063 | 19 | 0 | 2169.776 | 0 | 18583.3333 | 121802.6772 | 18583.3333 | 0 | 103219.3438 | 103219.3438 | 0 | 0 | 0 | 0 | 0 | 0 | 0
2022-01-04 01:00 | 0 | 0 | 35871 | 0 | 633 | 0 | 3 | 18583.3333 | 1.8583 | 0 | 18583.3333 | 115013.7729 | 19 | 0 | 2169.776 | 0 | 18583.3333 | 121802.6772 | 18583.3333 | 0 | 103219.3438 | 103219.3438 | 0 | 0 | 0 | 0 | 0 | 0 | 0
2022-01-04 02:00 | 0 | 0 | 35871 | 0 | 633 | 0 | 3 | 18583.3333 | 1.8583 | 0 | 18583.3333 | 96430.4396 | 19 | 0 | 2169.776 | 0 | 18583.3333 | 121802.6772 | 18583.3333 | 0 | 103219.3438 | 103219.3438 | 0 | 0 | 0 | 0 | 0 | 0 | 0
2022-01-04 03:00 | 0 | 0 | 35871 | 0 | 633 | 0 | 3 | 18583.3333 | 1.8583 | 0 | 18583.3333 | 77847.1063 | 19 | 0 | 2169.776 | 0 | 18583.3333 | 121802.6772 | 18583.3333 | 0 | 103219.3438 | 103219.3438 | 0 | 0 | 0 | 0 | 0 | 0 | 0
2022-01-04 04:00 | 0 | 0 | 35871 | 0 | 633 | 0 | 3 | 18583.3333 | 1.8583 | 0 | 18583.3333 | 59263.7729 | 19 | 0 | 2169.776 | 0 | 18583.3333 | 121802.6772 | 18583.3333 | 0 | 103219.3438 | 103219.3438 | 0 | 0 | 0 | 0 | 0 | 0 | 0
2022-01-04 05:00 | 0 | 0 | 35871 | 0 | 633 | 0 | 3 | 18583.3333 | 1.8583 | 0 | 18583.3333 | 40680.4396 | 19 | 0 | 2169.776 | 0 | 18583.3333 | 121802.6772 | 18583.3333 | 0 | 103219.3438 | 103219.3438 | 0 | 0 | 0 | 0 | 0 | 0 | 0
2022-01-04 06:00 | 0 | 0 | 35871 | 0 | 633 | 0 | 3 | 18583.3333 | 1.8583 | 0 | 18583.3333 | 22097.1063 | 19 | 0 | 2169.776 | 0 | 18583.3333 | 121802.6772 | 18583.3333 | 0 | 103219.3438 | 103219.3438 | 0 | 0 | 0 | 0 | 0 | 0 | 0
2022-01-04 07:00 | 0.01665 | 0.13691 | 35871 | 579.3346 | 633 | 14490.2258 | 3 | 18003.9987 | 1.8004 | 0 | 3513.7729 | 3513.7729 | 19 | 0 | 2169.776 | 0 | 18583.3333 | 121802.6772 | 18583.3333 | 0 | 103219.3438 | 103219.3438 | 0 | 0 | 0 | 0 | 0 | 0 | 0
2022-01-04 08:00 | 0.17807 | 0.6775 | 35871 | 6195.9225 | 633 | 71704.974 | 3 | 21887.4108 | 2.1887 | 49817.5632 | 0 | 0 | 19 | 9500 | 2169.776 | 199.6997 | 18583.3333 | 121802.6772 | 28083.3333 | 0 | 93719.3438 | 93719.3438 | 0 | 9500 | 0 | 0 | 0 | 0 | 0
2022-01-04 09:00 | 0.3666 | 0.85744 | 35871 | 12755.7993 | 633 | 90749.3917 | 3 | 15327.534 | 1.5328 | 75421.8578 | 0 | 49817.5632 | 19 | 9500 | 2169.776 | 199.6997 | 18583.3333 | 121802.6772 | 28083.3333 | 0 | 93719.3438 | 93719.3438 | 0 | 9500 | 0 | 0 | 0 | 0 | 0
2022-01-04 10:00 | 0.51835 | 0.93314 | 35871 | 18035.9209 | 633 | 98761.2981 | 3 | 10047.4125 | 1.0047 | 88713.8856 | 0 | 125239.4209 | 19 | 9500 | 2169.776 | 199.6997 | 18583.3333 | 121802.6772 | 28083.3333 | 0 | 93719.3438 | 93719.3438 | 0 | 9500 | 0 | 0 | 0 | 0 | 0
2022-01-04 11:00 | 0.53059 | 0.63397 | 35871 | 18461.8101 | 633 | 67097.8633 | 3 | 9621.5233 | 0.96215 | 57476.34 | 0 | 213953.3065 | 19 | 9500 | 2169.776 | 199.6997 | 18583.3333 | 121802.6772 | 28083.3333 | 0 | 93719.3438 | 93719.3438 | 0 | 9500 | 0 | 0 | 0 | 0 | 0
2022-01-04 12:00 | 0.63405 | 0.94156 | 35871 | 22061.6873 | 633 | 99652.4507 | 3 | 6021.646 | 0.60216 | 93630.8046 | 0 | 271429.6465 | 19 | 9500 | 2169.776 | 199.6997 | 18583.3333 | 121802.6772 | 28083.3333 | 0 | 93719.3438 | 93719.3438 | 3478.354 | 6021.646 | 0 | 0 | 0 | 0 | 0
2022-01-04 13:00 | 0.59865 | 0.91619 | 35871 | 20829.9489 | 633 | 96967.3507 | 3 | 7253.3844 | 0.72534 | 89713.9663 | 0 | 365060.4512 | 19 | 9500 | 2169.776 | 199.6997 | 18583.3333 | 121802.6772 | 28083.3333 | 0 | 93719.3438 | 93719.3438 | 2246.6156 | 7253.3844 | 0 | 0 | 0 | 0 | 0
2022-01-04 14:00 | 0.49725 | 0.87561 | 35871 | 17301.7491 | 633 | 92672.4609 | 3 | 10781.5842 | 1.0782 | 81890.8767 | 0 | 454774.4175 | 19 | 9500 | 2169.776 | 199.6997 | 18583.3333 | 121802.6772 | 28083.3333 | 0 | 93719.3438 | 93719.3438 | 0 | 9500 | 0 | 0 | 0 | 0 | 0
2022-01-04 15:00 | 0.34098 | 0.80467 | 35871 | 11864.3548 | 633 | 85164.3416 | 3 | 16218.9786 | 1.6219 | 68945.363 | 0 | 536665.2942 | 19 | 9500 | 2169.776 | 199.6997 | 18583.3333 | 121802.6772 | 28083.3333 | 0 | 93719.3438 | 93719.3438 | 0 | 9500 | 0 | 0 | 0 | 0 | 0
2022-01-04 16:00 | 0.15177 | 0.55952 | 35871 | 5280.8174 | 633 | 59218.254 | 3 | 22802.5159 | 2.2803 | 36415.738 | 0 | 605610.6573 | 19 | 9500 | 2169.776 | 199.6997 | 18583.3333 | 121802.6772 | 28083.3333 | 0 | 93719.3438 | 93719.3438 | 0 | 9500 | 0 | 0 | 0 | 0 | 0
2022-01-04 17:00 | 0.00965 | 0.0508 | 35871 | 335.7705 | 633 | 5376.5501 | 3 | 27747.5628 | 2.7748 | 0 | 22371.0128 | 642026.3953 | 19 | 9500 | 2169.776 | 199.6997 | 18583.3333 | 121802.6772 | 28083.3333 | 0 | 93719.3438 | 93719.3438 | 335.7705 | 9164.2295 | 0 | 0 | 0 | 0 | 0
2022-01-04 18:00 | 0 | 0 | 35871 | 0 | 633 | 0 | 3 | 28083.3333 | 2.8083 | 0 | 28083.3333 | 619655.3825 | 19 | 9500 | 2169.776 | 199.6997 | 18583.3333 | 121802.6772 | 28083.3333 | 0 | 93719.3438 | 93719.3438 | 0 | 9500 | 0 | 0 | 0 | 0 | 0
2022-01-04 19:00 | 0 | 0 | 35871 | 0 | 633 | 0 | 3 | 28083.3333 | 2.8083 | 0 | 28083.3333 | 591572.0492 | 19 | 9500 | 2169.776 | 199.6997 | 18583.3333 | 121802.6772 | 28083.3333 | 0 | 93719.3438 | 93719.3438 | 0 | 9500 | 0 | 0 | 0 | 0 | 0
2022-01-04 20:00 | 0 | 0 | 35871 | 0 | 633 | 0 | 3 | 28083.3333 | 2.8083 | 0 | 28083.3333 | 563488.7159 | 19 | 9500 | 2169.776 | 199.6997 | 18583.3333 | 121802.6772 | 28083.3333 | 0 | 93719.3438 | 93719.3438 | 0 | 9500 | 0 | 0 | 0 | 0 | 0
2022-01-04 21:00 | 0 | 0 | 35871 | 0 | 633 | 0 | 3 | 28083.3333 | 2.8083 | 0 | 28083.3333 | 535405.3825 | 19 | 9500 | 2169.776 | 199.6997 | 18583.3333 | 121802.6772 | 28083.3333 | 0 | 93719.3438 | 93719.3438 | 0 | 9500 | 0 | 0 | 0 | 0 | 0
2022-01-04 22:00 | 0 | 0 | 35871 | 0 | 633 | 0 | 3 | 28083.3333 | 2.8083 | 0 | 28083.3333 | 507322.0492 | 19 | 9500 | 2169.776 | 199.6997 | 18583.3333 | 121802.6772 | 28083.3333 | 0 | 93719.3438 | 93719.3438 | 0 | 9500 | 0 | 0 | 0 | 0 | 0
2022-01-04 23:00 | 0 | 0 | 35871 | 0 | 633 | 0 | 3 | 28083.3333 | 2.8083 | 0 | 28083.3333 | 479238.7159 | 19 | 9500 | 2169.776 | 199.6997 | 18583.3333 | 121802.6772 | 28083.3333 | 0 | 93719.3438 | 93719.3438 | 0 | 9500 | 0 | 0 | 0 | 0 | 0
2022-01-05 | 0 | 0 | 35871 | 0 | 633 | 0 | 3 | 28204.1667 | 2.8204 | 0 | 28204.1667 | 451155.3825 | 19 | 9500 | 2169.776 | 199.6997 | 18704.1667 | 121923.5105 | 28204.1667 | 0 | 93719.3438 | 93719.3438 | 0 | 9500 | 0 | 0 | 0 | 0 | 0
2022-01-05 01:00 | 0 | 0 | 35871 | 0 | 633 | 0 | 3 | 28204.1667 | 2.8204 | 0 | 28204.1667 | 422951.2159 | 19 | 9500 | 2169.776 | 199.6997 | 18704.1667 | 121923.5105 | 28204.1667 | 0 | 93719.3438 | 93719.3438 | 0 | 9500 | 0 | 0 | 0 | 0 | 0
2022-01-05 02:00 | 0 | 0 | 35871 | 0 | 633 | 0 | 3 | 28204.1667 | 2.8204 | 0 | 28204.1667 | 394747.0492 | 19 | 9500 | 2169.776 | 199.6997 | 18704.1667 | 121923.5105 | 28204.1667 | 0 | 93719.3438 | 93719.3438 | 0 | 9500 | 0 | 0 | 0 | 0 | 0
2022-01-05 03:00 | 0 | 0 | 35871 | 0 | 633 | 0 | 3 | 28204.1667 | 2.8204 | 0 | 28204.1667 | 366542.8825 | 19 | 9500 | 2169.776 | 199.6997 | 18704.1667 | 121923.5105 | 28204.1667 | 0 | 93719.3438 | 93719.3438 | 0 | 9500 | 0 | 0 | 0 | 0 | 0
2022-01-05 04:00 | 0 | 0 | 35871 | 0 | 633 | 0 | 3 | 28204.1667 | 2.8204 | 0 | 28204.1667 | 338338.7159 | 19 | 9500 | 2169.776 | 199.6997 | 18704.1667 | 121923.5105 | 28204.1667 | 0 | 93719.3438 | 93719.3438 | 0 | 9500 | 0 | 0 | 0 | 0 | 0
2022-01-05 05:00 | 0 | 0 | 35871 | 0 | 633 | 0 | 3 | 28204.1667 | 2.8204 | 0 | 28204.1667 | 310134.5492 | 19 | 9500 | 2169.776 | 199.6997 | 18704.1667 | 121923.5105 | 28204.1667 | 0 | 93719.3438 | 93719.3438 | 0 | 9500 | 0 | 0 | 0 | 0 | 0
2022-01-05 06:00 | 0 | 0 | 35871 | 0 | 633 | 0 | 3 | 28204.1667 | 2.8204 | 0 | 28204.1667 | 281930.3825 | 19 | 9500 | 2169.776 | 199.6997 | 18704.1667 | 121923.5105 | 28204.1667 | 0 | 93719.3438 | 93719.3438 | 0 | 9500 | 0 | 0 | 0 | 0 | 0
2022-01-05 07:00 | 0.01488 | 0.06972 | 35871 | 517.7477 | 633 | 7378.9975 | 3 | 27686.419 | 2.7686 | 0 | 20307.4215 | 253726.2159 | 19 | 9500 | 2169.776 | 199.6997 | 18704.1667 | 121923.5105 | 28204.1667 | 0 | 93719.3438 | 93719.3438 | 517.7477 | 8982.2523 | 0 | 0 | 0 | 0 | 0
2022-01-05 08:00 | 0.16405 | 0.48475 | 35871 | 5708.0984 | 633 | 51304.7766 | 3 | 22496.0682 | 2.2496 | 28808.7084 | 0 | 233418.7943 | 19 | 9500 | 2169.776 | 199.6997 | 18704.1667 | 121923.5105 | 28204.1667 | 0 | 93719.3438 | 93719.3438 | 0 | 9500 | 0 | 0 | 0 | 0 | 0
2022-01-05 09:00 | 0.34708 | 0.69946 | 35871 | 12076.6035 | 633 | 74029.1677 | 3 | 16127.5632 | 1.6128 | 57901.6045 | 0 | 262227.5027 | 19 | 9500 | 2169.776 | 199.6997 | 18704.1667 | 121923.5105 | 28204.1667 | 0 | 93719.3438 | 93719.3438 | 0 | 9500 | 0 | 0 | 0 | 0 | 0
2022-01-05 10:00 | 0.5029 | 0.85929 | 35871 | 17498.3401 | 633 | 90945.1913 | 3 | 10705.8265 | 1.0706 | 80239.3648 | 0 | 320129.1072 | 19 | 9500 | 2169.776 | 199.6997 | 18704.1667 | 121923.5105 | 28204.1667 | 0 | 93719.3438 | 93719.3438 | 0 | 9500 | 0 | 0 | 0 | 0 | 0
2022-01-05 11:00 | 0.60038 | 0.91518 | 35871 | 20890.1441 | 633 | 96860.4548 | 3 | 7314.0226 | 0.7314 | 89546.4322 | 0 | 400368.472 | 19 | 9500 | 2169.776 | 199.6997 | 18704.1667 | 121923.5105 | 28204.1667 | 0 | 93719.3438 | 93719.3438 | 2185.9774 | 7314.0226 | 0 | 0 | 0 | 0 | 0
2022-01-05 12:00 | 0.61765 | 0.84519 | 35871 | 21491.0515 | 633 | 89452.8811 | 3 | 6713.1152 | 0.67131 | 82739.7659 | 0 | 489914.9041 | 19 | 9500 | 2169.776 | 199.6997 | 18704.1667 | 121923.5105 | 28204.1667 | 0 | 93719.3438 | 93719.3438 | 2786.8848 | 6713.1152 | 0 | 0 | 0 | 0 | 0
2022-01-05 13:00 | 0.55678 | 0.77691 | 35871 | 19373.0877 | 633 | 82226.2898 | 3 | 8831.0789 | 0.88311 | 73395.2109 | 0 | 572654.67 | 19 | 9500 | 2169.776 | 199.6997 | 18704.1667 | 121923.5105 | 28204.1667 | 0 | 93719.3438 | 93719.3438 | 668.9211 | 8831.0789 | 0 | 0 | 0 | 0 | 0
2022-01-05 14:00 | 0.41833 | 0.64534 | 35871 | 14555.738 | 633 | 68301.2368 | 3 | 13648.4287 | 1.3648 | 54652.8081 | 0 | 646049.8809 | 19 | 9500 | 2169.776 | 199.6997 | 18704.1667 | 121923.5105 | 28204.1667 | 0 | 93719.3438 | 93719.3438 | 0 | 9500 | 0 | 0 | 0 | 0 | 0
2022-01-05 15:00 | 0.28815 | 0.52336 | 35871 | 10026.1418 | 633 | 55391.1663 | 3 | 18178.0249 | 1.8178 | 37213.1415 | 0 | 700702.689 | 19 | 9500 | 2169.776 | 199.6997 | 18704.1667 | 121923.5105 | 28204.1667 | 0 | 93719.3438 | 93719.3438 | 0 | 9500 | 0 | 0 | 0 | 0 | 0
2022-01-05 16:00 | 0.125 | 0.28572 | 35871 | 4349.3588 | 633 | 30239.9191 | 3 | 23854.8079 | 2.3855 | 6385.1112 | 0 | 737915.8305 | 19 | 9500 | 2169.776 | 199.6997 | 18704.1667 | 121923.5105 | 28204.1667 | 0 | 93719.3438 | 93719.3438 | 0 | 9500 | 0 | 0 | 0 | 0 | 0
2022-01-05 17:00 | 0.0085 | 0.0147 | 35871 | 295.7564 | 633 | 1555.8127 | 3 | 27908.4103 | 2.7908 | 0 | 26352.5976 | 744300.9416 | 19 | 9500 | 2169.776 | 199.6997 | 18704.1667 | 121923.5105 | 28204.1667 | 0 | 93719.3438 | 93719.3438 | 295.7564 | 9204.2436 | 0 | 0 | 0 | 0 | 0
2022-01-05 18:00 | 0 | 0 | 35871 | 0 | 633 | 0 | 3 | 28204.1667 | 2.8204 | 0 | 28204.1667 | 717948.3441 | 19 | 9500 | 2169.776 | 199.6997 | 18704.1667 | 121923.5105 | 28204.1667 | 0 | 93719.3438 | 93719.3438 | 0 | 9500 | 0 | 0 | 0 | 0 | 0
2022-01-05 19:00 | 0 | 0 | 35871 | 0 | 633 | 0 | 3 | 28204.1667 | 2.8204 | 0 | 28204.1667 | 689744.1774 | 19 | 9500 | 2169.776 | 199.6997 | 18704.1667 | 121923.5105 | 28204.1667 | 0 | 93719.3438 | 93719.3438 | 0 | 9500 | 0 | 0 | 0 | 0 | 0
2022-01-05 20:00 | 0 | 0 | 35871 | 0 | 633 | 0 | 3 | 28204.1667 | 2.8204 | 0 | 28204.1667 | 661540.0107 | 19 | 9500 | 2169.776 | 199.6997 | 18704.1667 | 121923.5105 | 28204.1667 | 0 | 93719.3438 | 93719.3438 | 0 | 9500 | 0 | 0 | 0 | 0 | 0
2022-01-05 21:00 | 0 | 0 | 35871 | 0 | 633 | 0 | 3 | 28204.1667 | 2.8204 | 0 | 28204.1667 | 633335.8441 | 19 | 9500 | 2169.776 | 199.6997 | 18704.1667 | 121923.5105 | 28204.1667 | 0 | 93719.3438 | 93719.3438 | 0 | 9500 | 0 | 0 | 0 | 0 | 0
2022-01-05 22:00 | 0 | 0 | 35871 | 0 | 633 | 0 | 3 | 28204.1667 | 2.8204 | 0 | 28204.1667 | 605131.6774 | 19 | 9500 | 2169.776 | 199.6997 | 18704.1667 | 121923.5105 | 28204.1667 | 0 | 93719.3438 | 93719.3438 | 0 | 9500 | 0 | 0 | 0 | 0 | 0
2022-01-05 23:00 | 0 | 0 | 35871 | 0 | 633 | 0 | 3 | 28204.1667 | 2.8204 | 0 | 28204.1667 | 576927.5107 | 19 | 9500 | 2169.776 | 199.6997 | 18704.1667 | 121923.5105 | 28204.1667 | 0 | 93719.3438 | 93719.3438 | 0 | 9500 | 0 | 0 | 0 | 0 | 0
2022-01-06 | 0 | 0 | 35871 | 0 | 633 | 0 | 3 | 28083.3333 | 2.8083 | 0 | 28083.3333 | 548723.3441 | 19 | 9500 | 2169.776 | 199.6997 | 18583.3333 | 121802.6772 | 28083.3333 | 0 | 93719.3438 | 93719.3438 | 0 | 9500 | 0 | 0 | 0 | 0 | 0
2022-01-06 01:00 | 0 | 0 | 35871 | 0 | 633 | 0 | 3 | 28083.3333 | 2.8083 | 0 | 28083.3333 | 520640.0107 | 19 | 9500 | 2169.776 | 199.6997 | 18583.3333 | 121802.6772 | 28083.3333 | 0 | 93719.3438 | 93719.3438 | 0 | 9500 | 0 | 0 | 0 | 0 | 0
2022-01-06 02:00 | 0 | 0 | 35871 | 0 | 633 | 0 | 3 | 28083.3333 | 2.8083 | 0 | 28083.3333 | 492556.6774 | 19 | 9500 | 2169.776 | 199.6997 | 18583.3333 | 121802.6772 | 28083.3333 | 0 | 93719.3438 | 93719.3438 | 0 | 9500 | 0 | 0 | 0 | 0 | 0
2022-01-06 03:00 | 0 | 0 | 35871 | 0 | 633 | 0 | 3 | 28083.3333 | 2.8083 | 0 | 28083.3333 | 464473.3441 | 19 | 9500 | 2169.776 | 199.6997 | 18583.3333 | 121802.6772 | 28083.3333 | 0 | 93719.3438 | 93719.3438 | 0 | 9500 | 0 | 0 | 0 | 0 | 0
2022-01-06 04:00 | 0 | 0 | 35871 | 0 | 633 | 0 | 3 | 28083.3333 | 2.8083 | 0 | 28083.3333 | 436390.0107 | 19 | 9500 | 2169.776 | 199.6997 | 18583.3333 | 121802.6772 | 28083.3333 | 0 | 93719.3438 | 93719.3438 | 0 | 9500 | 0 | 0 | 0 | 0 | 0
2022-01-06 05:00 | 0 | 0 | 35871 | 0 | 633 | 0 | 3 | 28083.3333 | 2.8083 | 0 | 28083.3333 | 408306.6774 | 19 | 9500 | 2169.776 | 199.6997 | 18583.3333 | 121802.6772 | 28083.3333 | 0 | 93719.3438 | 93719.3438 | 0 | 9500 | 0 | 0 | 0 | 0 | 0
2022-01-06 06:00 | 0 | 0 | 35871 | 0 | 633 | 0 | 3 | 28083.3333 | 2.8083 | 0 | 28083.3333 | 380223.3441 | 19 | 9500 | 2169.776 | 199.6997 | 18583.3333 | 121802.6772 | 28083.3333 | 0 | 93719.3438 | 93719.3438 | 0 | 9500 | 0 | 0 | 0 | 0 | 0
2022-01-06 07:00 | 0.01512 | 0.09338 | 35871 | 526.0984 | 633 | 9883.1151 | 3 | 27557.2349 | 2.7557 | 0 | 17674.1198 | 352140.0107 | 19 | 9500 | 2169.776 | 199.6997 | 18583.3333 | 121802.6772 | 28083.3333 | 0 | 93719.3438 | 93719.3438 | 526.0984 | 8973.9016 | 0 | 0 | 0 | 0 | 0
2022-01-06 08:00 | 0.16948 | 0.59482 | 35871 | 5897.0346 | 633 | 62954.3212 | 3 | 22186.2988 | 2.2186 | 40768.0225 | 0 | 334465.8909 | 19 | 9500 | 2169.776 | 199.6997 | 18583.3333 | 121802.6772 | 28083.3333 | 0 | 93719.3438 | 93719.3438 | 0 | 9500 | 0 | 0 | 0 | 0 | 0
2022-01-06 09:00 | 0.35645 | 0.792 | 35871 | 12402.6314 | 633 | 83823.3792 | 3 | 15680.7019 | 1.5681 | 68142.6773 | 0 | 375233.9134 | 19 | 9500 | 2169.776 | 199.6997 | 18583.3333 | 121802.6772 | 28083.3333 | 0 | 93719.3438 | 93719.3438 | 0 | 9500 | 0 | 0 | 0 | 0 | 0
2022-01-06 10:00 | 0.50867 | 0.88227 | 35871 | 17699.1065 | 633 | 93377.3394 | 3 | 10384.2268 | 1.0384 | 82993.1125 | 0 | 443376.5907 | 19 | 9500 | 2169.776 | 199.6997 | 18583.3333 | 121802.6772 | 28083.3333 | 0 | 93719.3438 | 93719.3438 | 0 | 9500 | 0 | 0 | 0 | 0 | 0
2022-01-06 11:00 | 0.60667 | 0.94501 | 35871 | 21109.0038 | 633 | 100017.5904 | 3 | 6974.3296 | 0.69743 | 93043.2608 | 0 | 526369.7032 | 19 | 9500 | 2169.776 | 199.6997 | 18583.3333 | 121802.6772 | 28083.3333 | 0 | 93719.3438 | 93719.3438 | 2525.6704 | 6974.3296 | 0 | 0 | 0 | 0 | 0
2022-01-06 12:00 | 0.63085 | 0.91746 | 35871 | 21950.3437 | 633 | 97101.7645 | 3 | 6132.9896 | 0.6133 | 90968.7749 | 0 | 619412.964 | 19 | 9500 | 2169.776 | 199.6997 | 18583.3333 | 121802.6772 | 28083.3333 | 0 | 93719.3438 | 93719.3438 | 3367.0104 | 6132.9896 | 0 | 0 | 0 | 0 | 0
2022-01-06 13:00 | 0.59725 | 0.89619 | 35871 | 20781.2361 | 633 | 94850.5987 | 3 | 7302.0972 | 0.73021 | 87548.5015 | 0 | 710381.7389 | 19 | 9500 | 2169.776 | 199.6997 | 18583.3333 | 121802.6772 | 28083.3333 | 0 | 93719.3438 | 93719.3438 | 2197.9028 | 7302.0972 | 0 | 0 | 0 | 0 | 0
2022-01-06 14:00 | 0.49692 | 0.85432 | 35871 | 17290.2668 | 633 | 90419.1784 | 3 | 10793.0665 | 1.0793 | 79626.1119 | 0 | 797930.2405 | 19 | 9500 | 2169.776 | 199.6997 | 18583.3333 | 121802.6772 | 28083.3333 | 0 | 93719.3438 | 93719.3438 | 0 | 9500 | 0 | 0 | 0 | 0 | 0
2022-01-06 15:00 | 0.3432 | 0.7798 | 35871 | 11941.5994 | 633 | 82532.1605 | 3 | 16141.7339 | 1.6142 | 66390.4265 | 0 | 877556.3523 | 19 | 9500 | 2169.776 | 199.6997 | 18583.3333 | 121802.6772 | 28083.3333 | 0 | 93719.3438 | 93719.3438 | 0 | 9500 | 0 | 0 | 0 | 0 | 0
2022-01-06 16:00 | 0.15598 | 0.55982 | 35871 | 5427.3038 | 633 | 59250.0052 | 3 | 22656.0295 | 2.2656 | 36593.9757 | 0 | 943946.7789 | 19 | 9500 | 2169.776 | 199.6997 | 18583.3333 | 121802.6772 | 28083.3333 | 0 | 93719.3438 | 93719.3438 | 0 | 9500 | 0 | 0 | 0 | 0 | 0
2022-01-06 17:00 | 0.01107 | 0.05965 | 35871 | 385.1792 | 633 | 6313.2128 | 3 | 27698.1541 | 2.7698 | 0 | 21384.9413 | 980540.7546 | 19 | 9500 | 2169.776 | 199.6997 | 18583.3333 | 121802.6772 | 28083.3333 | 0 | 93719.3438 | 93719.3438 | 385.1792 | 9114.8208 | 0 | 0 | 0 | 0 | 0
2022-01-06 18:00 | 0 | 0 | 35871 | 0 | 633 | 0 | 3 | 28083.3333 | 2.8083 | 0 | 28083.3333 | 959155.8133 | 19 | 9500 | 2169.776 | 199.6997 | 18583.3333 | 121802.6772 | 28083.3333 | 0 | 93719.3438 | 93719.3438 | 0 | 9500 | 0 | 0 | 0 | 0 | 0
2022-01-06 19:00 | 0 | 0 | 35871 | 0 | 633 | 0 | 3 | 28083.3333 | 2.8083 | 0 | 28083.3333 | 931072.48 | 19 | 9500 | 2169.776 | 199.6997 | 18583.3333 | 121802.6772 | 28083.3333 | 0 | 93719.3438 | 93719.3438 | 0 | 9500 | 0 | 0 | 0 | 0 | 0
2022-01-06 20:00 | 0 | 0 | 35871 | 0 | 633 | 0 | 3 | 28083.3333 | 2.8083 | 0 | 28083.3333 | 902989.1467 | 19 | 9500 | 2169.776 | 199.6997 | 18583.3333 | 121802.6772 | 28083.3333 | 0 | 93719.3438 | 93719.3438 | 0 | 9500 | 0 | 0 | 0 | 0 | 0
2022-01-06 21:00 | 0 | 0 | 35871 | 0 | 633 | 0 | 3 | 28083.3333 | 2.8083 | 0 | 28083.3333 | 874905.8133 | 19 | 9500 | 2169.776 | 199.6997 | 18583.3333 | 121802.6772 | 28083.3333 | 0 | 93719.3438 | 93719.3438 | 0 | 9500 | 0 | 0 | 0 | 0 | 0
2022-01-06 22:00 | 0 | 0 | 35871 | 0 | 633 | 0 | 3 | 28083.3333 | 2.8083 | 0 | 28083.3333 | 846822.48 | 19 | 9500 | 2169.776 | 199.6997 | 18583.3333 | 121802.6772 | 28083.3333 | 0 | 93719.3438 | 93719.3438 | 0 | 9500 | 0 | 0 | 0 | 0 | 0
2022-01-06 23:00 | 0 | 0 | 35871 | 0 | 633 | 0 | 3 | 28083.3333 | 2.8083 | 0 | 28083.3333 | 818739.1467 | 19 | 9500 | 2169.776 | 199.6997 | 18583.3333 | 121802.6772 | 28083.3333 | 0 | 93719.3438 | 93719.3438 | 0 | 9500 | 0 | 0 | 0 | 0 | 0
2022-01-07 | 0 | 0 | 35871 | 0 | 633 | 0 | 3 | 28766.6667 | 2.8767 | 0 | 28766.6667 | 790655.8133 | 19 | 9500 | 2169.776 | 199.6997 | 19266.6667 | 122486.0105 | 28766.6667 | 0 | 93719.3438 | 93719.3438 | 0 | 9500 | 0 | 0 | 0 | 0 | 0
2022-01-07 01:00 | 0 | 0 | 35871 | 0 | 633 | 0 | 3 | 28766.6667 | 2.8767 | 0 | 28766.6667 | 761889.1467 | 19 | 9500 | 2169.776 | 199.6997 | 19266.6667 | 122486.0105 | 28766.6667 | 0 | 93719.3438 | 93719.3438 | 0 | 9500 | 0 | 0 | 0 | 0 | 0
2022-01-07 02:00 | 0 | 0 | 35871 | 0 | 633 | 0 | 3 | 28766.6667 | 2.8767 | 0 | 28766.6667 | 733122.48 | 19 | 9500 | 2169.776 | 199.6997 | 19266.6667 | 122486.0105 | 28766.6667 | 0 | 93719.3438 | 93719.3438 | 0 | 9500 | 0 | 0 | 0 | 0 | 0
2022-01-07 03:00 | 0 | 0 | 35871 | 0 | 633 | 0 | 3 | 28766.6667 | 2.8767 | 0 | 28766.6667 | 704355.8133 | 19 | 9500 | 2169.776 | 199.6997 | 19266.6667 | 122486.0105 | 28766.6667 | 0 | 93719.3438 | 93719.3438 | 0 | 9500 | 0 | 0 | 0 | 0 | 0
2022-01-07 04:00 | 0 | 0 | 35871 | 0 | 633 | 0 | 3 | 28766.6667 | 2.8767 | 0 | 28766.6667 | 675589.1467 | 19 | 9500 | 2169.776 | 199.6997 | 19266.6667 | 122486.0105 | 28766.6667 | 0 | 93719.3438 | 93719.3438 | 0 | 9500 | 0 | 0 | 0 | 0 | 0
2022-01-07 05:00 | 0 | 0 | 35871 | 0 | 633 | 0 | 3 | 28766.6667 | 2.8767 | 0 | 28766.6667 | 646822.48 | 19 | 9500 | 2169.776 | 199.6997 | 19266.6667 | 122486.0105 | 28766.6667 | 0 | 93719.3438 | 93719.3438 | 0 | 9500 | 0 | 0 | 0 | 0 | 0
2022-01-07 06:00 | 0 | 0 | 35871 | 0 | 633 | 0 | 3 | 28766.6667 | 2.8767 | 0 | 28766.6667 | 618055.8133 | 19 | 9500 | 2169.776 | 199.6997 | 19266.6667 | 122486.0105 | 28766.6667 | 0 | 93719.3438 | 93719.3438 | 0 | 9500 | 0 | 0 | 0 | 0 | 0
2022-01-07 07:00 | 0.01462 | 0.0607 | 35871 | 508.701 | 633 | 6424.3423 | 3 | 28257.9657 | 2.8258 | 0 | 21833.6233 | 589289.1467 | 19 | 9500 | 2169.776 | 199.6997 | 19266.6667 | 122486.0105 | 28766.6667 | 0 | 93719.3438 | 93719.3438 | 508.701 | 8991.299 | 0 | 0 | 0 | 0 | 0
2022-01-07 08:00 | 0.16398 | 0.46267 | 35871 | 5705.6628 | 633 | 48967.8824 | 3 | 23061.0039 | 2.3061 | 25906.8785 | 0 | 567455.5233 | 19 | 9500 | 2169.776 | 199.6997 | 19266.6667 | 122486.0105 | 28766.6667 | 0 | 93719.3438 | 93719.3438 | 0 | 9500 | 0 | 0 | 0 | 0 | 0
2022-01-07 09:00 | 0.35185 | 0.7349 | 35871 | 12242.575 | 633 | 77780.0522 | 3 | 16524.0917 | 1.6524 | 61255.9606 | 0 | 593362.4018 | 19 | 9500 | 2169.776 | 199.6997 | 19266.6667 | 122486.0105 | 28766.6667 | 0 | 93719.3438 | 93719.3438 | 0 | 9500 | 0 | 0 | 0 | 0 | 0
2022-01-07 10:00 | 0.50812 | 0.86859 | 35871 | 17679.9693 | 633 | 91929.481 | 3 | 11086.6973 | 1.1087 | 80842.7837 | 0 | 654618.3624 | 19 | 9500 | 2169.776 | 199.6997 | 19266.6667 | 122486.0105 | 28766.6667 | 0 | 93719.3438 | 93719.3438 | 0 | 9500 | 0 | 0 | 0 | 0 | 0
2022-01-07 11:00 | 0.5935 | 0.82325 | 35871 | 20650.7553 | 633 | 87130.8042 | 3 | 8115.9113 | 0.81159 | 79014.8929 | 0 | 735461.1461 | 19 | 9500 | 2169.776 | 199.6997 | 19266.6667 | 122486.0105 | 28766.6667 | 0 | 93719.3438 | 93719.3438 | 1384.0887 | 8115.9113 | 0 | 0 | 0 | 0 | 0
2022-01-07 12:00 | 0.59462 | 0.76119 | 35871 | 20689.7256 | 633 | 80562.5227 | 3 | 8076.9411 | 0.80769 | 72485.5817 | 0 | 814476.0389 | 19 | 9500 | 2169.776 | 199.6997 | 19266.6667 | 122486.0105 | 28766.6667 | 0 | 93719.3438 | 93719.3438 | 1423.0589 | 8076.9411 | 0 | 0 | 0 | 0 | 0
2022-01-07 13:00 | 0.57912 | 0.72324 | 35871 | 20150.4051 | 633 | 76545.9858 | 3 | 8616.2616 | 0.86163 | 67929.7243 | 0 | 886961.6206 | 19 | 9500 | 2169.776 | 199.6997 | 19266.6667 | 122486.0105 | 28766.6667 | 0 | 93719.3438 | 93719.3438 | 883.7384 | 8616.2616 | 0 | 0 | 0 | 0 | 0
2022-01-07 14:00 | 0.47225 | 0.69473 | 35871 | 16431.8774 | 633 | 73528.5558 | 3 | 12334.7893 | 1.2335 | 61193.7665 | 0 | 954891.3449 | 19 | 9500 | 2169.776 | 199.6997 | 19266.6667 | 122486.0105 | 28766.6667 | 0 | 93719.3438 | 93719.3438 | 0 | 9500 | 0 | 0 | 0 | 0 | 0
2022-01-07 15:00 | 0.3205 | 0.55614 | 35871 | 11151.7558 | 633 | 58860.5229 | 3 | 17614.9108 | 1.7615 | 41245.612 | 0 | 1016085.1114 | 19 | 9500 | 2169.776 | 199.6997 | 19266.6667 | 122486.0105 | 28766.6667 | 0 | 93719.3438 | 93719.3438 | 0 | 9500 | 0 | 0 | 0 | 0 | 0
2022-01-07 16:00 | 0.14052 | 0.31951 | 35871 | 4889.3751 | 633 | 33816.1716 | 3 | 23877.2915 | 2.3877 | 9938.88 | 0 | 1057330.7235 | 19 | 9500 | 2169.776 | 199.6997 | 19266.6667 | 122486.0105 | 28766.6667 | 0 | 93719.3438 | 93719.3438 | 0 | 9500 | 0 | 0 | 0 | 0 | 0
2022-01-07 17:00 | 0.01025 | 0.0067 | 35871 | 356.6474 | 633 | 709.1119 | 3 | 28410.0192 | 2.841 | 0 | 27700.9073 | 1067269.6035 | 19 | 9500 | 2169.776 | 199.6997 | 19266.6667 | 122486.0105 | 28766.6667 | 0 | 93719.3438 | 93719.3438 | 356.6474 | 9143.3526 | 0 | 0 | 0 | 0 | 0
2022-01-07 18:00 | 0 | 0 | 35871 | 0 | 633 | 0 | 3 | 28766.6667 | 2.8767 | 0 | 28766.6667 | 1039568.6962 | 19 | 9500 | 2169.776 | 199.6997 | 19266.6667 | 122486.0105 | 28766.6667 | 0 | 93719.3438 | 93719.3438 | 0 | 9500 | 0 | 0 | 0 | 0 | 0
2022-01-07 19:00 | 0 | 0 | 35871 | 0 | 633 | 0 | 3 | 28766.6667 | 2.8767 | 0 | 28766.6667 | 1010802.0295 | 19 | 9500 | 2169.776 | 199.6997 | 19266.6667 | 122486.0105 | 28766.6667 | 0 | 93719.3438 | 93719.3438 | 0 | 9500 | 0 | 0 | 0 | 0 | 0
2022-01-07 20:00 | 0 | 0 | 35871 | 0 | 633 | 0 | 3 | 28766.6667 | 2.8767 | 0 | 28766.6667 | 982035.3628 | 19 | 9500 | 2169.776 | 199.6997 | 19266.6667 | 122486.0105 | 28766.6667 | 0 | 93719.3438 | 93719.3438 | 0 | 9500 | 0 | 0 | 0 | 0 | 0
2022-01-07 21:00 | 0 | 0 | 35871 | 0 | 633 | 0 | 3 | 28766.6667 | 2.8767 | 0 | 28766.6667 | 953268.6962 | 19 | 9500 | 2169.776 | 199.6997 | 19266.6667 | 122486.0105 | 28766.6667 | 0 | 93719.3438 | 93719.3438 | 0 | 9500 | 0 | 0 | 0 | 0 | 0
2022-01-07 22:00 | 0 | 0 | 35871 | 0 | 633 | 0 | 3 | 28766.6667 | 2.8767 | 0 | 28766.6667 | 924502.0295 | 19 | 9500 | 2169.776 | 199.6997 | 19266.6667 | 122486.0105 | 28766.6667 | 0 | 93719.3438 | 93719.3438 | 0 | 9500 | 0 | 0 | 0 | 0 | 0
2022-01-07 23:00 | 0 | 0 | 35871 | 0 | 633 | 0 | 3 | 28766.6667 | 2.8767 | 0 | 28766.6667 | 895735.3628 | 19 | 9500 | 2169.776 | 199.6997 | 19266.6667 | 122486.0105 | 28766.6667 | 0 | 93719.3438 | 93719.3438 | 0 | 9500 | 0 | 0 | 0 | 0 | 0
2022-01-08 | 0 | 0 | 35871 | 0 | 633 | 0 | 3 | 29000 | 2.9 | 0 | 29000 | 866968.6962 | 19 | 9500 | 2169.776 | 199.6997 | 19500 | 122719.3438 | 29000 | 0 | 93719.3438 | 93719.3438 | 0 | 9500 | 0 | 0 | 0 | 0 | 0
2022-01-08 01:00 | 0 | 0 | 35871 | 0 | 633 | 0 | 3 | 29000 | 2.9 | 0 | 29000 | 837968.6962 | 19 | 9500 | 2169.776 | 199.6997 | 19500 | 122719.3438 | 29000 | 0 | 93719.3438 | 93719.3438 | 0 | 9500 | 0 | 0 | 0 | 0 | 0
2022-01-08 02:00 | 0 | 0 | 35871 | 0 | 633 | 0 | 3 | 29000 | 2.9 | 0 | 29000 | 808968.6962 | 19 | 9500 | 2169.776 | 199.6997 | 19500 | 122719.3438 | 29000 | 0 | 93719.3438 | 93719.3438 | 0 | 9500 | 0 | 0 | 0 | 0 | 0
2022-01-08 03:00 | 0 | 0 | 35871 | 0 | 633 | 0 | 3 | 29000 | 2.9 | 0 | 29000 | 779968.6962 | 19 | 9500 | 2169.776 | 199.6997 | 19500 | 122719.3438 | 29000 | 0 | 93719.3438 | 93719.3438 | 0 | 9500 | 0 | 0 | 0 | 0 | 0
2022-01-08 04:00 | 0 | 0 | 35871 | 0 | 633 | 0 | 3 | 29000 | 2.9 | 0 | 29000 | 750968.6962 | 19 | 9500 | 2169.776 | 199.6997 | 19500 | 122719.3438 | 29000 | 0 | 93719.3438 | 93719.3438 | 0 | 9500 | 0 | 0 | 0 | 0 | 0
2022-01-08 05:00 | 0 | 0 | 35871 | 0 | 633 | 0 | 3 | 29000 | 2.9 | 0 | 29000 | 721968.6962 | 19 | 9500 | 2169.776 | 199.6997 | 19500 | 122719.3438 | 29000 | 0 | 93719.3438 | 93719.3438 | 0 | 9500 | 0 | 0 | 0 | 0 | 0
2022-01-08 06:00 | 0 | 0 | 35871 | 0 | 633 | 0 | 3 | 29000 | 2.9 | 0 | 29000 | 692968.6962 | 19 | 9500 | 2169.776 | 199.6997 | 19500 | 122719.3438 | 29000 | 0 | 93719.3438 | 93719.3438 | 0 | 9500 | 0 | 0 | 0 | 0 | 0
2022-01-08 07:00 | 0.01348 | 0.01897 | 35871 | 469.0348 | 633 | 2007.7393 | 3 | 28530.9652 | 2.8531 | 0 | 26523.2259 | 663968.6962 | 19 | 9500 | 2169.776 | 199.6997 | 19500 | 122719.3438 | 29000 | 0 | 93719.3438 | 93719.3438 | 469.0348 | 9030.9652 | 0 | 0 | 0 | 0 | 0
2022-01-08 08:00 | 0.16007 | 0.4367 | 35871 | 5569.6148 | 633 | 46219.2799 | 3 | 23430.3852 | 2.343 | 22788.8948 | 0 | 637445.4703 | 19 | 9500 | 2169.776 | 199.6997 | 19500 | 122719.3438 | 29000 | 0 | 93719.3438 | 93719.3438 | 0 | 9500 | 0 | 0 | 0 | 0 | 0
2022-01-08 09:00 | 0.34375 | 0.6433 | 35871 | 11960.7366 | 633 | 68085.3281 | 3 | 17039.2634 | 1.7039 | 51046.0646 | 0 | 660234.365 | 19 | 9500 | 2169.776 | 199.6997 | 19500 | 122719.3438 | 29000 | 0 | 93719.3438 | 93719.3438 | 0 | 9500 | 0 | 0 | 0 | 0 | 0
2022-01-08 10:00 | 0.49665 | 0.7486 | 35871 | 17280.8722 | 633 | 79230.0274 | 3 | 11719.1278 | 1.1719 | 67510.8995 | 0 | 711280.4297 | 19 | 9500 | 2169.776 | 199.6997 | 19500 | 122719.3438 | 29000 | 0 | 93719.3438 | 93719.3438 | 0 | 9500 | 0 | 0 | 0 | 0 | 0
2022-01-08 11:00 | 0.59435 | 0.8115 | 35871 | 20680.331 | 633 | 85887.2124 | 3 | 8319.669 | 0.83197 | 77567.5434 | 0 | 778791.3292 | 19 | 9500 | 2169.776 | 199.6997 | 19500 | 122719.3438 | 29000 | 0 | 93719.3438 | 93719.3438 | 1180.331 | 8319.669 | 0 | 0 | 0 | 0 | 0
2022-01-08 12:00 | 0.6388 | 0.91534 | 35871 | 22226.963 | 633 | 96877.3888 | 3 | 6773.037 | 0.6773 | 90104.3517 | 0 | 856358.8726 | 19 | 9500 | 2169.776 | 199.6997 | 19500 | 122719.3438 | 29000 | 0 | 93719.3438 | 93719.3438 | 2726.963 | 6773.037 | 0 | 0 | 0 | 0 | 0
2022-01-08 13:00 | 0.59947 | 0.87817 | 35871 | 20858.4807 | 633 | 92943.4052 | 3 | 8141.5193 | 0.81415 | 84801.8859 | 0 | 946463.2244 | 19 | 9500 | 2169.776 | 199.6997 | 19500 | 122719.3438 | 29000 | 0 | 93719.3438 | 93719.3438 | 1358.4807 | 8141.5193 | 0 | 0 | 0 | 0 | 0
2022-01-08 14:00 | 0.49327 | 0.78985 | 35871 | 17163.2655 | 633 | 83595.8284 | 3 | 11836.7345 | 1.1837 | 71759.0939 | 0 | 1031265.1103 | 19 | 9500 | 2169.776 | 199.6997 | 19500 | 122719.3438 | 29000 | 0 | 93719.3438 | 93719.3438 | 0 | 9500 | 0 | 0 | 0 | 0 | 0
2022-01-08 15:00 | 0.3328 | 0.65569 | 35871 | 11579.7327 | 633 | 69396.6559 | 3 | 17420.2673 | 1.742 | 51976.3887 | 0 | 1103024.2042 | 19 | 9500 | 2169.776 | 199.6997 | 19500 | 122719.3438 | 29000 | 0 | 93719.3438 | 93719.3438 | 0 | 9500 | 0 | 0 | 0 | 0 | 0
2022-01-08 16:00 | 0.1464 | 0.39905 | 35871 | 5093.969 | 633 | 42234.4943 | 3 | 23906.031 | 2.3906 | 18328.4632 | 0 | 1155000.5928 | 19 | 9500 | 2169.776 | 199.6997 | 19500 | 122719.3438 | 29000 | 0 | 93719.3438 | 93719.3438 | 0 | 9500 | 0 | 0 | 0 | 0 | 0
2022-01-08 17:00 | 0.01052 | 0.00804 | 35871 | 366.042 | 633 | 850.9343 | 3 | 28633.958 | 2.8634 | 0 | 27783.0237 | 1173329.0561 | 19 | 9500 | 2169.776 | 199.6997 | 19500 | 122719.3438 | 29000 | 0 | 93719.3438 | 93719.3438 | 366.042 | 9133.958 | 0 | 0 | 0 | 0 | 0
2022-01-08 18:00 | 0 | 0 | 35871 | 0 | 633 | 0 | 3 | 29000 | 2.9 | 0 | 29000 | 1145546.0324 | 19 | 9500 | 2169.776 | 199.6997 | 19500 | 122719.3438 | 29000 | 0 | 93719.3438 | 93719.3438 | 0 | 9500 | 0 | 0 | 0 | 0 | 0
2022-01-08 19:00 | 0 | 0 | 35871 | 0 | 633 | 0 | 3 | 29000 | 2.9 | 0 | 29000 | 1116546.0324 | 19 | 9500 | 2169.776 | 199.6997 | 19500 | 122719.3438 | 29000 | 0 | 93719.3438 | 93719.3438 | 0 | 9500 | 0 | 0 | 0 | 0 | 0
2022-01-08 20:00 | 0 | 0 | 35871 | 0 | 633 | 0 | 3 | 29000 | 2.9 | 0 | 29000 | 1087546.0324 | 19 | 9500 | 2169.776 | 199.6997 | 19500 | 122719.3438 | 29000 | 0 | 93719.3438 | 93719.3438 | 0 | 9500 | 0 | 0 | 0 | 0 | 0
2022-01-08 21:00 | 0 | 0 | 35871 | 0 | 633 | 0 | 3 | 29000 | 2.9 | 0 | 29000 | 1058546.0324 | 19 | 9500 | 2169.776 | 199.6997 | 19500 | 122719.3438 | 29000 | 0 | 93719.3438 | 93719.3438 | 0 | 9500 | 0 | 0 | 0 | 0 | 0
2022-01-08 22:00 | 0 | 0 | 35871 | 0 | 633 | 0 | 3 | 29000 | 2.9 | 0 | 29000 | 1029546.0324 | 19 | 9500 | 2169.776 | 199.6997 | 19500 | 122719.3438 | 29000 | 0 | 93719.3438 | 93719.3438 | 0 | 9500 | 0 | 0 | 0 | 0 | 0
2022-01-08 23:00 | 0 | 0 | 35871 | 0 | 633 | 0 | 3 | 29000 | 2.9 | 0 | 29000 | 1000546.0324 | 19 | 9500 | 2169.776 | 199.6997 | 19500 | 122719.3438 | 29000 | 0 | 93719.3438 | 93719.3438 | 0 | 9500 | 0 | 0 | 0 | 0 | 0
2022-01-09 | 0 | 0 | 35871 | 0 | 633 | 0 | 3 | 28487.5 | 2.8487 | 0 | 28487.5 | 971546.0324 | 19 | 9500 | 2169.776 | 199.6997 | 18987.5 | 122206.8438 | 28487.5 | 0 | 93719.3438 | 93719.3438 | 0 | 9500 | 0 | 0 | 0 | 0 | 0
2022-01-09 01:00 | 0 | 0 | 35871 | 0 | 633 | 0 | 3 | 28487.5 | 2.8487 | 0 | 28487.5 | 943058.5324 | 19 | 9500 | 2169.776 | 199.6997 | 18987.5 | 122206.8438 | 28487.5 | 0 | 93719.3438 | 93719.3438 | 0 | 9500 | 0 | 0 | 0 | 0 | 0
2022-01-09 02:00 | 0 | 0 | 35871 | 0 | 633 | 0 | 3 | 28487.5 | 2.8487 | 0 | 28487.5 | 914571.0324 | 19 | 9500 | 2169.776 | 199.6997 | 18987.5 | 122206.8438 | 28487.5 | 0 | 93719.3438 | 93719.3438 | 0 | 9500 | 0 | 0 | 0 | 0 | 0
2022-01-09 03:00 | 0 | 0 | 35871 | 0 | 633 | 0 | 3 | 28487.5 | 2.8487 | 0 | 28487.5 | 886083.5324 | 19 | 9500 | 2169.776 | 199.6997 | 18987.5 | 122206.8438 | 28487.5 | 0 | 93719.3438 | 93719.3438 | 0 | 9500 | 0 | 0 | 0 | 0 | 0
2022-01-09 04:00 | 0 | 0 | 35871 | 0 | 633 | 0 | 3 | 28487.5 | 2.8487 | 0 | 28487.5 | 857596.0324 | 19 | 9500 | 2169.776 | 199.6997 | 18987.5 | 122206.8438 | 28487.5 | 0 | 93719.3438 | 93719.3438 | 0 | 9500 | 0 | 0 | 0 | 0 | 0
2022-01-09 05:00 | 0 | 0 | 35871 | 0 | 633 | 0 | 3 | 28487.5 | 2.8487 | 0 | 28487.5 | 829108.5324 | 19 | 9500 | 2169.776 | 199.6997 | 18987.5 | 122206.8438 | 28487.5 | 0 | 93719.3438 | 93719.3438 | 0 | 9500 | 0 | 0 | 0 | 0 | 0
2022-01-09 06:00 | 0 | 0 | 35871 | 0 | 633 | 0 | 3 | 28487.5 | 2.8487 | 0 | 28487.5 | 800621.0324 | 19 | 9500 | 2169.776 | 199.6997 | 18987.5 | 122206.8438 | 28487.5 | 0 | 93719.3438 | 93719.3438 | 0 | 9500 | 0 | 0 | 0 | 0 | 0
2022-01-09 07:00 | 0.0108 | 0.00059 | 35871 | 375.7846 | 633 | 62.4442 | 3 | 28111.7154 | 2.8112 | 0 | 28049.2712 | 772133.5324 | 19 | 9500 | 2169.776 | 199.6997 | 18987.5 | 122206.8438 | 28487.5 | 0 | 93719.3438 | 93719.3438 | 375.7846 | 9124.2154 | 0 | 0 | 0 | 0 | 0
2022-01-09 08:00 | 0.12507 | 0.13676 | 35871 | 4351.7944 | 633 | 14474.3502 | 3 | 24135.7056 | 2.4136 | 0 | 9661.3554 | 744084.2612 | 19 | 9500 | 2169.776 | 199.6997 | 18987.5 | 122206.8438 | 28487.5 | 0 | 93719.3438 | 93719.3438 | 0 | 9500 | 0 | 0 | 0 | 0 | 0
2022-01-09 09:00 | 0.2915 | 0.34385 | 35871 | 10142.7046 | 633 | 36392.2588 | 3 | 18344.7954 | 1.8345 | 18047.4634 | 0 | 734422.9058 | 19 | 9500 | 2169.776 | 199.6997 | 18987.5 | 122206.8438 | 28487.5 | 0 | 93719.3438 | 93719.3438 | 0 | 9500 | 0 | 0 | 0 | 0 | 0
2022-01-09 10:00 | 0.45838 | 0.53305 | 35871 | 15949.2725 | 633 | 56416.7327 | 3 | 12538.2275 | 1.2538 | 43878.5052 | 0 | 752470.3691 | 19 | 9500 | 2169.776 | 199.6997 | 18987.5 | 122206.8438 | 28487.5 | 0 | 93719.3438 | 93719.3438 | 0 | 9500 | 0 | 0 | 0 | 0 | 0
2022-01-09 11:00 | 0.5449 | 0.55701 | 35871 | 18959.7247 | 633 | 58952.6016 | 3 | 9527.7753 | 0.95278 | 49424.8262 | 0 | 796348.8743 | 19 | 9500 | 2169.776 | 199.6997 | 18987.5 | 122206.8438 | 28487.5 | 0 | 93719.3438 | 93719.3438 | 0 | 9500 | 0 | 0 | 0 | 0 | 0
2022-01-09 12:00 | 0.57983 | 0.57748 | 35871 | 20175.1095 | 633 | 61119.0972 | 3 | 8312.3905 | 0.83124 | 52806.7067 | 0 | 845773.7006 | 19 | 9500 | 2169.776 | 199.6997 | 18987.5 | 122206.8438 | 28487.5 | 0 | 93719.3438 | 93719.3438 | 1187.6095 | 8312.3905 | 0 | 0 | 0 | 0 | 0
2022-01-09 13:00 | 0.53365 | 0.49053 | 35871 | 18568.2824 | 633 | 51916.5179 | 3 | 9919.2176 | 0.99192 | 41997.3003 | 0 | 898580.4073 | 19 | 9500 | 2169.776 | 199.6997 | 18987.5 | 122206.8438 | 28487.5 | 0 | 93719.3438 | 93719.3438 | 0 | 9500 | 0 | 0 | 0 | 0 | 0
2022-01-09 14:00 | 0.42175 | 0.40257 | 35871 | 14674.7364 | 633 | 42607.0426 | 3 | 13812.7636 | 1.3813 | 28794.2791 | 0 | 940577.7076 | 19 | 9500 | 2169.776 | 199.6997 | 18987.5 | 122206.8438 | 28487.5 | 0 | 93719.3438 | 93719.3438 | 0 | 9500 | 0 | 0 | 0 | 0 | 0
2022-01-09 15:00 | 0.26567 | 0.18874 | 35871 | 9243.9531 | 633 | 19975.7886 | 3 | 19243.5469 | 1.9244 | 732.2417 | 0 | 969371.9866 | 19 | 9500 | 2169.776 | 199.6997 | 18987.5 | 122206.8438 | 28487.5 | 0 | 93719.3438 | 93719.3438 | 0 | 9500 | 0 | 0 | 0 | 0 | 0
2022-01-09 16:00 | 0.12295 | 0.12364 | 35871 | 4278.0293 | 633 | 13085.7609 | 3 | 24209.4707 | 2.4209 | 0 | 11123.7099 | 970104.2284 | 19 | 9500 | 2169.776 | 199.6997 | 18987.5 | 122206.8438 | 28487.5 | 0 | 93719.3438 | 93719.3438 | 0 | 9500 | 0 | 0 | 0 | 0 | 0
2022-01-09 17:00 | 0.01118 | 0.00138 | 35871 | 389.0066 | 633 | 146.0559 | 3 | 28098.4934 | 2.8098 | 0 | 27952.4375 | 958980.5185 | 19 | 9500 | 2169.776 | 199.6997 | 18987.5 | 122206.8438 | 28487.5 | 0 | 93719.3438 | 93719.3438 | 389.0066 | 9110.9934 | 0 | 0 | 0 | 0 | 0
2022-01-09 18:00 | 0 | 0 | 35871 | 0 | 633 | 0 | 3 | 28487.5 | 2.8488 | 0 | 28487.5 | 931028.081 | 19 | 9500 | 2169.776 | 199.6997 | 18987.5 | 122206.8438 | 28487.5 | 0 | 93719.3438 | 93719.3438 | 0 | 9500 | 0 | 0 | 0 | 0 | 0
2022-01-09 19:00 | 0 | 0 | 35871 | 0 | 633 | 0 | 3 | 28487.5 | 2.8487 | 0 | 28487.5 | 902540.581 | 19 | 9500 | 2169.776 | 199.6997 | 18987.5 | 122206.8438 | 28487.5 | 0 | 93719.3438 | 93719.3438 | 0 | 9500 | 0 | 0 | 0 | 0 | 0
2022-01-09 20:00 | 0 | 0 | 35871 | 0 | 633 | 0 | 3 | 28487.5 | 2.8487 | 0 | 28487.5 | 874053.081 | 19 | 9500 | 2169.776 | 199.6997 | 18987.5 | 122206.8438 | 28487.5 | 0 | 93719.3438 | 93719.3438 | 0 | 9500 | 0 | 0 | 0 | 0 | 0
2022-01-09 21:00 | 0 | 0 | 35871 | 0 | 633 | 0 | 3 | 28487.5 | 2.8487 | 0 | 28487.5 | 845565.581 | 19 | 9500 | 2169.776 | 199.6997 | 18987.5 | 122206.8438 | 28487.5 | 0 | 93719.3438 | 93719.3438 | 0 | 9500 | 0 | 0 | 0 | 0 | 0
2022-01-09 22:00 | 0 | 0 | 35871 | 0 | 633 | 0 | 3 | 28487.5 | 2.8487 | 0 | 28487.5 | 817078.081 | 19 | 9500 | 2169.776 | 199.6997 | 18987.5 | 122206.8438 | 28487.5 | 0 | 93719.3438 | 93719.3438 | 0 | 9500 | 0 | 0 | 0 | 0 | 0
2022-01-09 23:00 | 0 | 0 | 35871 | 0 | 633 | 0 | 3 | 28487.5 | 2.8487 | 0 | 28487.5 | 788590.581 | 19 | 9500 | 2169.776 | 199.6997 | 18987.5 | 122206.8438 | 28487.5 | 0 | 93719.3438 | 93719.3438 | 0 | 9500 | 0 | 0 | 0 | 0 | 0
2022-01-10 | 0 | 0 | 35871 | 0 | 633 | 0 | 3 | 30000 | 3 | 0 | 30000 | 760103.081 | 19 | 8208.3333 | 2169.776 | 172.5475 | 21791.6667 | 125011.0105 | 30000 | 0 | 95011.0105 | 95011.0105 | 0 | 8208.3333 | 0 | 0 | 0 | 0 | 0
2022-01-10 01:00 | 0 | 0 | 35871 | 0 | 633 | 0 | 3 | 30000 | 3 | 0 | 30000 | 730103.081 | 19 | 8208.3333 | 2169.776 | 172.5475 | 21791.6667 | 125011.0105 | 30000 | 0 | 95011.0105 | 95011.0105 | 0 | 8208.3333 | 0 | 0 | 0 | 0 | 0
2022-01-10 02:00 | 0 | 0 | 35871 | 0 | 633 | 0 | 3 | 30000 | 3 | 0 | 30000 | 700103.081 | 19 | 8208.3333 | 2169.776 | 172.5475 | 21791.6667 | 125011.0105 | 30000 | 0 | 95011.0105 | 95011.0105 | 0 | 8208.3333 | 0 | 0 | 0 | 0 | 0
2022-01-10 03:00 | 0 | 0 | 35871 | 0 | 633 | 0 | 3 | 30000 | 3 | 0 | 30000 | 670103.081 | 19 | 8208.3333 | 2169.776 | 172.5475 | 21791.6667 | 125011.0105 | 30000 | 0 | 95011.0105 | 95011.0105 | 0 | 8208.3333 | 0 | 0 | 0 | 0 | 0
2022-01-10 04:00 | 0 | 0 | 35871 | 0 | 633 | 0 | 3 | 30000 | 3 | 0 | 30000 | 640103.081 | 19 | 8208.3333 | 2169.776 | 172.5475 | 21791.6667 | 125011.0105 | 30000 | 0 | 95011.0105 | 95011.0105 | 0 | 8208.3333 | 0 | 0 | 0 | 0 | 0
2022-01-10 05:00 | 0 | 0 | 35871 | 0 | 633 | 0 | 3 | 30000 | 3 | 0 | 30000 | 610103.081 | 19 | 8208.3333 | 2169.776 | 172.5475 | 21791.6667 | 125011.0105 | 30000 | 0 | 95011.0105 | 95011.0105 | 0 | 8208.3333 | 0 | 0 | 0 | 0 | 0
2022-01-10 06:00 | 0 | 0 | 35871 | 0 | 633 | 0 | 3 | 30000 | 3 | 0 | 30000 | 580103.081 | 19 | 8208.3333 | 2169.776 | 172.5475 | 21791.6667 | 125011.0105 | 30000 | 0 | 95011.0105 | 95011.0105 | 0 | 8208.3333 | 0 | 0 | 0 | 0 | 0
2022-01-10 07:00 | 0.01085 | 0.00308 | 35871 | 377.5243 | 633 | 325.9798 | 3 | 30000 | 3 | 0 | 29674.0202 | 550103.081 | 19 | 8585.8577 | 2169.776 | 180.4835 | 21791.6667 | 125011.0105 | 30377.5243 | 0 | 94633.4862 | 94633.4862 | -2.2737e-13 | 8585.8577 | 0 | 0 | 0 | 0 | 0
2022-01-10 08:00 | 0.10578 | 0.13172 | 35871 | 3680.6013 | 633 | 13940.9287 | 3 | 27611.0653 | 2.7611 | 0 | 13670.1366 | 520429.0609 | 19 | 9500 | 2169.776 | 199.6997 | 21791.6667 | 125011.0105 | 31291.6667 | 0 | 93719.3438 | 93719.3438 | 0 | 9500 | 0 | 0 | 0 | 0 | 0
2022-01-10 09:00 | 0.21148 | 0.22321 | 35871 | 7358.4191 | 633 | 23624.0107 | 3 | 23933.2476 | 2.3933 | 0 | 309.2369 | 506758.9242 | 19 | 9500 | 2169.776 | 199.6997 | 21791.6667 | 125011.0105 | 31291.6667 | 0 | 93719.3438 | 93719.3438 | 0 | 9500 | 0 | 0 | 0 | 0 | 0
2022-01-10 10:00 | 0.29462 | 0.2399 | 35871 | 10251.2646 | 633 | 25390.4402 | 3 | 21040.4021 | 2.104 | 4350.0382 | 0 | 506449.6873 | 19 | 9500 | 2169.776 | 199.6997 | 21791.6667 | 125011.0105 | 31291.6667 | 0 | 93719.3438 | 93719.3438 | 0 | 9500 | 0 | 0 | 0 | 0 | 0
2022-01-10 11:00 | 0.35295 | 0.20156 | 35871 | 12280.8494 | 633 | 21332.6267 | 3 | 19010.8173 | 1.9011 | 2321.8094 | 0 | 510799.7255 | 19 | 9500 | 2169.776 | 199.6997 | 21791.6667 | 125011.0105 | 31291.6667 | 0 | 93719.3438 | 93719.3438 | 0 | 9500 | 0 | 0 | 0 | 0 | 0
2022-01-10 12:00 | 0.3763 | 0.13084 | 35871 | 13093.3096 | 633 | 13847.7916 | 3 | 18198.3571 | 1.8198 | 0 | 4350.5655 | 513121.5349 | 19 | 9500 | 2169.776 | 199.6997 | 21791.6667 | 125011.0105 | 31291.6667 | 0 | 93719.3438 | 93719.3438 | 0 | 9500 | 0 | 0 | 0 | 0 | 0
2022-01-10 13:00 | 0.3895 | 0.30506 | 35871 | 13552.6019 | 633 | 32286.8183 | 3 | 17739.0648 | 1.7739 | 14547.7535 | 0 | 508770.9694 | 19 | 9500 | 2169.776 | 199.6997 | 21791.6667 | 125011.0105 | 31291.6667 | 0 | 93719.3438 | 93719.3438 | 0 | 9500 | 0 | 0 | 0 | 0 | 0
2022-01-10 14:00 | 0.29998 | 0.26543 | 35871 | 10437.7651 | 633 | 28092.4742 | 3 | 20853.9016 | 2.0854 | 7238.5726 | 0 | 523318.7228 | 19 | 9500 | 2169.776 | 199.6997 | 21791.6667 | 125011.0105 | 31291.6667 | 0 | 93719.3438 | 93719.3438 | 0 | 9500 | 0 | 0 | 0 | 0 | 0
2022-01-10 15:00 | 0.22048 | 0.2786 | 35871 | 7671.5729 | 633 | 29486.3554 | 3 | 23620.0937 | 2.362 | 5866.2616 | 0 | 530557.2954 | 19 | 9500 | 2169.776 | 199.6997 | 21791.6667 | 125011.0105 | 31291.6667 | 0 | 93719.3438 | 93719.3438 | 0 | 9500 | 0 | 0 | 0 | 0 | 0
2022-01-10 16:00 | 0.1199 | 0.18332 | 35871 | 4171.9049 | 633 | 19402.1488 | 3 | 27119.7618 | 2.712 | 0 | 7717.6129 | 536423.5571 | 19 | 9500 | 2169.776 | 199.6997 | 21791.6667 | 125011.0105 | 31291.6667 | 0 | 93719.3438 | 93719.3438 | 0 | 9500 | 0 | 0 | 0 | 0 | 0
2022-01-10 17:00 | 0.01157 | 0.00489 | 35871 | 402.5766 | 633 | 517.5459 | 3 | 30000 | 3 | 0 | 29482.4541 | 528705.9441 | 19 | 8610.91 | 2169.776 | 181.0101 | 21791.6667 | 125011.0105 | 30402.5766 | 0 | 94608.4339 | 94608.4339 | -1.1369e-13 | 8610.91 | 0 | 0 | 0 | 0 | 0
2022-01-10 18:00 | 0 | 0 | 35871 | 0 | 633 | 0 | 3 | 30000 | 3 | 0 | 30000 | 499223.49 | 19 | 8208.3333 | 2169.776 | 172.5475 | 21791.6667 | 125011.0105 | 30000 | 0 | 95011.0105 | 95011.0105 | 0 | 8208.3333 | 0 | 0 | 0 | 0 | 0
2022-01-10 19:00 | 0 | 0 | 35871 | 0 | 633 | 0 | 3 | 30000 | 3 | 0 | 30000 | 469223.49 | 19 | 8208.3333 | 2169.776 | 172.5475 | 21791.6667 | 125011.0105 | 30000 | 0 | 95011.0105 | 95011.0105 | 0 | 8208.3333 | 0 | 0 | 0 | 0 | 0
2022-01-10 20:00 | 0 | 0 | 35871 | 0 | 633 | 0 | 3 | 30000 | 3 | 0 | 30000 | 439223.49 | 19 | 8208.3333 | 2169.776 | 172.5475 | 21791.6667 | 125011.0105 | 30000 | 0 | 95011.0105 | 95011.0105 | 0 | 8208.3333 | 0 | 0 | 0 | 0 | 0
2022-01-10 21:00 | 0 | 0 | 35871 | 0 | 633 | 0 | 3 | 30000 | 3 | 0 | 30000 | 409223.49 | 19 | 8208.3333 | 2169.776 | 172.5475 | 21791.6667 | 125011.0105 | 30000 | 0 | 95011.0105 | 95011.0105 | 0 | 8208.3333 | 0 | 0 | 0 | 0 | 0
2022-01-10 22:00 | 0 | 0 | 35871 | 0 | 633 | 0 | 3 | 30000 | 3 | 0 | 30000 | 379223.49 | 19 | 8208.3333 | 2169.776 | 172.5475 | 21791.6667 | 125011.0105 | 30000 | 0 | 95011.0105 | 95011.0105 | 0 | 8208.3333 | 0 | 0 | 0 | 0 | 0
2022-01-10 23:00 | 0 | 0 | 35871 | 0 | 633 | 0 | 3 | 30000 | 3 | 0 | 30000 | 349223.49 | 19 | 8208.3333 | 2169.776 | 172.5475 | 21791.6667 | 125011.0105 | 30000 | 0 | 95011.0105 | 95011.0105 | 0 | 8208.3333 | 0 | 0 | 0 | 0 | 0
2022-01-11 | 0 | 0 | 35871 | 0 | 633 | 0 | 3 | 30000 | 3 | 0 | 30000 | 319223.49 | 19 | 7333.3333 | 2169.776 | 154.1542 | 22666.6667 | 125886.0105 | 30000 | 0 | 95886.0105 | 95886.0105 | 0 | 7333.3333 | 0 | 0 | 0 | 0 | 0
2022-01-11 01:00 | 0 | 0 | 35871 | 0 | 633 | 0 | 3 | 30000 | 3 | 0 | 30000 | 289223.49 | 19 | 7333.3333 | 2169.776 | 154.1542 | 22666.6667 | 125886.0105 | 30000 | 0 | 95886.0105 | 95886.0105 | 0 | 7333.3333 | 0 | 0 | 0 | 0 | 0
2022-01-11 02:00 | 0 | 0 | 35871 | 0 | 633 | 0 | 3 | 30000 | 3 | 0 | 30000 | 259223.49 | 19 | 7333.3333 | 2169.776 | 154.1542 | 22666.6667 | 125886.0105 | 30000 | 0 | 95886.0105 | 95886.0105 | 0 | 7333.3333 | 0 | 0 | 0 | 0 | 0
2022-01-11 03:00 | 0 | 0 | 35871 | 0 | 633 | 0 | 3 | 30000 | 3 | 0 | 30000 | 229223.49 | 19 | 7333.3333 | 2169.776 | 154.1542 | 22666.6667 | 125886.0105 | 30000 | 0 | 95886.0105 | 95886.0105 | 0 | 7333.3333 | 0 | 0 | 0 | 0 | 0
2022-01-11 04:00 | 0 | 0 | 35871 | 0 | 633 | 0 | 3 | 30000 | 3 | 0 | 30000 | 199223.49 | 19 | 7333.3333 | 2169.776 | 154.1542 | 22666.6667 | 125886.0105 | 30000 | 0 | 95886.0105 | 95886.0105 | 0 | 7333.3333 | 0 | 0 | 0 | 0 | 0
2022-01-11 05:00 | 0 | 0 | 35871 | 0 | 633 | 0 | 3 | 30000 | 3 | 0 | 30000 | 169223.49 | 19 | 7333.3333 | 2169.776 | 154.1542 | 22666.6667 | 125886.0105 | 30000 | 0 | 95886.0105 | 95886.0105 | 0 | 7333.3333 | 0 | 0 | 0 | 0 | 0
2022-01-11 06:00 | 0 | 0 | 35871 | 0 | 633 | 0 | 3 | 30000 | 3 | 0 | 30000 | 139223.49 | 19 | 7333.3333 | 2169.776 | 154.1542 | 22666.6667 | 125886.0105 | 30000 | 0 | 95886.0105 | 95886.0105 | 0 | 7333.3333 | 0 | 0 | 0 | 0 | 0
2022-01-11 07:00 | 0.01002 | 0.0165 | 35871 | 348.6446 | 633 | 1746.3204 | 3 | 30000 | 3 | 0 | 28253.6796 | 109223.49 | 19 | 7681.9779 | 2169.776 | 161.483 | 22666.6667 | 125886.0105 | 30348.6446 | 0 | 95537.3659 | 95537.3659 | 2.2737e-13 | 7681.9779 | 0 | 0 | 0 | 0 | 0
2022-01-11 08:00 | 0.10205 | 0.1997 | 35871 | 3550.8165 | 633 | 21135.7687 | 3 | 28615.8502 | 2.8616 | 0 | 7480.0815 | 80969.8104 | 19 | 9500 | 2169.776 | 199.6997 | 22666.6667 | 125886.0105 | 32166.6667 | 0 | 93719.3438 | 93719.3438 | 0 | 9500 | 0 | 0 | 0 | 0 | 0
2022-01-11 09:00 | 0.1973 | 0.30282 | 35871 | 6865.0279 | 633 | 32049.742 | 3 | 25301.6388 | 2.5302 | 6748.1032 | 0 | 73489.7289 | 19 | 9500 | 2169.776 | 199.6997 | 22666.6667 | 125886.0105 | 32166.6667 | 0 | 93719.3438 | 93719.3438 | 0 | 9500 | 0 | 0 | 0 | 0 | 0
2022-01-11 10:00 | 0.27648 | 0.26977 | 35871 | 9620.0857 | 633 | 28551.8094 | 3 | 22546.581 | 2.2547 | 6005.2283 | 0 | 80237.8322 | 19 | 9500 | 2169.776 | 199.6997 | 22666.6667 | 125886.0105 | 32166.6667 | 0 | 93719.3438 | 93719.3438 | 0 | 9500 | 0 | 0 | 0 | 0 | 0
2022-01-11 11:00 | 0.43612 | 0.42618 | 35871 | 15174.7387 | 633 | 45105.8684 | 3 | 13466.6417 | 1.3467 | 31639.2267 | 0 | 86243.0605 | 19 | 5974.7137 | 2169.776 | 125.5946 | 22666.6667 | 125886.0105 | 28641.3804 | 0 | 97244.6302 | 97244.6302 | 0 | 5974.7137 | 0 | 0 | 0 | 0 | 0
2022-01-11 12:00 | 0.58653 | 0.63358 | 35871 | 20408.2351 | 633 | 67056.5866 | 3 | 2258.4316 | 0.22584 | 64798.155 | 0 | 117882.2872 | 19 | 0 | 2169.776 | 0 | 22666.6667 | 125886.0105 | 22666.6667 | 0 | 103219.3438 | 103219.3438 | 0 | 0 | 0 | 0 | 0 | 0 | 0
2022-01-11 13:00 | 0.60405 | 0.84481 | 35871 | 21017.8412 | 633 | 89412.6629 | 3 | 1648.8254 | 0.16488 | 87763.8374 | 0 | 182680.4423 | 19 | 0 | 2169.776 | 0 | 22666.6667 | 125886.0105 | 22666.6667 | 0 | 103219.3438 | 103219.3438 | 0 | 0 | 0 | 0 | 0 | 0 | 0
2022-01-11 14:00 | 0.50412 | 0.79731 | 35871 | 17540.7899 | 633 | 84385.3769 | 3 | 5125.8768 | 0.51259 | 79259.5001 | 0 | 270444.2797 | 19 | 0 | 2169.776 | 0 | 22666.6667 | 125886.0105 | 22666.6667 | 0 | 103219.3438 | 103219.3438 | 0 | 0 | 0 | 0 | 0 | 0 | 0
2022-01-11 15:00 | 0.35038 | 0.69044 | 35871 | 12191.4266 | 633 | 73074.5125 | 3 | 10475.2401 | 1.0475 | 62599.2724 | 0 | 349703.7797 | 19 | 0 | 2169.776 | 0 | 22666.6667 | 125886.0105 | 22666.6667 | 0 | 103219.3438 | 103219.3438 | 0 | 0 | 0 | 0 | 0 | 0 | 0
2022-01-11 16:00 | 0.16462 | 0.46197 | 35871 | 5727.9315 | 633 | 48893.7961 | 3 | 16938.7352 | 1.6939 | 31955.0609 | 0 | 412303.0521 | 19 | 0 | 2169.776 | 0 | 22666.6667 | 125886.0105 | 22666.6667 | 0 | 103219.3438 | 103219.3438 | 0 | 0 | 0 | 0 | 0 | 0 | 0
2022-01-11 17:00 | 0.01412 | 0.03648 | 35871 | 491.3036 | 633 | 3860.9556 | 3 | 22175.3631 | 2.2175 | 0 | 18314.4075 | 444258.1131 | 19 | -2.8422e-13 | 2169.776 | -5.9745e-15 | 22666.6667 | 125886.0105 | 22666.6667 | 0 | 103219.3438 | 103219.3438 | -2.8422e-13 | 0 | 0 | 0 | 0 | 0 | 0
2022-01-11 18:00 | 0 | 0 | 35871 | 0 | 633 | 0 | 3 | 22666.6667 | 2.2667 | 0 | 22666.6667 | 425943.7056 | 19 | 0 | 2169.776 | 0 | 22666.6667 | 125886.0105 | 22666.6667 | 0 | 103219.3438 | 103219.3438 | 0 | 0 | 0 | 0 | 0 | 0 | 0
2022-01-11 19:00 | 0 | 0 | 35871 | 0 | 633 | 0 | 3 | 22666.6667 | 2.2667 | 0 | 22666.6667 | 403277.0389 | 19 | 0 | 2169.776 | 0 | 22666.6667 | 125886.0105 | 22666.6667 | 0 | 103219.3438 | 103219.3438 | 0 | 0 | 0 | 0 | 0 | 0 | 0
2022-01-11 20:00 | 0 | 0 | 35871 | 0 | 633 | 0 | 3 | 22666.6667 | 2.2667 | 0 | 22666.6667 | 380610.3723 | 19 | 0 | 2169.776 | 0 | 22666.6667 | 125886.0105 | 22666.6667 | 0 | 103219.3438 | 103219.3438 | 0 | 0 | 0 | 0 | 0 | 0 | 0
2022-01-11 21:00 | 0 | 0 | 35871 | 0 | 633 | 0 | 3 | 22666.6667 | 2.2667 | 0 | 22666.6667 | 357943.7056 | 19 | 0 | 2169.776 | 0 | 22666.6667 | 125886.0105 | 22666.6667 | 0 | 103219.3438 | 103219.3438 | 0 | 0 | 0 | 0 | 0 | 0 | 0
2022-01-11 22:00 | 0 | 0 | 35871 | 0 | 633 | 0 | 3 | 22666.6667 | 2.2667 | 0 | 22666.6667 | 335277.0389 | 19 | 0 | 2169.776 | 0 | 22666.6667 | 125886.0105 | 22666.6667 | 0 | 103219.3438 | 103219.3438 | 0 | 0 | 0 | 0 | 0 | 0 | 0
2022-01-11 23:00 | 0 | 0 | 35871 | 0 | 633 | 0 | 3 | 22666.6667 | 2.2667 | 0 | 22666.6667 | 312610.3723 | 19 | 0 | 2169.776 | 0 | 22666.6667 | 125886.0105 | 22666.6667 | 0 | 103219.3438 | 103219.3438 | 0 | 0 | 0 | 0 | 0 | 0 | 0
2022-01-12 | 0 | 0 | 35871 | 0 | 633 | 0 | 3 | 22991.6667 | 2.2992 | 0 | 22991.6667 | 289943.7056 | 19 | 0 | 2169.776 | 0 | 22991.6667 | 126211.0105 | 22991.6667 | 0 | 103219.3438 | 103219.3438 | 0 | 0 | 0 | 0 | 0 | 0 | 0
2022-01-12 01:00 | 0 | 0 | 35871 | 0 | 633 | 0 | 3 | 22991.6667 | 2.2992 | 0 | 22991.6667 | 266952.0389 | 19 | 0 | 2169.776 | 0 | 22991.6667 | 126211.0105 | 22991.6667 | 0 | 103219.3438 | 103219.3438 | 0 | 0 | 0 | 0 | 0 | 0 | 0
2022-01-12 02:00 | 0 | 0 | 35871 | 0 | 633 | 0 | 3 | 22991.6667 | 2.2992 | 0 | 22991.6667 | 243960.3723 | 19 | 0 | 2169.776 | 0 | 22991.6667 | 126211.0105 | 22991.6667 | 0 | 103219.3438 | 103219.3438 | 0 | 0 | 0 | 0 | 0 | 0 | 0
2022-01-12 03:00 | 0 | 0 | 35871 | 0 | 633 | 0 | 3 | 22991.6667 | 2.2992 | 0 | 22991.6667 | 220968.7056 | 19 | 0 | 2169.776 | 0 | 22991.6667 | 126211.0105 | 22991.6667 | 0 | 103219.3438 | 103219.3438 | 0 | 0 | 0 | 0 | 0 | 0 | 0
2022-01-12 04:00 | 0 | 0 | 35871 | 0 | 633 | 0 | 3 | 22991.6667 | 2.2992 | 0 | 22991.6667 | 197977.0389 | 19 | 0 | 2169.776 | 0 | 22991.6667 | 126211.0105 | 22991.6667 | 0 | 103219.3438 | 103219.3438 | 0 | 0 | 0 | 0 | 0 | 0 | 0
2022-01-12 05:00 | 0 | 0 | 35871 | 0 | 633 | 0 | 3 | 22991.6667 | 2.2992 | 0 | 22991.6667 | 174985.3723 | 19 | 0 | 2169.776 | 0 | 22991.6667 | 126211.0105 | 22991.6667 | 0 | 103219.3438 | 103219.3438 | 0 | 0 | 0 | 0 | 0 | 0 | 0
2022-01-12 06:00 | 0 | 0 | 35871 | 0 | 633 | 0 | 3 | 22991.6667 | 2.2992 | 0 | 22991.6667 | 151993.7056 | 19 | 0 | 2169.776 | 0 | 22991.6667 | 126211.0105 | 22991.6667 | 0 | 103219.3438 | 103219.3438 | 0 | 0 | 0 | 0 | 0 | 0 | 0
2022-01-12 07:00 | 0.01375 | 0.02696 | 35871 | 478.4295 | 633 | 2853.3817 | 3 | 22513.2372 | 2.2513 | 0 | 19659.8555 | 129002.0389 | 19 | 0 | 2169.776 | 0 | 22991.6667 | 126211.0105 | 22991.6667 | 0 | 103219.3438 | 103219.3438 | 0 | 0 | 0 | 0 | 0 | 0 | 0
2022-01-12 08:00 | 0.1614 | 0.41457 | 35871 | 5615.892 | 633 | 43877.0938 | 3 | 17375.7746 | 1.7376 | 26501.3192 | 0 | 109342.1834 | 19 | 0 | 2169.776 | 0 | 22991.6667 | 126211.0105 | 22991.6667 | 0 | 103219.3438 | 103219.3438 | 0 | 0 | 0 | 0 | 0 | 0 | 0
2022-01-12 09:00 | 0.35127 | 0.66366 | 35871 | 12222.394 | 633 | 70240.1816 | 3 | 10769.2727 | 1.0769 | 59470.9089 | 0 | 135843.5026 | 19 | 0 | 2169.776 | 0 | 22991.6667 | 126211.0105 | 22991.6667 | 0 | 103219.3438 | 103219.3438 | 0 | 0 | 0 | 0 | 0 | 0 | 0
2022-01-12 10:00 | 0.5107 | 0.7911 | 35871 | 17769.7401 | 633 | 83728.1254 | 3 | 5221.9266 | 0.52219 | 78506.1988 | 0 | 195314.4115 | 19 | 0 | 2169.776 | 0 | 22991.6667 | 126211.0105 | 22991.6667 | 0 | 103219.3438 | 103219.3438 | 0 | 0 | 0 | 0 | 0 | 0 | 0
2022-01-12 11:00 | 0.61312 | 0.83761 | 35871 | 21333.4307 | 633 | 88650.6321 | 3 | 1658.236 | 0.16582 | 86992.3962 | 0 | 273820.6103 | 19 | 0 | 2169.776 | 0 | 22991.6667 | 126211.0105 | 22991.6667 | 0 | 103219.3438 | 103219.3438 | 0 | 0 | 0 | 0 | 0 | 0 | 0
2022-01-12 12:00 | 0.65683 | 0.92085 | 35871 | 22854.3145 | 633 | 97460.554 | 3 | 137.3522 | 0.013735 | 97323.2018 | 0 | 360813.0065 | 19 | 0 | 2169.776 | 0 | 22991.6667 | 126211.0105 | 22991.6667 | 0 | 103219.3438 | 103219.3438 | 0 | 0 | 0 | 0 | 0 | 0 | 0
2022-01-12 13:00 | 0.59285 | 0.80251 | 35871 | 20628.1387 | 633 | 84935.7324 | 3 | 2363.528 | 0.23635 | 82572.2044 | 0 | 458136.2083 | 19 | 0 | 2169.776 | 0 | 22991.6667 | 126211.0105 | 22991.6667 | 0 | 103219.3438 | 103219.3438 | 0 | 0 | 0 | 0 | 0 | 0 | 0
2022-01-12 14:00 | 0.46238 | 0.52801 | 35871 | 16088.452 | 633 | 55883.3112 | 3 | 6903.2147 | 0.69032 | 48980.0965 | 0 | 540708.4127 | 19 | 0 | 2169.776 | 0 | 22991.6667 | 126211.0105 | 22991.6667 | 0 | 103219.3438 | 103219.3438 | 0 | 0 | 0 | 0 | 0 | 0 | 0
2022-01-12 15:00 | 0.30535 | 0.41134 | 35871 | 10624.6136 | 633 | 43535.2384 | 3 | 12367.0531 | 1.2367 | 31168.1853 | 0 | 589688.5092 | 19 | 0 | 2169.776 | 0 | 22991.6667 | 126211.0105 | 22991.6667 | 0 | 103219.3438 | 103219.3438 | 0 | 0 | 0 | 0 | 0 | 0 | 0
2022-01-12 16:00 | 0.14085 | 0.18818 | 35871 | 4900.8574 | 633 | 19916.5196 | 3 | 18090.8092 | 1.8091 | 1825.7103 | 0 | 620856.6944 | 19 | 0 | 2169.776 | 0 | 22991.6667 | 126211.0105 | 22991.6667 | 0 | 103219.3438 | 103219.3438 | 0 | 0 | 0 | 0 | 0 | 0 | 0
2022-01-12 17:00 | 0.01315 | 0.00417 | 35871 | 457.5525 | 633 | 441.3428 | 3 | 22534.1141 | 2.2534 | 0 | 22092.7713 | 622682.4048 | 19 | 2.2737e-13 | 2169.776 | 4.7796e-15 | 22991.6667 | 126211.0105 | 22991.6667 | 0 | 103219.3438 | 103219.3438 | 2.2737e-13 | 0 | 0 | 0 | 0 | 0 | 0
2022-01-12 18:00 | 0 | 0 | 35871 | 0 | 633 | 0 | 3 | 22991.6667 | 2.2992 | 0 | 22991.6667 | 600589.6334 | 19 | 0 | 2169.776 | 0 | 22991.6667 | 126211.0105 | 22991.6667 | 0 | 103219.3438 | 103219.3438 | 0 | 0 | 0 | 0 | 0 | 0 | 0
2022-01-12 19:00 | 0 | 0 | 35871 | 0 | 633 | 0 | 3 | 22991.6667 | 2.2992 | 0 | 22991.6667 | 577597.9668 | 19 | 0 | 2169.776 | 0 | 22991.6667 | 126211.0105 | 22991.6667 | 0 | 103219.3438 | 103219.3438 | 0 | 0 | 0 | 0 | 0 | 0 | 0
2022-01-12 20:00 | 0 | 0 | 35871 | 0 | 633 | 0 | 3 | 22991.6667 | 2.2992 | 0 | 22991.6667 | 554606.3001 | 19 | 0 | 2169.776 | 0 | 22991.6667 | 126211.0105 | 22991.6667 | 0 | 103219.3438 | 103219.3438 | 0 | 0 | 0 | 0 | 0 | 0 | 0
2022-01-12 21:00 | 0 | 0 | 35871 | 0 | 633 | 0 | 3 | 22991.6667 | 2.2992 | 0 | 22991.6667 | 531614.6334 | 19 | 0 | 2169.776 | 0 | 22991.6667 | 126211.0105 | 22991.6667 | 0 | 103219.3438 | 103219.3438 | 0 | 0 | 0 | 0 | 0 | 0 | 0
2022-01-12 22:00 | 0 | 0 | 35871 | 0 | 633 | 0 | 3 | 22991.6667 | 2.2992 | 0 | 22991.6667 | 508622.9668 | 19 | 0 | 2169.776 | 0 | 22991.6667 | 126211.0105 | 22991.6667 | 0 | 103219.3438 | 103219.3438 | 0 | 0 | 0 | 0 | 0 | 0 | 0
2022-01-12 23:00 | 0 | 0 | 35871 | 0 | 633 | 0 | 3 | 22991.6667 | 2.2992 | 0 | 22991.6667 | 485631.3001 | 19 | 0 | 2169.776 | 0 | 22991.6667 | 126211.0105 | 22991.6667 | 0 | 103219.3438 | 103219.3438 | 0 | 0 | 0 | 0 | 0 | 0 | 0
2022-01-13 | 0 | 0 | 35871 | 0 | 633 | 0 | 3 | 21966.6667 | 2.1967 | 0 | 21966.6667 | 462639.6334 | 19 | 0 | 2169.776 | 0 | 21966.6667 | 125186.0105 | 21966.6667 | 0 | 103219.3438 | 103219.3438 | 0 | 0 | 0 | 0 | 0 | 0 | 0
2022-01-13 01:00 | 0 | 0 | 35871 | 0 | 633 | 0 | 3 | 21966.6667 | 2.1967 | 0 | 21966.6667 | 440672.9668 | 19 | 0 | 2169.776 | 0 | 21966.6667 | 125186.0105 | 21966.6667 | 0 | 103219.3438 | 103219.3438 | 0 | 0 | 0 | 0 | 0 | 0 | 0
2022-01-13 02:00 | 0 | 0 | 35871 | 0 | 633 | 0 | 3 | 21966.6667 | 2.1967 | 0 | 21966.6667 | 418706.3001 | 19 | 0 | 2169.776 | 0 | 21966.6667 | 125186.0105 | 21966.6667 | 0 | 103219.3438 | 103219.3438 | 0 | 0 | 0 | 0 | 0 | 0 | 0
2022-01-13 03:00 | 0 | 0 | 35871 | 0 | 633 | 0 | 3 | 21966.6667 | 2.1967 | 0 | 21966.6667 | 396739.6334 | 19 | 0 | 2169.776 | 0 | 21966.6667 | 125186.0105 | 21966.6667 | 0 | 103219.3438 | 103219.3438 | 0 | 0 | 0 | 0 | 0 | 0 | 0
2022-01-13 04:00 | 0 | 0 | 35871 | 0 | 633 | 0 | 3 | 21966.6667 | 2.1967 | 0 | 21966.6667 | 374772.9668 | 19 | 0 | 2169.776 | 0 | 21966.6667 | 125186.0105 | 21966.6667 | 0 | 103219.3438 | 103219.3438 | 0 | 0 | 0 | 0 | 0 | 0 | 0
2022-01-13 05:00 | 0 | 0 | 35871 | 0 | 633 | 0 | 3 | 21966.6667 | 2.1967 | 0 | 21966.6667 | 352806.3001 | 19 | 0 | 2169.776 | 0 | 21966.6667 | 125186.0105 | 21966.6667 | 0 | 103219.3438 | 103219.3438 | 0 | 0 | 0 | 0 | 0 | 0 | 0
2022-01-13 06:00 | 0 | 0 | 35871 | 0 | 633 | 0 | 3 | 21966.6667 | 2.1967 | 0 | 21966.6667 | 330839.6334 | 19 | 0 | 2169.776 | 0 | 21966.6667 | 125186.0105 | 21966.6667 | 0 | 103219.3438 | 103219.3438 | 0 | 0 | 0 | 0 | 0 | 0 | 0
2022-01-13 07:00 | 0.01418 | 0.01722 | 35871 | 493.3913 | 633 | 1822.5235 | 3 | 21473.2754 | 2.1473 | 0 | 19650.7519 | 308872.9668 | 19 | 4.5475e-13 | 2169.776 | 9.5593e-15 | 21966.6667 | 125186.0105 | 21966.6667 | 0 | 103219.3438 | 103219.3438 | 4.5475e-13 | 0 | 0 | 0 | 0 | 0 | 0
2022-01-13 08:00 | 0.13675 | 0.1914 | 35871 | 4758.1985 | 633 | 20257.3166 | 3 | 17208.4682 | 1.7208 | 3048.8484 | 0 | 289222.2148 | 19 | 0 | 2169.776 | 0 | 21966.6667 | 125186.0105 | 21966.6667 | 0 | 103219.3438 | 103219.3438 | 0 | 0 | 0 | 0 | 0 | 0 | 0
2022-01-13 09:00 | 0.2495 | 0.17634 | 35871 | 8681.3201 | 633 | 18663.4024 | 3 | 13285.3466 | 1.3285 | 5378.0558 | 0 | 292271.0633 | 19 | 0 | 2169.776 | 0 | 21966.6667 | 125186.0105 | 21966.6667 | 0 | 103219.3438 | 103219.3438 | 0 | 0 | 0 | 0 | 0 | 0 | 0
2022-01-13 10:00 | 0.38467 | 0.07686 | 35871 | 13384.5426 | 633 | 8134.6779 | 3 | 8582.124 | 0.85821 | 0 | 447.4461 | 297649.1191 | 19 | 0 | 2169.776 | 0 | 21966.6667 | 125186.0105 | 21966.6667 | 0 | 103219.3438 | 103219.3438 | 0 | 0 | 0 | 0 | 0 | 0 | 0
2022-01-13 11:00 | 0.41212 | 0.03994 | 35871 | 14339.6618 | 633 | 4227.1537 | 3 | 7627.0048 | 0.7627 | 0 | 3399.8511 | 297201.673 | 19 | 0 | 2169.776 | 0 | 21966.6667 | 125186.0105 | 21966.6667 | 0 | 103219.3438 | 103219.3438 | 0 | 0 | 0 | 0 | 0 | 0 | 0
2022-01-13 12:00 | 0.4105 | 0.02902 | 35871 | 14283.2941 | 633 | 3071.4072 | 3 | 7683.3725 | 0.76834 | 0 | 4611.9654 | 293801.8219 | 19 | 0 | 2169.776 | 0 | 21966.6667 | 125186.0105 | 21966.6667 | 0 | 103219.3438 | 103219.3438 | 0 | 0 | 0 | 0 | 0 | 0 | 0
2022-01-13 13:00 | 0.39338 | 0.16011 | 35871 | 13687.606 | 633 | 16945.6581 | 3 | 8279.0607 | 0.82791 | 8666.5974 | 0 | 289189.8565 | 19 | 0 | 2169.776 | 0 | 21966.6667 | 125186.0105 | 21966.6667 | 0 | 103219.3438 | 103219.3438 | 0 | 0 | 0 | 0 | 0 | 0 | 0
2022-01-13 14:00 | 0.37552 | 0.20286 | 35871 | 13066.1696 | 633 | 21470.2155 | 3 | 8900.4971 | 0.89005 | 12569.7185 | 0 | 297856.4539 | 19 | 0 | 2169.776 | 0 | 21966.6667 | 125186.0105 | 21966.6667 | 0 | 103219.3438 | 103219.3438 | 0 | 0 | 0 | 0 | 0 | 0 | 0
2022-01-13 15:00 | 0.25898 | 0.18934 | 35871 | 9011.1754 | 633 | 20039.2912 | 3 | 12955.4912 | 1.2955 | 7083.7999 | 0 | 310426.1724 | 19 | 0 | 2169.776 | 0 | 21966.6667 | 125186.0105 | 21966.6667 | 0 | 103219.3438 | 103219.3438 | 0 | 0 | 0 | 0 | 0 | 0 | 0
2022-01-13 16:00 | 0.12515 | 0.0919 | 35871 | 4354.578 | 633 | 9726.4754 | 3 | 17612.0887 | 1.7612 | 0 | 7885.6132 | 317509.9723 | 19 | 0 | 2169.776 | 0 | 21966.6667 | 125186.0105 | 21966.6667 | 0 | 103219.3438 | 103219.3438 | 0 | 0 | 0 | 0 | 0 | 0 | 0
2022-01-13 17:00 | 0.01302 | 0.00105 | 35871 | 453.0292 | 633 | 111.1295 | 3 | 21513.6375 | 2.1514 | 0 | 21402.508 | 309624.3591 | 19 | 5.6843e-14 | 2169.776 | 1.1949e-15 | 21966.6667 | 125186.0105 | 21966.6667 | 0 | 103219.3438 | 103219.3438 | 5.6843e-14 | 0 | 0 | 0 | 0 | 0 | 0
2022-01-13 18:00 | 0 | 0 | 35871 | 0 | 633 | 0 | 3 | 21966.6667 | 2.1967 | 0 | 21966.6667 | 288221.8511 | 19 | 0 | 2169.776 | 0 | 21966.6667 | 125186.0105 | 21966.6667 | 0 | 103219.3438 | 103219.3438 | 0 | 0 | 0 | 0 | 0 | 0 | 0
2022-01-13 19:00 | 0 | 0 | 35871 | 0 | 633 | 0 | 3 | 21966.6667 | 2.1967 | 0 | 21966.6667 | 266255.1844 | 19 | 0 | 2169.776 | 0 | 21966.6667 | 125186.0105 | 21966.6667 | 0 | 103219.3438 | 103219.3438 | 0 | 0 | 0 | 0 | 0 | 0 | 0
2022-01-13 20:00 | 0 | 0 | 35871 | 0 | 633 | 0 | 3 | 21966.6667 | 2.1967 | 0 | 21966.6667 | 244288.5178 | 19 | 0 | 2169.776 | 0 | 21966.6667 | 125186.0105 | 21966.6667 | 0 | 103219.3438 | 103219.3438 | 0 | 0 | 0 | 0 | 0 | 0 | 0
2022-01-13 21:00 | 0 | 0 | 35871 | 0 | 633 | 0 | 3 | 21966.6667 | 2.1967 | 0 | 21966.6667 | 222321.8511 | 19 | 0 | 2169.776 | 0 | 21966.6667 | 125186.0105 | 21966.6667 | 0 | 103219.3438 | 103219.3438 | 0 | 0 | 0 | 0 | 0 | 0 | 0
2022-01-13 22:00 | 0 | 0 | 35871 | 0 | 633 | 0 | 3 | 21966.6667 | 2.1967 | 0 | 21966.6667 | 200355.1844 | 19 | 0 | 2169.776 | 0 | 21966.6667 | 125186.0105 | 21966.6667 | 0 | 103219.3438 | 103219.3438 | 0 | 0 | 0 | 0 | 0 | 0 | 0
2022-01-13 23:00 | 0 | 0 | 35871 | 0 | 633 | 0 | 3 | 21966.6667 | 2.1967 | 0 | 21966.6667 | 178388.5178 | 19 | 0 | 2169.776 | 0 | 21966.6667 | 125186.0105 | 21966.6667 | 0 | 103219.3438 | 103219.3438 | 0 | 0 | 0 | 0 | 0 | 0 | 0
2022-01-14 | 0 | 0 | 35871 | 0 | 633 | 0 | 3 | 21354.1667 | 2.1354 | 0 | 21354.1667 | 156421.8511 | 19 | 0 | 2169.776 | 0 | 21354.1667 | 124573.5105 | 21354.1667 | 0 | 103219.3438 | 103219.3438 | 0 | 0 | 0 | 0 | 0 | 0 | 0
2022-01-14 01:00 | 0 | 0 | 35871 | 0 | 633 | 0 | 3 | 21354.1667 | 2.1354 | 0 | 21354.1667 | 135067.6844 | 19 | 0 | 2169.776 | 0 | 21354.1667 | 124573.5105 | 21354.1667 | 0 | 103219.3438 | 103219.3438 | 0 | 0 | 0 | 0 | 0 | 0 | 0
2022-01-14 02:00 | 0 | 0 | 35871 | 0 | 633 | 0 | 3 | 21354.1667 | 2.1354 | 0 | 21354.1667 | 113713.5178 | 19 | 0 | 2169.776 | 0 | 21354.1667 | 124573.5105 | 21354.1667 | 0 | 103219.3438 | 103219.3438 | 0 | 0 | 0 | 0 | 0 | 0 | 0
2022-01-14 03:00 | 0 | 0 | 35871 | 0 | 633 | 0 | 3 | 21354.1667 | 2.1354 | 0 | 21354.1667 | 92359.3511 | 19 | 0 | 2169.776 | 0 | 21354.1667 | 124573.5105 | 21354.1667 | 0 | 103219.3438 | 103219.3438 | 0 | 0 | 0 | 0 | 0 | 0 | 0
2022-01-14 04:00 | 0 | 0 | 35871 | 0 | 633 | 0 | 3 | 21354.1667 | 2.1354 | 0 | 21354.1667 | 71005.1844 | 19 | 0 | 2169.776 | 0 | 21354.1667 | 124573.5105 | 21354.1667 | 0 | 103219.3438 | 103219.3438 | 0 | 0 | 0 | 0 | 0 | 0 | 0
2022-01-14 05:00 | 0 | 0 | 35871 | 0 | 633 | 0 | 3 | 21354.1667 | 2.1354 | 0 | 21354.1667 | 49651.0178 | 19 | 0 | 2169.776 | 0 | 21354.1667 | 124573.5105 | 21354.1667 | 0 | 103219.3438 | 103219.3438 | 0 | 0 | 0 | 0 | 0 | 0 | 0
2022-01-14 06:00 | 0 | 0 | 35871 | 0 | 633 | 0 | 3 | 21354.1667 | 2.1354 | 0 | 21354.1667 | 28296.8511 | 19 | 0 | 2169.776 | 0 | 21354.1667 | 124573.5105 | 21354.1667 | 0 | 103219.3438 | 103219.3438 | 0 | 0 | 0 | 0 | 0 | 0 | 0
2022-01-14 07:00 | 0.0169 | 0.13061 | 35871 | 588.0333 | 633 | 13823.4489 | 3 | 20766.1334 | 2.0766 | 0 | 6942.6844 | 6942.6844 | 19 | 0 | 2169.776 | 0 | 21354.1667 | 124573.5105 | 21354.1667 | 0 | 103219.3438 | 103219.3438 | 0 | 0 | 0 | 0 | 0 | 0 | 0
2022-01-14 08:00 | 0.18057 | 0.67208 | 35871 | 6282.9097 | 633 | 71131.3342 | 3 | 24571.257 | 2.4571 | 46560.0772 | 0 | 0 | 19 | 9500 | 2169.776 | 199.6997 | 21354.1667 | 124573.5105 | 30854.1667 | 0 | 93719.3438 | 93719.3438 | 0 | 9500 | 0 | 0 | 0 | 0 | 0
2022-01-14 09:00 | 0.37255 | 0.85058 | 35871 | 12962.8288 | 633 | 90023.3458 | 3 | 17891.3378 | 1.7891 | 72132.008 | 0 | 46560.0772 | 19 | 9500 | 2169.776 | 199.6997 | 21354.1667 | 124573.5105 | 30854.1667 | 0 | 93719.3438 | 93719.3438 | 0 | 9500 | 0 | 0 | 0 | 0 | 0
2022-01-14 10:00 | 0.52833 | 0.94758 | 35871 | 18383.1737 | 633 | 100289.593 | 3 | 12470.993 | 1.2471 | 87818.6 | 0 | 118692.0852 | 19 | 9500 | 2169.776 | 199.6997 | 21354.1667 | 124573.5105 | 30854.1667 | 0 | 93719.3438 | 93719.3438 | 0 | 9500 | 0 | 0 | 0 | 0 | 0
2022-01-14 11:00 | 0.62438 | 0.94081 | 35871 | 21725.2209 | 633 | 99573.0725 | 3 | 9128.9457 | 0.91289 | 90444.1267 | 0 | 206510.6852 | 19 | 9500 | 2169.776 | 199.6997 | 21354.1667 | 124573.5105 | 30854.1667 | 0 | 93719.3438 | 93719.3438 | 371.0543 | 9128.9457 | 0 | 0 | 0 | 0 | 0
2022-01-14 12:00 | 0.6134 | 0.7044 | 35871 | 21343.1733 | 633 | 74552.0054 | 3 | 9510.9934 | 0.9511 | 65041.012 | 0 | 296954.8119 | 19 | 9500 | 2169.776 | 199.6997 | 21354.1667 | 124573.5105 | 30854.1667 | 0 | 93719.3438 | 93719.3438 | 0 | 9500 | 0 | 0 | 0 | 0 | 0
2022-01-14 13:00 | 0.55962 | 0.61315 | 35871 | 19471.9051 | 633 | 64894.3244 | 3 | 11382.2615 | 1.1382 | 53512.0629 | 0 | 361995.8239 | 19 | 9500 | 2169.776 | 199.6997 | 21354.1667 | 124573.5105 | 30854.1667 | 0 | 93719.3438 | 93719.3438 | 0 | 9500 | 0 | 0 | 0 | 0 | 0
2022-01-14 14:00 | 0.39202 | 0.36086 | 35871 | 13640.2849 | 633 | 38192.5563 | 3 | 17213.8817 | 1.7214 | 20978.6746 | 0 | 415507.8869 | 19 | 9500 | 2169.776 | 199.6997 | 21354.1667 | 124573.5105 | 30854.1667 | 0 | 93719.3438 | 93719.3438 | 0 | 9500 | 0 | 0 | 0 | 0 | 0
2022-01-14 15:00 | 0.27142 | 0.36599 | 35871 | 9444.0236 | 633 | 38735.5032 | 3 | 21410.1431 | 2.141 | 17325.3602 | 0 | 436486.5615 | 19 | 9500 | 2169.776 | 199.6997 | 21354.1667 | 124573.5105 | 30854.1667 | 0 | 93719.3438 | 93719.3438 | 0 | 9500 | 0 | 0 | 0 | 0 | 0
2022-01-14 16:00 | 0.13852 | 0.26828 | 35871 | 4819.7854 | 633 | 28394.1113 | 3 | 26034.3813 | 2.6034 | 2359.7301 | 0 | 453811.9216 | 19 | 9500 | 2169.776 | 199.6997 | 21354.1667 | 124573.5105 | 30854.1667 | 0 | 93719.3438 | 93719.3438 | 0 | 9500 | 0 | 0 | 0 | 0 | 0
2022-01-14 17:00 | 0.0147 | 0.02317 | 35871 | 511.4846 | 633 | 2452.2572 | 3 | 30000 | 3 | 0 | 27547.7428 | 456171.6517 | 19 | 9157.3179 | 2169.776 | 192.4962 | 21354.1667 | 124573.5105 | 30511.4846 | 0 | 94062.0259 | 94062.0259 | 511.4846 | 8645.8333 | 0 | 0 | 0 | 0 | 0
2022-01-14 18:00 | 0 | 0 | 35871 | 0 | 633 | 0 | 3 | 21354.1667 | 2.1354 | 0 | 21354.1667 | 428623.9089 | 19 | 0 | 2169.776 | 0 | 21354.1667 | 124573.5105 | 21354.1667 | 0 | 103219.3438 | 103219.3438 | 0 | 0 | 0 | 0 | 0 | 0 | 0
2022-01-14 19:00 | 0 | 0 | 35871 | 0 | 633 | 0 | 3 | 30000 | 3 | 0 | 30000 | 407269.7422 | 19 | 8645.8333 | 2169.776 | 181.7442 | 21354.1667 | 124573.5105 | 30000 | 0 | 94573.5105 | 94573.5105 | 0 | 8645.8333 | 0 | 0 | 0 | 0 | 0
2022-01-14 20:00 | 0 | 0 | 35871 | 0 | 633 | 0 | 3 | 21354.1667 | 2.1354 | 0 | 21354.1667 | 377269.7422 | 19 | 0 | 2169.776 | 0 | 21354.1667 | 124573.5105 | 21354.1667 | 0 | 103219.3438 | 103219.3438 | 0 | 0 | 0 | 0 | 0 | 0 | 0
2022-01-14 21:00 | 0 | 0 | 35871 | 0 | 633 | 0 | 3 | 21354.1667 | 2.1354 | 0 | 21354.1667 | 355915.5756 | 19 | 0 | 2169.776 | 0 | 21354.1667 | 124573.5105 | 21354.1667 | 0 | 103219.3438 | 103219.3438 | 0 | 0 | 0 | 0 | 0 | 0 | 0
2022-01-14 22:00 | 0 | 0 | 35871 | 0 | 633 | 0 | 3 | 21354.1667 | 2.1354 | 0 | 21354.1667 | 334561.4089 | 19 | 0 | 2169.776 | 0 | 21354.1667 | 124573.5105 | 21354.1667 | 0 | 103219.3438 | 103219.3438 | 0 | 0 | 0 | 0 | 0 | 0 | 0
2022-01-14 23:00 | 0 | 0 | 35871 | 0 | 633 | 0 | 3 | 21354.1667 | 2.1354 | 0 | 21354.1667 | 313207.2422 | 19 | 0 | 2169.776 | 0 | 21354.1667 | 124573.5105 | 21354.1667 | 0 | 103219.3438 | 103219.3438 | 0 | 0 | 0 | 0 | 0 | 0 | 0
2022-01-15 | 0 | 0 | 35871 | 0 | 633 | 0 | 3 | 22362.5 | 2.2362 | 0 | 22362.5 | 291853.0756 | 19 | 0 | 2169.776 | 0 | 22362.5 | 125581.8438 | 22362.5 | 0 | 103219.3438 | 103219.3438 | 0 | 0 | 0 | 0 | 0 | 0 | 0
2022-01-15 01:00 | 0 | 0 | 35871 | 0 | 633 | 0 | 3 | 30000 | 3 | 0 | 30000 | 269490.5756 | 19 | 7637.5 | 2169.776 | 160.548 | 22362.5 | 125581.8438 | 30000 | 0 | 95581.8438 | 95581.8438 | 0 | 7637.5 | 0 | 0 | 0 | 0 | 0
2022-01-15 02:00 | 0 | 0 | 35871 | 0 | 633 | 0 | 3 | 24647.3745 | 2.4647 | 0 | 24647.3745 | 239490.5756 | 19 | 2284.8745 | 2169.776 | 48.0304 | 22362.5 | 125581.8438 | 24647.3745 | 0 | 100934.4694 | 100934.4694 | 0 | 2284.8745 | 0 | 0 | 0 | 0 | 0
2022-01-15 03:00 | 0 | 0 | 35871 | 0 | 633 | 0 | 3 | 30000 | 3 | 0 | 30000 | 214843.2011 | 19 | 7637.5 | 2169.776 | 160.548 | 22362.5 | 125581.8438 | 30000 | 0 | 95581.8438 | 95581.8438 | 0 | 7637.5 | 0 | 0 | 0 | 0 | 0
2022-01-15 04:00 | 0 | 0 | 35871 | 0 | 633 | 0 | 3 | 30000 | 3 | 0 | 30000 | 184843.2011 | 19 | 7637.5 | 2169.776 | 160.548 | 22362.5 | 125581.8438 | 30000 | 0 | 95581.8438 | 95581.8438 | 0 | 7637.5 | 0 | 0 | 0 | 0 | 0
2022-01-15 05:00 | 0 | 0 | 35871 | 0 | 633 | 0 | 3 | 30000 | 3 | 0 | 30000 | 154843.2011 | 19 | 7637.5 | 2169.776 | 160.548 | 22362.5 | 125581.8438 | 30000 | 0 | 95581.8438 | 95581.8438 | 0 | 7637.5 | 0 | 0 | 0 | 0 | 0
2022-01-15 06:00 | 0 | 0 | 35871 | 0 | 633 | 0 | 3 | 30000 | 3 | 0 | 30000 | 124843.2011 | 19 | 7637.5 | 2169.776 | 160.548 | 22362.5 | 125581.8438 | 30000 | 0 | 95581.8438 | 95581.8438 | 0 | 7637.5 | 0 | 0 | 0 | 0 | 0
2022-01-15 07:00 | 0.0171 | 0.13016 | 35871 | 594.9923 | 633 | 13775.822 | 3 | 30000 | 3 | 0 | 16224.178 | 94843.2011 | 19 | 8232.4923 | 2169.776 | 173.0554 | 22362.5 | 125581.8438 | 30594.9923 | 0 | 94986.8516 | 94986.8516 | -1.1369e-13 | 8232.4923 | 0 | 0 | 0 | 0 | 0
2022-01-15 08:00 | 0.18077 | 0.63841 | 35871 | 6289.8686 | 633 | 67567.7822 | 3 | 25572.6314 | 2.5573 | 41995.1509 | 0 | 78619.0231 | 19 | 9500 | 2169.776 | 199.6997 | 22362.5 | 125581.8438 | 31862.5 | 0 | 93719.3438 | 93719.3438 | 0 | 9500 | 0 | 0 | 0 | 0 | 0
2022-01-15 09:00 | 0.37112 | 0.84362 | 35871 | 12913.0722 | 633 | 89286.7161 | 3 | 9449.4278 | 0.94494 | 79837.2883 | 0 | 120614.174 | 19 | 0 | 2169.776 | 0 | 22362.5 | 125581.8438 | 22362.5 | 0 | 103219.3438 | 103219.3438 | 0 | 0 | 0 | 0 | 0 | 0 | 0
2022-01-15 10:00 | 0.5236 | 0.92115 | 35871 | 18218.5939 | 633 | 97492.3052 | 3 | 4143.9061 | 0.41439 | 93348.3992 | 0 | 200451.4622 | 19 | 0 | 2169.776 | 0 | 22362.5 | 125581.8438 | 22362.5 | 0 | 103219.3438 | 103219.3438 | 0 | 0 | 0 | 0 | 0 | 0 | 0
2022-01-15 11:00 | 0.62967 | 0.89657 | 35871 | 21909.2858 | 633 | 94890.817 | 3 | 453.2142 | 0.045321 | 94437.6028 | 0 | 293799.8614 | 19 | 0 | 2169.776 | 0 | 22362.5 | 125581.8438 | 22362.5 | 0 | 103219.3438 | 103219.3438 | 0 | 0 | 0 | 0 | 0 | 0 | 0
2022-01-15 12:00 | 0.6447 | 0.8395 | 35871 | 22432.2527 | 633 | 88850.6652 | 3 | 0 | 0 | 88850.6652 | 0 | 388237.4642 | 19 | 69.7527 | 2169.776 | 1.4663 | 22362.5 | 125581.8438 | 22432.2527 | 0 | 103149.5912 | 103149.5912 | 69.7527 | 0 | 0 | 0 | 0 | 0 | 0
2022-01-15 13:00 | 0.57005 | 0.77369 | 35871 | 19834.8156 | 633 | 81885.4927 | 3 | 2527.6844 | 0.25277 | 79357.8084 | 0 | 477088.1294 | 19 | 0 | 2169.776 | 0 | 22362.5 | 125581.8438 | 22362.5 | 0 | 103219.3438 | 103219.3438 | 0 | 0 | 0 | 0 | 0 | 0 | 0
2022-01-15 14:00 | 0.49415 | 0.69839 | 35871 | 17193.885 | 633 | 73915.9215 | 3 | 5168.615 | 0.51686 | 68747.3065 | 0 | 556445.9378 | 19 | 0 | 2169.776 | 0 | 22362.5 | 125581.8438 | 22362.5 | 0 | 103219.3438 | 103219.3438 | 0 | 0 | 0 | 0 | 0 | 0 | 0
2022-01-15 15:00 | 0.30258 | 0.44939 | 35871 | 10528.2318 | 633 | 47562.3591 | 3 | 11834.2682 | 1.1834 | 35728.0908 | 0 | 625193.2443 | 19 | 0 | 2169.776 | 0 | 22362.5 | 125581.8438 | 22362.5 | 0 | 103219.3438 | 103219.3438 | 0 | 0 | 0 | 0 | 0 | 0 | 0
2022-01-15 16:00 | 0.12957 | 0.2309 | 35871 | 4508.3713 | 633 | 24437.9018 | 3 | 17854.1287 | 1.7854 | 6583.7731 | 0 | 660921.3351 | 19 | 0 | 2169.776 | 0 | 22362.5 | 125581.8438 | 22362.5 | 0 | 103219.3438 | 103219.3438 | 0 | 0 | 0 | 0 | 0 | 0 | 0
2022-01-15 17:00 | 0.0117 | 0.01497 | 35871 | 407.1 | 633 | 1584.3889 | 3 | 21955.4 | 2.1955 | 0 | 20371.0111 | 667505.1083 | 19 | -5.6843e-14 | 2169.776 | -1.1949e-15 | 22362.5 | 125581.8438 | 22362.5 | 0 | 103219.3438 | 103219.3438 | -5.6843e-14 | 0 | 0 | 0 | 0 | 0 | 0
2022-01-15 18:00 | 0 | 0 | 35871 | 0 | 633 | 0 | 3 | 22362.5 | 2.2363 | 0 | 22362.5 | 647134.0971 | 19 | 0 | 2169.776 | 0 | 22362.5 | 125581.8438 | 22362.5 | 0 | 103219.3438 | 103219.3438 | 0 | 0 | 0 | 0 | 0 | 0 | 0
2022-01-15 19:00 | 0 | 0 | 35871 | 0 | 633 | 0 | 3 | 22362.5 | 2.2363 | 0 | 22362.5 | 624771.5971 | 19 | 0 | 2169.776 | 0 | 22362.5 | 125581.8438 | 22362.5 | 0 | 103219.3438 | 103219.3438 | 0 | 0 | 0 | 0 | 0 | 0 | 0
2022-01-15 20:00 | 0 | 0 | 35871 | 0 | 633 | 0 | 3 | 22362.5 | 2.2363 | 0 | 22362.5 | 602409.0971 | 19 | 0 | 2169.776 | 0 | 22362.5 | 125581.8438 | 22362.5 | 0 | 103219.3438 | 103219.3438 | 0 | 0 | 0 | 0 | 0 | 0 | 0
2022-01-15 21:00 | 0 | 0 | 35871 | 0 | 633 | 0 | 3 | 22362.5 | 2.2363 | 0 | 22362.5 | 580046.5971 | 19 | 0 | 2169.776 | 0 | 22362.5 | 125581.8438 | 22362.5 | 0 | 103219.3438 | 103219.3438 | 0 | 0 | 0 | 0 | 0 | 0 | 0
2022-01-15 22:00 | 0 | 0 | 35871 | 0 | 633 | 0 | 3 | 22362.5 | 2.2363 | 0 | 22362.5 | 557684.0971 | 19 | 0 | 2169.776 | 0 | 22362.5 | 125581.8438 | 22362.5 | 0 | 103219.3438 | 103219.3438 | 0 | 0 | 0 | 0 | 0 | 0 | 0
2022-01-15 23:00 | 0 | 0 | 35871 | 0 | 633 | 0 | 3 | 22362.5 | 2.2363 | 0 | 22362.5 | 535321.5971 | 19 | 0 | 2169.776 | 0 | 22362.5 | 125581.8438 | 22362.5 | 0 | 103219.3438 | 103219.3438 | 0 | 0 | 0 | 0 | 0 | 0 | 0
2022-01-16 | 0 | 0 | 35871 | 0 | 633 | 0 | 3 | 21833.3333 | 2.1833 | 0 | 21833.3333 | 512959.0971 | 19 | 0 | 2169.776 | 0 | 21833.3333 | 125052.6772 | 21833.3333 | 0 | 103219.3438 | 103219.3438 | 0 | 0 | 0 | 0 | 0 | 0 | 0
2022-01-16 01:00 | 0 | 0 | 35871 | 0 | 633 | 0 | 3 | 21833.3333 | 2.1833 | 0 | 21833.3333 | 491125.7638 | 19 | 0 | 2169.776 | 0 | 21833.3333 | 125052.6772 | 21833.3333 | 0 | 103219.3438 | 103219.3438 | 0 | 0 | 0 | 0 | 0 | 0 | 0
2022-01-16 02:00 | 0 | 0 | 35871 | 0 | 633 | 0 | 3 | 21833.3333 | 2.1833 | 0 | 21833.3333 | 469292.4304 | 19 | 0 | 2169.776 | 0 | 21833.3333 | 125052.6772 | 21833.3333 | 0 | 103219.3438 | 103219.3438 | 0 | 0 | 0 | 0 | 0 | 0 | 0
2022-01-16 03:00 | 0 | 0 | 35871 | 0 | 633 | 0 | 3 | 21833.3333 | 2.1833 | 0 | 21833.3333 | 447459.0971 | 19 | 0 | 2169.776 | 0 | 21833.3333 | 125052.6772 | 21833.3333 | 0 | 103219.3438 | 103219.3438 | 0 | 0 | 0 | 0 | 0 | 0 | 0
2022-01-16 04:00 | 0 | 0 | 35871 | 0 | 633 | 0 | 3 | 21833.3333 | 2.1833 | 0 | 21833.3333 | 425625.7638 | 19 | 0 | 2169.776 | 0 | 21833.3333 | 125052.6772 | 21833.3333 | 0 | 103219.3438 | 103219.3438 | 0 | 0 | 0 | 0 | 0 | 0 | 0
2022-01-16 05:00 | 0 | 0 | 35871 | 0 | 633 | 0 | 3 | 21833.3333 | 2.1833 | 0 | 21833.3333 | 403792.4304 | 19 | 0 | 2169.776 | 0 | 21833.3333 | 125052.6772 | 21833.3333 | 0 | 103219.3438 | 103219.3438 | 0 | 0 | 0 | 0 | 0 | 0 | 0
2022-01-16 06:00 | 0 | 0 | 35871 | 0 | 633 | 0 | 3 | 21833.3333 | 2.1833 | 0 | 21833.3333 | 381959.0971 | 19 | 0 | 2169.776 | 0 | 21833.3333 | 125052.6772 | 21833.3333 | 0 | 103219.3438 | 103219.3438 | 0 | 0 | 0 | 0 | 0 | 0 | 0
2022-01-16 07:00 | 0.01182 | 0.02709 | 35871 | 411.2754 | 633 | 2867.1406 | 3 | 21422.058 | 2.1422 | 0 | 18554.9174 | 360125.7638 | 19 | -1.7053e-13 | 2169.776 | -3.5847e-15 | 21833.3333 | 125052.6772 | 21833.3333 | 0 | 103219.3438 | 103219.3438 | -1.7053e-13 | 0 | 0 | 0 | 0 | 0 | 0
2022-01-16 08:00 | 0.09893 | 0.14737 | 35871 | 3442.2565 | 633 | 15597.2871 | 3 | 18391.0768 | 1.8391 | 0 | 2793.7897 | 341570.8464 | 19 | 0 | 2169.776 | 0 | 21833.3333 | 125052.6772 | 21833.3333 | 0 | 103219.3438 | 103219.3438 | 0 | 0 | 0 | 0 | 0 | 0 | 0
2022-01-16 09:00 | 0.17115 | 0.17049 | 35871 | 5955.142 | 633 | 18044.2524 | 3 | 15878.1913 | 1.5878 | 2166.0611 | 0 | 338777.0567 | 19 | 0 | 2169.776 | 0 | 21833.3333 | 125052.6772 | 21833.3333 | 0 | 103219.3438 | 103219.3438 | 0 | 0 | 0 | 0 | 0 | 0 | 0
2022-01-16 10:00 | 0.22532 | 0.09601 | 35871 | 7839.9801 | 633 | 10161.468 | 3 | 13993.3532 | 1.3993 | 0 | 3831.8852 | 340943.1177 | 19 | 0 | 2169.776 | 0 | 21833.3333 | 125052.6772 | 21833.3333 | 0 | 103219.3438 | 103219.3438 | 0 | 0 | 0 | 0 | 0 | 0 | 0
2022-01-16 11:00 | 0.28138 | 0.03764 | 35871 | 9790.5805 | 633 | 3983.7273 | 3 | 12042.7528 | 1.2043 | 0 | 8059.0255 | 337111.2325 | 19 | 0 | 2169.776 | 0 | 21833.3333 | 125052.6772 | 21833.3333 | 0 | 103219.3438 | 103219.3438 | 0 | 0 | 0 | 0 | 0 | 0 | 0
2022-01-16 12:00 | 0.3463 | 0.09711 | 35871 | 12049.4635 | 633 | 10277.8893 | 3 | 9783.8699 | 0.97839 | 494.0195 | 0 | 329052.2069 | 19 | 9.0949e-12 | 2169.776 | 1.9119e-13 | 21833.3333 | 125052.6772 | 21833.3333 | 0 | 103219.3438 | 103219.3438 | 9.0949e-12 | 0 | 0 | 0 | 0 | 0 | 0
2022-01-16 13:00 | 0.26058 | 0.16814 | 35871 | 9066.8472 | 633 | 17795.5341 | 3 | 12766.4861 | 1.2766 | 5029.048 | 0 | 329546.2264 | 19 | 0 | 2169.776 | 0 | 21833.3333 | 125052.6772 | 21833.3333 | 0 | 103219.3438 | 103219.3438 | 0 | 0 | 0 | 0 | 0 | 0 | 0
2022-01-16 14:00 | 0.2175 | 0.18821 | 35871 | 7567.8842 | 633 | 19919.6947 | 3 | 14265.4491 | 1.4265 | 5654.2456 | 0 | 334575.2744 | 19 | 0 | 2169.776 | 0 | 21833.3333 | 125052.6772 | 21833.3333 | 0 | 103219.3438 | 103219.3438 | 0 | 0 | 0 | 0 | 0 | 0 | 0
2022-01-16 15:00 | 0.16038 | 0.11336 | 35871 | 5580.4013 | 633 | 11997.7503 | 3 | 16252.9321 | 1.6253 | 0 | 4255.1817 | 340229.52 | 19 | 0 | 2169.776 | 0 | 21833.3333 | 125052.6772 | 21833.3333 | 0 | 103219.3438 | 103219.3438 | 0 | 0 | 0 | 0 | 0 | 0 | 0
2022-01-16 16:00 | 0.08288 | 0.08304 | 35871 | 2883.7988 | 633 | 8788.7543 | 3 | 18949.5345 | 1.895 | 0 | 10160.7802 | 335974.3382 | 19 | 0 | 2169.776 | 0 | 21833.3333 | 125052.6772 | 21833.3333 | 0 | 103219.3438 | 103219.3438 | 0 | 0 | 0 | 0 | 0 | 0 | 0
2022-01-16 17:00 | 0.01175 | 0.01293 | 35871 | 408.8397 | 633 | 1368.4802 | 3 | 21424.4936 | 2.1424 | 0 | 20056.0134 | 325813.558 | 19 | 0 | 2169.776 | 0 | 21833.3333 | 125052.6772 | 21833.3333 | 0 | 103219.3438 | 103219.3438 | 0 | 0 | 0 | 0 | 0 | 0 | 0
2022-01-16 18:00 | 0 | 0 | 35871 | 0 | 633 | 0 | 3 | 21833.3333 | 2.1833 | 0 | 21833.3333 | 305757.5446 | 19 | 0 | 2169.776 | 0 | 21833.3333 | 125052.6772 | 21833.3333 | 0 | 103219.3438 | 103219.3438 | 0 | 0 | 0 | 0 | 0 | 0 | 0
2022-01-16 19:00 | 0 | 0 | 35871 | 0 | 633 | 0 | 3 | 21833.3333 | 2.1833 | 0 | 21833.3333 | 283924.2112 | 19 | 0 | 2169.776 | 0 | 21833.3333 | 125052.6772 | 21833.3333 | 0 | 103219.3438 | 103219.3438 | 0 | 0 | 0 | 0 | 0 | 0 | 0
2022-01-16 20:00 | 0 | 0 | 35871 | 0 | 633 | 0 | 3 | 21833.3333 | 2.1833 | 0 | 21833.3333 | 262090.8779 | 19 | 0 | 2169.776 | 0 | 21833.3333 | 125052.6772 | 21833.3333 | 0 | 103219.3438 | 103219.3438 | 0 | 0 | 0 | 0 | 0 | 0 | 0
2022-01-16 21:00 | 0 | 0 | 35871 | 0 | 633 | 0 | 3 | 21833.3333 | 2.1833 | 0 | 21833.3333 | 240257.5446 | 19 | 0 | 2169.776 | 0 | 21833.3333 | 125052.6772 | 21833.3333 | 0 | 103219.3438 | 103219.3438 | 0 | 0 | 0 | 0 | 0 | 0 | 0
2022-01-16 22:00 | 0 | 0 | 35871 | 0 | 633 | 0 | 3 | 21833.3333 | 2.1833 | 0 | 21833.3333 | 218424.2112 | 19 | 0 | 2169.776 | 0 | 21833.3333 | 125052.6772 | 21833.3333 | 0 | 103219.3438 | 103219.3438 | 0 | 0 | 0 | 0 | 0 | 0 | 0
2022-01-16 23:00 | 0 | 0 | 35871 | 0 | 633 | 0 | 3 | 21833.3333 | 2.1833 | 0 | 21833.3333 | 196590.8779 | 19 | 0 | 2169.776 | 0 | 21833.3333 | 125052.6772 | 21833.3333 | 0 | 103219.3438 | 103219.3438 | 0 | 0 | 0 | 0 | 0 | 0 | 0
2022-01-17 | 0 | 0 | 35871 | 0 | 633 | 0 | 3 | 22608.3333 | 2.2608 | 0 | 22608.3333 | 174757.5446 | 19 | 0 | 2169.776 | 0 | 22608.3333 | 125827.6772 | 22608.3333 | 0 | 103219.3438 | 103219.3438 | 0 | 0 | 0 | 0 | 0 | 0 | 0
2022-01-17 01:00 | 0 | 0 | 35871 | 0 | 633 | 0 | 3 | 22608.3333 | 2.2608 | 0 | 22608.3333 | 152149.2112 | 19 | 0 | 2169.776 | 0 | 22608.3333 | 125827.6772 | 22608.3333 | 0 | 103219.3438 | 103219.3438 | 0 | 0 | 0 | 0 | 0 | 0 | 0
2022-01-17 02:00 | 0 | 0 | 35871 | 0 | 633 | 0 | 3 | 22608.3333 | 2.2608 | 0 | 22608.3333 | 129540.8779 | 19 | 0 | 2169.776 | 0 | 22608.3333 | 125827.6772 | 22608.3333 | 0 | 103219.3438 | 103219.3438 | 0 | 0 | 0 | 0 | 0 | 0 | 0
2022-01-17 03:00 | 0 | 0 | 35871 | 0 | 633 | 0 | 3 | 22608.3333 | 2.2608 | 0 | 22608.3333 | 106932.5446 | 19 | 0 | 2169.776 | 0 | 22608.3333 | 125827.6772 | 22608.3333 | 0 | 103219.3438 | 103219.3438 | 0 | 0 | 0 | 0 | 0 | 0 | 0
2022-01-17 04:00 | 0 | 0 | 35871 | 0 | 633 | 0 | 3 | 22608.3333 | 2.2608 | 0 | 22608.3333 | 84324.2112 | 19 | 0 | 2169.776 | 0 | 22608.3333 | 125827.6772 | 22608.3333 | 0 | 103219.3438 | 103219.3438 | 0 | 0 | 0 | 0 | 0 | 0 | 0
2022-01-17 05:00 | 0 | 0 | 35871 | 0 | 633 | 0 | 3 | 22608.3333 | 2.2608 | 0 | 22608.3333 | 61715.8779 | 19 | 0 | 2169.776 | 0 | 22608.3333 | 125827.6772 | 22608.3333 | 0 | 103219.3438 | 103219.3438 | 0 | 0 | 0 | 0 | 0 | 0 | 0
2022-01-17 06:00 | 0 | 0 | 35871 | 0 | 633 | 0 | 3 | 22608.3333 | 2.2608 | 0 | 22608.3333 | 39107.5446 | 19 | 0 | 2169.776 | 0 | 22608.3333 | 125827.6772 | 22608.3333 | 0 | 103219.3438 | 103219.3438 | 0 | 0 | 0 | 0 | 0 | 0 | 0
2022-01-17 07:00 | 0.01202 | 0.05377 | 35871 | 418.2343 | 633 | 5690.8878 | 3 | 22190.099 | 2.219 | 0 | 16499.2112 | 16499.2112 | 19 | -1.1369e-13 | 2169.776 | -2.3898e-15 | 22608.3333 | 125827.6772 | 22608.3333 | 0 | 103219.3438 | 103219.3438 | -1.1369e-13 | 0 | 0 | 0 | 0 | 0 | 0
2022-01-17 08:00 | 0.14962 | 0.35747 | 35871 | 5206.0084 | 633 | 37833.7669 | 3 | 26902.3249 | 2.6902 | 0 | 0 | 0 | 19 | 9500 | 2169.776 | 199.6997 | 22608.3333 | 125827.6772 | 32108.3333 | 0 | 93719.3438 | 93719.3438 | 0 | 9500 | 0 | 0 | 0 | 0 | 0
2022-01-17 09:00 | 0.3245 | 0.50247 | 35871 | 11290.9353 | 633 | 53180.2189 | 3 | 20817.398 | 2.0817 | 0 | 0 | 0 | 19 | 9500 | 2169.776 | 199.6997 | 22608.3333 | 125827.6772 | 32108.3333 | 0 | 93719.3438 | 93719.3438 | 0 | 9500 | 0 | 0 | 0 | 0 | 0
2022-01-17 10:00 | 0.49423 | 0.68038 | 35871 | 17196.6686 | 633 | 72009.7863 | 3 | 14911.6647 | 1.4912 | 0 | 0 | 0 | 19 | 9500 | 2169.776 | 199.6997 | 22608.3333 | 125827.6772 | 32108.3333 | 0 | 93719.3438 | 93719.3438 | 0 | 9500 | 0 | 0 | 0 | 0 | 0
2022-01-17 11:00 | 0.605 | 0.79927 | 35871 | 21050.8963 | 633 | 84592.8186 | 3 | 11057.437 | 1.1057 | 0 | 0 | 0 | 19 | 9500 | 2169.776 | 199.6997 | 22608.3333 | 125827.6772 | 32108.3333 | 0 | 93719.3438 | 93719.3438 | 0 | 9500 | 0 | 0 | 0 | 0 | 0
2022-01-17 12:00 | 0.69035 | 1.0441 | 35871 | 24020.6385 | 633 | 110507.1549 | 3 | 8087.6948 | 0.80877 | 70392.3456 | 0 | 0 | 19 | 9500 | 2169.776 | 199.6997 | 22608.3333 | 125827.6772 | 32108.3333 | 0 | 93719.3438 | 93719.3438 | 1412.3052 | 8087.6948 | 0 | 0 | 0 | 0 | 0
2022-01-17 13:00 | 0.65047 | 1.0164 | 35871 | 22633.0191 | 633 | 107576.5118 | 3 | 9475.3142 | 0.94753 | 98101.1975 | 0 | 70392.3456 | 19 | 9500 | 2169.776 | 199.6997 | 22608.3333 | 125827.6772 | 32108.3333 | 0 | 93719.3438 | 93719.3438 | 24.6858 | 9475.3142 | 0 | 0 | 0 | 0 | 0
2022-01-17 14:00 | 0.56347 | 1.0261 | 35871 | 19605.8654 | 633 | 108595.7279 | 3 | 12502.4679 | 1.2502 | 96093.2599 | 0 | 168493.5431 | 19 | 9500 | 2169.776 | 199.6997 | 22608.3333 | 125827.6772 | 32108.3333 | 0 | 93719.3438 | 93719.3438 | 0 | 9500 | 0 | 0 | 0 | 0 | 0
2022-01-17 15:00 | 0.4092 | 0.91954 | 35871 | 14238.0608 | 633 | 97321.9067 | 3 | 17870.2725 | 1.787 | 79451.6342 | 0 | 264586.803 | 19 | 9500 | 2169.776 | 199.6997 | 22608.3333 | 125827.6772 | 32108.3333 | 0 | 93719.3438 | 93719.3438 | 0 | 9500 | 0 | 0 | 0 | 0 | 0
2022-01-17 16:00 | 0.21455 | 0.80071 | 35871 | 7465.2394 | 633 | 84745.2247 | 3 | 24643.094 | 2.4643 | 60102.1307 | 0 | 344038.4372 | 19 | 9500 | 2169.776 | 199.6997 | 22608.3333 | 125827.6772 | 32108.3333 | 0 | 93719.3438 | 93719.3438 | 0 | 9500 | 0 | 0 | 0 | 0 | 0
2022-01-17 17:00 | 0.02733 | 0.23883 | 35871 | 950.9438 | 633 | 25277.194 | 3 | 30000 | 3 | 0 | 4722.806 | 404140.5679 | 19 | 8342.6105 | 2169.776 | 175.3702 | 22608.3333 | 125827.6772 | 30950.9438 | 0 | 94876.7334 | 94876.7334 | 950.9438 | 7391.6667 | 0 | 0 | 0 | 0 | 0
2022-01-17 18:00 | 0 | 0 | 35871 | 0 | 633 | 0 | 3 | 30000 | 3 | 0 | 30000 | 399417.7619 | 19 | 7391.6667 | 2169.776 | 155.3804 | 22608.3333 | 125827.6772 | 30000 | 0 | 95827.6772 | 95827.6772 | 0 | 7391.6667 | 0 | 0 | 0 | 0 | 0
2022-01-17 19:00 | 0 | 0 | 35871 | 0 | 633 | 0 | 3 | 30000 | 3 | 0 | 30000 | 369417.7619 | 19 | 7391.6667 | 2169.776 | 155.3804 | 22608.3333 | 125827.6772 | 30000 | 0 | 95827.6772 | 95827.6772 | 0 | 7391.6667 | 0 | 0 | 0 | 0 | 0
2022-01-17 20:00 | 0 | 0 | 35871 | 0 | 633 | 0 | 3 | 30000 | 3 | 0 | 30000 | 339417.7619 | 19 | 7391.6667 | 2169.776 | 155.3804 | 22608.3333 | 125827.6772 | 30000 | 0 | 95827.6772 | 95827.6772 | 0 | 7391.6667 | 0 | 0 | 0 | 0 | 0
2022-01-17 21:00 | 0 | 0 | 35871 | 0 | 633 | 0 | 3 | 30000 | 3 | 0 | 30000 | 309417.7619 | 19 | 7391.6667 | 2169.776 | 155.3804 | 22608.3333 | 125827.6772 | 30000 | 0 | 95827.6772 | 95827.6772 | 0 | 7391.6667 | 0 | 0 | 0 | 0 | 0
2022-01-17 22:00 | 0 | 0 | 35871 | 0 | 633 | 0 | 3 | 30000 | 3 | 0 | 30000 | 279417.7619 | 19 | 7391.6667 | 2169.776 | 155.3804 | 22608.3333 | 125827.6772 | 30000 | 0 | 95827.6772 | 95827.6772 | 0 | 7391.6667 | 0 | 0 | 0 | 0 | 0
2022-01-17 23:00 | 0 | 0 | 35871 | 0 | 633 | 0 | 3 | 30000 | 3 | 0 | 30000 | 249417.7619 | 19 | 7391.6667 | 2169.776 | 155.3804 | 22608.3333 | 125827.6772 | 30000 | 0 | 95827.6772 | 95827.6772 | 0 | 7391.6667 | 0 | 0 | 0 | 0 | 0
2022-01-18 | 0 | 0 | 35871 | 0 | 633 | 0 | 3 | 30000 | 3 | 0 | 30000 | 219417.7619 | 19 | 7941.6667 | 2169.776 | 166.9419 | 22058.3333 | 125277.6772 | 30000 | 0 | 95277.6772 | 95277.6772 | 0 | 7941.6667 | 0 | 0 | 0 | 0 | 0
2022-01-18 01:00 | 0 | 0 | 35871 | 0 | 633 | 0 | 3 | 30000 | 3 | 0 | 30000 | 189417.7619 | 19 | 7941.6667 | 2169.776 | 166.9419 | 22058.3333 | 125277.6772 | 30000 | 0 | 95277.6772 | 95277.6772 | 0 | 7941.6667 | 0 | 0 | 0 | 0 | 0
2022-01-18 02:00 | 0 | 0 | 35871 | 0 | 633 | 0 | 3 | 30000 | 3 | 0 | 30000 | 159417.7619 | 19 | 7941.6667 | 2169.776 | 166.9419 | 22058.3333 | 125277.6772 | 30000 | 0 | 95277.6772 | 95277.6772 | 0 | 7941.6667 | 0 | 0 | 0 | 0 | 0
2022-01-18 03:00 | 0 | 0 | 35871 | 0 | 633 | 0 | 3 | 30000 | 3 | 0 | 30000 | 129417.7619 | 19 | 7941.6667 | 2169.776 | 166.9419 | 22058.3333 | 125277.6772 | 30000 | 0 | 95277.6772 | 95277.6772 | 0 | 7941.6667 | 0 | 0 | 0 | 0 | 0
2022-01-18 04:00 | 0 | 0 | 35871 | 0 | 633 | 0 | 3 | 30000 | 3 | 0 | 30000 | 99417.7619 | 19 | 7941.6667 | 2169.776 | 166.9419 | 22058.3333 | 125277.6772 | 30000 | 0 | 95277.6772 | 95277.6772 | 0 | 7941.6667 | 0 | 0 | 0 | 0 | 0
2022-01-18 05:00 | 0 | 0 | 35871 | 0 | 633 | 0 | 3 | 30000 | 3 | 0 | 30000 | 69417.7619 | 19 | 7941.6667 | 2169.776 | 166.9419 | 22058.3333 | 125277.6772 | 30000 | 0 | 95277.6772 | 95277.6772 | 0 | 7941.6667 | 0 | 0 | 0 | 0 | 0
2022-01-18 06:00 | 0 | 0 | 35871 | 0 | 633 | 0 | 3 | 30000 | 3 | 0 | 30000 | 39417.7619 | 19 | 7941.6667 | 2169.776 | 166.9419 | 22058.3333 | 125277.6772 | 30000 | 0 | 95277.6772 | 95277.6772 | 0 | 7941.6667 | 0 | 0 | 0 | 0 | 0
2022-01-18 07:00 | 0.02255 | 0.19447 | 35871 | 784.6243 | 633 | 20582.2381 | 3 | 30000 | 3 | 0 | 9417.7619 | 9417.7619 | 19 | 8726.291 | 2169.776 | 183.4355 | 22058.3333 | 125277.6772 | 30784.6243 | 0 | 94493.0529 | 94493.0529 | 784.6243 | 7941.6667 | 0 | 0 | 0 | 0 | 0
2022-01-18 08:00 | 0.20902 | 0.82273 | 35871 | 7272.8237 | 633 | 87075.7686 | 3 | 24285.5096 | 2.4286 | 0 | 0 | 0 | 19 | 9500 | 2169.776 | 199.6997 | 22058.3333 | 125277.6772 | 31558.3333 | 0 | 93719.3438 | 93719.3438 | 0 | 9500 | 0 | 0 | 0 | 0 | 0
2022-01-18 09:00 | 0.41462 | 1.0037 | 35871 | 14426.649 | 633 | 106232.3742 | 3 | 17131.6843 | 1.7132 | 0 | 0 | 0 | 19 | 9500 | 2169.776 | 199.6997 | 22058.3333 | 125277.6772 | 31558.3333 | 0 | 93719.3438 | 93719.3438 | 0 | 9500 | 0 | 0 | 0 | 0 | 0
2022-01-18 10:00 | 0.57878 | 1.0649 | 35871 | 20138.5749 | 633 | 112705.4019 | 3 | 11419.7585 | 1.142 | 0 | 0 | 0 | 19 | 9500 | 2169.776 | 199.6997 | 22058.3333 | 125277.6772 | 31558.3333 | 0 | 93719.3438 | 93719.3438 | 0 | 9500 | 0 | 0 | 0 | 0 | 0
2022-01-18 11:00 | 0.68005 | 1.0887 | 35871 | 23662.2513 | 633 | 115223.2784 | 3 | 7896.082 | 0.78961 | 84340.7591 | 0 | 0 | 19 | 9500 | 2169.776 | 199.6997 | 22058.3333 | 125277.6772 | 31558.3333 | 0 | 93719.3438 | 93719.3438 | 1603.918 | 7896.082 | 0 | 0 | 0 | 0 | 0
2022-01-18 12:00 | 0.71192 | 1.0697 | 35871 | 24771.1639 | 633 | 113213.4223 | 3 | 6787.1695 | 0.67872 | 106426.2529 | 0 | 84340.7591 | 19 | 9500 | 2169.776 | 199.6997 | 22058.3333 | 125277.6772 | 31558.3333 | 0 | 93719.3438 | 93719.3438 | 2712.8305 | 6787.1695 | 0 | 0 | 0 | 0 | 0
2022-01-18 13:00 | 0.67912 | 1.0628 | 35871 | 23629.8921 | 633 | 112486.318 | 3 | 7928.4412 | 0.79284 | 104557.8768 | 0 | 190767.0119 | 19 | 9500 | 2169.776 | 199.6997 | 22058.3333 | 125277.6772 | 31558.3333 | 0 | 93719.3438 | 93719.3438 | 1571.5588 | 7928.4412 | 0 | 0 | 0 | 0 | 0
2022-01-18 14:00 | 0.57622 | 1.0148 | 35871 | 20049.5 | 633 | 107400.8214 | 3 | 11508.8333 | 1.1509 | 95891.988 | 0 | 295324.8888 | 19 | 9500 | 2169.776 | 199.6997 | 22058.3333 | 125277.6772 | 31558.3333 | 0 | 93719.3438 | 93719.3438 | 0 | 9500 | 0 | 0 | 0 | 0 | 0
2022-01-18 15:00 | 0.41565 | 0.92519 | 35871 | 14462.4877 | 633 | 97919.8891 | 3 | 17095.8456 | 1.7096 | 80824.0435 | 0 | 391216.8768 | 19 | 9500 | 2169.776 | 199.6997 | 22058.3333 | 125277.6772 | 31558.3333 | 0 | 93719.3438 | 93719.3438 | 0 | 9500 | 0 | 0 | 0 | 0 | 0
2022-01-18 16:00 | 0.21462 | 0.76934 | 35871 | 7467.675 | 633 | 81425.0992 | 3 | 24090.6583 | 2.4091 | 57334.4409 | 0 | 472040.9203 | 19 | 9500 | 2169.776 | 199.6997 | 22058.3333 | 125277.6772 | 31558.3333 | 0 | 93719.3438 | 93719.3438 | 0 | 9500 | 0 | 0 | 0 | 0 | 0
2022-01-18 17:00 | 0.0268 | 0.2158 | 35871 | 932.5025 | 633 | 22839.7541 | 3 | 30000 | 3 | 0 | 7160.2459 | 529375.3611 | 19 | 8874.1692 | 2169.776 | 186.5441 | 22058.3333 | 125277.6772 | 30932.5025 | 0 | 94345.1747 | 94345.1747 | 932.5025 | 7941.6667 | 0 | 0 | 0 | 0 | 0
2022-01-18 18:00 | 0 | 0 | 35871 | 0 | 633 | 0 | 3 | 30000 | 3 | 0 | 30000 | 522215.1152 | 19 | 7941.6667 | 2169.776 | 166.9419 | 22058.3333 | 125277.6772 | 30000 | 0 | 95277.6772 | 95277.6772 | 0 | 7941.6667 | 0 | 0 | 0 | 0 | 0
2022-01-18 19:00 | 0 | 0 | 35871 | 0 | 633 | 0 | 3 | 30000 | 3 | 0 | 30000 | 492215.1152 | 19 | 7941.6667 | 2169.776 | 166.9419 | 22058.3333 | 125277.6772 | 30000 | 0 | 95277.6772 | 95277.6772 | 0 | 7941.6667 | 0 | 0 | 0 | 0 | 0
2022-01-18 20:00 | 0 | 0 | 35871 | 0 | 633 | 0 | 3 | 30000 | 3 | 0 | 30000 | 462215.1152 | 19 | 7941.6667 | 2169.776 | 166.9419 | 22058.3333 | 125277.6772 | 30000 | 0 | 95277.6772 | 95277.6772 | 0 | 7941.6667 | 0 | 0 | 0 | 0 | 0
2022-01-18 21:00 | 0 | 0 | 35871 | 0 | 633 | 0 | 3 | 30000 | 3 | 0 | 30000 | 432215.1152 | 19 | 7941.6667 | 2169.776 | 166.9419 | 22058.3333 | 125277.6772 | 30000 | 0 | 95277.6772 | 95277.6772 | 0 | 7941.6667 | 0 | 0 | 0 | 0 | 0
2022-01-18 22:00 | 0 | 0 | 35871 | 0 | 633 | 0 | 3 | 30000 | 3 | 0 | 30000 | 402215.1152 | 19 | 7941.6667 | 2169.776 | 166.9419 | 22058.3333 | 125277.6772 | 30000 | 0 | 95277.6772 | 95277.6772 | 0 | 7941.6667 | 0 | 0 | 0 | 0 | 0
2022-01-18 23:00 | 0 | 0 | 35871 | 0 | 633 | 0 | 3 | 30000 | 3 | 0 | 30000 | 372215.1152 | 19 | 7941.6667 | 2169.776 | 166.9419 | 22058.3333 | 125277.6772 | 30000 | 0 | 95277.6772 | 95277.6772 | 0 | 7941.6667 | 0 | 0 | 0 | 0 | 0
2022-01-19 | 0 | 0 | 35871 | 0 | 633 | 0 | 3 | 30000 | 3 | 0 | 30000 | 342215.1152 | 19 | 7708.3333 | 2169.776 | 162.037 | 22291.6667 | 125511.0105 | 30000 | 0 | 95511.0105 | 95511.0105 | 0 | 7708.3333 | 0 | 0 | 0 | 0 | 0
2022-01-19 01:00 | 0 | 0 | 35871 | 0 | 633 | 0 | 3 | 30000 | 3 | 0 | 30000 | 312215.1152 | 19 | 7708.3333 | 2169.776 | 162.037 | 22291.6667 | 125511.0105 | 30000 | 0 | 95511.0105 | 95511.0105 | 0 | 7708.3333 | 0 | 0 | 0 | 0 | 0
2022-01-19 02:00 | 0 | 0 | 35871 | 0 | 633 | 0 | 3 | 30000 | 3 | 0 | 30000 | 282215.1152 | 19 | 7708.3333 | 2169.776 | 162.037 | 22291.6667 | 125511.0105 | 30000 | 0 | 95511.0105 | 95511.0105 | 0 | 7708.3333 | 0 | 0 | 0 | 0 | 0
2022-01-19 03:00 | 0 | 0 | 35871 | 0 | 633 | 0 | 3 | 30000 | 3 | 0 | 30000 | 252215.1152 | 19 | 7708.3333 | 2169.776 | 162.037 | 22291.6667 | 125511.0105 | 30000 | 0 | 95511.0105 | 95511.0105 | 0 | 7708.3333 | 0 | 0 | 0 | 0 | 0
2022-01-19 04:00 | 0 | 0 | 35871 | 0 | 633 | 0 | 3 | 30000 | 3 | 0 | 30000 | 222215.1152 | 19 | 7708.3333 | 2169.776 | 162.037 | 22291.6667 | 125511.0105 | 30000 | 0 | 95511.0105 | 95511.0105 | 0 | 7708.3333 | 0 | 0 | 0 | 0 | 0
2022-01-19 05:00 | 0 | 0 | 35871 | 0 | 633 | 0 | 3 | 30000 | 3 | 0 | 30000 | 192215.1152 | 19 | 7708.3333 | 2169.776 | 162.037 | 22291.6667 | 125511.0105 | 30000 | 0 | 95511.0105 | 95511.0105 | 0 | 7708.3333 | 0 | 0 | 0 | 0 | 0
2022-01-19 06:00 | 0 | 0 | 35871 | 0 | 633 | 0 | 3 | 30000 | 3 | 0 | 30000 | 162215.1152 | 19 | 7708.3333 | 2169.776 | 162.037 | 22291.6667 | 125511.0105 | 30000 | 0 | 95511.0105 | 95511.0105 | 0 | 7708.3333 | 0 | 0 | 0 | 0 | 0
2022-01-19 07:00 | 0.01642 | 0.05764 | 35871 | 571.3318 | 633 | 6100.4793 | 3 | 30000 | 3 | 0 | 23899.5207 | 132215.1152 | 19 | 8279.6651 | 2169.776 | 174.047 | 22291.6667 | 125511.0105 | 30571.3318 | 0 | 94939.6788 | 94939.6788 | 1.1369e-13 | 8279.6651 | 0 | 0 | 0 | 0 | 0
2022-01-19 08:00 | 0.17738 | 0.54344 | 35871 | 6171.914 | 633 | 57516.3853 | 3 | 25619.7526 | 2.562 | 31896.6327 | 0 | 108315.5945 | 19 | 9500 | 2169.776 | 199.6997 | 22291.6667 | 125511.0105 | 31791.6667 | 0 | 93719.3438 | 93719.3438 | 0 | 9500 | 0 | 0 | 0 | 0 | 0
2022-01-19 09:00 | 0.366 | 0.76968 | 35871 | 12734.9224 | 633 | 81461.084 | 3 | 19056.7442 | 1.9057 | 62404.3397 | 0 | 140212.2272 | 19 | 9500 | 2169.776 | 199.6997 | 22291.6667 | 125511.0105 | 31791.6667 | 0 | 93719.3438 | 93719.3438 | 0 | 9500 | 0 | 0 | 0 | 0 | 0
2022-01-19 10:00 | 0.51272 | 0.82528 | 35871 | 17840.0257 | 633 | 87345.6545 | 3 | 13951.6409 | 1.3952 | 73394.0136 | 0 | 202616.5669 | 19 | 9500 | 2169.776 | 199.6997 | 22291.6667 | 125511.0105 | 31791.6667 | 0 | 93719.3438 | 93719.3438 | 0 | 9500 | 0 | 0 | 0 | 0 | 0
2022-01-19 11:00 | 0.59088 | 0.78656 | 35871 | 20559.5928 | 633 | 83247.6227 | 3 | 11232.0739 | 1.1232 | 72015.5488 | 0 | 276010.5805 | 19 | 9500 | 2169.776 | 199.6997 | 22291.6667 | 125511.0105 | 31791.6667 | 0 | 93719.3438 | 93719.3438 | 0 | 9500 | 0 | 0 | 0 | 0 | 0
2022-01-19 12:00 | 0.59038 | 0.678 | 35871 | 20542.1954 | 633 | 71757.8928 | 3 | 11249.4713 | 1.1249 | 60508.4215 | 0 | 348026.1293 | 19 | 9500 | 2169.776 | 199.6997 | 22291.6667 | 125511.0105 | 31791.6667 | 0 | 93719.3438 | 93719.3438 | 0 | 9500 | 0 | 0 | 0 | 0 | 0
2022-01-19 13:00 | 0.48615 | 0.52314 | 35871 | 16915.5261 | 633 | 55367.8821 | 3 | 14876.1406 | 1.4876 | 40491.7414 | 0 | 408534.5508 | 19 | 9500 | 2169.776 | 199.6997 | 22291.6667 | 125511.0105 | 31791.6667 | 0 | 93719.3438 | 93719.3438 | 0 | 9500 | 0 | 0 | 0 | 0 | 0
2022-01-19 14:00 | 0.33885 | 0.27622 | 35871 | 11790.2417 | 633 | 29234.4619 | 3 | 20001.425 | 2.0001 | 9233.0369 | 0 | 449026.2922 | 19 | 9500 | 2169.776 | 199.6997 | 22291.6667 | 125511.0105 | 31791.6667 | 0 | 93719.3438 | 93719.3438 | 0 | 9500 | 0 | 0 | 0 | 0 | 0
2022-01-19 15:00 | 0.22132 | 0.19457 | 35871 | 7700.8006 | 633 | 20592.8218 | 3 | 24090.866 | 2.4091 | 0 | 3498.0442 | 458259.3291 | 19 | 9500 | 2169.776 | 199.6997 | 22291.6667 | 125511.0105 | 31791.6667 | 0 | 93719.3438 | 93719.3438 | 0 | 9500 | 0 | 0 | 0 | 0 | 0
2022-01-19 16:00 | 0.11475 | 0.11879 | 35871 | 3992.7113 | 633 | 12572.4485 | 3 | 27798.9553 | 2.7799 | 0 | 15226.5068 | 454761.2849 | 19 | 9500 | 2169.776 | 199.6997 | 22291.6667 | 125511.0105 | 31791.6667 | 0 | 93719.3438 | 93719.3438 | 0 | 9500 | 0 | 0 | 0 | 0 | 0
2022-01-19 17:00 | 0.01343 | 0.00946 | 35871 | 467.2951 | 633 | 1001.2237 | 3 | 30000 | 3 | 0 | 28998.7763 | 439534.7781 | 19 | 8175.6284 | 2169.776 | 171.8601 | 22291.6667 | 125511.0105 | 30467.2951 | 0 | 95043.7154 | 95043.7154 | 3.979e-13 | 8175.6284 | 0 | 0 | 0 | 0 | 0
2022-01-19 18:00 | 0 | 0 | 35871 | 0 | 633 | 0 | 3 | 30000 | 3 | 0 | 30000 | 410536.0018 | 19 | 7708.3333 | 2169.776 | 162.037 | 22291.6667 | 125511.0105 | 30000 | 0 | 95511.0105 | 95511.0105 | 0 | 7708.3333 | 0 | 0 | 0 | 0 | 0
2022-01-19 19:00 | 0 | 0 | 35871 | 0 | 633 | 0 | 3 | 30000 | 3 | 0 | 30000 | 380536.0018 | 19 | 7708.3333 | 2169.776 | 162.037 | 22291.6667 | 125511.0105 | 30000 | 0 | 95511.0105 | 95511.0105 | 0 | 7708.3333 | 0 | 0 | 0 | 0 | 0
2022-01-19 20:00 | 0 | 0 | 35871 | 0 | 633 | 0 | 3 | 30000 | 3 | 0 | 30000 | 350536.0018 | 19 | 7708.3333 | 2169.776 | 162.037 | 22291.6667 | 125511.0105 | 30000 | 0 | 95511.0105 | 95511.0105 | 0 | 7708.3333 | 0 | 0 | 0 | 0 | 0
2022-01-19 21:00 | 0 | 0 | 35871 | 0 | 633 | 0 | 3 | 30000 | 3 | 0 | 30000 | 320536.0018 | 19 | 7708.3333 | 2169.776 | 162.037 | 22291.6667 | 125511.0105 | 30000 | 0 | 95511.0105 | 95511.0105 | 0 | 7708.3333 | 0 | 0 | 0 | 0 | 0
2022-01-19 22:00 | 0 | 0 | 35871 | 0 | 633 | 0 | 3 | 30000 | 3 | 0 | 30000 | 290536.0018 | 19 | 7708.3333 | 2169.776 | 162.037 | 22291.6667 | 125511.0105 | 30000 | 0 | 95511.0105 | 95511.0105 | 0 | 7708.3333 | 0 | 0 | 0 | 0 | 0
2022-01-19 23:00 | 0 | 0 | 35871 | 0 | 633 | 0 | 3 | 30000 | 3 | 0 | 30000 | 260536.0018 | 19 | 7708.3333 | 2169.776 | 162.037 | 22291.6667 | 125511.0105 | 30000 | 0 | 95511.0105 | 95511.0105 | 0 | 7708.3333 | 0 | 0 | 0 | 0 | 0
2022-01-20 | 0 | 0 | 35871 | 0 | 633 | 0 | 3 | 30000 | 3 | 0 | 30000 | 230536.0018 | 19 | 7383.3333 | 2169.776 | 155.2052 | 22616.6667 | 125836.0105 | 30000 | 0 | 95836.0105 | 95836.0105 | 0 | 7383.3333 | 0 | 0 | 0 | 0 | 0
2022-01-20 01:00 | 0 | 0 | 35871 | 0 | 633 | 0 | 3 | 30000 | 3 | 0 | 30000 | 200536.0018 | 19 | 7383.3333 | 2169.776 | 155.2052 | 22616.6667 | 125836.0105 | 30000 | 0 | 95836.0105 | 95836.0105 | 0 | 7383.3333 | 0 | 0 | 0 | 0 | 0
2022-01-20 02:00 | 0 | 0 | 35871 | 0 | 633 | 0 | 3 | 30000 | 3 | 0 | 30000 | 170536.0018 | 19 | 7383.3333 | 2169.776 | 155.2052 | 22616.6667 | 125836.0105 | 30000 | 0 | 95836.0105 | 95836.0105 | 0 | 7383.3333 | 0 | 0 | 0 | 0 | 0
2022-01-20 03:00 | 0 | 0 | 35871 | 0 | 633 | 0 | 3 | 30000 | 3 | 0 | 30000 | 140536.0018 | 19 | 7383.3333 | 2169.776 | 155.2052 | 22616.6667 | 125836.0105 | 30000 | 0 | 95836.0105 | 95836.0105 | 0 | 7383.3333 | 0 | 0 | 0 | 0 | 0
2022-01-20 04:00 | 0 | 0 | 35871 | 0 | 633 | 0 | 3 | 30000 | 3 | 0 | 30000 | 110536.0018 | 19 | 7383.3333 | 2169.776 | 155.2052 | 22616.6667 | 125836.0105 | 30000 | 0 | 95836.0105 | 95836.0105 | 0 | 7383.3333 | 0 | 0 | 0 | 0 | 0
2022-01-20 05:00 | 0 | 0 | 35871 | 0 | 633 | 0 | 3 | 30000 | 3 | 0 | 30000 | 80536.0018 | 19 | 7383.3333 | 2169.776 | 155.2052 | 22616.6667 | 125836.0105 | 30000 | 0 | 95836.0105 | 95836.0105 | 0 | 7383.3333 | 0 | 0 | 0 | 0 | 0
2022-01-20 06:00 | 0 | 0 | 35871 | 0 | 633 | 0 | 3 | 30000 | 3 | 0 | 30000 | 50536.0018 | 19 | 7383.3333 | 2169.776 | 155.2052 | 22616.6667 | 125836.0105 | 30000 | 0 | 95836.0105 | 95836.0105 | 0 | 7383.3333 | 0 | 0 | 0 | 0 | 0
2022-01-20 07:00 | 0.0185 | 0.08942 | 35871 | 643.7051 | 633 | 9463.9982 | 3 | 30000 | 3 | 0 | 20536.0018 | 20536.0018 | 19 | 8027.0384 | 2169.776 | 168.7365 | 22616.6667 | 125836.0105 | 30643.7051 | 0 | 95192.3054 | 95192.3054 | -2.2737e-13 | 8027.0384 | 0 | 0 | 0 | 0 | 0
2022-01-20 08:00 | 0.19565 | 0.68332 | 35871 | 6807.6163 | 633 | 72320.9488 | 3 | 25309.0504 | 2.5309 | 0 | 0 | 0 | 19 | 9500 | 2169.776 | 199.6997 | 22616.6667 | 125836.0105 | 32116.6667 | 0 | 93719.3438 | 93719.3438 | 0 | 9500 | 0 | 0 | 0 | 0 | 0
2022-01-20 09:00 | 0.39342 | 0.83555 | 35871 | 13688.9978 | 633 | 88432.6067 | 3 | 18427.6689 | 1.8428 | 0 | 0 | 0 | 19 | 9500 | 2169.776 | 199.6997 | 22616.6667 | 125836.0105 | 32116.6667 | 0 | 93719.3438 | 93719.3438 | 0 | 9500 | 0 | 0 | 0 | 0 | 0
2022-01-20 10:00 | 0.55528 | 0.90322 | 35871 | 19320.8954 | 633 | 95594.6371 | 3 | 12795.7713 | 1.2796 | 0 | 0 | 0 | 19 | 9500 | 2169.776 | 199.6997 | 22616.6667 | 125836.0105 | 32116.6667 | 0 | 93719.3438 | 93719.3438 | 0 | 9500 | 0 | 0 | 0 | 0 | 0
2022-01-20 11:00 | 0.6562 | 0.92329 | 35871 | 22832.3937 | 633 | 97718.7977 | 3 | 9284.273 | 0.92843 | 15018.1545 | 0 | 0 | 19 | 9500 | 2169.776 | 199.6997 | 22616.6667 | 125836.0105 | 32116.6667 | 0 | 93719.3438 | 93719.3438 | 215.727 | 9284.273 | 0 | 0 | 0 | 0 | 0
2022-01-20 12:00 | 0.69245 | 0.90857 | 35871 | 24093.7077 | 633 | 96160.8682 | 3 | 8022.9589 | 0.8023 | 88137.9093 | 0 | 15018.1545 | 19 | 9500 | 2169.776 | 199.6997 | 22616.6667 | 125836.0105 | 32116.6667 | 0 | 93719.3438 | 93719.3438 | 1477.0411 | 8022.9589 | 0 | 0 | 0 | 0 | 0
2022-01-20 13:00 | 0.662 | 0.89756 | 35871 | 23034.2039 | 633 | 94995.5963 | 3 | 9082.4627 | 0.90825 | 85913.1335 | 0 | 103156.0638 | 19 | 9500 | 2169.776 | 199.6997 | 22616.6667 | 125836.0105 | 32116.6667 | 0 | 93719.3438 | 93719.3438 | 417.5373 | 9082.4627 | 0 | 0 | 0 | 0 | 0
2022-01-20 14:00 | 0.5634 | 0.86624 | 35871 | 19603.4298 | 633 | 91680.7626 | 3 | 12513.2369 | 1.2513 | 79167.5257 | 0 | 189069.1973 | 19 | 9500 | 2169.776 | 199.6997 | 22616.6667 | 125836.0105 | 32116.6667 | 0 | 93719.3438 | 93719.3438 | 0 | 9500 | 0 | 0 | 0 | 0 | 0
2022-01-20 15:00 | 0.4107 | 0.83931 | 35871 | 14290.2531 | 633 | 88830.5561 | 3 | 17826.4136 | 1.7826 | 71004.1425 | 0 | 268236.723 | 19 | 9500 | 2169.776 | 199.6997 | 22616.6667 | 125836.0105 | 32116.6667 | 0 | 93719.3438 | 93719.3438 | 0 | 9500 | 0 | 0 | 0 | 0 | 0
2022-01-20 16:00 | 0.21725 | 0.71317 | 35871 | 7559.1855 | 633 | 75480.2012 | 3 | 24557.4812 | 2.4557 | 50922.72 | 0 | 339240.8655 | 19 | 9500 | 2169.776 | 199.6997 | 22616.6667 | 125836.0105 | 32116.6667 | 0 | 93719.3438 | 93719.3438 | 0 | 9500 | 0 | 0 | 0 | 0 | 0
2022-01-20 17:00 | 0.02998 | 0.21555 | 35871 | 1043.1502 | 633 | 22813.2947 | 3 | 30000 | 3 | 0 | 7186.7053 | 390163.5856 | 19 | 8426.4835 | 2169.776 | 177.1333 | 22616.6667 | 125836.0105 | 31043.1502 | 0 | 94792.8603 | 94792.8603 | 1043.1502 | 7383.3333 | 0 | 0 | 0 | 0 | 0
2022-01-20 18:00 | 0 | 0 | 35871 | 0 | 633 | 0 | 3 | 30000 | 3 | 0 | 30000 | 382976.8802 | 19 | 7383.3333 | 2169.776 | 155.2052 | 22616.6667 | 125836.0105 | 30000 | 0 | 95836.0105 | 95836.0105 | 0 | 7383.3333 | 0 | 0 | 0 | 0 | 0
2022-01-20 19:00 | 0 | 0 | 35871 | 0 | 633 | 0 | 3 | 30000 | 3 | 0 | 30000 | 352976.8802 | 19 | 7383.3333 | 2169.776 | 155.2052 | 22616.6667 | 125836.0105 | 30000 | 0 | 95836.0105 | 95836.0105 | 0 | 7383.3333 | 0 | 0 | 0 | 0 | 0
2022-01-20 20:00 | 0 | 0 | 35871 | 0 | 633 | 0 | 3 | 30000 | 3 | 0 | 30000 | 322976.8802 | 19 | 7383.3333 | 2169.776 | 155.2052 | 22616.6667 | 125836.0105 | 30000 | 0 | 95836.0105 | 95836.0105 | 0 | 7383.3333 | 0 | 0 | 0 | 0 | 0
2022-01-20 21:00 | 0 | 0 | 35871 | 0 | 633 | 0 | 3 | 30000 | 3 | 0 | 30000 | 292976.8802 | 19 | 7383.3333 | 2169.776 | 155.2052 | 22616.6667 | 125836.0105 | 30000 | 0 | 95836.0105 | 95836.0105 | 0 | 7383.3333 | 0 | 0 | 0 | 0 | 0
2022-01-20 22:00 | 0 | 0 | 35871 | 0 | 633 | 0 | 3 | 30000 | 3 | 0 | 30000 | 262976.8802 | 19 | 7383.3333 | 2169.776 | 155.2052 | 22616.6667 | 125836.0105 | 30000 | 0 | 95836.0105 | 95836.0105 | 0 | 7383.3333 | 0 | 0 | 0 | 0 | 0
2022-01-20 23:00 | 0 | 0 | 35871 | 0 | 633 | 0 | 3 | 30000 | 3 | 0 | 30000 | 232976.8802 | 19 | 7383.3333 | 2169.776 | 155.2052 | 22616.6667 | 125836.0105 | 30000 | 0 | 95836.0105 | 95836.0105 | 0 | 7383.3333 | 0 | 0 | 0 | 0 | 0
2022-01-21 | 0 | 0 | 35871 | 0 | 633 | 0 | 3 | 28183.75 | 2.8184 | 0 | 28183.75 | 202976.8802 | 19 | 9500 | 2169.776 | 199.6997 | 18683.75 | 121903.0938 | 28183.75 | 0 | 93719.3438 | 93719.3438 | 0 | 9500 | 0 | 0 | 0 | 0 | 0
2022-01-21 01:00 | 0 | 0 | 35871 | 0 | 633 | 0 | 3 | 28183.75 | 2.8184 | 0 | 28183.75 | 174793.1302 | 19 | 9500 | 2169.776 | 199.6997 | 18683.75 | 121903.0938 | 28183.75 | 0 | 93719.3438 | 93719.3438 | 0 | 9500 | 0 | 0 | 0 | 0 | 0
2022-01-21 02:00 | 0 | 0 | 35871 | 0 | 633 | 0 | 3 | 28183.75 | 2.8184 | 0 | 28183.75 | 146609.3802 | 19 | 9500 | 2169.776 | 199.6997 | 18683.75 | 121903.0938 | 28183.75 | 0 | 93719.3438 | 93719.3438 | 0 | 9500 | 0 | 0 | 0 | 0 | 0
2022-01-21 03:00 | 0 | 0 | 35871 | 0 | 633 | 0 | 3 | 28183.75 | 2.8184 | 0 | 28183.75 | 118425.6302 | 19 | 9500 | 2169.776 | 199.6997 | 18683.75 | 121903.0938 | 28183.75 | 0 | 93719.3438 | 93719.3438 | 0 | 9500 | 0 | 0 | 0 | 0 | 0
2022-01-21 04:00 | 0 | 0 | 35871 | 0 | 633 | 0 | 3 | 28183.75 | 2.8184 | 0 | 28183.75 | 90241.8802 | 19 | 9500 | 2169.776 | 199.6997 | 18683.75 | 121903.0938 | 28183.75 | 0 | 93719.3438 | 93719.3438 | 0 | 9500 | 0 | 0 | 0 | 0 | 0
2022-01-21 05:00 | 0 | 0 | 35871 | 0 | 633 | 0 | 3 | 28183.75 | 2.8184 | 0 | 28183.75 | 62058.1302 | 19 | 9500 | 2169.776 | 199.6997 | 18683.75 | 121903.0938 | 28183.75 | 0 | 93719.3438 | 93719.3438 | 0 | 9500 | 0 | 0 | 0 | 0 | 0
2022-01-21 06:00 | 0 | 0 | 35871 | 0 | 633 | 0 | 3 | 28183.75 | 2.8184 | 0 | 28183.75 | 33874.3802 | 19 | 9500 | 2169.776 | 199.6997 | 18683.75 | 121903.0938 | 28183.75 | 0 | 93719.3438 | 93719.3438 | 0 | 9500 | 0 | 0 | 0 | 0 | 0
2022-01-21 07:00 | 0.02225 | 0.20521 | 35871 | 774.1859 | 633 | 21718.9339 | 3 | 27409.5641 | 2.741 | 0 | 5690.6302 | 5690.6302 | 19 | 9500 | 2169.776 | 199.6997 | 18683.75 | 121903.0938 | 28183.75 | 0 | 93719.3438 | 93719.3438 | 774.1859 | 8725.8141 | 0 | 0 | 0 | 0 | 0
2022-01-21 08:00 | 0.20518 | 0.78451 | 35871 | 7139.2114 | 633 | 83030.6556 | 3 | 21044.5386 | 2.1045 | 0 | 0 | 0 | 19 | 9500 | 2169.776 | 199.6997 | 18683.75 | 121903.0938 | 28183.75 | 0 | 93719.3438 | 93719.3438 | 0 | 9500 | 0 | 0 | 0 | 0 | 0
2022-01-21 09:00 | 0.40788 | 0.96135 | 35871 | 14192.1316 | 633 | 101746.9768 | 3 | 13991.6184 | 1.3992 | 0 | 0 | 0 | 19 | 9500 | 2169.776 | 199.6997 | 18683.75 | 121903.0938 | 28183.75 | 0 | 93719.3438 | 93719.3438 | 0 | 9500 | 0 | 0 | 0 | 0 | 0
2022-01-21 10:00 | 0.5708 | 1.0309 | 35871 | 19860.9118 | 633 | 109110.0986 | 3 | 8322.8382 | 0.83228 | 0 | 0 | 0 | 19 | 9500 | 2169.776 | 199.6997 | 18683.75 | 121903.0938 | 28183.75 | 0 | 93719.3438 | 93719.3438 | 1177.1618 | 8322.8382 | 0 | 0 | 0 | 0 | 0
2022-01-21 11:00 | 0.67797 | 1.0759 | 35871 | 23589.878 | 633 | 113875.9657 | 3 | 4593.872 | 0.45939 | 0 | 0 | 0 | 19 | 9500 | 2169.776 | 199.6997 | 18683.75 | 121903.0938 | 28183.75 | 0 | 93719.3438 | 93719.3438 | 4906.128 | 4593.872 | 0 | 0 | 0 | 0 | 0
2022-01-21 12:00 | 0.71178 | 1.0591 | 35871 | 24766.2926 | 633 | 112091.5438 | 3 | 3417.4574 | 0.34175 | 30609.6531 | 0 | 0 | 19 | 9500 | 2169.776 | 199.6997 | 18683.75 | 121903.0938 | 28183.75 | 0 | 93719.3438 | 93719.3438 | 6082.5426 | 3417.4574 | 0 | 0 | 0 | 0 | 0
2022-01-21 13:00 | 0.68062 | 1.0616 | 35871 | 23682.0844 | 633 | 112358.2545 | 3 | 4501.6656 | 0.45017 | 107856.589 | 0 | 30609.6531 | 19 | 9500 | 2169.776 | 199.6997 | 18683.75 | 121903.0938 | 28183.75 | 0 | 93719.3438 | 93719.3438 | 4998.3344 | 4501.6656 | 0 | 0 | 0 | 0 | 0
2022-01-21 14:00 | 0.58465 | 1.024 | 35871 | 20342.8207 | 633 | 108381.9359 | 3 | 7840.9293 | 0.78409 | 100541.0066 | 0 | 138466.2421 | 19 | 9500 | 2169.776 | 199.6997 | 18683.75 | 121903.0938 | 28183.75 | 0 | 93719.3438 | 93719.3438 | 1659.0707 | 7840.9293 | 0 | 0 | 0 | 0 | 0
2022-01-21 15:00 | 0.42585 | 0.95923 | 35871 | 14817.3954 | 633 | 101522.601 | 3 | 13366.3546 | 1.3366 | 88156.2464 | 0 | 239007.2487 | 19 | 9500 | 2169.776 | 199.6997 | 18683.75 | 121903.0938 | 28183.75 | 0 | 93719.3438 | 93719.3438 | 0 | 9500 | 0 | 0 | 0 | 0 | 0
2022-01-21 16:00 | 0.22632 | 0.81845 | 35871 | 7874.775 | 633 | 86622.7837 | 3 | 20308.975 | 2.0309 | 66313.8087 | 0 | 327163.4951 | 19 | 9500 | 2169.776 | 199.6997 | 18683.75 | 121903.0938 | 28183.75 | 0 | 93719.3438 | 93719.3438 | 0 | 9500 | 0 | 0 | 0 | 0 | 0
2022-01-21 17:00 | 0.0329 | 0.28521 | 35871 | 1144.7512 | 633 | 30185.9419 | 3 | 27038.9988 | 2.7039 | 3146.9431 | 0 | 393477.3038 | 19 | 9500 | 2169.776 | 199.6997 | 18683.75 | 121903.0938 | 28183.75 | 0 | 93719.3438 | 93719.3438 | 1144.7512 | 8355.2488 | 0 | 0 | 0 | 0 | 0
2022-01-21 18:00 | 0 | 0 | 35871 | 0 | 633 | 0 | 3 | 28183.75 | 2.8184 | 0 | 28183.75 | 396624.247 | 19 | 9500 | 2169.776 | 199.6997 | 18683.75 | 121903.0938 | 28183.75 | 0 | 93719.3438 | 93719.3438 | 0 | 9500 | 0 | 0 | 0 | 0 | 0
2022-01-21 19:00 | 0 | 0 | 35871 | 0 | 633 | 0 | 3 | 28183.75 | 2.8184 | 0 | 28183.75 | 368440.497 | 19 | 9500 | 2169.776 | 199.6997 | 18683.75 | 121903.0938 | 28183.75 | 0 | 93719.3438 | 93719.3438 | 0 | 9500 | 0 | 0 | 0 | 0 | 0
2022-01-21 20:00 | 0 | 0 | 35871 | 0 | 633 | 0 | 3 | 28183.75 | 2.8184 | 0 | 28183.75 | 340256.747 | 19 | 9500 | 2169.776 | 199.6997 | 18683.75 | 121903.0938 | 28183.75 | 0 | 93719.3438 | 93719.3438 | 0 | 9500 | 0 | 0 | 0 | 0 | 0
2022-01-21 21:00 | 0 | 0 | 35871 | 0 | 633 | 0 | 3 | 28183.75 | 2.8184 | 0 | 28183.75 | 312072.997 | 19 | 9500 | 2169.776 | 199.6997 | 18683.75 | 121903.0938 | 28183.75 | 0 | 93719.3438 | 93719.3438 | 0 | 9500 | 0 | 0 | 0 | 0 | 0
2022-01-21 22:00 | 0 | 0 | 35871 | 0 | 633 | 0 | 3 | 28183.75 | 2.8184 | 0 | 28183.75 | 283889.247 | 19 | 9500 | 2169.776 | 199.6997 | 18683.75 | 121903.0938 | 28183.75 | 0 | 93719.3438 | 93719.3438 | 0 | 9500 | 0 | 0 | 0 | 0 | 0
2022-01-21 23:00 | 0 | 0 | 35871 | 0 | 633 | 0 | 3 | 28183.75 | 2.8184 | 0 | 28183.75 | 255705.497 | 19 | 9500 | 2169.776 | 199.6997 | 18683.75 | 121903.0938 | 28183.75 | 0 | 93719.3438 | 93719.3438 | 0 | 9500 | 0 | 0 | 0 | 0 | 0
2022-01-22 | 0 | 0 | 35871 | 0 | 633 | 0 | 3 | 30000 | 3 | 0 | 30000 | 227521.747 | 19 | 6937.5 | 2169.776 | 145.8333 | 23062.5 | 126281.8438 | 30000 | 0 | 96281.8438 | 96281.8438 | 0 | 6937.5 | 0 | 0 | 0 | 0 | 0
2022-01-22 01:00 | 0 | 0 | 35871 | 0 | 633 | 0 | 3 | 30000 | 3 | 0 | 30000 | 197521.747 | 19 | 6937.5 | 2169.776 | 145.8333 | 23062.5 | 126281.8438 | 30000 | 0 | 96281.8438 | 96281.8438 | 0 | 6937.5 | 0 | 0 | 0 | 0 | 0
2022-01-22 02:00 | 0 | 0 | 35871 | 0 | 633 | 0 | 3 | 30000 | 3 | 0 | 30000 | 167521.747 | 19 | 6937.5 | 2169.776 | 145.8333 | 23062.5 | 126281.8438 | 30000 | 0 | 96281.8438 | 96281.8438 | 0 | 6937.5 | 0 | 0 | 0 | 0 | 0
2022-01-22 03:00 | 0 | 0 | 35871 | 0 | 633 | 0 | 3 | 30000 | 3 | 0 | 30000 | 137521.747 | 19 | 6937.5 | 2169.776 | 145.8333 | 23062.5 | 126281.8438 | 30000 | 0 | 96281.8438 | 96281.8438 | 0 | 6937.5 | 0 | 0 | 0 | 0 | 0
2022-01-22 04:00 | 0 | 0 | 35871 | 0 | 633 | 0 | 3 | 30000 | 3 | 0 | 30000 | 107521.747 | 19 | 6937.5 | 2169.776 | 145.8333 | 23062.5 | 126281.8438 | 30000 | 0 | 96281.8438 | 96281.8438 | 0 | 6937.5 | 0 | 0 | 0 | 0 | 0
2022-01-22 05:00 | 0 | 0 | 35871 | 0 | 633 | 0 | 3 | 30000 | 3 | 0 | 30000 | 77521.747 | 19 | 6937.5 | 2169.776 | 145.8333 | 23062.5 | 126281.8438 | 30000 | 0 | 96281.8438 | 96281.8438 | 0 | 6937.5 | 0 | 0 | 0 | 0 | 0
2022-01-22 06:00 | 0 | 0 | 35871 | 0 | 633 | 0 | 3 | 30000 | 3 | 0 | 30000 | 47521.747 | 19 | 6937.5 | 2169.776 | 145.8333 | 23062.5 | 126281.8438 | 30000 | 0 | 96281.8438 | 96281.8438 | 0 | 6937.5 | 0 | 0 | 0 | 0 | 0
2022-01-22 07:00 | 0.02055 | 0.1179 | 35871 | 715.0346 | 633 | 12478.253 | 3 | 30000 | 3 | 0 | 17521.747 | 17521.747 | 19 | 7652.5346 | 2169.776 | 160.8641 | 23062.5 | 126281.8438 | 30715.0346 | 0 | 95566.8093 | 95566.8093 | -3.4106e-13 | 7652.5346 | 0 | 0 | 0 | 0 | 0
2022-01-22 08:00 | 0.19848 | 0.65947 | 35871 | 6906.0858 | 633 | 69796.7221 | 3 | 25656.4142 | 2.5656 | 0 | 0 | 0 | 19 | 9500 | 2169.776 | 199.6997 | 23062.5 | 126281.8438 | 32562.5 | 0 | 93719.3438 | 93719.3438 | 0 | 9500 | 0 | 0 | 0 | 0 | 0
2022-01-22 09:00 | 0.4002 | 0.83824 | 35871 | 13924.907 | 633 | 88717.3098 | 3 | 18637.593 | 1.8638 | 31075.75 | 0 | 0 | 19 | 9500 | 2169.776 | 199.6997 | 23062.5 | 126281.8438 | 32562.5 | 0 | 93719.3438 | 93719.3438 | 0 | 9500 | 0 | 0 | 0 | 0 | 0
2022-01-22 10:00 | 0.56347 | 0.91808 | 35871 | 19605.8654 | 633 | 97167.3838 | 3 | 12956.6346 | 1.2957 | 84210.7492 | 0 | 31075.75 | 19 | 9500 | 2169.776 | 199.6997 | 23062.5 | 126281.8438 | 32562.5 | 0 | 93719.3438 | 93719.3438 | 0 | 9500 | 0 | 0 | 0 | 0 | 0
2022-01-22 11:00 | 0.66965 | 0.95877 | 35871 | 23300.3847 | 633 | 101473.9158 | 3 | 9262.1153 | 0.92621 | 92211.8004 | 0 | 115286.4992 | 19 | 9500 | 2169.776 | 199.6997 | 23062.5 | 126281.8438 | 32562.5 | 0 | 93719.3438 | 93719.3438 | 237.8847 | 9262.1153 | 0 | 0 | 0 | 0 | 0
2022-01-22 12:00 | 0.70697 | 0.94191 | 35871 | 24598.9292 | 633 | 99689.4938 | 3 | 7963.5708 | 0.79636 | 91725.9231 | 0 | 207498.2996 | 19 | 9500 | 2169.776 | 199.6997 | 23062.5 | 126281.8438 | 32562.5 | 0 | 93719.3438 | 93719.3438 | 1536.4292 | 7963.5708 | 0 | 0 | 0 | 0 | 0
2022-01-22 13:00 | 0.67433 | 0.91035 | 35871 | 23463.2247 | 633 | 96349.2592 | 3 | 9099.2753 | 0.90993 | 87249.9838 | 0 | 299224.2227 | 19 | 9500 | 2169.776 | 199.6997 | 23062.5 | 126281.8438 | 32562.5 | 0 | 93719.3438 | 93719.3438 | 400.7247 | 9099.2753 | 0 | 0 | 0 | 0 | 0
2022-01-22 14:00 | 0.57047 | 0.84784 | 35871 | 19849.4295 | 633 | 89733.3508 | 3 | 12713.0705 | 1.2713 | 77020.2803 | 0 | 386474.2065 | 19 | 9500 | 2169.776 | 199.6997 | 23062.5 | 126281.8438 | 32562.5 | 0 | 93719.3438 | 93719.3438 | 0 | 9500 | 0 | 0 | 0 | 0 | 0
2022-01-22 15:00 | 0.4083 | 0.73549 | 35871 | 14206.7454 | 633 | 77842.4964 | 3 | 18355.7546 | 1.8356 | 59486.7418 | 0 | 463494.4868 | 19 | 9500 | 2169.776 | 199.6997 | 23062.5 | 126281.8438 | 32562.5 | 0 | 93719.3438 | 93719.3438 | 0 | 9500 | 0 | 0 | 0 | 0 | 0
2022-01-22 16:00 | 0.20865 | 0.51905 | 35871 | 7259.9496 | 633 | 54935.0063 | 3 | 25302.5504 | 2.5303 | 29632.4559 | 0 | 522981.2287 | 19 | 9500 | 2169.776 | 199.6997 | 23062.5 | 126281.8438 | 32562.5 | 0 | 93719.3438 | 93719.3438 | 0 | 9500 | 0 | 0 | 0 | 0 | 0
2022-01-22 17:00 | 0.0274 | 0.05081 | 35871 | 953.3794 | 633 | 5377.6085 | 3 | 30000 | 3 | 0 | 24622.3915 | 552613.6846 | 19 | 7890.8794 | 2169.776 | 165.8743 | 23062.5 | 126281.8438 | 30953.3794 | 0 | 95328.4644 | 95328.4644 | 0 | 7890.8794 | 0 | 0 | 0 | 0 | 0
2022-01-22 18:00 | 0 | 0 | 35871 | 0 | 633 | 0 | 3 | 30000 | 3 | 0 | 30000 | 527991.293 | 19 | 6937.5 | 2169.776 | 145.8333 | 23062.5 | 126281.8438 | 30000 | 0 | 96281.8438 | 96281.8438 | 0 | 6937.5 | 0 | 0 | 0 | 0 | 0
2022-01-22 19:00 | 0 | 0 | 35871 | 0 | 633 | 0 | 3 | 30000 | 3 | 0 | 30000 | 497991.293 | 19 | 6937.5 | 2169.776 | 145.8333 | 23062.5 | 126281.8438 | 30000 | 0 | 96281.8438 | 96281.8438 | 0 | 6937.5 | 0 | 0 | 0 | 0 | 0
2022-01-22 20:00 | 0 | 0 | 35871 | 0 | 633 | 0 | 3 | 30000 | 3 | 0 | 30000 | 467991.293 | 19 | 6937.5 | 2169.776 | 145.8333 | 23062.5 | 126281.8438 | 30000 | 0 | 96281.8438 | 96281.8438 | 0 | 6937.5 | 0 | 0 | 0 | 0 | 0
2022-01-22 21:00 | 0 | 0 | 35871 | 0 | 633 | 0 | 3 | 30000 | 3 | 0 | 30000 | 437991.293 | 19 | 6937.5 | 2169.776 | 145.8333 | 23062.5 | 126281.8438 | 30000 | 0 | 96281.8438 | 96281.8438 | 0 | 6937.5 | 0 | 0 | 0 | 0 | 0
2022-01-22 22:00 | 0 | 0 | 35871 | 0 | 633 | 0 | 3 | 30000 | 3 | 0 | 30000 | 407991.293 | 19 | 6937.5 | 2169.776 | 145.8333 | 23062.5 | 126281.8438 | 30000 | 0 | 96281.8438 | 96281.8438 | 0 | 6937.5 | 0 | 0 | 0 | 0 | 0
2022-01-22 23:00 | 0 | 0 | 35871 | 0 | 633 | 0 | 3 | 30000 | 3 | 0 | 30000 | 377991.293 | 19 | 6937.5 | 2169.776 | 145.8333 | 23062.5 | 126281.8438 | 30000 | 0 | 96281.8438 | 96281.8438 | 0 | 6937.5 | 0 | 0 | 0 | 0 | 0
2022-01-23 | 0 | 0 | 35871 | 0 | 633 | 0 | 3 | 30000 | 3 | 0 | 30000 | 347991.293 | 19 | 8025 | 2169.776 | 168.6937 | 21975 | 125194.3438 | 30000 | 0 | 95194.3438 | 95194.3438 | 0 | 8025 | 0 | 0 | 0 | 0 | 0
2022-01-23 01:00 | 0 | 0 | 35871 | 0 | 633 | 0 | 3 | 30000 | 3 | 0 | 30000 | 317991.293 | 19 | 8025 | 2169.776 | 168.6937 | 21975 | 125194.3438 | 30000 | 0 | 95194.3438 | 95194.3438 | 0 | 8025 | 0 | 0 | 0 | 0 | 0
2022-01-23 02:00 | 0 | 0 | 35871 | 0 | 633 | 0 | 3 | 30000 | 3 | 0 | 30000 | 287991.293 | 19 | 8025 | 2169.776 | 168.6937 | 21975 | 125194.3438 | 30000 | 0 | 95194.3438 | 95194.3438 | 0 | 8025 | 0 | 0 | 0 | 0 | 0
2022-01-23 03:00 | 0 | 0 | 35871 | 0 | 633 | 0 | 3 | 30000 | 3 | 0 | 30000 | 257991.293 | 19 | 8025 | 2169.776 | 168.6937 | 21975 | 125194.3438 | 30000 | 0 | 95194.3438 | 95194.3438 | 0 | 8025 | 0 | 0 | 0 | 0 | 0
2022-01-23 04:00 | 0 | 0 | 35871 | 0 | 633 | 0 | 3 | 30000 | 3 | 0 | 30000 | 227991.293 | 19 | 8025 | 2169.776 | 168.6937 | 21975 | 125194.3438 | 30000 | 0 | 95194.3438 | 95194.3438 | 0 | 8025 | 0 | 0 | 0 | 0 | 0
2022-01-23 05:00 | 0 | 0 | 35871 | 0 | 633 | 0 | 3 | 30000 | 3 | 0 | 30000 | 197991.293 | 19 | 8025 | 2169.776 | 168.6937 | 21975 | 125194.3438 | 30000 | 0 | 95194.3438 | 95194.3438 | 0 | 8025 | 0 | 0 | 0 | 0 | 0
2022-01-23 06:00 | 0 | 0 | 35871 | 0 | 633 | 0 | 3 | 30000 | 3 | 0 | 30000 | 167991.293 | 19 | 8025 | 2169.776 | 168.6937 | 21975 | 125194.3438 | 30000 | 0 | 95194.3438 | 95194.3438 | 0 | 8025 | 0 | 0 | 0 | 0 | 0
2022-01-23 07:00 | 0.02042 | 0.1182 | 35871 | 710.5112 | 633 | 12510.0043 | 3 | 30000 | 3 | 0 | 17489.9957 | 137991.293 | 19 | 8735.5112 | 2169.776 | 183.6294 | 21975 | 125194.3438 | 30710.5112 | 0 | 94483.8326 | 94483.8326 | 6.8212e-13 | 8735.5112 | 0 | 0 | 0 | 0 | 0
2022-01-23 08:00 | 0.1973 | 0.66561 | 35871 | 6865.0279 | 633 | 70446.5649 | 3 | 24609.9721 | 2.461 | 45836.5928 | 0 | 120501.2973 | 19 | 9500 | 2169.776 | 199.6997 | 21975 | 125194.3438 | 31475 | 0 | 93719.3438 | 93719.3438 | 0 | 9500 | 0 | 0 | 0 | 0 | 0
2022-01-23 09:00 | 0.39885 | 0.8592 | 35871 | 13877.9339 | 633 | 90935.6659 | 3 | 17597.0661 | 1.7597 | 73338.5998 | 0 | 166337.8901 | 19 | 9500 | 2169.776 | 199.6997 | 21975 | 125194.3438 | 31475 | 0 | 93719.3438 | 93719.3438 | 0 | 9500 | 0 | 0 | 0 | 0 | 0
2022-01-23 10:00 | 0.5629 | 0.95318 | 35871 | 19586.0323 | 633 | 100882.2836 | 3 | 11888.9677 | 1.1889 | 88993.3159 | 0 | 239676.4899 | 19 | 9500 | 2169.776 | 199.6997 | 21975 | 125194.3438 | 31475 | 0 | 93719.3438 | 93719.3438 | 0 | 9500 | 0 | 0 | 0 | 0 | 0
2022-01-23 11:00 | 0.66845 | 1.0043 | 35871 | 23258.6309 | 633 | 106292.7017 | 3 | 8216.3691 | 0.82164 | 98076.3325 | 0 | 328669.8058 | 19 | 9500 | 2169.776 | 199.6997 | 21975 | 125194.3438 | 31475 | 0 | 93719.3438 | 93719.3438 | 1283.6309 | 8216.3691 | 0 | 0 | 0 | 0 | 0
2022-01-23 12:00 | 0.69362 | 0.91917 | 35871 | 24134.4177 | 633 | 97282.7468 | 3 | 7340.5823 | 0.73406 | 89942.1645 | 0 | 426746.1384 | 19 | 9500 | 2169.776 | 199.6997 | 21975 | 125194.3438 | 31475 | 0 | 93719.3438 | 93719.3438 | 2159.4177 | 7340.5823 | 0 | 0 | 0 | 0 | 0
2022-01-23 13:00 | 0.66295 | 0.90311 | 35871 | 23067.2591 | 633 | 95582.9949 | 3 | 8407.7409 | 0.84077 | 87175.254 | 0 | 516688.3029 | 19 | 9500 | 2169.776 | 199.6997 | 21975 | 125194.3438 | 31475 | 0 | 93719.3438 | 93719.3438 | 1092.2591 | 8407.7409 | 0 | 0 | 0 | 0 | 0
2022-01-23 14:00 | 0.56545 | 0.86563 | 35871 | 19674.7592 | 633 | 91616.2017 | 3 | 11800.2408 | 1.18 | 79815.9609 | 0 | 603863.5569 | 19 | 9500 | 2169.776 | 199.6997 | 21975 | 125194.3438 | 31475 | 0 | 93719.3438 | 93719.3438 | 0 | 9500 | 0 | 0 | 0 | 0 | 0
2022-01-23 15:00 | 0.40805 | 0.77238 | 35871 | 14198.0467 | 633 | 81746.8455 | 3 | 17276.9533 | 1.7277 | 64469.8922 | 0 | 683679.5178 | 19 | 9500 | 2169.776 | 199.6997 | 21975 | 125194.3438 | 31475 | 0 | 93719.3438 | 93719.3438 | 0 | 9500 | 0 | 0 | 0 | 0 | 0
2022-01-23 16:00 | 0.21307 | 0.60643 | 35871 | 7413.743 | 633 | 64183.0958 | 3 | 24061.257 | 2.4061 | 40121.8387 | 0 | 748149.41 | 19 | 9500 | 2169.776 | 199.6997 | 21975 | 125194.3438 | 31475 | 0 | 93719.3438 | 93719.3438 | 0 | 9500 | 0 | 0 | 0 | 0 | 0
2022-01-23 17:00 | 0.03033 | 0.12452 | 35871 | 1055.3284 | 633 | 13178.898 | 3 | 30000 | 3 | 0 | 16821.102 | 788271.2487 | 19 | 9080.3284 | 2169.776 | 190.8778 | 21975 | 125194.3438 | 31055.3284 | 0 | 94139.0154 | 94139.0154 | 1055.3284 | 8025 | 0 | 0 | 0 | 0 | 0
2022-01-23 18:00 | 0 | 0 | 35871 | 0 | 633 | 0 | 3 | 30000 | 3 | 0 | 30000 | 771450.1467 | 19 | 8025 | 2169.776 | 168.6937 | 21975 | 125194.3438 | 30000 | 0 | 95194.3438 | 95194.3438 | 0 | 8025 | 0 | 0 | 0 | 0 | 0
2022-01-23 19:00 | 0 | 0 | 35871 | 0 | 633 | 0 | 3 | 30000 | 3 | 0 | 30000 | 741450.1467 | 19 | 8025 | 2169.776 | 168.6937 | 21975 | 125194.3438 | 30000 | 0 | 95194.3438 | 95194.3438 | 0 | 8025 | 0 | 0 | 0 | 0 | 0
2022-01-23 20:00 | 0 | 0 | 35871 | 0 | 633 | 0 | 3 | 30000 | 3 | 0 | 30000 | 711450.1467 | 19 | 8025 | 2169.776 | 168.6937 | 21975 | 125194.3438 | 30000 | 0 | 95194.3438 | 95194.3438 | 0 | 8025 | 0 | 0 | 0 | 0 | 0
2022-01-23 21:00 | 0 | 0 | 35871 | 0 | 633 | 0 | 3 | 30000 | 3 | 0 | 30000 | 681450.1467 | 19 | 8025 | 2169.776 | 168.6937 | 21975 | 125194.3438 | 30000 | 0 | 95194.3438 | 95194.3438 | 0 | 8025 | 0 | 0 | 0 | 0 | 0
2022-01-23 22:00 | 0 | 0 | 35871 | 0 | 633 | 0 | 3 | 30000 | 3 | 0 | 30000 | 651450.1467 | 19 | 8025 | 2169.776 | 168.6937 | 21975 | 125194.3438 | 30000 | 0 | 95194.3438 | 95194.3438 | 0 | 8025 | 0 | 0 | 0 | 0 | 0
2022-01-23 23:00 | 0 | 0 | 35871 | 0 | 633 | 0 | 3 | 30000 | 3 | 0 | 30000 | 621450.1467 | 19 | 8025 | 2169.776 | 168.6937 | 21975 | 125194.3438 | 30000 | 0 | 95194.3438 | 95194.3438 | 0 | 8025 | 0 | 0 | 0 | 0 | 0
2022-01-24 | 0 | 0 | 35871 | 0 | 633 | 0 | 3 | 30000 | 3 | 0 | 30000 | 591450.1467 | 19 | 7425 | 2169.776 | 156.0811 | 22575 | 125794.3438 | 30000 | 0 | 95794.3438 | 95794.3438 | 0 | 7425 | 0 | 0 | 0 | 0 | 0
2022-01-24 01:00 | 0 | 0 | 35871 | 0 | 633 | 0 | 3 | 30000 | 3 | 0 | 30000 | 561450.1467 | 19 | 7425 | 2169.776 | 156.0811 | 22575 | 125794.3438 | 30000 | 0 | 95794.3438 | 95794.3438 | 0 | 7425 | 0 | 0 | 0 | 0 | 0
2022-01-24 02:00 | 0 | 0 | 35871 | 0 | 633 | 0 | 3 | 30000 | 3 | 0 | 30000 | 531450.1467 | 19 | 7425 | 2169.776 | 156.0811 | 22575 | 125794.3438 | 30000 | 0 | 95794.3438 | 95794.3438 | 0 | 7425 | 0 | 0 | 0 | 0 | 0
2022-01-24 03:00 | 0 | 0 | 35871 | 0 | 633 | 0 | 3 | 30000 | 3 | 0 | 30000 | 501450.1467 | 19 | 7425 | 2169.776 | 156.0811 | 22575 | 125794.3438 | 30000 | 0 | 95794.3438 | 95794.3438 | 0 | 7425 | 0 | 0 | 0 | 0 | 0
2022-01-24 04:00 | 0 | 0 | 35871 | 0 | 633 | 0 | 3 | 30000 | 3 | 0 | 30000 | 471450.1467 | 19 | 7425 | 2169.776 | 156.0811 | 22575 | 125794.3438 | 30000 | 0 | 95794.3438 | 95794.3438 | 0 | 7425 | 0 | 0 | 0 | 0 | 0
2022-01-24 05:00 | 0 | 0 | 35871 | 0 | 633 | 0 | 3 | 30000 | 3 | 0 | 30000 | 441450.1467 | 19 | 7425 | 2169.776 | 156.0811 | 22575 | 125794.3438 | 30000 | 0 | 95794.3438 | 95794.3438 | 0 | 7425 | 0 | 0 | 0 | 0 | 0
2022-01-24 06:00 | 0 | 0 | 35871 | 0 | 633 | 0 | 3 | 30000 | 3 | 0 | 30000 | 411450.1467 | 19 | 7425 | 2169.776 | 156.0811 | 22575 | 125794.3438 | 30000 | 0 | 95794.3438 | 95794.3438 | 0 | 7425 | 0 | 0 | 0 | 0 | 0
2022-01-24 07:00 | 0.0159 | 0.03525 | 35871 | 553.2384 | 633 | 3730.7754 | 3 | 30000 | 3 | 0 | 26269.2246 | 381450.1467 | 19 | 7978.2384 | 2169.776 | 167.7107 | 22575 | 125794.3438 | 30553.2384 | 0 | 95241.1054 | 95241.1054 | -4.5475e-13 | 7978.2384 | 0 | 0 | 0 | 0 | 0
2022-01-24 08:00 | 0.1696 | 0.37404 | 35871 | 5901.21 | 633 | 39587.4959 | 3 | 26173.79 | 2.6174 | 13413.7059 | 0 | 355180.9221 | 19 | 9500 | 2169.776 | 199.6997 | 22575 | 125794.3438 | 32075 | 0 | 93719.3438 | 93719.3438 | 0 | 9500 | 0 | 0 | 0 | 0 | 0
2022-01-24 09:00 | 0.35835 | 0.62388 | 35871 | 12468.7417 | 633 | 66029.9619 | 3 | 19606.2583 | 1.9606 | 46423.7036 | 0 | 368594.6279 | 19 | 9500 | 2169.776 | 199.6997 | 22575 | 125794.3438 | 32075 | 0 | 93719.3438 | 93719.3438 | 0 | 9500 | 0 | 0 | 0 | 0 | 0
2022-01-24 10:00 | 0.53578 | 0.8228 | 35871 | 18642.3954 | 633 | 87083.1773 | 3 | 13432.6046 | 1.3433 | 73650.5727 | 0 | 415018.3315 | 19 | 9500 | 2169.776 | 199.6997 | 22575 | 125794.3438 | 32075 | 0 | 93719.3438 | 93719.3438 | 0 | 9500 | 0 | 0 | 0 | 0 | 0
2022-01-24 11:00 | 0.62165 | 0.73717 | 35871 | 21630.2309 | 633 | 78020.3036 | 3 | 10444.7691 | 1.0445 | 67575.5345 | 0 | 488668.9042 | 19 | 9500 | 2169.776 | 199.6997 | 22575 | 125794.3438 | 32075 | 0 | 93719.3438 | 93719.3438 | 0 | 9500 | 0 | 0 | 0 | 0 | 0
2022-01-24 12:00 | 0.6459 | 0.74525 | 35871 | 22474.0065 | 633 | 78875.4714 | 3 | 9600.9935 | 0.9601 | 69274.4779 | 0 | 556244.4387 | 19 | 9500 | 2169.776 | 199.6997 | 22575 | 125794.3438 | 32075 | 0 | 93719.3438 | 93719.3438 | 0 | 9500 | 0 | 0 | 0 | 0 | 0
2022-01-24 13:00 | 0.60267 | 0.63101 | 35871 | 20969.8243 | 633 | 66784.584 | 3 | 11105.1757 | 1.1105 | 55679.4083 | 0 | 625518.9167 | 19 | 9500 | 2169.776 | 199.6997 | 22575 | 125794.3438 | 32075 | 0 | 93719.3438 | 93719.3438 | 0 | 9500 | 0 | 0 | 0 | 0 | 0
2022-01-24 14:00 | 0.55903 | 0.77896 | 35871 | 19451.3762 | 633 | 82443.2569 | 3 | 12623.6238 | 1.2624 | 69819.6331 | 0 | 681198.325 | 19 | 9500 | 2169.776 | 199.6997 | 22575 | 125794.3438 | 32075 | 0 | 93719.3438 | 93719.3438 | 0 | 9500 | 0 | 0 | 0 | 0 | 0
2022-01-24 15:00 | 0.40077 | 0.67539 | 35871 | 13944.74 | 633 | 71481.6567 | 3 | 18130.26 | 1.813 | 53351.3967 | 0 | 751017.958 | 19 | 9500 | 2169.776 | 199.6997 | 22575 | 125794.3438 | 32075 | 0 | 93719.3438 | 93719.3438 | 0 | 9500 | 0 | 0 | 0 | 0 | 0
2022-01-24 16:00 | 0.20698 | 0.4972 | 35871 | 7201.8422 | 633 | 52622.4547 | 3 | 24873.1578 | 2.4873 | 27749.2969 | 0 | 804369.3547 | 19 | 9500 | 2169.776 | 199.6997 | 22575 | 125794.3438 | 32075 | 0 | 93719.3438 | 93719.3438 | 0 | 9500 | 0 | 0 | 0 | 0 | 0
2022-01-24 17:00 | 0.02942 | 0.07006 | 35871 | 1023.6651 | 633 | 7414.9823 | 3 | 30000 | 3 | 0 | 22585.0177 | 832118.6517 | 19 | 8448.6651 | 2169.776 | 177.5996 | 22575 | 125794.3438 | 31023.6651 | 0 | 94770.6788 | 94770.6788 | -9.0949e-13 | 8448.6651 | 0 | 0 | 0 | 0 | 0
2022-01-24 18:00 | 0 | 0 | 35871 | 0 | 633 | 0 | 3 | 30000 | 3 | 0 | 30000 | 809533.6339 | 19 | 7425 | 2169.776 | 156.0811 | 22575 | 125794.3438 | 30000 | 0 | 95794.3438 | 95794.3438 | 0 | 7425 | 0 | 0 | 0 | 0 | 0
2022-01-24 19:00 | 0 | 0 | 35871 | 0 | 633 | 0 | 3 | 30000 | 3 | 0 | 30000 | 779533.6339 | 19 | 7425 | 2169.776 | 156.0811 | 22575 | 125794.3438 | 30000 | 0 | 95794.3438 | 95794.3438 | 0 | 7425 | 0 | 0 | 0 | 0 | 0
2022-01-24 20:00 | 0 | 0 | 35871 | 0 | 633 | 0 | 3 | 30000 | 3 | 0 | 30000 | 749533.6339 | 19 | 7425 | 2169.776 | 156.0811 | 22575 | 125794.3438 | 30000 | 0 | 95794.3438 | 95794.3438 | 0 | 7425 | 0 | 0 | 0 | 0 | 0
2022-01-24 21:00 | 0 | 0 | 35871 | 0 | 633 | 0 | 3 | 30000 | 3 | 0 | 30000 | 719533.6339 | 19 | 7425 | 2169.776 | 156.0811 | 22575 | 125794.3438 | 30000 | 0 | 95794.3438 | 95794.3438 | 0 | 7425 | 0 | 0 | 0 | 0 | 0
2022-01-24 22:00 | 0 | 0 | 35871 | 0 | 633 | 0 | 3 | 30000 | 3 | 0 | 30000 | 689533.6339 | 19 | 7425 | 2169.776 | 156.0811 | 22575 | 125794.3438 | 30000 | 0 | 95794.3438 | 95794.3438 | 0 | 7425 | 0 | 0 | 0 | 0 | 0
2022-01-24 23:00 | 0 | 0 | 35871 | 0 | 633 | 0 | 3 | 30000 | 3 | 0 | 30000 | 659533.6339 | 19 | 7425 | 2169.776 | 156.0811 | 22575 | 125794.3438 | 30000 | 0 | 95794.3438 | 95794.3438 | 0 | 7425 | 0 | 0 | 0 | 0 | 0
2022-01-25 | 0 | 0 | 35871 | 0 | 633 | 0 | 3 | 30000 | 3 | 0 | 30000 | 629533.6339 | 19 | 7458.3333 | 2169.776 | 156.7818 | 22541.6667 | 125761.0105 | 30000 | 0 | 95761.0105 | 95761.0105 | 0 | 7458.3333 | 0 | 0 | 0 | 0 | 0
2022-01-25 01:00 | 0 | 0 | 35871 | 0 | 633 | 0 | 3 | 30000 | 3 | 0 | 30000 | 599533.6339 | 19 | 7458.3333 | 2169.776 | 156.7818 | 22541.6667 | 125761.0105 | 30000 | 0 | 95761.0105 | 95761.0105 | 0 | 7458.3333 | 0 | 0 | 0 | 0 | 0
2022-01-25 02:00 | 0 | 0 | 35871 | 0 | 633 | 0 | 3 | 30000 | 3 | 0 | 30000 | 569533.6339 | 19 | 7458.3333 | 2169.776 | 156.7818 | 22541.6667 | 125761.0105 | 30000 | 0 | 95761.0105 | 95761.0105 | 0 | 7458.3333 | 0 | 0 | 0 | 0 | 0
2022-01-25 03:00 | 0 | 0 | 35871 | 0 | 633 | 0 | 3 | 30000 | 3 | 0 | 30000 | 539533.6339 | 19 | 7458.3333 | 2169.776 | 156.7818 | 22541.6667 | 125761.0105 | 30000 | 0 | 95761.0105 | 95761.0105 | 0 | 7458.3333 | 0 | 0 | 0 | 0 | 0
2022-01-25 04:00 | 0 | 0 | 35871 | 0 | 633 | 0 | 3 | 30000 | 3 | 0 | 30000 | 509533.6339 | 19 | 7458.3333 | 2169.776 | 156.7818 | 22541.6667 | 125761.0105 | 30000 | 0 | 95761.0105 | 95761.0105 | 0 | 7458.3333 | 0 | 0 | 0 | 0 | 0
2022-01-25 05:00 | 0 | 0 | 35871 | 0 | 633 | 0 | 3 | 30000 | 3 | 0 | 30000 | 479533.6339 | 19 | 7458.3333 | 2169.776 | 156.7818 | 22541.6667 | 125761.0105 | 30000 | 0 | 95761.0105 | 95761.0105 | 0 | 7458.3333 | 0 | 0 | 0 | 0 | 0
2022-01-25 06:00 | 0 | 0 | 35871 | 0 | 633 | 0 | 3 | 30000 | 3 | 0 | 30000 | 449533.6339 | 19 | 7458.3333 | 2169.776 | 156.7818 | 22541.6667 | 125761.0105 | 30000 | 0 | 95761.0105 | 95761.0105 | 0 | 7458.3333 | 0 | 0 | 0 | 0 | 0
2022-01-25 07:00 | 0.0195 | 0.05185 | 35871 | 678.5 | 633 | 5487.6796 | 3 | 30000 | 3 | 0 | 24512.3204 | 419533.6339 | 19 | 8136.8333 | 2169.776 | 171.0445 | 22541.6667 | 125761.0105 | 30678.5 | 0 | 95082.5106 | 95082.5106 | 3.4106e-13 | 8136.8333 | 0 | 0 | 0 | 0 | 0
2022-01-25 08:00 | 0.1906 | 0.54437 | 35871 | 6631.9022 | 633 | 57614.8143 | 3 | 25409.7644 | 2.541 | 32205.0499 | 0 | 395021.3135 | 19 | 9500 | 2169.776 | 199.6997 | 22541.6667 | 125761.0105 | 32041.6667 | 0 | 93719.3438 | 93719.3438 | 0 | 9500 | 0 | 0 | 0 | 0 | 0
2022-01-25 09:00 | 0.39083 | 0.75467 | 35871 | 13598.879 | 633 | 79872.4616 | 3 | 18442.7876 | 1.8443 | 61429.674 | 0 | 427226.3633 | 19 | 9500 | 2169.776 | 199.6997 | 22541.6667 | 125761.0105 | 32041.6667 | 0 | 93719.3438 | 93719.3438 | 0 | 9500 | 0 | 0 | 0 | 0 | 0
2022-01-25 10:00 | 0.55595 | 0.86479 | 35871 | 19344.208 | 633 | 91527.2981 | 3 | 12697.4587 | 1.2697 | 78829.8394 | 0 | 488656.0373 | 19 | 9500 | 2169.776 | 199.6997 | 22541.6667 | 125761.0105 | 32041.6667 | 0 | 93719.3438 | 93719.3438 | 0 | 9500 | 0 | 0 | 0 | 0 | 0
2022-01-25 11:00 | 0.6619 | 0.90898 | 35871 | 23030.7245 | 633 | 96204.2616 | 3 | 9010.9422 | 0.90109 | 87193.3194 | 0 | 567485.8767 | 19 | 9500 | 2169.776 | 199.6997 | 22541.6667 | 125761.0105 | 32041.6667 | 0 | 93719.3438 | 93719.3438 | 489.0578 | 9010.9422 | 0 | 0 | 0 | 0 | 0
2022-01-25 12:00 | 0.68917 | 0.84316 | 35871 | 23979.5806 | 633 | 89238.0308 | 3 | 8062.0861 | 0.80621 | 81175.9447 | 0 | 654679.1962 | 19 | 9500 | 2169.776 | 199.6997 | 22541.6667 | 125761.0105 | 32041.6667 | 0 | 93719.3438 | 93719.3438 | 1437.9139 | 8062.0861 | 0 | 0 | 0 | 0 | 0
2022-01-25 13:00 | 0.6594 | 0.83297 | 35871 | 22943.7373 | 633 | 88159.5457 | 3 | 9097.9294 | 0.90979 | 79061.6163 | 0 | 735855.1409 | 19 | 9500 | 2169.776 | 199.6997 | 22541.6667 | 125761.0105 | 32041.6667 | 0 | 93719.3438 | 93719.3438 | 402.0706 | 9097.9294 | 0 | 0 | 0 | 0 | 0
2022-01-25 14:00 | 0.55817 | 0.77845 | 35871 | 19421.4526 | 633 | 82389.2797 | 3 | 12620.2141 | 1.262 | 69769.0656 | 0 | 814916.7571 | 19 | 9500 | 2169.776 | 199.6997 | 22541.6667 | 125761.0105 | 32041.6667 | 0 | 93719.3438 | 93719.3438 | 0 | 9500 | 0 | 0 | 0 | 0 | 0
2022-01-25 15:00 | 0.4006 | 0.67366 | 35871 | 13938.8249 | 633 | 71298.5576 | 3 | 18102.8417 | 1.8103 | 53195.7159 | 0 | 884685.8228 | 19 | 9500 | 2169.776 | 199.6997 | 22541.6667 | 125761.0105 | 32041.6667 | 0 | 93719.3438 | 93719.3438 | 0 | 9500 | 0 | 0 | 0 | 0 | 0
2022-01-25 16:00 | 0.20757 | 0.47356 | 35871 | 7222.3712 | 633 | 50120.4539 | 3 | 24819.2955 | 2.4819 | 25301.1584 | 0 | 937881.5387 | 19 | 9500 | 2169.776 | 199.6997 | 22541.6667 | 125761.0105 | 32041.6667 | 0 | 93719.3438 | 93719.3438 | 0 | 9500 | 0 | 0 | 0 | 0 | 0
2022-01-25 17:00 | 0.03038 | 0.05887 | 35871 | 1057.0682 | 633 | 6230.6595 | 3 | 30000 | 3 | 0 | 23769.3405 | 963182.697 | 19 | 8515.4015 | 2169.776 | 179.0024 | 22541.6667 | 125761.0105 | 31057.0682 | 0 | 94703.9424 | 94703.9424 | 1057.0682 | 7458.3333 | 0 | 0 | 0 | 0 | 0
2022-01-25 18:00 | 0 | 0 | 35871 | 0 | 633 | 0 | 3 | 30000 | 3 | 0 | 30000 | 939413.3565 | 19 | 7458.3333 | 2169.776 | 156.7818 | 22541.6667 | 125761.0105 | 30000 | 0 | 95761.0105 | 95761.0105 | 0 | 7458.3333 | 0 | 0 | 0 | 0 | 0
2022-01-25 19:00 | 0 | 0 | 35871 | 0 | 633 | 0 | 3 | 30000 | 3 | 0 | 30000 | 909413.3565 | 19 | 7458.3333 | 2169.776 | 156.7818 | 22541.6667 | 125761.0105 | 30000 | 0 | 95761.0105 | 95761.0105 | 0 | 7458.3333 | 0 | 0 | 0 | 0 | 0
2022-01-25 20:00 | 0 | 0 | 35871 | 0 | 633 | 0 | 3 | 30000 | 3 | 0 | 30000 | 879413.3565 | 19 | 7458.3333 | 2169.776 | 156.7818 | 22541.6667 | 125761.0105 | 30000 | 0 | 95761.0105 | 95761.0105 | 0 | 7458.3333 | 0 | 0 | 0 | 0 | 0
2022-01-25 21:00 | 0 | 0 | 35871 | 0 | 633 | 0 | 3 | 30000 | 3 | 0 | 30000 | 849413.3565 | 19 | 7458.3333 | 2169.776 | 156.7818 | 22541.6667 | 125761.0105 | 30000 | 0 | 95761.0105 | 95761.0105 | 0 | 7458.3333 | 0 | 0 | 0 | 0 | 0
2022-01-25 22:00 | 0 | 0 | 35871 | 0 | 633 | 0 | 3 | 30000 | 3 | 0 | 30000 | 819413.3565 | 19 | 7458.3333 | 2169.776 | 156.7818 | 22541.6667 | 125761.0105 | 30000 | 0 | 95761.0105 | 95761.0105 | 0 | 7458.3333 | 0 | 0 | 0 | 0 | 0
2022-01-25 23:00 | 0 | 0 | 35871 | 0 | 633 | 0 | 3 | 30000 | 3 | 0 | 30000 | 789413.3565 | 19 | 7458.3333 | 2169.776 | 156.7818 | 22541.6667 | 125761.0105 | 30000 | 0 | 95761.0105 | 95761.0105 | 0 | 7458.3333 | 0 | 0 | 0 | 0 | 0
2022-01-26 | 0 | 0 | 35871 | 0 | 633 | 0 | 3 | 30000 | 3 | 0 | 30000 | 759413.3565 | 19 | 7083.3333 | 2169.776 | 148.8989 | 22916.6667 | 126136.0105 | 30000 | 0 | 96136.0105 | 96136.0105 | 0 | 7083.3333 | 0 | 0 | 0 | 0 | 0
2022-01-26 01:00 | 0 | 0 | 35871 | 0 | 633 | 0 | 3 | 30000 | 3 | 0 | 30000 | 729413.3565 | 19 | 7083.3333 | 2169.776 | 148.8989 | 22916.6667 | 126136.0105 | 30000 | 0 | 96136.0105 | 96136.0105 | 0 | 7083.3333 | 0 | 0 | 0 | 0 | 0
2022-01-26 02:00 | 0 | 0 | 35871 | 0 | 633 | 0 | 3 | 30000 | 3 | 0 | 30000 | 699413.3565 | 19 | 7083.3333 | 2169.776 | 148.8989 | 22916.6667 | 126136.0105 | 30000 | 0 | 96136.0105 | 96136.0105 | 0 | 7083.3333 | 0 | 0 | 0 | 0 | 0
2022-01-26 03:00 | 0 | 0 | 35871 | 0 | 633 | 0 | 3 | 30000 | 3 | 0 | 30000 | 669413.3565 | 19 | 7083.3333 | 2169.776 | 148.8989 | 22916.6667 | 126136.0105 | 30000 | 0 | 96136.0105 | 96136.0105 | 0 | 7083.3333 | 0 | 0 | 0 | 0 | 0
2022-01-26 04:00 | 0 | 0 | 35871 | 0 | 633 | 0 | 3 | 30000 | 3 | 0 | 30000 | 639413.3565 | 19 | 7083.3333 | 2169.776 | 148.8989 | 22916.6667 | 126136.0105 | 30000 | 0 | 96136.0105 | 96136.0105 | 0 | 7083.3333 | 0 | 0 | 0 | 0 | 0
2022-01-26 05:00 | 0 | 0 | 35871 | 0 | 633 | 0 | 3 | 30000 | 3 | 0 | 30000 | 609413.3565 | 19 | 7083.3333 | 2169.776 | 148.8989 | 22916.6667 | 126136.0105 | 30000 | 0 | 96136.0105 | 96136.0105 | 0 | 7083.3333 | 0 | 0 | 0 | 0 | 0
2022-01-26 06:00 | 0 | 0 | 35871 | 0 | 633 | 0 | 3 | 30000 | 3 | 0 | 30000 | 579413.3565 | 19 | 7083.3333 | 2169.776 | 148.8989 | 22916.6667 | 126136.0105 | 30000 | 0 | 96136.0105 | 96136.0105 | 0 | 7083.3333 | 0 | 0 | 0 | 0 | 0
2022-01-26 07:00 | 0.0212 | 0.09785 | 35871 | 737.6512 | 633 | 10356.2092 | 3 | 30000 | 3 | 0 | 19643.7908 | 549413.3565 | 19 | 7820.9846 | 2169.776 | 164.4051 | 22916.6667 | 126136.0105 | 30737.6512 | 0 | 95398.3593 | 95398.3593 | -2.2737e-13 | 7820.9846 | 0 | 0 | 0 | 0 | 0
2022-01-26 08:00 | 0.1987 | 0.62934 | 35871 | 6913.7407 | 633 | 66607.8352 | 3 | 25502.926 | 2.5503 | 41104.9092 | 0 | 529769.5657 | 19 | 9500 | 2169.776 | 199.6997 | 22916.6667 | 126136.0105 | 32416.6667 | 0 | 93719.3438 | 93719.3438 | 0 | 9500 | 0 | 0 | 0 | 0 | 0
2022-01-26 09:00 | 0.4012 | 0.84254 | 35871 | 13959.7018 | 633 | 89172.4115 | 3 | 18456.9648 | 1.8457 | 70715.4467 | 0 | 570874.4749 | 19 | 9500 | 2169.776 | 199.6997 | 22916.6667 | 126136.0105 | 32416.6667 | 0 | 93719.3438 | 93719.3438 | 0 | 9500 | 0 | 0 | 0 | 0 | 0
2022-01-26 10:00 | 0.56655 | 0.93526 | 35871 | 19713.0336 | 633 | 98985.6738 | 3 | 12703.6331 | 1.2704 | 86282.0407 | 0 | 641589.9216 | 19 | 9500 | 2169.776 | 199.6997 | 22916.6667 | 126136.0105 | 32416.6667 | 0 | 93719.3438 | 93719.3438 | 0 | 9500 | 0 | 0 | 0 | 0 | 0
2022-01-26 11:00 | 0.67553 | 0.97804 | 35871 | 23504.9785 | 633 | 103513.4063 | 3 | 8911.6881 | 0.89117 | 94601.7182 | 0 | 727871.9623 | 19 | 9500 | 2169.776 | 199.6997 | 22916.6667 | 126136.0105 | 32416.6667 | 0 | 93719.3438 | 93719.3438 | 588.3119 | 8911.6881 | 0 | 0 | 0 | 0 | 0
2022-01-26 12:00 | 0.71353 | 0.97985 | 35871 | 24827.1836 | 633 | 103704.9724 | 3 | 7589.4831 | 0.75895 | 96115.4893 | 0 | 822473.6804 | 19 | 9500 | 2169.776 | 199.6997 | 22916.6667 | 126136.0105 | 32416.6667 | 0 | 93719.3438 | 93719.3438 | 1910.5169 | 7589.4831 | 0 | 0 | 0 | 0 | 0
2022-01-26 13:00 | 0.68212 | 0.95356 | 35871 | 23734.2767 | 633 | 100922.5019 | 3 | 8682.3899 | 0.86824 | 92240.1119 | 0 | 918589.1697 | 19 | 9500 | 2169.776 | 199.6997 | 22916.6667 | 126136.0105 | 32416.6667 | 0 | 93719.3438 | 93719.3438 | 817.6101 | 8682.3899 | 0 | 0 | 0 | 0 | 0
2022-01-26 14:00 | 0.57842 | 0.88552 | 35871 | 20126.0487 | 633 | 93721.3116 | 3 | 12290.618 | 1.2291 | 81430.6936 | 0 | 1010829.2816 | 19 | 9500 | 2169.776 | 199.6997 | 22916.6667 | 126136.0105 | 32416.6667 | 0 | 93719.3438 | 93719.3438 | 0 | 9500 | 0 | 0 | 0 | 0 | 0
2022-01-26 15:00 | 0.41975 | 0.79418 | 35871 | 14605.1467 | 633 | 84054.1052 | 3 | 17811.52 | 1.7812 | 66242.5852 | 0 | 1092259.9752 | 19 | 9500 | 2169.776 | 199.6997 | 22916.6667 | 126136.0105 | 32416.6667 | 0 | 93719.3438 | 93719.3438 | 0 | 9500 | 0 | 0 | 0 | 0 | 0
2022-01-26 16:00 | 0.223 | 0.62506 | 35871 | 7759.256 | 633 | 66154.8503 | 3 | 24657.4107 | 2.4657 | 41497.4396 | 0 | 1158502.5604 | 19 | 9500 | 2169.776 | 199.6997 | 22916.6667 | 126136.0105 | 32416.6667 | 0 | 93719.3438 | 93719.3438 | 0 | 9500 | 0 | 0 | 0 | 0 | 0
2022-01-26 17:00 | 0.0355 | 0.15042 | 35871 | 1235.2179 | 633 | 15920.0918 | 3 | 30000 | 3 | 0 | 14079.9082 | 1200000 | 19 | 8318.5512 | 2169.776 | 174.8644 | 22916.6667 | 126136.0105 | 31235.2179 | 0 | 94900.7926 | 94900.7926 | 1235.2179 | 7083.3333 | 0 | 0 | 0 | 0 | 0
2022-01-26 18:00 | 0 | 0 | 35871 | 0 | 633 | 0 | 3 | 30000 | 3 | 0 | 30000 | 1185920.0918 | 19 | 7083.3333 | 2169.776 | 148.8989 | 22916.6667 | 126136.0105 | 30000 | 0 | 96136.0105 | 96136.0105 | 0 | 7083.3333 | 0 | 0 | 0 | 0 | 0
2022-01-26 19:00 | 0 | 0 | 35871 | 0 | 633 | 0 | 3 | 30000 | 3 | 0 | 30000 | 1155920.0918 | 19 | 7083.3333 | 2169.776 | 148.8989 | 22916.6667 | 126136.0105 | 30000 | 0 | 96136.0105 | 96136.0105 | 0 | 7083.3333 | 0 | 0 | 0 | 0 | 0
2022-01-26 20:00 | 0 | 0 | 35871 | 0 | 633 | 0 | 3 | 30000 | 3 | 0 | 30000 | 1125920.0918 | 19 | 7083.3333 | 2169.776 | 148.8989 | 22916.6667 | 126136.0105 | 30000 | 0 | 96136.0105 | 96136.0105 | 0 | 7083.3333 | 0 | 0 | 0 | 0 | 0
2022-01-26 21:00 | 0 | 0 | 35871 | 0 | 633 | 0 | 3 | 30000 | 3 | 0 | 30000 | 1095920.0918 | 19 | 7083.3333 | 2169.776 | 148.8989 | 22916.6667 | 126136.0105 | 30000 | 0 | 96136.0105 | 96136.0105 | 0 | 7083.3333 | 0 | 0 | 0 | 0 | 0
2022-01-26 22:00 | 0 | 0 | 35871 | 0 | 633 | 0 | 3 | 30000 | 3 | 0 | 30000 | 1065920.0918 | 19 | 7083.3333 | 2169.776 | 148.8989 | 22916.6667 | 126136.0105 | 30000 | 0 | 96136.0105 | 96136.0105 | 0 | 7083.3333 | 0 | 0 | 0 | 0 | 0
2022-01-26 23:00 | 0 | 0 | 35871 | 0 | 633 | 0 | 3 | 30000 | 3 | 0 | 30000 | 1035920.0918 | 19 | 7083.3333 | 2169.776 | 148.8989 | 22916.6667 | 126136.0105 | 30000 | 0 | 96136.0105 | 96136.0105 | 0 | 7083.3333 | 0 | 0 | 0 | 0 | 0
2022-01-27 | 0 | 0 | 35871 | 0 | 633 | 0 | 3 | 30000 | 3 | 0 | 30000 | 1005920.0918 | 19 | 6875 | 2169.776 | 144.5195 | 23125 | 126344.3438 | 30000 | 0 | 96344.3438 | 96344.3438 | 0 | 6875 | 0 | 0 | 0 | 0 | 0
2022-01-27 01:00 | 0 | 0 | 35871 | 0 | 633 | 0 | 3 | 30000 | 3 | 0 | 30000 | 975920.0918 | 19 | 6875 | 2169.776 | 144.5195 | 23125 | 126344.3438 | 30000 | 0 | 96344.3438 | 96344.3438 | 0 | 6875 | 0 | 0 | 0 | 0 | 0
2022-01-27 02:00 | 0 | 0 | 35871 | 0 | 633 | 0 | 3 | 30000 | 3 | 0 | 30000 | 945920.0918 | 19 | 6875 | 2169.776 | 144.5195 | 23125 | 126344.3438 | 30000 | 0 | 96344.3438 | 96344.3438 | 0 | 6875 | 0 | 0 | 0 | 0 | 0
2022-01-27 03:00 | 0 | 0 | 35871 | 0 | 633 | 0 | 3 | 30000 | 3 | 0 | 30000 | 915920.0918 | 19 | 6875 | 2169.776 | 144.5195 | 23125 | 126344.3438 | 30000 | 0 | 96344.3438 | 96344.3438 | 0 | 6875 | 0 | 0 | 0 | 0 | 0
2022-01-27 04:00 | 0 | 0 | 35871 | 0 | 633 | 0 | 3 | 30000 | 3 | 0 | 30000 | 885920.0918 | 19 | 6875 | 2169.776 | 144.5195 | 23125 | 126344.3438 | 30000 | 0 | 96344.3438 | 96344.3438 | 0 | 6875 | 0 | 0 | 0 | 0 | 0
2022-01-27 05:00 | 0 | 0 | 35871 | 0 | 633 | 0 | 3 | 30000 | 3 | 0 | 30000 | 855920.0918 | 19 | 6875 | 2169.776 | 144.5195 | 23125 | 126344.3438 | 30000 | 0 | 96344.3438 | 96344.3438 | 0 | 6875 | 0 | 0 | 0 | 0 | 0
2022-01-27 06:00 | 0 | 0 | 35871 | 0 | 633 | 0 | 3 | 30000 | 3 | 0 | 30000 | 825920.0918 | 19 | 6875 | 2169.776 | 144.5195 | 23125 | 126344.3438 | 30000 | 0 | 96344.3438 | 96344.3438 | 0 | 6875 | 0 | 0 | 0 | 0 | 0
2022-01-27 07:00 | 0.01792 | 0.01537 | 35871 | 623.5241 | 633 | 1626.7239 | 3 | 30000 | 3 | 0 | 28373.2761 | 795920.0918 | 19 | 7498.5241 | 2169.776 | 157.6266 | 23125 | 126344.3438 | 30623.5241 | 0 | 95720.8198 | 95720.8198 | -1.1369e-13 | 7498.5241 | 0 | 0 | 0 | 0 | 0
2022-01-27 08:00 | 0.16435 | 0.34217 | 35871 | 5718.5369 | 633 | 36214.4516 | 3 | 26906.4631 | 2.6906 | 9307.9885 | 0 | 767546.8157 | 19 | 9500 | 2169.776 | 199.6997 | 23125 | 126344.3438 | 32625 | 0 | 93719.3438 | 93719.3438 | 0 | 9500 | 0 | 0 | 0 | 0 | 0
2022-01-27 09:00 | 0.32405 | 0.43419 | 35871 | 11275.2776 | 633 | 45953.6275 | 3 | 21349.7224 | 2.135 | 24603.9052 | 0 | 776854.8042 | 19 | 9500 | 2169.776 | 199.6997 | 23125 | 126344.3438 | 32625 | 0 | 93719.3438 | 93719.3438 | 0 | 9500 | 0 | 0 | 0 | 0 | 0
2022-01-27 10:00 | 0.45777 | 0.4228 | 35871 | 15928.0476 | 633 | 44748.1373 | 3 | 16696.9524 | 1.6697 | 28051.1849 | 0 | 801458.7093 | 19 | 9500 | 2169.776 | 199.6997 | 23125 | 126344.3438 | 32625 | 0 | 93719.3438 | 93719.3438 | 0 | 9500 | 0 | 0 | 0 | 0 | 0
2022-01-27 11:00 | 0.5338 | 0.2201 | 35871 | 18573.5016 | 633 | 23294.8558 | 3 | 14051.4984 | 1.4051 | 9243.3574 | 0 | 829509.8943 | 19 | 9500 | 2169.776 | 199.6997 | 23125 | 126344.3438 | 32625 | 0 | 93719.3438 | 93719.3438 | 0 | 9500 | 0 | 0 | 0 | 0 | 0
2022-01-27 12:00 | 0.48745 | 0.11644 | 35871 | 16960.7594 | 633 | 12323.7301 | 3 | 15664.2406 | 1.5664 | 0 | 3340.5105 | 838753.2516 | 19 | 9500 | 2169.776 | 199.6997 | 23125 | 126344.3438 | 32625 | 0 | 93719.3438 | 93719.3438 | 0 | 9500 | 0 | 0 | 0 | 0 | 0
2022-01-27 13:00 | 0.44092 | 0.31547 | 35871 | 15341.7541 | 633 | 33388.5877 | 3 | 17283.2459 | 1.7283 | 16105.3418 | 0 | 835412.7412 | 19 | 9500 | 2169.776 | 199.6997 | 23125 | 126344.3438 | 32625 | 0 | 93719.3438 | 93719.3438 | 0 | 9500 | 0 | 0 | 0 | 0 | 0
2022-01-27 14:00 | 0.39998 | 0.23257 | 35871 | 13917.2521 | 633 | 24614.6506 | 3 | 18707.7479 | 1.8708 | 5906.9027 | 0 | 851518.0829 | 19 | 9500 | 2169.776 | 199.6997 | 23125 | 126344.3438 | 32625 | 0 | 93719.3438 | 93719.3438 | 0 | 9500 | 0 | 0 | 0 | 0 | 0
2022-01-27 15:00 | 0.2964 | 0.22409 | 35871 | 10313.1995 | 633 | 23717.1478 | 3 | 22311.8005 | 2.2312 | 1405.3473 | 0 | 857424.9856 | 19 | 9500 | 2169.776 | 199.6997 | 23125 | 126344.3438 | 32625 | 0 | 93719.3438 | 93719.3438 | 0 | 9500 | 0 | 0 | 0 | 0 | 0
2022-01-27 16:00 | 0.17215 | 0.19125 | 35871 | 5989.9369 | 633 | 20241.441 | 3 | 26635.0631 | 2.6635 | 0 | 6393.6221 | 858830.3329 | 19 | 9500 | 2169.776 | 199.6997 | 23125 | 126344.3438 | 32625 | 0 | 93719.3438 | 93719.3438 | 0 | 9500 | 0 | 0 | 0 | 0 | 0
2022-01-27 17:00 | 0.03077 | 0.04014 | 35871 | 1070.6381 | 633 | 4248.3213 | 3 | 30000 | 3 | 0 | 25751.6787 | 852436.7108 | 19 | 7945.6381 | 2169.776 | 167.0254 | 23125 | 126344.3438 | 31070.6381 | 0 | 95273.7057 | 95273.7057 | -2.2737e-13 | 7945.6381 | 0 | 0 | 0 | 0 | 0
2022-01-27 18:00 | 0 | 0 | 35871 | 0 | 633 | 0 | 3 | 30000 | 3 | 0 | 30000 | 826685.032 | 19 | 6875 | 2169.776 | 144.5195 | 23125 | 126344.3438 | 30000 | 0 | 96344.3438 | 96344.3438 | 0 | 6875 | 0 | 0 | 0 | 0 | 0
2022-01-27 19:00 | 0 | 0 | 35871 | 0 | 633 | 0 | 3 | 30000 | 3 | 0 | 30000 | 796685.032 | 19 | 6875 | 2169.776 | 144.5195 | 23125 | 126344.3438 | 30000 | 0 | 96344.3438 | 96344.3438 | 0 | 6875 | 0 | 0 | 0 | 0 | 0
2022-01-27 20:00 | 0 | 0 | 35871 | 0 | 633 | 0 | 3 | 30000 | 3 | 0 | 30000 | 766685.032 | 19 | 6875 | 2169.776 | 144.5195 | 23125 | 126344.3438 | 30000 | 0 | 96344.3438 | 96344.3438 | 0 | 6875 | 0 | 0 | 0 | 0 | 0
2022-01-27 21:00 | 0 | 0 | 35871 | 0 | 633 | 0 | 3 | 30000 | 3 | 0 | 30000 | 736685.032 | 19 | 6875 | 2169.776 | 144.5195 | 23125 | 126344.3438 | 30000 | 0 | 96344.3438 | 96344.3438 | 0 | 6875 | 0 | 0 | 0 | 0 | 0
2022-01-27 22:00 | 0 | 0 | 35871 | 0 | 633 | 0 | 3 | 30000 | 3 | 0 | 30000 | 706685.032 | 19 | 6875 | 2169.776 | 144.5195 | 23125 | 126344.3438 | 30000 | 0 | 96344.3438 | 96344.3438 | 0 | 6875 | 0 | 0 | 0 | 0 | 0
2022-01-27 23:00 | 0 | 0 | 35871 | 0 | 633 | 0 | 3 | 30000 | 3 | 0 | 30000 | 676685.032 | 19 | 6875 | 2169.776 | 144.5195 | 23125 | 126344.3438 | 30000 | 0 | 96344.3438 | 96344.3438 | 0 | 6875 | 0 | 0 | 0 | 0 | 0
2022-01-28 | 0 | 0 | 35871 | 0 | 633 | 0 | 3 | 30000 | 3 | 0 | 30000 | 646685.032 | 19 | 7666.6667 | 2169.776 | 161.1612 | 22333.3333 | 125552.6772 | 30000 | 0 | 95552.6772 | 95552.6772 | 0 | 7666.6667 | 0 | 0 | 0 | 0 | 0
2022-01-28 01:00 | 0 | 0 | 35871 | 0 | 633 | 0 | 3 | 30000 | 3 | 0 | 30000 | 616685.032 | 19 | 7666.6667 | 2169.776 | 161.1612 | 22333.3333 | 125552.6772 | 30000 | 0 | 95552.6772 | 95552.6772 | 0 | 7666.6667 | 0 | 0 | 0 | 0 | 0
2022-01-28 02:00 | 0 | 0 | 35871 | 0 | 633 | 0 | 3 | 30000 | 3 | 0 | 30000 | 586685.032 | 19 | 7666.6667 | 2169.776 | 161.1612 | 22333.3333 | 125552.6772 | 30000 | 0 | 95552.6772 | 95552.6772 | 0 | 7666.6667 | 0 | 0 | 0 | 0 | 0
2022-01-28 03:00 | 0 | 0 | 35871 | 0 | 633 | 0 | 3 | 30000 | 3 | 0 | 30000 | 556685.032 | 19 | 7666.6667 | 2169.776 | 161.1612 | 22333.3333 | 125552.6772 | 30000 | 0 | 95552.6772 | 95552.6772 | 0 | 7666.6667 | 0 | 0 | 0 | 0 | 0
2022-01-28 04:00 | 0 | 0 | 35871 | 0 | 633 | 0 | 3 | 30000 | 3 | 0 | 30000 | 526685.032 | 19 | 7666.6667 | 2169.776 | 161.1612 | 22333.3333 | 125552.6772 | 30000 | 0 | 95552.6772 | 95552.6772 | 0 | 7666.6667 | 0 | 0 | 0 | 0 | 0
2022-01-28 05:00 | 0 | 0 | 35871 | 0 | 633 | 0 | 3 | 30000 | 3 | 0 | 30000 | 496685.032 | 19 | 7666.6667 | 2169.776 | 161.1612 | 22333.3333 | 125552.6772 | 30000 | 0 | 95552.6772 | 95552.6772 | 0 | 7666.6667 | 0 | 0 | 0 | 0 | 0
2022-01-28 06:00 | 0 | 0 | 35871 | 0 | 633 | 0 | 3 | 30000 | 3 | 0 | 30000 | 466685.032 | 19 | 7666.6667 | 2169.776 | 161.1612 | 22333.3333 | 125552.6772 | 30000 | 0 | 95552.6772 | 95552.6772 | 0 | 7666.6667 | 0 | 0 | 0 | 0 | 0
2022-01-28 07:00 | 0.02125 | 0.09905 | 35871 | 739.391 | 633 | 10483.2143 | 3 | 30000 | 3 | 0 | 19516.7857 | 436685.032 | 19 | 8406.0577 | 2169.776 | 176.7039 | 22333.3333 | 125552.6772 | 30739.391 | 0 | 94813.2862 | 94813.2862 | -2.2737e-13 | 8406.0577 | 0 | 0 | 0 | 0 | 0
2022-01-28 08:00 | 0.18848 | 0.51225 | 35871 | 6558.1371 | 633 | 54215.3106 | 3 | 25275.1962 | 2.5275 | 28940.1144 | 0 | 417168.2463 | 19 | 9500 | 2169.776 | 199.6997 | 22333.3333 | 125552.6772 | 31833.3333 | 0 | 93719.3438 | 93719.3438 | 0 | 9500 | 0 | 0 | 0 | 0 | 0
2022-01-28 09:00 | 0.38308 | 0.72856 | 35871 | 13329.2188 | 633 | 77109.0419 | 3 | 18504.1145 | 1.8504 | 58604.9273 | 0 | 446108.3607 | 19 | 9500 | 2169.776 | 199.6997 | 22333.3333 | 125552.6772 | 31833.3333 | 0 | 93719.3438 | 93719.3438 | 0 | 9500 | 0 | 0 | 0 | 0 | 0
2022-01-28 10:00 | 0.54955 | 0.87695 | 35871 | 19121.5208 | 633 | 92814.2833 | 3 | 12711.8125 | 1.2712 | 80102.4708 | 0 | 504713.288 | 19 | 9500 | 2169.776 | 199.6997 | 22333.3333 | 125552.6772 | 31833.3333 | 0 | 93719.3438 | 93719.3438 | 0 | 9500 | 0 | 0 | 0 | 0 | 0
2022-01-28 11:00 | 0.66238 | 0.88013 | 35871 | 23047.426 | 633 | 93150.8469 | 3 | 8785.9073 | 0.87859 | 84364.9395 | 0 | 584815.7588 | 19 | 9500 | 2169.776 | 199.6997 | 22333.3333 | 125552.6772 | 31833.3333 | 0 | 93719.3438 | 93719.3438 | 714.0927 | 8785.9073 | 0 | 0 | 0 | 0 | 0
2022-01-28 12:00 | 0.65958 | 0.83841 | 35871 | 22950.0004 | 633 | 88735.3022 | 3 | 8883.333 | 0.88833 | 79851.9692 | 0 | 669180.6983 | 19 | 9500 | 2169.776 | 199.6997 | 22333.3333 | 125552.6772 | 31833.3333 | 0 | 93719.3438 | 93719.3438 | 616.667 | 8883.333 | 0 | 0 | 0 | 0 | 0
2022-01-28 13:00 | 0.6038 | 0.6087 | 35871 | 21009.1425 | 633 | 64423.3471 | 3 | 10824.1908 | 1.0824 | 53599.1563 | 0 | 749032.6676 | 19 | 9500 | 2169.776 | 199.6997 | 22333.3333 | 125552.6772 | 31833.3333 | 0 | 93719.3438 | 93719.3438 | 0 | 9500 | 0 | 0 | 0 | 0 | 0
2022-01-28 14:00 | 0.47995 | 0.49515 | 35871 | 16699.7979 | 633 | 52405.4876 | 3 | 15133.5355 | 1.5134 | 37271.9522 | 0 | 802631.8239 | 19 | 9500 | 2169.776 | 199.6997 | 22333.3333 | 125552.6772 | 31833.3333 | 0 | 93719.3438 | 93719.3438 | 0 | 9500 | 0 | 0 | 0 | 0 | 0
2022-01-28 15:00 | 0.32562 | 0.40864 | 35871 | 11329.9056 | 633 | 43249.4769 | 3 | 20503.4278 | 2.0503 | 22746.0491 | 0 | 839903.776 | 19 | 9500 | 2169.776 | 199.6997 | 22333.3333 | 125552.6772 | 31833.3333 | 0 | 93719.3438 | 93719.3438 | 0 | 9500 | 0 | 0 | 0 | 0 | 0
2022-01-28 16:00 | 0.17295 | 0.1789 | 35871 | 6017.7728 | 633 | 18934.3466 | 3 | 25815.5606 | 2.5816 | 0 | 6881.2139 | 862649.8251 | 19 | 9500 | 2169.776 | 199.6997 | 22333.3333 | 125552.6772 | 31833.3333 | 0 | 93719.3438 | 93719.3438 | 0 | 9500 | 0 | 0 | 0 | 0 | 0
2022-01-28 17:00 | 0.02992 | 0.02676 | 35871 | 1041.0625 | 633 | 2832.2142 | 3 | 30000 | 3 | 0 | 27167.7858 | 855768.6112 | 19 | 8707.7292 | 2169.776 | 183.0454 | 22333.3333 | 125552.6772 | 31041.0625 | 0 | 94511.6147 | 94511.6147 | 1041.0625 | 7666.6667 | 0 | 0 | 0 | 0 | 0
2022-01-28 18:00 | 0 | 0 | 35871 | 0 | 633 | 0 | 3 | 30000 | 3 | 0 | 30000 | 828600.8254 | 19 | 7666.6667 | 2169.776 | 161.1612 | 22333.3333 | 125552.6772 | 30000 | 0 | 95552.6772 | 95552.6772 | 0 | 7666.6667 | 0 | 0 | 0 | 0 | 0
2022-01-28 19:00 | 0 | 0 | 35871 | 0 | 633 | 0 | 3 | 30000 | 3 | 0 | 30000 | 798600.8254 | 19 | 7666.6667 | 2169.776 | 161.1612 | 22333.3333 | 125552.6772 | 30000 | 0 | 95552.6772 | 95552.6772 | 0 | 7666.6667 | 0 | 0 | 0 | 0 | 0
2022-01-28 20:00 | 0 | 0 | 35871 | 0 | 633 | 0 | 3 | 30000 | 3 | 0 | 30000 | 768600.8254 | 19 | 7666.6667 | 2169.776 | 161.1612 | 22333.3333 | 125552.6772 | 30000 | 0 | 95552.6772 | 95552.6772 | 0 | 7666.6667 | 0 | 0 | 0 | 0 | 0
2022-01-28 21:00 | 0 | 0 | 35871 | 0 | 633 | 0 | 3 | 30000 | 3 | 0 | 30000 | 738600.8254 | 19 | 7666.6667 | 2169.776 | 161.1612 | 22333.3333 | 125552.6772 | 30000 | 0 | 95552.6772 | 95552.6772 | 0 | 7666.6667 | 0 | 0 | 0 | 0 | 0
2022-01-28 22:00 | 0 | 0 | 35871 | 0 | 633 | 0 | 3 | 30000 | 3 | 0 | 30000 | 708600.8254 | 19 | 7666.6667 | 2169.776 | 161.1612 | 22333.3333 | 125552.6772 | 30000 | 0 | 95552.6772 | 95552.6772 | 0 | 7666.6667 | 0 | 0 | 0 | 0 | 0
2022-01-28 23:00 | 0 | 0 | 35871 | 0 | 633 | 0 | 3 | 30000 | 3 | 0 | 30000 | 678600.8254 | 19 | 7666.6667 | 2169.776 | 161.1612 | 22333.3333 | 125552.6772 | 30000 | 0 | 95552.6772 | 95552.6772 | 0 | 7666.6667 | 0 | 0 | 0 | 0 | 0
2022-01-29 | 0 | 0 | 35871 | 0 | 633 | 0 | 3 | 30000 | 3 | 0 | 30000 | 648600.8254 | 19 | 6841.6667 | 2169.776 | 143.8188 | 23158.3333 | 126377.6772 | 30000 | 0 | 96377.6772 | 96377.6772 | 0 | 6841.6667 | 0 | 0 | 0 | 0 | 0
2022-01-29 01:00 | 0 | 0 | 35871 | 0 | 633 | 0 | 3 | 30000 | 3 | 0 | 30000 | 618600.8254 | 19 | 6841.6667 | 2169.776 | 143.8188 | 23158.3333 | 126377.6772 | 30000 | 0 | 96377.6772 | 96377.6772 | 0 | 6841.6667 | 0 | 0 | 0 | 0 | 0
2022-01-29 02:00 | 0 | 0 | 35871 | 0 | 633 | 0 | 3 | 30000 | 3 | 0 | 30000 | 588600.8254 | 19 | 6841.6667 | 2169.776 | 143.8188 | 23158.3333 | 126377.6772 | 30000 | 0 | 96377.6772 | 96377.6772 | 0 | 6841.6667 | 0 | 0 | 0 | 0 | 0
2022-01-29 03:00 | 0 | 0 | 35871 | 0 | 633 | 0 | 3 | 30000 | 3 | 0 | 30000 | 558600.8254 | 19 | 6841.6667 | 2169.776 | 143.8188 | 23158.3333 | 126377.6772 | 30000 | 0 | 96377.6772 | 96377.6772 | 0 | 6841.6667 | 0 | 0 | 0 | 0 | 0
2022-01-29 04:00 | 0 | 0 | 35871 | 0 | 633 | 0 | 3 | 30000 | 3 | 0 | 30000 | 528600.8254 | 19 | 6841.6667 | 2169.776 | 143.8188 | 23158.3333 | 126377.6772 | 30000 | 0 | 96377.6772 | 96377.6772 | 0 | 6841.6667 | 0 | 0 | 0 | 0 | 0
2022-01-29 05:00 | 0 | 0 | 35871 | 0 | 633 | 0 | 3 | 30000 | 3 | 0 | 30000 | 498600.8254 | 19 | 6841.6667 | 2169.776 | 143.8188 | 23158.3333 | 126377.6772 | 30000 | 0 | 96377.6772 | 96377.6772 | 0 | 6841.6667 | 0 | 0 | 0 | 0 | 0
2022-01-29 06:00 | 0 | 0 | 35871 | 0 | 633 | 0 | 3 | 30000 | 3 | 0 | 30000 | 468600.8254 | 19 | 6841.6667 | 2169.776 | 143.8188 | 23158.3333 | 126377.6772 | 30000 | 0 | 96377.6772 | 96377.6772 | 0 | 6841.6667 | 0 | 0 | 0 | 0 | 0
2022-01-29 07:00 | 0.02048 | 0.03158 | 35871 | 712.5989 | 633 | 3342.3514 | 3 | 30000 | 3 | 0 | 26657.6486 | 438600.8254 | 19 | 7554.2656 | 2169.776 | 158.7984 | 23158.3333 | 126377.6772 | 30712.5989 | 0 | 95665.0782 | 95665.0782 | -4.5475e-13 | 7554.2656 | 0 | 0 | 0 | 0 | 0
2022-01-29 08:00 | 0.18812 | 0.44348 | 35871 | 6545.6109 | 633 | 46936.8588 | 3 | 26112.7224 | 2.6113 | 20824.1365 | 0 | 411943.1768 | 19 | 9500 | 2169.776 | 199.6997 | 23158.3333 | 126377.6772 | 32658.3333 | 0 | 93719.3438 | 93719.3438 | 0 | 9500 | 0 | 0 | 0 | 0 | 0
2022-01-29 09:00 | 0.3885 | 0.66912 | 35871 | 13517.807 | 633 | 70818.0549 | 3 | 19140.5263 | 1.9141 | 51677.5286 | 0 | 432767.3132 | 19 | 9500 | 2169.776 | 199.6997 | 23158.3333 | 126377.6772 | 32658.3333 | 0 | 93719.3438 | 93719.3438 | 0 | 9500 | 0 | 0 | 0 | 0 | 0
2022-01-29 10:00 | 0.55547 | 0.77554 | 35871 | 19327.5064 | 633 | 82081.2923 | 3 | 13330.8269 | 1.3331 | 68750.4654 | 0 | 484444.8418 | 19 | 9500 | 2169.776 | 199.6997 | 23158.3333 | 126377.6772 | 32658.3333 | 0 | 93719.3438 | 93719.3438 | 0 | 9500 | 0 | 0 | 0 | 0 | 0
2022-01-29 11:00 | 0.663 | 0.82629 | 35871 | 23068.9988 | 633 | 87452.5505 | 3 | 9589.3345 | 0.95893 | 77863.216 | 0 | 553195.3072 | 19 | 9500 | 2169.776 | 199.6997 | 23158.3333 | 126377.6772 | 32658.3333 | 0 | 93719.3438 | 93719.3438 | 0 | 9500 | 0 | 0 | 0 | 0 | 0
2022-01-29 12:00 | 0.7055 | 0.84596 | 35871 | 24547.7808 | 633 | 89534.3761 | 3 | 8110.5525 | 0.81106 | 81423.8235 | 0 | 631058.5232 | 19 | 9500 | 2169.776 | 199.6997 | 23158.3333 | 126377.6772 | 32658.3333 | 0 | 93719.3438 | 93719.3438 | 1389.4475 | 8110.5525 | 0 | 0 | 0 | 0 | 0
2022-01-29 13:00 | 0.67545 | 0.82458 | 35871 | 23502.1949 | 633 | 87271.5682 | 3 | 9156.1384 | 0.91561 | 78115.4298 | 0 | 712482.3468 | 19 | 9500 | 2169.776 | 199.6997 | 23158.3333 | 126377.6772 | 32658.3333 | 0 | 93719.3438 | 93719.3438 | 343.8616 | 9156.1384 | 0 | 0 | 0 | 0 | 0
2022-01-29 14:00 | 0.5775 | 0.76723 | 35871 | 20094.0374 | 633 | 81201.7818 | 3 | 12564.2959 | 1.2564 | 68637.4859 | 0 | 790597.7766 | 19 | 9500 | 2169.776 | 199.6997 | 23158.3333 | 126377.6772 | 32658.3333 | 0 | 93719.3438 | 93719.3438 | 0 | 9500 | 0 | 0 | 0 | 0 | 0
2022-01-29 15:00 | 0.41673 | 0.65587 | 35871 | 14500.0662 | 633 | 69415.7067 | 3 | 18158.2672 | 1.8158 | 51257.4396 | 0 | 859235.2625 | 19 | 9500 | 2169.776 | 199.6997 | 23158.3333 | 126377.6772 | 32658.3333 | 0 | 93719.3438 | 93719.3438 | 0 | 9500 | 0 | 0 | 0 | 0 | 0
2022-01-29 16:00 | 0.2207 | 0.44296 | 35871 | 7679.2278 | 633 | 46881.8233 | 3 | 24979.1055 | 2.4979 | 21902.7178 | 0 | 910492.7021 | 19 | 9500 | 2169.776 | 199.6997 | 23158.3333 | 126377.6772 | 32658.3333 | 0 | 93719.3438 | 93719.3438 | 0 | 9500 | 0 | 0 | 0 | 0 | 0
2022-01-29 17:00 | 0.03645 | 0.05826 | 35871 | 1268.273 | 633 | 6166.0986 | 3 | 30000 | 3 | 0 | 23833.9014 | 932395.4198 | 19 | 8109.9397 | 2169.776 | 170.4792 | 23158.3333 | 126377.6772 | 31268.273 | 0 | 95109.4042 | 95109.4042 | 4.5475e-13 | 8109.9397 | 0 | 0 | 0 | 0 | 0
2022-01-29 18:00 | 0 | 0 | 35871 | 0 | 633 | 0 | 3 | 30000 | 3 | 0 | 30000 | 908561.5184 | 19 | 6841.6667 | 2169.776 | 143.8188 | 23158.3333 | 126377.6772 | 30000 | 0 | 96377.6772 | 96377.6772 | 0 | 6841.6667 | 0 | 0 | 0 | 0 | 0
2022-01-29 19:00 | 0 | 0 | 35871 | 0 | 633 | 0 | 3 | 30000 | 3 | 0 | 30000 | 878561.5184 | 19 | 6841.6667 | 2169.776 | 143.8188 | 23158.3333 | 126377.6772 | 30000 | 0 | 96377.6772 | 96377.6772 | 0 | 6841.6667 | 0 | 0 | 0 | 0 | 0
2022-01-29 20:00 | 0 | 0 | 35871 | 0 | 633 | 0 | 3 | 30000 | 3 | 0 | 30000 | 848561.5184 | 19 | 6841.6667 | 2169.776 | 143.8188 | 23158.3333 | 126377.6772 | 30000 | 0 | 96377.6772 | 96377.6772 | 0 | 6841.6667 | 0 | 0 | 0 | 0 | 0
2022-01-29 21:00 | 0 | 0 | 35871 | 0 | 633 | 0 | 3 | 30000 | 3 | 0 | 30000 | 818561.5184 | 19 | 6841.6667 | 2169.776 | 143.8188 | 23158.3333 | 126377.6772 | 30000 | 0 | 96377.6772 | 96377.6772 | 0 | 6841.6667 | 0 | 0 | 0 | 0 | 0
2022-01-29 22:00 | 0 | 0 | 35871 | 0 | 633 | 0 | 3 | 30000 | 3 | 0 | 30000 | 788561.5184 | 19 | 6841.6667 | 2169.776 | 143.8188 | 23158.3333 | 126377.6772 | 30000 | 0 | 96377.6772 | 96377.6772 | 0 | 6841.6667 | 0 | 0 | 0 | 0 | 0
2022-01-29 23:00 | 0 | 0 | 35871 | 0 | 633 | 0 | 3 | 30000 | 3 | 0 | 30000 | 758561.5184 | 19 | 6841.6667 | 2169.776 | 143.8188 | 23158.3333 | 126377.6772 | 30000 | 0 | 96377.6772 | 96377.6772 | 0 | 6841.6667 | 0 | 0 | 0 | 0 | 0
2022-01-30 | 0 | 0 | 35871 | 0 | 633 | 0 | 3 | 30000 | 3 | 0 | 30000 | 728561.5184 | 19 | 8450 | 2169.776 | 177.6276 | 21550 | 124769.3438 | 30000 | 0 | 94769.3438 | 94769.3438 | 0 | 8450 | 0 | 0 | 0 | 0 | 0
2022-01-30 01:00 | 0 | 0 | 35871 | 0 | 633 | 0 | 3 | 30000 | 3 | 0 | 30000 | 698561.5184 | 19 | 8450 | 2169.776 | 177.6276 | 21550 | 124769.3438 | 30000 | 0 | 94769.3438 | 94769.3438 | 0 | 8450 | 0 | 0 | 0 | 0 | 0
2022-01-30 02:00 | 0 | 0 | 35871 | 0 | 633 | 0 | 3 | 30000 | 3 | 0 | 30000 | 668561.5184 | 19 | 8450 | 2169.776 | 177.6276 | 21550 | 124769.3438 | 30000 | 0 | 94769.3438 | 94769.3438 | 0 | 8450 | 0 | 0 | 0 | 0 | 0
2022-01-30 03:00 | 0 | 0 | 35871 | 0 | 633 | 0 | 3 | 30000 | 3 | 0 | 30000 | 638561.5184 | 19 | 8450 | 2169.776 | 177.6276 | 21550 | 124769.3438 | 30000 | 0 | 94769.3438 | 94769.3438 | 0 | 8450 | 0 | 0 | 0 | 0 | 0
2022-01-30 04:00 | 0 | 0 | 35871 | 0 | 633 | 0 | 3 | 30000 | 3 | 0 | 30000 | 608561.5184 | 19 | 8450 | 2169.776 | 177.6276 | 21550 | 124769.3438 | 30000 | 0 | 94769.3438 | 94769.3438 | 0 | 8450 | 0 | 0 | 0 | 0 | 0
2022-01-30 05:00 | 0 | 0 | 35871 | 0 | 633 | 0 | 3 | 30000 | 3 | 0 | 30000 | 578561.5184 | 19 | 8450 | 2169.776 | 177.6276 | 21550 | 124769.3438 | 30000 | 0 | 94769.3438 | 94769.3438 | 0 | 8450 | 0 | 0 | 0 | 0 | 0
2022-01-30 06:00 | 0 | 0 | 35871 | 0 | 633 | 0 | 3 | 30000 | 3 | 0 | 30000 | 548561.5184 | 19 | 8450 | 2169.776 | 177.6276 | 21550 | 124769.3438 | 30000 | 0 | 94769.3438 | 94769.3438 | 0 | 8450 | 0 | 0 | 0 | 0 | 0
2022-01-30 07:00 | 0.01895 | 0.0016 | 35871 | 659.3628 | 633 | 169.3402 | 3 | 30000 | 3 | 0 | 29830.6598 | 518561.5184 | 19 | 9109.3628 | 2169.776 | 191.4881 | 21550 | 124769.3438 | 30659.3628 | 0 | 94109.9811 | 94109.9811 | 659.3628 | 8450 | 0 | 0 | 0 | 0 | 0
2022-01-30 08:00 | 0.16965 | 0.22919 | 35871 | 5902.9497 | 633 | 24256.9195 | 3 | 25147.0503 | 2.5147 | 0 | 890.1308 | 488730.8586 | 19 | 9500 | 2169.776 | 199.6997 | 21550 | 124769.3438 | 31050 | 0 | 93719.3438 | 93719.3438 | 0 | 9500 | 0 | 0 | 0 | 0 | 0
2022-01-30 09:00 | 0.34805 | 0.35827 | 35871 | 12110.3545 | 633 | 37918.437 | 3 | 18939.6455 | 1.894 | 18978.7915 | 0 | 487840.7278 | 19 | 9500 | 2169.776 | 199.6997 | 21550 | 124769.3438 | 31050 | 0 | 93719.3438 | 93719.3438 | 0 | 9500 | 0 | 0 | 0 | 0 | 0
2022-01-30 10:00 | 0.51092 | 0.46432 | 35871 | 17777.395 | 633 | 49142.5144 | 3 | 13272.605 | 1.3273 | 35869.9094 | 0 | 506819.5193 | 19 | 9500 | 2169.776 | 199.6997 | 21550 | 124769.3438 | 31050 | 0 | 93719.3438 | 93719.3438 | 0 | 9500 | 0 | 0 | 0 | 0 | 0
2022-01-30 11:00 | 0.62338 | 0.5375 | 35871 | 21690.4261 | 633 | 56887.71 | 3 | 9359.5739 | 0.93596 | 47528.1361 | 0 | 542689.4287 | 19 | 9500 | 2169.776 | 199.6997 | 21550 | 124769.3438 | 31050 | 0 | 93719.3438 | 93719.3438 | 140.4261 | 9359.5739 | 0 | 0 | 0 | 0 | 0
2022-01-30 12:00 | 0.68997 | 0.67538 | 35871 | 24007.4165 | 633 | 71480.5983 | 3 | 7042.5835 | 0.70426 | 64438.0147 | 0 | 590217.5647 | 19 | 9500 | 2169.776 | 199.6997 | 21550 | 124769.3438 | 31050 | 0 | 93719.3438 | 93719.3438 | 2457.4165 | 7042.5835 | 0 | 0 | 0 | 0 | 0
2022-01-30 13:00 | 0.6593 | 0.65102 | 35871 | 22940.2578 | 633 | 68902.3944 | 3 | 8109.7422 | 0.81097 | 60792.6521 | 0 | 654655.5795 | 19 | 9500 | 2169.776 | 199.6997 | 21550 | 124769.3438 | 31050 | 0 | 93719.3438 | 93719.3438 | 1390.2578 | 8109.7422 | 0 | 0 | 0 | 0 | 0
2022-01-30 14:00 | 0.55855 | 0.58218 | 35871 | 19434.6746 | 633 | 61616.534 | 3 | 11615.3254 | 1.1615 | 50001.2086 | 0 | 715448.2316 | 19 | 9500 | 2169.776 | 199.6997 | 21550 | 124769.3438 | 31050 | 0 | 93719.3438 | 93719.3438 | 0 | 9500 | 0 | 0 | 0 | 0 | 0
2022-01-30 15:00 | 0.39738 | 0.46841 | 35871 | 13826.7854 | 633 | 49575.3902 | 3 | 17223.2146 | 1.7223 | 32352.1757 | 0 | 765449.4402 | 19 | 9500 | 2169.776 | 199.6997 | 21550 | 124769.3438 | 31050 | 0 | 93719.3438 | 93719.3438 | 0 | 9500 | 0 | 0 | 0 | 0 | 0
2022-01-30 16:00 | 0.20793 | 0.28578 | 35871 | 7234.8973 | 633 | 30246.2693 | 3 | 23815.1027 | 2.3815 | 6431.1666 | 0 | 797801.6159 | 19 | 9500 | 2169.776 | 199.6997 | 21550 | 124769.3438 | 31050 | 0 | 93719.3438 | 93719.3438 | 0 | 9500 | 0 | 0 | 0 | 0 | 0
2022-01-30 17:00 | 0.0353 | 0.01464 | 35871 | 1228.2589 | 633 | 1549.4625 | 3 | 29821.7411 | 2.9822 | 0 | 28272.2786 | 804232.7825 | 19 | 9500 | 2169.776 | 199.6997 | 21550 | 124769.3438 | 31050 | 0 | 93719.3438 | 93719.3438 | 1228.2589 | 8271.7411 | 0 | 0 | 0 | 0 | 0
2022-01-30 18:00 | 0 | 0 | 35871 | 0 | 633 | 0 | 3 | 30000 | 3 | 0 | 30000 | 775960.5039 | 19 | 8450 | 2169.776 | 177.6276 | 21550 | 124769.3438 | 30000 | 0 | 94769.3438 | 94769.3438 | 0 | 8450 | 0 | 0 | 0 | 0 | 0
2022-01-30 19:00 | 0 | 0 | 35871 | 0 | 633 | 0 | 3 | 30000 | 3 | 0 | 30000 | 745960.5039 | 19 | 8450 | 2169.776 | 177.6276 | 21550 | 124769.3438 | 30000 | 0 | 94769.3438 | 94769.3438 | 0 | 8450 | 0 | 0 | 0 | 0 | 0
2022-01-30 20:00 | 0 | 0 | 35871 | 0 | 633 | 0 | 3 | 30000 | 3 | 0 | 30000 | 715960.5039 | 19 | 8450 | 2169.776 | 177.6276 | 21550 | 124769.3438 | 30000 | 0 | 94769.3438 | 94769.3438 | 0 | 8450 | 0 | 0 | 0 | 0 | 0
2022-01-30 21:00 | 0 | 0 | 35871 | 0 | 633 | 0 | 3 | 30000 | 3 | 0 | 30000 | 685960.5039 | 19 | 8450 | 2169.776 | 177.6276 | 21550 | 124769.3438 | 30000 | 0 | 94769.3438 | 94769.3438 | 0 | 8450 | 0 | 0 | 0 | 0 | 0
2022-01-30 22:00 | 0 | 0 | 35871 | 0 | 633 | 0 | 3 | 21550 | 2.155 | 0 | 21550 | 655960.5039 | 19 | 0 | 2169.776 | 0 | 21550 | 124769.3438 | 21550 | 0 | 103219.3438 | 103219.3438 | 0 | 0 | 0 | 0 | 0 | 0 | 0
2022-01-30 23:00 | 0 | 0 | 35871 | 0 | 633 | 0 | 3 | 26554.326 | 2.6554 | 0 | 26554.326 | 634410.5039 | 19 | 5004.326 | 2169.776 | 105.196 | 21550 | 124769.3438 | 26554.326 | 0 | 98215.0179 | 98215.0179 | 0 | 5004.326 | 0 | 0 | 0 | 0 | 0
2022-01-31 | 0 | 0 | 35871 | 0 | 633 | 0 | 3 | 30000 | 3 | 0 | 30000 | 607856.178 | 19 | 7050 | 2169.776 | 148.1982 | 22950 | 126169.3438 | 30000 | 0 | 96169.3438 | 96169.3438 | 0 | 7050 | 0 | 0 | 0 | 0 | 0
2022-01-31 01:00 | 0 | 0 | 35871 | 0 | 633 | 0 | 3 | 30000 | 3 | 0 | 30000 | 577856.178 | 19 | 7050 | 2169.776 | 148.1982 | 22950 | 126169.3438 | 30000 | 0 | 96169.3438 | 96169.3438 | 0 | 7050 | 0 | 0 | 0 | 0 | 0
2022-01-31 02:00 | 0 | 0 | 35871 | 0 | 633 | 0 | 3 | 30000 | 3 | 0 | 30000 | 547856.178 | 19 | 7050 | 2169.776 | 148.1982 | 22950 | 126169.3438 | 30000 | 0 | 96169.3438 | 96169.3438 | 0 | 7050 | 0 | 0 | 0 | 0 | 0
2022-01-31 03:00 | 0 | 0 | 35871 | 0 | 633 | 0 | 3 | 30000 | 3 | 0 | 30000 | 517856.178 | 19 | 7050 | 2169.776 | 148.1982 | 22950 | 126169.3438 | 30000 | 0 | 96169.3438 | 96169.3438 | 0 | 7050 | 0 | 0 | 0 | 0 | 0
2022-01-31 04:00 | 0 | 0 | 35871 | 0 | 633 | 0 | 3 | 30000 | 3 | 0 | 30000 | 487856.178 | 19 | 7050 | 2169.776 | 148.1982 | 22950 | 126169.3438 | 30000 | 0 | 96169.3438 | 96169.3438 | 0 | 7050 | 0 | 0 | 0 | 0 | 0
2022-01-31 05:00 | 0 | 0 | 35871 | 0 | 633 | 0 | 3 | 30000 | 3 | 0 | 30000 | 457856.178 | 19 | 7050 | 2169.776 | 148.1982 | 22950 | 126169.3438 | 30000 | 0 | 96169.3438 | 96169.3438 | 0 | 7050 | 0 | 0 | 0 | 0 | 0
2022-01-31 06:00 | 0 | 0 | 35871 | 0 | 633 | 0 | 3 | 30000 | 3 | 0 | 30000 | 427856.178 | 19 | 7050 | 2169.776 | 148.1982 | 22950 | 126169.3438 | 30000 | 0 | 96169.3438 | 96169.3438 | 0 | 7050 | 0 | 0 | 0 | 0 | 0
2022-01-31 07:00 | 0.0191 | 0.00085 | 35871 | 664.582 | 633 | 89.962 | 3 | 30000 | 3 | 0 | 29910.038 | 397856.178 | 19 | 7714.582 | 2169.776 | 162.1684 | 22950 | 126169.3438 | 30664.582 | 0 | 95504.7618 | 95504.7618 | 1.1369e-13 | 7714.582 | 0 | 0 | 0 | 0 | 0
2022-01-31 08:00 | 0.15005 | 0.09425 | 35871 | 5220.9702 | 633 | 9975.1938 | 3 | 27229.0298 | 2.7229 | 0 | 17253.836 | 367946.1399 | 19 | 9500 | 2169.776 | 199.6997 | 22950 | 126169.3438 | 32450 | 0 | 93719.3438 | 93719.3438 | 0 | 9500 | 0 | 0 | 0 | 0 | 0
2022-01-31 09:00 | 0.28898 | 0.13613 | 35871 | 10055.0215 | 633 | 14407.6725 | 3 | 14407.6725 | 1.4408 | 3.638e-12 | 0 | 350692.304 | 19 | 1512.694 | 2169.776 | 31.7984 | 22950 | 126169.3438 | 24462.694 | 0 | 101706.6498 | 101706.6498 | 0 | 1512.694 | 0 | 0 | 0 | 0 | 0
2022-01-31 10:00 | 0.41498 | 0.17045 | 35871 | 14439.1752 | 633 | 18040.0189 | 3 | 8510.8248 | 0.85108 | 9529.1941 | 0 | 350692.304 | 19 | 0 | 2169.776 | 0 | 22950 | 126169.3438 | 22950 | 0 | 103219.3438 | 103219.3438 | 0 | 0 | 0 | 0 | 0 | 0 | 0
2022-01-31 11:00 | 0.4701 | 0.09263 | 35871 | 16357.0684 | 633 | 9803.7369 | 3 | 6592.9316 | 0.65929 | 3210.8053 | 0 | 360221.498 | 19 | 0 | 2169.776 | 0 | 22950 | 126169.3438 | 22950 | 0 | 103219.3438 | 103219.3438 | 0 | 0 | 0 | 0 | 0 | 0 | 0
2022-01-31 12:00 | 0.47615 | 0.04509 | 35871 | 16567.5774 | 633 | 4772.2174 | 3 | 6382.4226 | 0.63824 | 5.457e-12 | 1610.2053 | 363432.3033 | 19 | 0 | 2169.776 | 0 | 22950 | 126169.3438 | 22950 | 0 | 103219.3438 | 103219.3438 | 0 | 0 | 0 | 0 | 0 | 0 | 0
2022-01-31 13:00 | 0.41305 | 0.02365 | 35871 | 14372.0211 | 633 | 2503.0592 | 3 | 8577.9789 | 0.8578 | 0 | 6074.9197 | 361822.098 | 19 | 5.457e-12 | 2169.776 | 1.1471e-13 | 22950 | 126169.3438 | 22950 | 0 | 103219.3438 | 103219.3438 | 5.457e-12 | 0 | 0 | 0 | 0 | 0 | 0
2022-01-31 14:00 | 0.41135 | 0.13368 | 35871 | 14312.8698 | 633 | 14148.3704 | 3 | 8637.1302 | 0.86371 | 5511.2401 | 0 | 355747.1783 | 19 | 0 | 2169.776 | 0 | 22950 | 126169.3438 | 22950 | 0 | 103219.3438 | 103219.3438 | 0 | 0 | 0 | 0 | 0 | 0 | 0
2022-01-31 15:00 | 0.2791 | 0.1083 | 35871 | 9711.2482 | 633 | 11462.2121 | 3 | 13238.7518 | 1.3239 | 0 | 1776.5397 | 361258.4185 | 19 | 0 | 2169.776 | 0 | 22950 | 126169.3438 | 22950 | 0 | 103219.3438 | 103219.3438 | 0 | 0 | 0 | 0 | 0 | 0 | 0
2022-01-31 16:00 | 0.15557 | 0.04026 | 35871 | 5413.0379 | 633 | 4261.0218 | 3 | 17536.9621 | 1.7537 | 0 | 13275.9403 | 359481.8788 | 19 | 3.638e-12 | 2169.776 | 7.6474e-14 | 22950 | 126169.3438 | 22950 | 0 | 103219.3438 | 103219.3438 | 3.638e-12 | 0 | 0 | 0 | 0 | 0 | 0
2022-01-31 17:00 | 0.03048 | 0.00034 | 35871 | 1060.5476 | 633 | 35.9848 | 3 | 21889.4524 | 2.1889 | 0 | 21853.4676 | 346205.9385 | 19 | 2.2737e-13 | 2169.776 | 4.7796e-15 | 22950 | 126169.3438 | 22950 | 0 | 103219.3438 | 103219.3438 | 2.2737e-13 | 0 | 0 | 0 | 0 | 0 | 0
2022-01-31 18:00 | 0 | 0 | 35871 | 0 | 633 | 0 | 3 | 22950 | 2.295 | 0 | 22950 | 324352.4709 | 19 | 0 | 2169.776 | 0 | 22950 | 126169.3438 | 22950 | 0 | 103219.3438 | 103219.3438 | 0 | 0 | 0 | 0 | 0 | 0 | 0
2022-01-31 19:00 | 0 | 0 | 35871 | 0 | 633 | 0 | 3 | 22950 | 2.295 | 0 | 22950 | 301402.4709 | 19 | 0 | 2169.776 | 0 | 22950 | 126169.3438 | 22950 | 0 | 103219.3438 | 103219.3438 | 0 | 0 | 0 | 0 | 0 | 0 | 0
2022-01-31 20:00 | 0 | 0 | 35871 | 0 | 633 | 0 | 3 | 22950 | 2.295 | 0 | 22950 | 278452.4709 | 19 | 0 | 2169.776 | 0 | 22950 | 126169.3438 | 22950 | 0 | 103219.3438 | 103219.3438 | 0 | 0 | 0 | 0 | 0 | 0 | 0
2022-01-31 21:00 | 0 | 0 | 35871 | 0 | 633 | 0 | 3 | 22950 | 2.295 | 0 | 22950 | 255502.4709 | 19 | 0 | 2169.776 | 0 | 22950 | 126169.3438 | 22950 | 0 | 103219.3438 | 103219.3438 | 0 | 0 | 0 | 0 | 0 | 0 | 0
2022-01-31 22:00 | 0 | 0 | 35871 | 0 | 633 | 0 | 3 | 22950 | 2.295 | 0 | 22950 | 232552.4709 | 19 | 0 | 2169.776 | 0 | 22950 | 126169.3438 | 22950 | 0 | 103219.3438 | 103219.3438 | 0 | 0 | 0 | 0 | 0 | 0 | 0
2022-01-31 23:00 | 0 | 0 | 35871 | 0 | 633 | 0 | 3 | 22950 | 2.295 | 0 | 22950 | 209602.4709 | 19 | 0 | 2169.776 | 0 | 22950 | 126169.3438 | 22950 | 0 | 103219.3438 | 103219.3438 | 0 | 0 | 0 | 0 | 0 | 0 | 0
2022-02-01 | 0 | 0 | 35871 | 0 | 633 | 0 | 3 | 23929.1667 | 2.3929 | 0 | 23929.1667 | 186652.4709 | 19 | 0 | 2284.1988 | 0 | 23929.1667 | 132591.766 | 23929.1667 | 0 | 108662.5993 | 108662.5993 | 0 | 0 | 0 | 0 | 0 | 0 | 0
2022-02-01 01:00 | 0 | 0 | 35871 | 0 | 633 | 0 | 3 | 23929.1667 | 2.3929 | 0 | 23929.1667 | 162723.3042 | 19 | 0 | 2284.1988 | 0 | 23929.1667 | 132591.766 | 23929.1667 | 0 | 108662.5993 | 108662.5993 | 0 | 0 | 0 | 0 | 0 | 0 | 0
2022-02-01 02:00 | 0 | 0 | 35871 | 0 | 633 | 0 | 3 | 23929.1667 | 2.3929 | 0 | 23929.1667 | 138794.1376 | 19 | 0 | 2284.1988 | 0 | 23929.1667 | 132591.766 | 23929.1667 | 0 | 108662.5993 | 108662.5993 | 0 | 0 | 0 | 0 | 0 | 0 | 0
2022-02-01 03:00 | 0 | 0 | 35871 | 0 | 633 | 0 | 3 | 23929.1667 | 2.3929 | 0 | 23929.1667 | 114864.9709 | 19 | 0 | 2284.1988 | 0 | 23929.1667 | 132591.766 | 23929.1667 | 0 | 108662.5993 | 108662.5993 | 0 | 0 | 0 | 0 | 0 | 0 | 0
2022-02-01 04:00 | 0 | 0 | 35871 | 0 | 633 | 0 | 3 | 23929.1667 | 2.3929 | 0 | 23929.1667 | 90935.8042 | 19 | 0 | 2284.1988 | 0 | 23929.1667 | 132591.766 | 23929.1667 | 0 | 108662.5993 | 108662.5993 | 0 | 0 | 0 | 0 | 0 | 0 | 0
2022-02-01 05:00 | 0 | 0 | 35871 | 0 | 633 | 0 | 3 | 23929.1667 | 2.3929 | 0 | 23929.1667 | 67006.6376 | 19 | 0 | 2284.1988 | 0 | 23929.1667 | 132591.766 | 23929.1667 | 0 | 108662.5993 | 108662.5993 | 0 | 0 | 0 | 0 | 0 | 0 | 0
2022-02-01 06:00 | 0 | 0 | 35871 | 0 | 633 | 0 | 3 | 23929.1667 | 2.3929 | 0 | 23929.1667 | 43077.4709 | 19 | 0 | 2284.1988 | 0 | 23929.1667 | 132591.766 | 23929.1667 | 0 | 108662.5993 | 108662.5993 | 0 | 0 | 0 | 0 | 0 | 0 | 0
2022-02-01 07:00 | 0.02367 | 0.03739 | 35871 | 823.5946 | 633 | 3957.2679 | 3 | 23105.5721 | 2.3106 | 0 | 19148.3042 | 19148.3042 | 19 | -2.2737e-13 | 2284.1988 | -4.7796e-15 | 23929.1667 | 132591.766 | 23929.1667 | 0 | 108662.5993 | 108662.5993 | -2.2737e-13 | 0 | 0 | 0 | 0 | 0 | 0
2022-02-01 08:00 | 0.20385 | 0.52011 | 35871 | 7092.9342 | 633 | 55047.1941 | 3 | 26336.2324 | 2.6336 | 28710.9617 | 0 | 0 | 19 | 9500 | 2284.1988 | 199.6997 | 23929.1667 | 132591.766 | 33429.1667 | 0 | 99162.5993 | 99162.5993 | 0 | 9500 | 0 | 0 | 0 | 0 | 0
2022-02-01 09:00 | 0.41077 | 0.74436 | 35871 | 14292.6887 | 633 | 78781.2759 | 3 | 19136.4779 | 1.9136 | 59644.798 | 0 | 28710.9617 | 19 | 9500 | 2284.1988 | 199.6997 | 23929.1667 | 132591.766 | 33429.1667 | 0 | 99162.5993 | 99162.5993 | 0 | 9500 | 0 | 0 | 0 | 0 | 0
2022-02-01 10:00 | 0.58167 | 0.86866 | 35871 | 20239.132 | 633 | 91936.8896 | 3 | 13190.0346 | 1.319 | 78746.855 | 0 | 88355.7597 | 19 | 9500 | 2284.1988 | 199.6997 | 23929.1667 | 132591.766 | 33429.1667 | 0 | 99162.5993 | 99162.5993 | 0 | 9500 | 0 | 0 | 0 | 0 | 0
2022-02-01 11:00 | 0.69138 | 0.91985 | 35871 | 24056.4772 | 633 | 97354.7164 | 3 | 9372.6894 | 0.93727 | 87982.0269 | 0 | 167102.6147 | 19 | 9500 | 2284.1988 | 199.6997 | 23929.1667 | 132591.766 | 33429.1667 | 0 | 99162.5993 | 99162.5993 | 127.3106 | 9372.6894 | 0 | 0 | 0 | 0 | 0
2022-02-01 12:00 | 0.71703 | 0.81287 | 35871 | 24948.9656 | 633 | 86032.2099 | 3 | 8480.201 | 0.84802 | 77552.0089 | 0 | 255084.6416 | 19 | 9500 | 2284.1988 | 199.6997 | 23929.1667 | 132591.766 | 33429.1667 | 0 | 99162.5993 | 99162.5993 | 1019.799 | 8480.201 | 0 | 0 | 0 | 0 | 0
2022-02-01 13:00 | 0.69162 | 0.81813 | 35871 | 24064.828 | 633 | 86588.9157 | 3 | 9364.3387 | 0.93643 | 77224.577 | 0 | 332636.6505 | 19 | 9500 | 2284.1988 | 199.6997 | 23929.1667 | 132591.766 | 33429.1667 | 0 | 99162.5993 | 99162.5993 | 135.6613 | 9364.3387 | 0 | 0 | 0 | 0 | 0
2022-02-01 14:00 | 0.59492 | 0.78708 | 35871 | 20700.1641 | 633 | 83302.6582 | 3 | 12729.0026 | 1.2729 | 70573.6556 | 0 | 409861.2275 | 19 | 9500 | 2284.1988 | 199.6997 | 23929.1667 | 132591.766 | 33429.1667 | 0 | 99162.5993 | 99162.5993 | 0 | 9500 | 0 | 0 | 0 | 0 | 0
2022-02-01 15:00 | 0.43415 | 0.67407 | 35871 | 15106.1928 | 633 | 71341.951 | 3 | 18322.9739 | 1.8323 | 53018.9772 | 0 | 480434.8831 | 19 | 9500 | 2284.1988 | 199.6997 | 23929.1667 | 132591.766 | 33429.1667 | 0 | 99162.5993 | 99162.5993 | 0 | 9500 | 0 | 0 | 0 | 0 | 0
2022-02-01 16:00 | 0.23548 | 0.49249 | 35871 | 8193.496 | 633 | 52123.9596 | 3 | 25235.6707 | 2.5236 | 26888.2889 | 0 | 533453.8603 | 19 | 9500 | 2284.1988 | 199.6997 | 23929.1667 | 132591.766 | 33429.1667 | 0 | 99162.5993 | 99162.5993 | 0 | 9500 | 0 | 0 | 0 | 0 | 0
2022-02-01 17:00 | 0.0432 | 0.087 | 35871 | 1503.1384 | 633 | 9207.8712 | 3 | 30000 | 3 | 0 | 20792.1288 | 560342.1492 | 19 | 7573.9717 | 2284.1988 | 159.2126 | 23929.1667 | 132591.766 | 31503.1384 | 0 | 101088.6276 | 101088.6276 | 6.8212e-13 | 7573.9717 | 0 | 0 | 0 | 0 | 0
2022-02-01 18:00 | 0 | 0 | 35871 | 0 | 633 | 0 | 3 | 30000 | 3 | 0 | 30000 | 539550.0204 | 19 | 6070.8333 | 2284.1988 | 127.6151 | 23929.1667 | 132591.766 | 30000 | 0 | 102591.766 | 102591.766 | 0 | 6070.8333 | 0 | 0 | 0 | 0 | 0
2022-02-01 19:00 | 0 | 0 | 35871 | 0 | 633 | 0 | 3 | 30000 | 3 | 0 | 30000 | 509550.0204 | 19 | 6070.8333 | 2284.1988 | 127.6151 | 23929.1667 | 132591.766 | 30000 | 0 | 102591.766 | 102591.766 | 0 | 6070.8333 | 0 | 0 | 0 | 0 | 0
2022-02-01 20:00 | 0 | 0 | 35871 | 0 | 633 | 0 | 3 | 30000 | 3 | 0 | 30000 | 479550.0204 | 19 | 6070.8333 | 2284.1988 | 127.6151 | 23929.1667 | 132591.766 | 30000 | 0 | 102591.766 | 102591.766 | 0 | 6070.8333 | 0 | 0 | 0 | 0 | 0
2022-02-01 21:00 | 0 | 0 | 35871 | 0 | 633 | 0 | 3 | 30000 | 3 | 0 | 30000 | 449550.0204 | 19 | 6070.8333 | 2284.1988 | 127.6151 | 23929.1667 | 132591.766 | 30000 | 0 | 102591.766 | 102591.766 | 0 | 6070.8333 | 0 | 0 | 0 | 0 | 0
2022-02-01 22:00 | 0 | 0 | 35871 | 0 | 633 | 0 | 3 | 30000 | 3 | 0 | 30000 | 419550.0204 | 19 | 6070.8333 | 2284.1988 | 127.6151 | 23929.1667 | 132591.766 | 30000 | 0 | 102591.766 | 102591.766 | 0 | 6070.8333 | 0 | 0 | 0 | 0 | 0
2022-02-01 23:00 | 0 | 0 | 35871 | 0 | 633 | 0 | 3 | 30000 | 3 | 0 | 30000 | 389550.0204 | 19 | 6070.8333 | 2284.1988 | 127.6151 | 23929.1667 | 132591.766 | 30000 | 0 | 102591.766 | 102591.766 | 0 | 6070.8333 | 0 | 0 | 0 | 0 | 0
2022-02-02 | 0 | 0 | 35871 | 0 | 633 | 0 | 3 | 30000 | 3 | 0 | 30000 | 359550.0204 | 19 | 6483.3333 | 2284.1988 | 136.2863 | 23516.6667 | 132179.266 | 30000 | 0 | 102179.266 | 102179.266 | 0 | 6483.3333 | 0 | 0 | 0 | 0 | 0
2022-02-02 01:00 | 0 | 0 | 35871 | 0 | 633 | 0 | 3 | 30000 | 3 | 0 | 30000 | 329550.0204 | 19 | 6483.3333 | 2284.1988 | 136.2863 | 23516.6667 | 132179.266 | 30000 | 0 | 102179.266 | 102179.266 | 0 | 6483.3333 | 0 | 0 | 0 | 0 | 0
2022-02-02 02:00 | 0 | 0 | 35871 | 0 | 633 | 0 | 3 | 30000 | 3 | 0 | 30000 | 299550.0204 | 19 | 6483.3333 | 2284.1988 | 136.2863 | 23516.6667 | 132179.266 | 30000 | 0 | 102179.266 | 102179.266 | 0 | 6483.3333 | 0 | 0 | 0 | 0 | 0
2022-02-02 03:00 | 0 | 0 | 35871 | 0 | 633 | 0 | 3 | 30000 | 3 | 0 | 30000 | 269550.0204 | 19 | 6483.3333 | 2284.1988 | 136.2863 | 23516.6667 | 132179.266 | 30000 | 0 | 102179.266 | 102179.266 | 0 | 6483.3333 | 0 | 0 | 0 | 0 | 0
2022-02-02 04:00 | 0 | 0 | 35871 | 0 | 633 | 0 | 3 | 30000 | 3 | 0 | 30000 | 239550.0204 | 19 | 6483.3333 | 2284.1988 | 136.2863 | 23516.6667 | 132179.266 | 30000 | 0 | 102179.266 | 102179.266 | 0 | 6483.3333 | 0 | 0 | 0 | 0 | 0
2022-02-02 05:00 | 0 | 0 | 35871 | 0 | 633 | 0 | 3 | 30000 | 3 | 0 | 30000 | 209550.0204 | 19 | 6483.3333 | 2284.1988 | 136.2863 | 23516.6667 | 132179.266 | 30000 | 0 | 102179.266 | 102179.266 | 0 | 6483.3333 | 0 | 0 | 0 | 0 | 0
2022-02-02 06:00 | 0 | 0 | 35871 | 0 | 633 | 0 | 3 | 30000 | 3 | 0 | 30000 | 179550.0204 | 19 | 6483.3333 | 2284.1988 | 136.2863 | 23516.6667 | 132179.266 | 30000 | 0 | 102179.266 | 102179.266 | 0 | 6483.3333 | 0 | 0 | 0 | 0 | 0
2022-02-02 07:00 | 0.0259 | 0.04367 | 35871 | 901.1871 | 633 | 4621.928 | 3 | 30000 | 3 | 0 | 25378.072 | 149550.0204 | 19 | 7384.5205 | 2284.1988 | 155.2302 | 23516.6667 | 132179.266 | 30901.1871 | 0 | 101278.0789 | 101278.0789 | 2.2737e-13 | 7384.5205 | 0 | 0 | 0 | 0 | 0
2022-02-02 08:00 | 0.21202 | 0.53017 | 35871 | 7377.2083 | 633 | 56111.9204 | 3 | 25639.4583 | 2.5639 | 30472.4621 | 0 | 124171.9484 | 19 | 9500 | 2284.1988 | 199.6997 | 23516.6667 | 132179.266 | 33016.6667 | 0 | 99162.5993 | 99162.5993 | 0 | 9500 | 0 | 0 | 0 | 0 | 0
2022-02-02 09:00 | 0.42108 | 0.74542 | 35871 | 14651.4239 | 633 | 78893.4638 | 3 | 18365.2428 | 1.8365 | 60528.221 | 0 | 154644.4105 | 19 | 9500 | 2284.1988 | 199.6997 | 23516.6667 | 132179.266 | 33016.6667 | 0 | 99162.5993 | 99162.5993 | 0 | 9500 | 0 | 0 | 0 | 0 | 0
2022-02-02 10:00 | 0.59242 | 0.8536 | 35871 | 20613.1769 | 633 | 90342.9754 | 3 | 12403.4898 | 1.2403 | 77939.4856 | 0 | 215172.6315 | 19 | 9500 | 2284.1988 | 199.6997 | 23516.6667 | 132179.266 | 33016.6667 | 0 | 99162.5993 | 99162.5993 | 0 | 9500 | 0 | 0 | 0 | 0 | 0
2022-02-02 11:00 | 0.70517 | 0.9017 | 35871 | 24536.2985 | 633 | 95433.7639 | 3 | 8480.3682 | 0.84804 | 86953.3957 | 0 | 293112.1171 | 19 | 9500 | 2284.1988 | 199.6997 | 23516.6667 | 132179.266 | 33016.6667 | 0 | 99162.5993 | 99162.5993 | 1019.6318 | 8480.3682 | 0 | 0 | 0 | 0 | 0
2022-02-02 12:00 | 0.73783 | 0.85353 | 35871 | 25672.6989 | 633 | 90335.5667 | 3 | 7343.9677 | 0.7344 | 82991.599 | 0 | 380065.5128 | 19 | 9500 | 2284.1988 | 199.6997 | 23516.6667 | 132179.266 | 33016.6667 | 0 | 99162.5993 | 99162.5993 | 2156.0323 | 7343.9677 | 0 | 0 | 0 | 0 | 0
2022-02-02 13:00 | 0.70755 | 0.82966 | 35871 | 24619.1103 | 633 | 87809.2232 | 3 | 8397.5564 | 0.83976 | 79411.6668 | 0 | 463057.1118 | 19 | 9500 | 2284.1988 | 199.6997 | 23516.6667 | 132179.266 | 33016.6667 | 0 | 99162.5993 | 99162.5993 | 1102.4436 | 8397.5564 | 0 | 0 | 0 | 0 | 0
2022-02-02 14:00 | 0.60497 | 0.77333 | 35871 | 21049.8525 | 633 | 81847.3912 | 3 | 11966.8142 | 1.1967 | 69880.577 | 0 | 542468.7786 | 19 | 9500 | 2284.1988 | 199.6997 | 23516.6667 | 132179.266 | 33016.6667 | 0 | 99162.5993 | 99162.5993 | 0 | 9500 | 0 | 0 | 0 | 0 | 0
2022-02-02 15:00 | 0.44188 | 0.65189 | 35871 | 15375.1572 | 633 | 68994.4731 | 3 | 17641.5095 | 1.7642 | 51352.9636 | 0 | 612349.3557 | 19 | 9500 | 2284.1988 | 199.6997 | 23516.6667 | 132179.266 | 33016.6667 | 0 | 99162.5993 | 99162.5993 | 0 | 9500 | 0 | 0 | 0 | 0 | 0
2022-02-02 16:00 | 0.24052 | 0.45918 | 35871 | 8368.8621 | 633 | 48598.5092 | 3 | 24647.8045 | 2.4648 | 23950.7046 | 0 | 663702.3192 | 19 | 9500 | 2284.1988 | 199.6997 | 23516.6667 | 132179.266 | 33016.6667 | 0 | 99162.5993 | 99162.5993 | 0 | 9500 | 0 | 0 | 0 | 0 | 0
2022-02-02 17:00 | 0.04497 | 0.06009 | 35871 | 1564.7253 | 633 | 6359.7814 | 3 | 30000 | 3 | 0 | 23640.2186 | 687653.0238 | 19 | 8048.0586 | 2284.1988 | 169.1784 | 23516.6667 | 132179.266 | 31564.7253 | 0 | 100614.5407 | 100614.5407 | 1564.7253 | 6483.3333 | 0 | 0 | 0 | 0 | 0
2022-02-02 18:00 | 0 | 0 | 35871 | 0 | 633 | 0 | 3 | 30000 | 3 | 0 | 30000 | 664012.8052 | 19 | 6483.3333 | 2284.1988 | 136.2863 | 23516.6667 | 132179.266 | 30000 | 0 | 102179.266 | 102179.266 | 0 | 6483.3333 | 0 | 0 | 0 | 0 | 0
2022-02-02 19:00 | 0 | 0 | 35871 | 0 | 633 | 0 | 3 | 30000 | 3 | 0 | 30000 | 634012.8052 | 19 | 6483.3333 | 2284.1988 | 136.2863 | 23516.6667 | 132179.266 | 30000 | 0 | 102179.266 | 102179.266 | 0 | 6483.3333 | 0 | 0 | 0 | 0 | 0
2022-02-02 20:00 | 0 | 0 | 35871 | 0 | 633 | 0 | 3 | 30000 | 3 | 0 | 30000 | 604012.8052 | 19 | 6483.3333 | 2284.1988 | 136.2863 | 23516.6667 | 132179.266 | 30000 | 0 | 102179.266 | 102179.266 | 0 | 6483.3333 | 0 | 0 | 0 | 0 | 0
2022-02-02 21:00 | 0 | 0 | 35871 | 0 | 633 | 0 | 3 | 30000 | 3 | 0 | 30000 | 574012.8052 | 19 | 6483.3333 | 2284.1988 | 136.2863 | 23516.6667 | 132179.266 | 30000 | 0 | 102179.266 | 102179.266 | 0 | 6483.3333 | 0 | 0 | 0 | 0 | 0
2022-02-02 22:00 | 0 | 0 | 35871 | 0 | 633 | 0 | 3 | 30000 | 3 | 0 | 30000 | 544012.8052 | 19 | 6483.3333 | 2284.1988 | 136.2863 | 23516.6667 | 132179.266 | 30000 | 0 | 102179.266 | 102179.266 | 0 | 6483.3333 | 0 | 0 | 0 | 0 | 0
2022-02-02 23:00 | 0 | 0 | 35871 | 0 | 633 | 0 | 3 | 30000 | 3 | 0 | 30000 | 514012.8052 | 19 | 6483.3333 | 2284.1988 | 136.2863 | 23516.6667 | 132179.266 | 30000 | 0 | 102179.266 | 102179.266 | 0 | 6483.3333 | 0 | 0 | 0 | 0 | 0
2022-02-03 | 0 | 0 | 35871 | 0 | 633 | 0 | 3 | 30000 | 3 | 0 | 30000 | 484012.8052 | 19 | 5620.8333 | 2284.1988 | 118.1557 | 24379.1667 | 133041.766 | 30000 | 0 | 103041.766 | 103041.766 | 0 | 5620.8333 | 0 | 0 | 0 | 0 | 0
2022-02-03 01:00 | 0 | 0 | 35871 | 0 | 633 | 0 | 3 | 30000 | 3 | 0 | 30000 | 454012.8052 | 19 | 5620.8333 | 2284.1988 | 118.1557 | 24379.1667 | 133041.766 | 30000 | 0 | 103041.766 | 103041.766 | 0 | 5620.8333 | 0 | 0 | 0 | 0 | 0
2022-02-03 02:00 | 0 | 0 | 35871 | 0 | 633 | 0 | 3 | 30000 | 3 | 0 | 30000 | 424012.8052 | 19 | 5620.8333 | 2284.1988 | 118.1557 | 24379.1667 | 133041.766 | 30000 | 0 | 103041.766 | 103041.766 | 0 | 5620.8333 | 0 | 0 | 0 | 0 | 0
2022-02-03 03:00 | 0 | 0 | 35871 | 0 | 633 | 0 | 3 | 30000 | 3 | 0 | 30000 | 394012.8052 | 19 | 5620.8333 | 2284.1988 | 118.1557 | 24379.1667 | 133041.766 | 30000 | 0 | 103041.766 | 103041.766 | 0 | 5620.8333 | 0 | 0 | 0 | 0 | 0
2022-02-03 04:00 | 0 | 0 | 35871 | 0 | 633 | 0 | 3 | 30000 | 3 | 0 | 30000 | 364012.8052 | 19 | 5620.8333 | 2284.1988 | 118.1557 | 24379.1667 | 133041.766 | 30000 | 0 | 103041.766 | 103041.766 | 0 | 5620.8333 | 0 | 0 | 0 | 0 | 0
2022-02-03 05:00 | 0 | 0 | 35871 | 0 | 633 | 0 | 3 | 30000 | 3 | 0 | 30000 | 334012.8052 | 19 | 5620.8333 | 2284.1988 | 118.1557 | 24379.1667 | 133041.766 | 30000 | 0 | 103041.766 | 103041.766 | 0 | 5620.8333 | 0 | 0 | 0 | 0 | 0
2022-02-03 06:00 | 0 | 0 | 35871 | 0 | 633 | 0 | 3 | 30000 | 3 | 0 | 30000 | 304012.8052 | 19 | 5620.8333 | 2284.1988 | 118.1557 | 24379.1667 | 133041.766 | 30000 | 0 | 103041.766 | 103041.766 | 0 | 5620.8333 | 0 | 0 | 0 | 0 | 0
2022-02-03 07:00 | 0.0209 | 0.00683 | 35871 | 727.2128 | 633 | 722.8708 | 3 | 30000 | 3 | 0 | 29277.1292 | 274012.8052 | 19 | 6348.0461 | 2284.1988 | 133.4424 | 24379.1667 | 133041.766 | 30727.2128 | 0 | 102314.5532 | 102314.5532 | 1.1369e-13 | 6348.0461 | 0 | 0 | 0 | 0 | 0
2022-02-03 08:00 | 0.1787 | 0.19476 | 35871 | 6217.8433 | 633 | 20612.931 | 3 | 27661.3234 | 2.7661 | 0 | 7048.3924 | 244735.676 | 19 | 9500 | 2284.1988 | 199.6997 | 24379.1667 | 133041.766 | 33879.1667 | 0 | 99162.5993 | 99162.5993 | 0 | 9500 | 0 | 0 | 0 | 0 | 0
2022-02-03 09:00 | 0.37377 | 0.47296 | 35871 | 13005.2786 | 633 | 50056.9513 | 3 | 20873.8881 | 2.0874 | 29183.0632 | 0 | 237687.2836 | 19 | 9500 | 2284.1988 | 199.6997 | 24379.1667 | 133041.766 | 33879.1667 | 0 | 99162.5993 | 99162.5993 | 0 | 9500 | 0 | 0 | 0 | 0 | 0
2022-02-03 10:00 | 0.55915 | 0.72023 | 35871 | 19455.5516 | 633 | 76227.4146 | 3 | 14423.6151 | 1.4424 | 61803.7995 | 0 | 266870.3468 | 19 | 9500 | 2284.1988 | 199.6997 | 24379.1667 | 133041.766 | 33879.1667 | 0 | 99162.5993 | 99162.5993 | 0 | 9500 | 0 | 0 | 0 | 0 | 0
2022-02-03 11:00 | 0.6622 | 0.7353 | 35871 | 23041.1629 | 633 | 77822.3873 | 3 | 10838.0038 | 1.0838 | 66984.3835 | 0 | 328674.1463 | 19 | 9500 | 2284.1988 | 199.6997 | 24379.1667 | 133041.766 | 33879.1667 | 0 | 99162.5993 | 99162.5993 | 0 | 9500 | 0 | 0 | 0 | 0 | 0
2022-02-03 12:00 | 0.66135 | 0.50145 | 35871 | 23011.5873 | 633 | 53072.2645 | 3 | 10867.5794 | 1.0868 | 42204.6851 | 0 | 395658.5299 | 19 | 9500 | 2284.1988 | 199.6997 | 24379.1667 | 133041.766 | 33879.1667 | 0 | 99162.5993 | 99162.5993 | 0 | 9500 | 0 | 0 | 0 | 0 | 0
2022-02-03 13:00 | 0.62228 | 0.52051 | 35871 | 21652.1517 | 633 | 55089.5292 | 3 | 12227.015 | 1.2227 | 42862.5142 | 0 | 437863.215 | 19 | 9500 | 2284.1988 | 199.6997 | 24379.1667 | 133041.766 | 33879.1667 | 0 | 99162.5993 | 99162.5993 | 0 | 9500 | 0 | 0 | 0 | 0 | 0
2022-02-03 14:00 | 0.52667 | 0.42616 | 35871 | 18325.4142 | 633 | 45103.7516 | 3 | 15553.7525 | 1.5554 | 29549.9991 | 0 | 480725.7292 | 19 | 9500 | 2284.1988 | 199.6997 | 24379.1667 | 133041.766 | 33879.1667 | 0 | 99162.5993 | 99162.5993 | 0 | 9500 | 0 | 0 | 0 | 0 | 0
2022-02-03 15:00 | 0.3863 | 0.39177 | 35871 | 13441.2583 | 633 | 41463.9966 | 3 | 18541.7977 | 1.8542 | 22922.1989 | 0 | 510275.7283 | 19 | 7603.8893 | 2284.1988 | 159.8415 | 24379.1667 | 133041.766 | 31983.0559 | 0 | 101058.7101 | 101058.7101 | 0 | 7603.8893 | 0 | 0 | 0 | 0 | 0
2022-02-03 16:00 | 0.2134 | 0.2828 | 35871 | 7425.2253 | 633 | 29930.8733 | 3 | 16953.9414 | 1.6954 | 12976.9319 | 0 | 533197.9272 | 19 | 3.638e-12 | 2284.1988 | 7.6474e-14 | 24379.1667 | 133041.766 | 24379.1667 | 0 | 108662.5993 | 108662.5993 | 3.638e-12 | 0 | 0 | 0 | 0 | 0 | 0
2022-02-03 17:00 | 0.0434 | 0.03756 | 35871 | 1510.0974 | 633 | 3975.2603 | 3 | 22869.0693 | 2.2869 | 0 | 18893.8091 | 546174.8591 | 19 | -9.0949e-13 | 2284.1988 | -1.9119e-14 | 24379.1667 | 133041.766 | 24379.1667 | 0 | 108662.5993 | 108662.5993 | -9.0949e-13 | 0 | 0 | 0 | 0 | 0 | 0
2022-02-03 18:00 | 0 | 0 | 35871 | 0 | 633 | 0 | 3 | 24379.1667 | 2.4379 | 0 | 24379.1667 | 527281.0501 | 19 | 0 | 2284.1988 | 0 | 24379.1667 | 133041.766 | 24379.1667 | 0 | 108662.5993 | 108662.5993 | 0 | 0 | 0 | 0 | 0 | 0 | 0
2022-02-03 19:00 | 0 | 0 | 35871 | 0 | 633 | 0 | 3 | 24379.1667 | 2.4379 | 0 | 24379.1667 | 502901.8834 | 19 | 0 | 2284.1988 | 0 | 24379.1667 | 133041.766 | 24379.1667 | 0 | 108662.5993 | 108662.5993 | 0 | 0 | 0 | 0 | 0 | 0 | 0
2022-02-03 20:00 | 0 | 0 | 35871 | 0 | 633 | 0 | 3 | 24379.1667 | 2.4379 | 0 | 24379.1667 | 478522.7167 | 19 | 0 | 2284.1988 | 0 | 24379.1667 | 133041.766 | 24379.1667 | 0 | 108662.5993 | 108662.5993 | 0 | 0 | 0 | 0 | 0 | 0 | 0
2022-02-03 21:00 | 0 | 0 | 35871 | 0 | 633 | 0 | 3 | 24379.1667 | 2.4379 | 0 | 24379.1667 | 454143.5501 | 19 | 0 | 2284.1988 | 0 | 24379.1667 | 133041.766 | 24379.1667 | 0 | 108662.5993 | 108662.5993 | 0 | 0 | 0 | 0 | 0 | 0 | 0
2022-02-03 22:00 | 0 | 0 | 35871 | 0 | 633 | 0 | 3 | 24379.1667 | 2.4379 | 0 | 24379.1667 | 429764.3834 | 19 | 0 | 2284.1988 | 0 | 24379.1667 | 133041.766 | 24379.1667 | 0 | 108662.5993 | 108662.5993 | 0 | 0 | 0 | 0 | 0 | 0 | 0
2022-02-03 23:00 | 0 | 0 | 35871 | 0 | 633 | 0 | 3 | 24379.1667 | 2.4379 | 0 | 24379.1667 | 405385.2167 | 19 | 0 | 2284.1988 | 0 | 24379.1667 | 133041.766 | 24379.1667 | 0 | 108662.5993 | 108662.5993 | 0 | 0 | 0 | 0 | 0 | 0 | 0
2022-02-04 | 0 | 0 | 35871 | 0 | 633 | 0 | 3 | 22620.8333 | 2.2621 | 0 | 22620.8333 | 381006.0501 | 19 | 0 | 2284.1988 | 0 | 22620.8333 | 131283.4327 | 22620.8333 | 0 | 108662.5993 | 108662.5993 | 0 | 0 | 0 | 0 | 0 | 0 | 0
2022-02-04 01:00 | 0 | 0 | 35871 | 0 | 633 | 0 | 3 | 22620.8333 | 2.2621 | 0 | 22620.8333 | 358385.2167 | 19 | 0 | 2284.1988 | 0 | 22620.8333 | 131283.4327 | 22620.8333 | 0 | 108662.5993 | 108662.5993 | 0 | 0 | 0 | 0 | 0 | 0 | 0
2022-02-04 02:00 | 0 | 0 | 35871 | 0 | 633 | 0 | 3 | 22620.8333 | 2.2621 | 0 | 22620.8333 | 335764.3834 | 19 | 0 | 2284.1988 | 0 | 22620.8333 | 131283.4327 | 22620.8333 | 0 | 108662.5993 | 108662.5993 | 0 | 0 | 0 | 0 | 0 | 0 | 0
2022-02-04 03:00 | 0 | 0 | 35871 | 0 | 633 | 0 | 3 | 22620.8333 | 2.2621 | 0 | 22620.8333 | 313143.5501 | 19 | 0 | 2284.1988 | 0 | 22620.8333 | 131283.4327 | 22620.8333 | 0 | 108662.5993 | 108662.5993 | 0 | 0 | 0 | 0 | 0 | 0 | 0
2022-02-04 04:00 | 0 | 0 | 35871 | 0 | 633 | 0 | 3 | 22620.8333 | 2.2621 | 0 | 22620.8333 | 290522.7167 | 19 | 0 | 2284.1988 | 0 | 22620.8333 | 131283.4327 | 22620.8333 | 0 | 108662.5993 | 108662.5993 | 0 | 0 | 0 | 0 | 0 | 0 | 0
2022-02-04 05:00 | 0 | 0 | 35871 | 0 | 633 | 0 | 3 | 22620.8333 | 2.2621 | 0 | 22620.8333 | 267901.8834 | 19 | 0 | 2284.1988 | 0 | 22620.8333 | 131283.4327 | 22620.8333 | 0 | 108662.5993 | 108662.5993 | 0 | 0 | 0 | 0 | 0 | 0 | 0
2022-02-04 06:00 | 0 | 0 | 35871 | 0 | 633 | 0 | 3 | 22620.8333 | 2.2621 | 0 | 22620.8333 | 245281.0501 | 19 | 0 | 2284.1988 | 0 | 22620.8333 | 131283.4327 | 22620.8333 | 0 | 108662.5993 | 108662.5993 | 0 | 0 | 0 | 0 | 0 | 0 | 0
2022-02-04 07:00 | 0.02142 | 0.0013 | 35871 | 745.3061 | 633 | 137.5889 | 3 | 21875.5272 | 2.1876 | 0 | 21737.9383 | 222660.2167 | 19 | 0 | 2284.1988 | 0 | 22620.8333 | 131283.4327 | 22620.8333 | 0 | 108662.5993 | 108662.5993 | 0 | 0 | 0 | 0 | 0 | 0 | 0
2022-02-04 08:00 | 0.14185 | 0.06601 | 35871 | 4935.6523 | 633 | 6986.34 | 3 | 17685.181 | 1.7685 | 0 | 10698.841 | 200922.2784 | 19 | 0 | 2284.1988 | 0 | 22620.8333 | 131283.4327 | 22620.8333 | 0 | 108662.5993 | 108662.5993 | 0 | 0 | 0 | 0 | 0 | 0 | 0
2022-02-04 09:00 | 0.2704 | 0.12267 | 35871 | 9408.5328 | 633 | 12983.0984 | 3 | 13212.3005 | 1.3212 | 0 | 229.2021 | 190223.4373 | 19 | 0 | 2284.1988 | 0 | 22620.8333 | 131283.4327 | 22620.8333 | 0 | 108662.5993 | 108662.5993 | 0 | 0 | 0 | 0 | 0 | 0 | 0
2022-02-04 10:00 | 0.37905 | 0.16599 | 35871 | 13188.9955 | 633 | 17567.9832 | 3 | 9431.8379 | 0.94318 | 8136.1454 | 0 | 189994.2352 | 19 | 3.638e-12 | 2284.1988 | 7.6474e-14 | 22620.8333 | 131283.4327 | 22620.8333 | 0 | 108662.5993 | 108662.5993 | 3.638e-12 | 0 | 0 | 0 | 0 | 0 | 0
2022-02-04 11:00 | 0.46942 | 0.21223 | 35871 | 16333.4079 | 633 | 22461.9138 | 3 | 6287.4255 | 0.62874 | 16174.4884 | 0 | 198130.3806 | 19 | 0 | 2284.1988 | 0 | 22620.8333 | 131283.4327 | 22620.8333 | 0 | 108662.5993 | 108662.5993 | 0 | 0 | 0 | 0 | 0 | 0 | 0
2022-02-04 12:00 | 0.62808 | 0.56416 | 35871 | 21853.9619 | 633 | 59709.3404 | 3 | 766.8714 | 0.076687 | 58942.469 | 0 | 214304.869 | 19 | 0 | 2284.1988 | 0 | 22620.8333 | 131283.4327 | 22620.8333 | 0 | 108662.5993 | 108662.5993 | 0 | 0 | 0 | 0 | 0 | 0 | 0
2022-02-04 13:00 | 0.57295 | 0.39389 | 35871 | 19935.7208 | 633 | 41688.3723 | 3 | 2685.1126 | 0.26851 | 39003.2597 | 0 | 273247.338 | 19 | 0 | 2284.1988 | 0 | 22620.8333 | 131283.4327 | 22620.8333 | 0 | 108662.5993 | 108662.5993 | 0 | 0 | 0 | 0 | 0 | 0 | 0
2022-02-04 14:00 | 0.41817 | 0.18069 | 35871 | 14550.1708 | 633 | 19123.7959 | 3 | 8070.6625 | 0.80707 | 11053.1334 | 0 | 312250.5977 | 19 | 0 | 2284.1988 | 0 | 22620.8333 | 131283.4327 | 22620.8333 | 0 | 108662.5993 | 108662.5993 | 0 | 0 | 0 | 0 | 0 | 0 | 0
2022-02-04 15:00 | 0.27715 | 0.21734 | 35871 | 9643.3982 | 633 | 23002.744 | 3 | 12977.4351 | 1.2977 | 10025.3089 | 0 | 323303.7311 | 19 | 0 | 2284.1988 | 0 | 22620.8333 | 131283.4327 | 22620.8333 | 0 | 108662.5993 | 108662.5993 | 0 | 0 | 0 | 0 | 0 | 0 | 0
2022-02-04 16:00 | 0.16177 | 0.12136 | 35871 | 5628.7661 | 633 | 12844.4511 | 3 | 16992.0672 | 1.6992 | 0 | 4147.6161 | 333329.04 | 19 | 0 | 2284.1988 | 0 | 22620.8333 | 131283.4327 | 22620.8333 | 0 | 108662.5993 | 108662.5993 | 0 | 0 | 0 | 0 | 0 | 0 | 0
2022-02-04 17:00 | 0.03555 | 0.00552 | 35871 | 1236.9576 | 633 | 584.2236 | 3 | 21383.8757 | 2.1384 | 0 | 20799.6522 | 329181.4239 | 19 | 9.0949e-13 | 2284.1988 | 1.9119e-14 | 22620.8333 | 131283.4327 | 22620.8333 | 0 | 108662.5993 | 108662.5993 | 9.0949e-13 | 0 | 0 | 0 | 0 | 0 | 0
2022-02-04 18:00 | 0 | 0 | 35871 | 0 | 633 | 0 | 3 | 22620.8333 | 2.2621 | 0 | 22620.8333 | 308381.7718 | 19 | 0 | 2284.1988 | 0 | 22620.8333 | 131283.4327 | 22620.8333 | 0 | 108662.5993 | 108662.5993 | 0 | 0 | 0 | 0 | 0 | 0 | 0
2022-02-04 19:00 | 0 | 0 | 35871 | 0 | 633 | 0 | 3 | 22620.8333 | 2.2621 | 0 | 22620.8333 | 285760.9384 | 19 | 0 | 2284.1988 | 0 | 22620.8333 | 131283.4327 | 22620.8333 | 0 | 108662.5993 | 108662.5993 | 0 | 0 | 0 | 0 | 0 | 0 | 0
2022-02-04 20:00 | 0 | 0 | 35871 | 0 | 633 | 0 | 3 | 22620.8333 | 2.2621 | 0 | 22620.8333 | 263140.1051 | 19 | 0 | 2284.1988 | 0 | 22620.8333 | 131283.4327 | 22620.8333 | 0 | 108662.5993 | 108662.5993 | 0 | 0 | 0 | 0 | 0 | 0 | 0
2022-02-04 21:00 | 0 | 0 | 35871 | 0 | 633 | 0 | 3 | 22620.8333 | 2.2621 | 0 | 22620.8333 | 240519.2718 | 19 | 0 | 2284.1988 | 0 | 22620.8333 | 131283.4327 | 22620.8333 | 0 | 108662.5993 | 108662.5993 | 0 | 0 | 0 | 0 | 0 | 0 | 0
2022-02-04 22:00 | 0 | 0 | 35871 | 0 | 633 | 0 | 3 | 22620.8333 | 2.2621 | 0 | 22620.8333 | 217898.4384 | 19 | 0 | 2284.1988 | 0 | 22620.8333 | 131283.4327 | 22620.8333 | 0 | 108662.5993 | 108662.5993 | 0 | 0 | 0 | 0 | 0 | 0 | 0
2022-02-04 23:00 | 0 | 0 | 35871 | 0 | 633 | 0 | 3 | 22620.8333 | 2.2621 | 0 | 22620.8333 | 195277.6051 | 19 | 0 | 2284.1988 | 0 | 22620.8333 | 131283.4327 | 22620.8333 | 0 | 108662.5993 | 108662.5993 | 0 | 0 | 0 | 0 | 0 | 0 | 0
2022-02-05 | 0 | 0 | 35871 | 0 | 633 | 0 | 3 | 22541.6667 | 2.2542 | 0 | 22541.6667 | 172656.7718 | 19 | 0 | 2284.1988 | 0 | 22541.6667 | 131204.266 | 22541.6667 | 0 | 108662.5993 | 108662.5993 | 0 | 0 | 0 | 0 | 0 | 0 | 0
2022-02-05 01:00 | 0 | 0 | 35871 | 0 | 633 | 0 | 3 | 22541.6667 | 2.2542 | 0 | 22541.6667 | 150115.1051 | 19 | 0 | 2284.1988 | 0 | 22541.6667 | 131204.266 | 22541.6667 | 0 | 108662.5993 | 108662.5993 | 0 | 0 | 0 | 0 | 0 | 0 | 0
2022-02-05 02:00 | 0 | 0 | 35871 | 0 | 633 | 0 | 3 | 22541.6667 | 2.2542 | 0 | 22541.6667 | 127573.4384 | 19 | 0 | 2284.1988 | 0 | 22541.6667 | 131204.266 | 22541.6667 | 0 | 108662.5993 | 108662.5993 | 0 | 0 | 0 | 0 | 0 | 0 | 0
2022-02-05 03:00 | 0 | 0 | 35871 | 0 | 633 | 0 | 3 | 22541.6667 | 2.2542 | 0 | 22541.6667 | 105031.7718 | 19 | 0 | 2284.1988 | 0 | 22541.6667 | 131204.266 | 22541.6667 | 0 | 108662.5993 | 108662.5993 | 0 | 0 | 0 | 0 | 0 | 0 | 0
2022-02-05 04:00 | 0 | 0 | 35871 | 0 | 633 | 0 | 3 | 22541.6667 | 2.2542 | 0 | 22541.6667 | 82490.1051 | 19 | 0 | 2284.1988 | 0 | 22541.6667 | 131204.266 | 22541.6667 | 0 | 108662.5993 | 108662.5993 | 0 | 0 | 0 | 0 | 0 | 0 | 0
2022-02-05 05:00 | 0 | 0 | 35871 | 0 | 633 | 0 | 3 | 22541.6667 | 2.2542 | 0 | 22541.6667 | 59948.4384 | 19 | 0 | 2284.1988 | 0 | 22541.6667 | 131204.266 | 22541.6667 | 0 | 108662.5993 | 108662.5993 | 0 | 0 | 0 | 0 | 0 | 0 | 0
2022-02-05 06:00 | 0 | 0 | 35871 | 0 | 633 | 0 | 3 | 22541.6667 | 2.2542 | 0 | 22541.6667 | 37406.7718 | 19 | 0 | 2284.1988 | 0 | 22541.6667 | 131204.266 | 22541.6667 | 0 | 108662.5993 | 108662.5993 | 0 | 0 | 0 | 0 | 0 | 0 | 0
2022-02-05 07:00 | 0.02662 | 0.06378 | 35871 | 926.2394 | 633 | 6750.3221 | 3 | 21615.4272 | 2.1615 | 0 | 14865.1051 | 14865.1051 | 19 | 1.1369e-13 | 2284.1988 | 2.3898e-15 | 22541.6667 | 131204.266 | 22541.6667 | 0 | 108662.5993 | 108662.5993 | 1.1369e-13 | 0 | 0 | 0 | 0 | 0 | 0
2022-02-05 08:00 | 0.1888 | 0.47066 | 35871 | 6569.2715 | 633 | 49813.5248 | 3 | 21100.3965 | 2.11 | 28713.1284 | 0 | 0 | 19 | 5128.0013 | 2284.1988 | 107.7958 | 22541.6667 | 131204.266 | 27669.6679 | 0 | 103534.5981 | 103534.5981 | 0 | 5128.0013 | 0 | 0 | 0 | 0 | 0
2022-02-05 09:00 | 0.3533 | 0.59847 | 35871 | 12293.0276 | 633 | 63340.6285 | 3 | 10248.6391 | 1.0249 | 53091.9894 | 0 | 28713.1284 | 19 | 0 | 2284.1988 | 0 | 22541.6667 | 131204.266 | 22541.6667 | 0 | 108662.5993 | 108662.5993 | 0 | 0 | 0 | 0 | 0 | 0 | 0
2022-02-05 10:00 | 0.51317 | 0.56197 | 35871 | 17855.6834 | 633 | 59477.5561 | 3 | 4685.9832 | 0.4686 | 54791.5728 | 0 | 81805.1177 | 19 | 0 | 2284.1988 | 0 | 22541.6667 | 131204.266 | 22541.6667 | 0 | 108662.5993 | 108662.5993 | 0 | 0 | 0 | 0 | 0 | 0 | 0
2022-02-05 11:00 | 0.58905 | 0.53882 | 35871 | 20495.9182 | 633 | 57027.4156 | 3 | 2045.7485 | 0.20457 | 54981.6671 | 0 | 136596.6906 | 19 | 0 | 2284.1988 | 0 | 22541.6667 | 131204.266 | 22541.6667 | 0 | 108662.5993 | 108662.5993 | 0 | 0 | 0 | 0 | 0 | 0 | 0
2022-02-05 12:00 | 0.5952 | 0.3184 | 35871 | 20709.9066 | 633 | 33698.6918 | 3 | 1831.76 | 0.18318 | 31866.9318 | 0 | 191578.3577 | 19 | 0 | 2284.1988 | 0 | 22541.6667 | 131204.266 | 22541.6667 | 0 | 108662.5993 | 108662.5993 | 0 | 0 | 0 | 0 | 0 | 0 | 0
2022-02-05 13:00 | 0.53483 | 0.62596 | 35871 | 18609.3403 | 633 | 66250.1041 | 3 | 3932.3263 | 0.39323 | 62317.7778 | 0 | 223445.2895 | 19 | 0 | 2284.1988 | 0 | 22541.6667 | 131204.266 | 22541.6667 | 0 | 108662.5993 | 108662.5993 | 0 | 0 | 0 | 0 | 0 | 0 | 0
2022-02-05 14:00 | 0.42008 | 0.19241 | 35871 | 14616.629 | 633 | 20364.2126 | 3 | 7925.0377 | 0.7925 | 12439.1749 | 0 | 285763.0673 | 19 | 0 | 2284.1988 | 0 | 22541.6667 | 131204.266 | 22541.6667 | 0 | 108662.5993 | 108662.5993 | 0 | 0 | 0 | 0 | 0 | 0 | 0
2022-02-05 15:00 | 0.3083 | 0.24962 | 35871 | 10727.2584 | 633 | 26419.1817 | 3 | 11814.4082 | 1.1814 | 14604.7735 | 0 | 298202.2422 | 19 | 0 | 2284.1988 | 0 | 22541.6667 | 131204.266 | 22541.6667 | 0 | 108662.5993 | 108662.5993 | 0 | 0 | 0 | 0 | 0 | 0 | 0
2022-02-05 16:00 | 0.17545 | 0.20727 | 35871 | 6104.7599 | 633 | 21936.9594 | 3 | 16436.9067 | 1.6437 | 5500.0526 | 0 | 312807.0157 | 19 | 0 | 2284.1988 | 0 | 22541.6667 | 131204.266 | 22541.6667 | 0 | 108662.5993 | 108662.5993 | 0 | 0 | 0 | 0 | 0 | 0 | 0
2022-02-05 17:00 | 0.04172 | 0.06779 | 35871 | 1451.642 | 633 | 7174.7309 | 3 | 21090.0247 | 2.109 | 0 | 13915.2938 | 318307.0683 | 19 | 0 | 2284.1988 | 0 | 22541.6667 | 131204.266 | 22541.6667 | 0 | 108662.5993 | 108662.5993 | 0 | 0 | 0 | 0 | 0 | 0 | 0
2022-02-05 18:00 | 0 | 0 | 35871 | 0 | 633 | 0 | 3 | 22541.6667 | 2.2542 | 0 | 22541.6667 | 304391.7745 | 19 | 0 | 2284.1988 | 0 | 22541.6667 | 131204.266 | 22541.6667 | 0 | 108662.5993 | 108662.5993 | 0 | 0 | 0 | 0 | 0 | 0 | 0
2022-02-05 19:00 | 0 | 0 | 35871 | 0 | 633 | 0 | 3 | 22541.6667 | 2.2542 | 0 | 22541.6667 | 281850.1078 | 19 | 0 | 2284.1988 | 0 | 22541.6667 | 131204.266 | 22541.6667 | 0 | 108662.5993 | 108662.5993 | 0 | 0 | 0 | 0 | 0 | 0 | 0
2022-02-05 20:00 | 0 | 0 | 35871 | 0 | 633 | 0 | 3 | 22541.6667 | 2.2542 | 0 | 22541.6667 | 259308.4412 | 19 | 0 | 2284.1988 | 0 | 22541.6667 | 131204.266 | 22541.6667 | 0 | 108662.5993 | 108662.5993 | 0 | 0 | 0 | 0 | 0 | 0 | 0
2022-02-05 21:00 | 0 | 0 | 35871 | 0 | 633 | 0 | 3 | 22541.6667 | 2.2542 | 0 | 22541.6667 | 236766.7745 | 19 | 0 | 2284.1988 | 0 | 22541.6667 | 131204.266 | 22541.6667 | 0 | 108662.5993 | 108662.5993 | 0 | 0 | 0 | 0 | 0 | 0 | 0
2022-02-05 22:00 | 0 | 0 | 35871 | 0 | 633 | 0 | 3 | 22541.6667 | 2.2542 | 0 | 22541.6667 | 214225.1078 | 19 | 0 | 2284.1988 | 0 | 22541.6667 | 131204.266 | 22541.6667 | 0 | 108662.5993 | 108662.5993 | 0 | 0 | 0 | 0 | 0 | 0 | 0
2022-02-05 23:00 | 0 | 0 | 35871 | 0 | 633 | 0 | 3 | 22541.6667 | 2.2542 | 0 | 22541.6667 | 191683.4412 | 19 | 0 | 2284.1988 | 0 | 22541.6667 | 131204.266 | 22541.6667 | 0 | 108662.5993 | 108662.5993 | 0 | 0 | 0 | 0 | 0 | 0 | 0
2022-02-06 | 0 | 0 | 35871 | 0 | 633 | 0 | 3 | 21950 | 2.195 | 0 | 21950 | 169141.7745 | 19 | 0 | 2284.1988 | 0 | 21950 | 130612.5993 | 21950 | 0 | 108662.5993 | 108662.5993 | 0 | 0 | 0 | 0 | 0 | 0 | 0
2022-02-06 01:00 | 0 | 0 | 35871 | 0 | 633 | 0 | 3 | 21950 | 2.195 | 0 | 21950 | 147191.7745 | 19 | 0 | 2284.1988 | 0 | 21950 | 130612.5993 | 21950 | 0 | 108662.5993 | 108662.5993 | 0 | 0 | 0 | 0 | 0 | 0 | 0
2022-02-06 02:00 | 0 | 0 | 35871 | 0 | 633 | 0 | 3 | 21950 | 2.195 | 0 | 21950 | 125241.7745 | 19 | 0 | 2284.1988 | 0 | 21950 | 130612.5993 | 21950 | 0 | 108662.5993 | 108662.5993 | 0 | 0 | 0 | 0 | 0 | 0 | 0
2022-02-06 03:00 | 0 | 0 | 35871 | 0 | 633 | 0 | 3 | 21950 | 2.195 | 0 | 21950 | 103291.7745 | 19 | 0 | 2284.1988 | 0 | 21950 | 130612.5993 | 21950 | 0 | 108662.5993 | 108662.5993 | 0 | 0 | 0 | 0 | 0 | 0 | 0
2022-02-06 04:00 | 0 | 0 | 35871 | 0 | 633 | 0 | 3 | 21950 | 2.195 | 0 | 21950 | 81341.7745 | 19 | 0 | 2284.1988 | 0 | 21950 | 130612.5993 | 21950 | 0 | 108662.5993 | 108662.5993 | 0 | 0 | 0 | 0 | 0 | 0 | 0
2022-02-06 05:00 | 0 | 0 | 35871 | 0 | 633 | 0 | 3 | 21950 | 2.195 | 0 | 21950 | 59391.7745 | 19 | 0 | 2284.1988 | 0 | 21950 | 130612.5993 | 21950 | 0 | 108662.5993 | 108662.5993 | 0 | 0 | 0 | 0 | 0 | 0 | 0
2022-02-06 06:00 | 0 | 0 | 35871 | 0 | 633 | 0 | 3 | 21950 | 2.195 | 0 | 21950 | 37441.7745 | 19 | 0 | 2284.1988 | 0 | 21950 | 130612.5993 | 21950 | 0 | 108662.5993 | 108662.5993 | 0 | 0 | 0 | 0 | 0 | 0 | 0
2022-02-06 07:00 | 0.02692 | 0.05217 | 35871 | 936.6779 | 633 | 5521.5476 | 3 | 21013.3221 | 2.1013 | 0 | 15491.7745 | 15491.7745 | 19 | 0 | 2284.1988 | 0 | 21950 | 130612.5993 | 21950 | 0 | 108662.5993 | 108662.5993 | 0 | 0 | 0 | 0 | 0 | 0 | 0
2022-02-06 08:00 | 0.18695 | 0.32517 | 35871 | 6504.9009 | 633 | 34415.2124 | 3 | 24945.0991 | 2.4945 | 9470.1133 | 0 | 0 | 19 | 9500 | 2284.1988 | 199.6997 | 21950 | 130612.5993 | 31450 | 0 | 99162.5993 | 99162.5993 | 0 | 9500 | 0 | 0 | 0 | 0 | 0
2022-02-06 09:00 | 0.37045 | 0.46922 | 35871 | 12889.7596 | 633 | 49661.1187 | 3 | 18560.2404 | 1.856 | 31100.8783 | 0 | 9470.1133 | 19 | 9500 | 2284.1988 | 199.6997 | 21950 | 130612.5993 | 31450 | 0 | 99162.5993 | 99162.5993 | 0 | 9500 | 0 | 0 | 0 | 0 | 0
2022-02-06 10:00 | 0.53328 | 0.53926 | 35871 | 18555.4083 | 633 | 57073.9842 | 3 | 12894.5917 | 1.2895 | 44179.3924 | 0 | 40570.9916 | 19 | 9500 | 2284.1988 | 199.6997 | 21950 | 130612.5993 | 31450 | 0 | 99162.5993 | 99162.5993 | 0 | 9500 | 0 | 0 | 0 | 0 | 0
2022-02-06 11:00 | 0.6533 | 0.86579 | 35871 | 22731.4886 | 633 | 91633.1357 | 3 | 8718.5114 | 0.87185 | 82914.6243 | 0 | 84750.3841 | 19 | 9500 | 2284.1988 | 199.6997 | 21950 | 130612.5993 | 31450 | 0 | 99162.5993 | 99162.5993 | 781.4886 | 8718.5114 | 0 | 0 | 0 | 0 | 0
2022-02-06 12:00 | 0.61525 | 0.28439 | 35871 | 21407.5438 | 633 | 30099.1551 | 3 | 10042.4562 | 1.0042 | 20056.6988 | 0 | 167665.0083 | 19 | 9500 | 2284.1988 | 199.6997 | 21950 | 130612.5993 | 31450 | 0 | 99162.5993 | 99162.5993 | 0 | 9500 | 0 | 0 | 0 | 0 | 0
2022-02-06 13:00 | 0.54278 | 0.05923 | 35871 | 18885.9595 | 633 | 6268.761 | 3 | 12564.0405 | 1.2564 | 0 | 6295.2794 | 187721.7072 | 19 | 9500 | 2284.1988 | 199.6997 | 21950 | 130612.5993 | 31450 | 0 | 99162.5993 | 99162.5993 | 0 | 9500 | 0 | 0 | 0 | 0 | 0
2022-02-06 14:00 | 0.5508 | 0.61758 | 35871 | 19165.0144 | 633 | 65363.185 | 3 | 12284.9856 | 1.2285 | 53078.1994 | 0 | 181426.4277 | 19 | 9500 | 2284.1988 | 199.6997 | 21950 | 130612.5993 | 31450 | 0 | 99162.5993 | 99162.5993 | 0 | 9500 | 0 | 0 | 0 | 0 | 0
2022-02-06 15:00 | 0.372 | 0.60939 | 35871 | 12943.6916 | 633 | 64496.3751 | 3 | 18506.3084 | 1.8506 | 45990.0667 | 0 | 234504.6271 | 19 | 9500 | 2284.1988 | 199.6997 | 21950 | 130612.5993 | 31450 | 0 | 99162.5993 | 99162.5993 | 0 | 9500 | 0 | 0 | 0 | 0 | 0
2022-02-06 16:00 | 0.21707 | 0.47523 | 35871 | 7552.9224 | 633 | 50297.2026 | 3 | 23897.0776 | 2.3897 | 26400.1251 | 0 | 280494.6939 | 19 | 9500 | 2284.1988 | 199.6997 | 21950 | 130612.5993 | 31450 | 0 | 99162.5993 | 99162.5993 | 5.457e-12 | 9500 | 0 | 0 | 0 | 0 | 0
2022-02-06 17:00 | 0.04945 | 0.19336 | 35871 | 1720.6063 | 633 | 20464.7583 | 3 | 20309.7765 | 2.031 | 154.9818 | 0 | 306894.8189 | 19 | 80.3828 | 2284.1988 | 1.6897 | 21950 | 130612.5993 | 22030.3828 | 0 | 108582.2165 | 108582.2165 | 80.3828 | 0 | 0 | 0 | 0 | 0 | 0
2022-02-06 18:00 | 0 | 0 | 35871 | 0 | 633 | 0 | 3 | 21950 | 2.195 | 0 | 21950 | 307049.8008 | 19 | 0 | 2284.1988 | 0 | 21950 | 130612.5993 | 21950 | 0 | 108662.5993 | 108662.5993 | 0 | 0 | 0 | 0 | 0 | 0 | 0
2022-02-06 19:00 | 0 | 0 | 35871 | 0 | 633 | 0 | 3 | 21950 | 2.195 | 0 | 21950 | 285099.8008 | 19 | 0 | 2284.1988 | 0 | 21950 | 130612.5993 | 21950 | 0 | 108662.5993 | 108662.5993 | 0 | 0 | 0 | 0 | 0 | 0 | 0
2022-02-06 20:00 | 0 | 0 | 35871 | 0 | 633 | 0 | 3 | 21950 | 2.195 | 0 | 21950 | 263149.8008 | 19 | 0 | 2284.1988 | 0 | 21950 | 130612.5993 | 21950 | 0 | 108662.5993 | 108662.5993 | 0 | 0 | 0 | 0 | 0 | 0 | 0
2022-02-06 21:00 | 0 | 0 | 35871 | 0 | 633 | 0 | 3 | 21950 | 2.195 | 0 | 21950 | 241199.8008 | 19 | 0 | 2284.1988 | 0 | 21950 | 130612.5993 | 21950 | 0 | 108662.5993 | 108662.5993 | 0 | 0 | 0 | 0 | 0 | 0 | 0
2022-02-06 22:00 | 0 | 0 | 35871 | 0 | 633 | 0 | 3 | 21950 | 2.195 | 0 | 21950 | 219249.8008 | 19 | 0 | 2284.1988 | 0 | 21950 | 130612.5993 | 21950 | 0 | 108662.5993 | 108662.5993 | 0 | 0 | 0 | 0 | 0 | 0 | 0
2022-02-06 23:00 | 0 | 0 | 35871 | 0 | 633 | 0 | 3 | 21950 | 2.195 | 0 | 21950 | 197299.8008 | 19 | 0 | 2284.1988 | 0 | 21950 | 130612.5993 | 21950 | 0 | 108662.5993 | 108662.5993 | 0 | 0 | 0 | 0 | 0 | 0 | 0
2022-02-07 | 0 | 0 | 35871 | 0 | 633 | 0 | 3 | 23258.3333 | 2.3258 | 0 | 23258.3333 | 175349.8008 | 19 | 0 | 2284.1988 | 0 | 23258.3333 | 131920.9327 | 23258.3333 | 0 | 108662.5993 | 108662.5993 | 0 | 0 | 0 | 0 | 0 | 0 | 0
2022-02-07 01:00 | 0 | 0 | 35871 | 0 | 633 | 0 | 3 | 23258.3333 | 2.3258 | 0 | 23258.3333 | 152091.4674 | 19 | 0 | 2284.1988 | 0 | 23258.3333 | 131920.9327 | 23258.3333 | 0 | 108662.5993 | 108662.5993 | 0 | 0 | 0 | 0 | 0 | 0 | 0
2022-02-07 02:00 | 0 | 0 | 35871 | 0 | 633 | 0 | 3 | 23258.3333 | 2.3258 | 0 | 23258.3333 | 128833.1341 | 19 | 0 | 2284.1988 | 0 | 23258.3333 | 131920.9327 | 23258.3333 | 0 | 108662.5993 | 108662.5993 | 0 | 0 | 0 | 0 | 0 | 0 | 0
2022-02-07 03:00 | 0 | 0 | 35871 | 0 | 633 | 0 | 3 | 23258.3333 | 2.3258 | 0 | 23258.3333 | 105574.8008 | 19 | 0 | 2284.1988 | 0 | 23258.3333 | 131920.9327 | 23258.3333 | 0 | 108662.5993 | 108662.5993 | 0 | 0 | 0 | 0 | 0 | 0 | 0
2022-02-07 04:00 | 0 | 0 | 35871 | 0 | 633 | 0 | 3 | 23258.3333 | 2.3258 | 0 | 23258.3333 | 82316.4674 | 19 | 0 | 2284.1988 | 0 | 23258.3333 | 131920.9327 | 23258.3333 | 0 | 108662.5993 | 108662.5993 | 0 | 0 | 0 | 0 | 0 | 0 | 0
2022-02-07 05:00 | 0 | 0 | 35871 | 0 | 633 | 0 | 3 | 23258.3333 | 2.3258 | 0 | 23258.3333 | 59058.1341 | 19 | 0 | 2284.1988 | 0 | 23258.3333 | 131920.9327 | 23258.3333 | 0 | 108662.5993 | 108662.5993 | 0 | 0 | 0 | 0 | 0 | 0 | 0
2022-02-07 06:00 | 0 | 0 | 35871 | 0 | 633 | 0 | 3 | 23258.3333 | 2.3258 | 0 | 23258.3333 | 35799.8008 | 19 | 0 | 2284.1988 | 0 | 23258.3333 | 131920.9327 | 23258.3333 | 0 | 108662.5993 | 108662.5993 | 0 | 0 | 0 | 0 | 0 | 0 | 0
2022-02-07 07:00 | 0.03038 | 0.09127 | 35871 | 1057.0682 | 633 | 9659.7978 | 3 | 22201.2652 | 2.2201 | 0 | 12541.4674 | 12541.4674 | 19 | -4.5475e-13 | 2284.1988 | -9.5593e-15 | 23258.3333 | 131920.9327 | 23258.3333 | 0 | 108662.5993 | 108662.5993 | -4.5475e-13 | 0 | 0 | 0 | 0 | 0 | 0
2022-02-07 08:00 | 0.20785 | 0.4365 | 35871 | 7232.1137 | 633 | 46198.1124 | 3 | 25526.2196 | 2.5526 | 0 | 0 | 0 | 19 | 9500 | 2284.1988 | 199.6997 | 23258.3333 | 131920.9327 | 32758.3333 | 0 | 99162.5993 | 99162.5993 | 0 | 9500 | 0 | 0 | 0 | 0 | 0
2022-02-07 09:00 | 0.40708 | 0.61487 | 35871 | 14164.2957 | 633 | 65076.3651 | 3 | 18594.0377 | 1.8594 | 0 | 0 | 0 | 19 | 9500 | 2284.1988 | 199.6997 | 23258.3333 | 131920.9327 | 32758.3333 | 0 | 99162.5993 | 99162.5993 | 0 | 9500 | 0 | 0 | 0 | 0 | 0
2022-02-07 10:00 | 0.58092 | 0.75819 | 35871 | 20213.0359 | 633 | 80245.0099 | 3 | 12545.2975 | 1.2545 | 13451.6297 | 0 | 0 | 19 | 9500 | 2284.1988 | 199.6997 | 23258.3333 | 131920.9327 | 32758.3333 | 0 | 99162.5993 | 99162.5993 | 0 | 9500 | 0 | 0 | 0 | 0 | 0
2022-02-07 11:00 | 0.69653 | 0.86543 | 35871 | 24235.6708 | 633 | 91595.0342 | 3 | 8522.6625 | 0.85227 | 83072.3716 | 0 | 13451.6297 | 19 | 9500 | 2284.1988 | 199.6997 | 23258.3333 | 131920.9327 | 32758.3333 | 0 | 99162.5993 | 99162.5993 | 977.3375 | 8522.6625 | 0 | 0 | 0 | 0 | 0
2022-02-07 12:00 | 0.73372 | 0.8283 | 35871 | 25529.692 | 633 | 87665.2841 | 3 | 7228.6413 | 0.72286 | 80436.6428 | 0 | 96524.0013 | 19 | 9500 | 2284.1988 | 199.6997 | 23258.3333 | 131920.9327 | 32758.3333 | 0 | 99162.5993 | 99162.5993 | 2271.3587 | 7228.6413 | 0 | 0 | 0 | 0 | 0
2022-02-07 13:00 | 0.6901 | 0.80016 | 35871 | 24011.9398 | 633 | 84687.014 | 3 | 8746.3935 | 0.87464 | 75940.6205 | 0 | 176960.6441 | 19 | 9500 | 2284.1988 | 199.6997 | 23258.3333 | 131920.9327 | 32758.3333 | 0 | 99162.5993 | 99162.5993 | 753.6065 | 8746.3935 | 0 | 0 | 0 | 0 | 0
2022-02-07 14:00 | 0.60892 | 0.81223 | 35871 | 21187.2922 | 633 | 85964.4738 | 3 | 11571.0411 | 1.1571 | 74393.4328 | 0 | 252901.2646 | 19 | 9500 | 2284.1988 | 199.6997 | 23258.3333 | 131920.9327 | 32758.3333 | 0 | 99162.5993 | 99162.5993 | 0 | 9500 | 0 | 0 | 0 | 0 | 0
2022-02-07 15:00 | 0.43777 | 0.70173 | 35871 | 15232.1502 | 633 | 74269.419 | 3 | 17526.1831 | 1.7526 | 56743.236 | 0 | 327294.6973 | 19 | 9500 | 2284.1988 | 199.6997 | 23258.3333 | 131920.9327 | 32758.3333 | 0 | 99162.5993 | 99162.5993 | 0 | 9500 | 0 | 0 | 0 | 0 | 0
2022-02-07 16:00 | 0.24615 | 0.51369 | 35871 | 8564.7573 | 633 | 54367.7167 | 3 | 24193.5761 | 2.4194 | 30174.1407 | 0 | 384037.9333 | 19 | 9500 | 2284.1988 | 199.6997 | 23258.3333 | 131920.9327 | 32758.3333 | 0 | 99162.5993 | 99162.5993 | 0 | 9500 | 0 | 0 | 0 | 0 | 0
2022-02-07 17:00 | 0.05553 | 0.17023 | 35871 | 1932.1591 | 633 | 18016.7346 | 3 | 30000 | 3 | 0 | 11983.2654 | 414212.0739 | 19 | 8673.8258 | 2284.1988 | 182.3327 | 23258.3333 | 131920.9327 | 31932.1591 | 0 | 99988.7735 | 99988.7735 | 1932.1591 | 6741.6667 | 0 | 0 | 0 | 0 | 0
2022-02-07 18:00 | 0 | 0 | 35871 | 0 | 633 | 0 | 3 | 30000 | 3 | 0 | 30000 | 402228.8086 | 19 | 6741.6667 | 2284.1988 | 141.7167 | 23258.3333 | 131920.9327 | 30000 | 0 | 101920.9327 | 101920.9327 | 0 | 6741.6667 | 0 | 0 | 0 | 0 | 0
2022-02-07 19:00 | 0 | 0 | 35871 | 0 | 633 | 0 | 3 | 30000 | 3 | 0 | 30000 | 372228.8086 | 19 | 6741.6667 | 2284.1988 | 141.7167 | 23258.3333 | 131920.9327 | 30000 | 0 | 101920.9327 | 101920.9327 | 0 | 6741.6667 | 0 | 0 | 0 | 0 | 0
2022-02-07 20:00 | 0 | 0 | 35871 | 0 | 633 | 0 | 3 | 30000 | 3 | 0 | 30000 | 342228.8086 | 19 | 6741.6667 | 2284.1988 | 141.7167 | 23258.3333 | 131920.9327 | 30000 | 0 | 101920.9327 | 101920.9327 | 0 | 6741.6667 | 0 | 0 | 0 | 0 | 0
2022-02-07 21:00 | 0 | 0 | 35871 | 0 | 633 | 0 | 3 | 30000 | 3 | 0 | 30000 | 312228.8086 | 19 | 6741.6667 | 2284.1988 | 141.7167 | 23258.3333 | 131920.9327 | 30000 | 0 | 101920.9327 | 101920.9327 | 0 | 6741.6667 | 0 | 0 | 0 | 0 | 0
2022-02-07 22:00 | 0 | 0 | 35871 | 0 | 633 | 0 | 3 | 30000 | 3 | 0 | 30000 | 282228.8086 | 19 | 6741.6667 | 2284.1988 | 141.7167 | 23258.3333 | 131920.9327 | 30000 | 0 | 101920.9327 | 101920.9327 | 0 | 6741.6667 | 0 | 0 | 0 | 0 | 0
2022-02-07 23:00 | 0 | 0 | 35871 | 0 | 633 | 0 | 3 | 30000 | 3 | 0 | 30000 | 252228.8086 | 19 | 6741.6667 | 2284.1988 | 141.7167 | 23258.3333 | 131920.9327 | 30000 | 0 | 101920.9327 | 101920.9327 | 0 | 6741.6667 | 0 | 0 | 0 | 0 | 0
2022-02-08 | 0 | 0 | 35871 | 0 | 633 | 0 | 3 | 30000 | 3 | 0 | 30000 | 222228.8086 | 19 | 7066.6667 | 2284.1988 | 148.5485 | 22933.3333 | 131595.9327 | 30000 | 0 | 101595.9327 | 101595.9327 | 0 | 7066.6667 | 0 | 0 | 0 | 0 | 0
2022-02-08 01:00 | 0 | 0 | 35871 | 0 | 633 | 0 | 3 | 30000 | 3 | 0 | 30000 | 192228.8086 | 19 | 7066.6667 | 2284.1988 | 148.5485 | 22933.3333 | 131595.9327 | 30000 | 0 | 101595.9327 | 101595.9327 | 0 | 7066.6667 | 0 | 0 | 0 | 0 | 0
2022-02-08 02:00 | 0 | 0 | 35871 | 0 | 633 | 0 | 3 | 30000 | 3 | 0 | 30000 | 162228.8086 | 19 | 7066.6667 | 2284.1988 | 148.5485 | 22933.3333 | 131595.9327 | 30000 | 0 | 101595.9327 | 101595.9327 | 0 | 7066.6667 | 0 | 0 | 0 | 0 | 0
2022-02-08 03:00 | 0 | 0 | 35871 | 0 | 633 | 0 | 3 | 30000 | 3 | 0 | 30000 | 132228.8086 | 19 | 7066.6667 | 2284.1988 | 148.5485 | 22933.3333 | 131595.9327 | 30000 | 0 | 101595.9327 | 101595.9327 | 0 | 7066.6667 | 0 | 0 | 0 | 0 | 0
2022-02-08 04:00 | 0 | 0 | 35871 | 0 | 633 | 0 | 3 | 30000 | 3 | 0 | 30000 | 102228.8086 | 19 | 7066.6667 | 2284.1988 | 148.5485 | 22933.3333 | 131595.9327 | 30000 | 0 | 101595.9327 | 101595.9327 | 0 | 7066.6667 | 0 | 0 | 0 | 0 | 0
2022-02-08 05:00 | 0 | 0 | 35871 | 0 | 633 | 0 | 3 | 30000 | 3 | 0 | 30000 | 72228.8086 | 19 | 7066.6667 | 2284.1988 | 148.5485 | 22933.3333 | 131595.9327 | 30000 | 0 | 101595.9327 | 101595.9327 | 0 | 7066.6667 | 0 | 0 | 0 | 0 | 0
2022-02-08 06:00 | 0 | 0 | 35871 | 0 | 633 | 0 | 3 | 30000 | 3 | 0 | 30000 | 42228.8086 | 19 | 7066.6667 | 2284.1988 | 148.5485 | 22933.3333 | 131595.9327 | 30000 | 0 | 101595.9327 | 101595.9327 | 0 | 7066.6667 | 0 | 0 | 0 | 0 | 0
2022-02-08 07:00 | 0.03583 | 0.16791 | 35871 | 1246.7002 | 633 | 17771.1914 | 3 | 30000 | 3 | 0 | 12228.8086 | 12228.8086 | 19 | 8313.3669 | 2284.1988 | 174.7555 | 22933.3333 | 131595.9327 | 31246.7002 | 0 | 100349.2325 | 100349.2325 | 1246.7002 | 7066.6667 | 0 | 0 | 0 | 0 | 0
2022-02-08 08:00 | 0.2332 | 0.66385 | 35871 | 8114.1637 | 633 | 70260.2908 | 3 | 24319.1696 | 2.4319 | 34163.4546 | 0 | 0 | 19 | 9500 | 2284.1988 | 199.6997 | 22933.3333 | 131595.9327 | 32433.3333 | 0 | 99162.5993 | 99162.5993 | 0 | 9500 | 0 | 0 | 0 | 0 | 0
2022-02-08 09:00 | 0.44077 | 0.82117 | 35871 | 15336.5348 | 633 | 86910.662 | 3 | 17096.7985 | 1.7097 | 69813.8635 | 0 | 34163.4546 | 19 | 9500 | 2284.1988 | 199.6997 | 22933.3333 | 131595.9327 | 32433.3333 | 0 | 99162.5993 | 99162.5993 | 0 | 9500 | 0 | 0 | 0 | 0 | 0
2022-02-08 10:00 | 0.6111 | 0.90852 | 35871 | 21263.1451 | 633 | 96155.5764 | 3 | 11170.1883 | 1.117 | 84985.3881 | 0 | 103977.3181 | 19 | 9500 | 2284.1988 | 199.6997 | 22933.3333 | 131595.9327 | 32433.3333 | 0 | 99162.5993 | 99162.5993 | 0 | 9500 | 0 | 0 | 0 | 0 | 0
2022-02-08 11:00 | 0.7193 | 0.93357 | 35871 | 25027.95 | 633 | 98806.8082 | 3 | 7405.3833 | 0.74054 | 91401.4249 | 0 | 188962.7061 | 19 | 9500 | 2284.1988 | 199.6997 | 22933.3333 | 131595.9327 | 32433.3333 | 0 | 99162.5993 | 99162.5993 | 2094.6167 | 7405.3833 | 0 | 0 | 0 | 0 | 0
2022-02-08 12:00 | 0.74678 | 0.85246 | 35871 | 25984.113 | 633 | 90222.3205 | 3 | 6449.2203 | 0.64492 | 83773.1002 | 0 | 280364.131 | 19 | 9500 | 2284.1988 | 199.6997 | 22933.3333 | 131595.9327 | 32433.3333 | 0 | 99162.5993 | 99162.5993 | 3050.7797 | 6449.2203 | 0 | 0 | 0 | 0 | 0
2022-02-08 13:00 | 0.72012 | 0.83428 | 35871 | 25056.4818 | 633 | 88298.1929 | 3 | 7376.8515 | 0.73769 | 80921.3414 | 0 | 364137.2312 | 19 | 9500 | 2284.1988 | 199.6997 | 22933.3333 | 131595.9327 | 32433.3333 | 0 | 99162.5993 | 99162.5993 | 2123.1485 | 7376.8515 | 0 | 0 | 0 | 0 | 0
2022-02-08 14:00 | 0.6239 | 0.79014 | 35871 | 21708.5194 | 633 | 83626.5213 | 3 | 10724.8139 | 1.0725 | 72901.7073 | 0 | 445058.5726 | 19 | 9500 | 2284.1988 | 199.6997 | 22933.3333 | 131595.9327 | 32433.3333 | 0 | 99162.5993 | 99162.5993 | 0 | 9500 | 0 | 0 | 0 | 0 | 0
2022-02-08 15:00 | 0.46325 | 0.69333 | 35871 | 16118.7235 | 633 | 73380.3832 | 3 | 16314.6098 | 1.6315 | 57065.7734 | 0 | 517960.2799 | 19 | 9500 | 2284.1988 | 199.6997 | 22933.3333 | 131595.9327 | 32433.3333 | 0 | 99162.5993 | 99162.5993 | 0 | 9500 | 0 | 0 | 0 | 0 | 0
2022-02-08 16:00 | 0.26233 | 0.5091 | 35871 | 9127.7382 | 633 | 53881.9222 | 3 | 23305.5951 | 2.3306 | 30576.3271 | 0 | 575026.0533 | 19 | 9500 | 2284.1988 | 199.6997 | 22933.3333 | 131595.9327 | 32433.3333 | 0 | 99162.5993 | 99162.5993 | 0 | 9500 | 0 | 0 | 0 | 0 | 0
2022-02-08 17:00 | 0.0593 | 0.11809 | 35871 | 2063.3358 | 633 | 12498.3622 | 3 | 30000 | 3 | 0 | 17501.6378 | 605602.3804 | 19 | 9130.0025 | 2284.1988 | 191.922 | 22933.3333 | 131595.9327 | 32063.3358 | 0 | 99532.5969 | 99532.5969 | 2063.3358 | 7066.6667 | 0 | 0 | 0 | 0 | 0
2022-02-08 18:00 | 0 | 0 | 35871 | 0 | 633 | 0 | 3 | 30000 | 3 | 0 | 30000 | 588100.7426 | 19 | 7066.6667 | 2284.1988 | 148.5485 | 22933.3333 | 131595.9327 | 30000 | 0 | 101595.9327 | 101595.9327 | 0 | 7066.6667 | 0 | 0 | 0 | 0 | 0
2022-02-08 19:00 | 0 | 0 | 35871 | 0 | 633 | 0 | 3 | 30000 | 3 | 0 | 30000 | 558100.7426 | 19 | 7066.6667 | 2284.1988 | 148.5485 | 22933.3333 | 131595.9327 | 30000 | 0 | 101595.9327 | 101595.9327 | 0 | 7066.6667 | 0 | 0 | 0 | 0 | 0
2022-02-08 20:00 | 0 | 0 | 35871 | 0 | 633 | 0 | 3 | 30000 | 3 | 0 | 30000 | 528100.7426 | 19 | 7066.6667 | 2284.1988 | 148.5485 | 22933.3333 | 131595.9327 | 30000 | 0 | 101595.9327 | 101595.9327 | 0 | 7066.6667 | 0 | 0 | 0 | 0 | 0
2022-02-08 21:00 | 0 | 0 | 35871 | 0 | 633 | 0 | 3 | 30000 | 3 | 0 | 30000 | 498100.7426 | 19 | 7066.6667 | 2284.1988 | 148.5485 | 22933.3333 | 131595.9327 | 30000 | 0 | 101595.9327 | 101595.9327 | 0 | 7066.6667 | 0 | 0 | 0 | 0 | 0
2022-02-08 22:00 | 0 | 0 | 35871 | 0 | 633 | 0 | 3 | 30000 | 3 | 0 | 30000 | 468100.7426 | 19 | 7066.6667 | 2284.1988 | 148.5485 | 22933.3333 | 131595.9327 | 30000 | 0 | 101595.9327 | 101595.9327 | 0 | 7066.6667 | 0 | 0 | 0 | 0 | 0
2022-02-08 23:00 | 0 | 0 | 35871 | 0 | 633 | 0 | 3 | 30000 | 3 | 0 | 30000 | 438100.7426 | 19 | 7066.6667 | 2284.1988 | 148.5485 | 22933.3333 | 131595.9327 | 30000 | 0 | 101595.9327 | 101595.9327 | 0 | 7066.6667 | 0 | 0 | 0 | 0 | 0
2022-02-09 | 0 | 0 | 35871 | 0 | 633 | 0 | 3 | 30000 | 3 | 0 | 30000 | 408100.7426 | 19 | 7916.6667 | 2284.1988 | 166.4164 | 22083.3333 | 130745.9327 | 30000 | 0 | 100745.9327 | 100745.9327 | 0 | 7916.6667 | 0 | 0 | 0 | 0 | 0
2022-02-09 01:00 | 0 | 0 | 35871 | 0 | 633 | 0 | 3 | 30000 | 3 | 0 | 30000 | 378100.7426 | 19 | 7916.6667 | 2284.1988 | 166.4164 | 22083.3333 | 130745.9327 | 30000 | 0 | 100745.9327 | 100745.9327 | 0 | 7916.6667 | 0 | 0 | 0 | 0 | 0
2022-02-09 02:00 | 0 | 0 | 35871 | 0 | 633 | 0 | 3 | 30000 | 3 | 0 | 30000 | 348100.7426 | 19 | 7916.6667 | 2284.1988 | 166.4164 | 22083.3333 | 130745.9327 | 30000 | 0 | 100745.9327 | 100745.9327 | 0 | 7916.6667 | 0 | 0 | 0 | 0 | 0
2022-02-09 03:00 | 0 | 0 | 35871 | 0 | 633 | 0 | 3 | 30000 | 3 | 0 | 30000 | 318100.7426 | 19 | 7916.6667 | 2284.1988 | 166.4164 | 22083.3333 | 130745.9327 | 30000 | 0 | 100745.9327 | 100745.9327 | 0 | 7916.6667 | 0 | 0 | 0 | 0 | 0
2022-02-09 04:00 | 0 | 0 | 35871 | 0 | 633 | 0 | 3 | 30000 | 3 | 0 | 30000 | 288100.7426 | 19 | 7916.6667 | 2284.1988 | 166.4164 | 22083.3333 | 130745.9327 | 30000 | 0 | 100745.9327 | 100745.9327 | 0 | 7916.6667 | 0 | 0 | 0 | 0 | 0
2022-02-09 05:00 | 0 | 0 | 35871 | 0 | 633 | 0 | 3 | 30000 | 3 | 0 | 30000 | 258100.7426 | 19 | 7916.6667 | 2284.1988 | 166.4164 | 22083.3333 | 130745.9327 | 30000 | 0 | 100745.9327 | 100745.9327 | 0 | 7916.6667 | 0 | 0 | 0 | 0 | 0
2022-02-09 06:00 | 0 | 0 | 35871 | 0 | 633 | 0 | 3 | 30000 | 3 | 0 | 30000 | 228100.7426 | 19 | 7916.6667 | 2284.1988 | 166.4164 | 22083.3333 | 130745.9327 | 30000 | 0 | 100745.9327 | 100745.9327 | 0 | 7916.6667 | 0 | 0 | 0 | 0 | 0
2022-02-09 07:00 | 0.02998 | 0.01009 | 35871 | 1043.1502 | 633 | 1067.9014 | 3 | 30000 | 3 | 0 | 28932.0986 | 198100.7426 | 19 | 8959.8169 | 2284.1988 | 188.3445 | 22083.3333 | 130745.9327 | 31043.1502 | 0 | 99702.7825 | 99702.7825 | 1043.1502 | 7916.6667 | 0 | 0 | 0 | 0 | 0
2022-02-09 08:00 | 0.20427 | 0.29828 | 35871 | 7107.5481 | 633 | 31569.2393 | 3 | 24475.7852 | 2.4476 | 7093.4541 | 0 | 169168.644 | 19 | 9500 | 2284.1988 | 199.6997 | 22083.3333 | 130745.9327 | 31583.3333 | 0 | 99162.5993 | 99162.5993 | 0 | 9500 | 0 | 0 | 0 | 0 | 0
2022-02-09 09:00 | 0.40498 | 0.49241 | 35871 | 14091.2265 | 633 | 52115.4926 | 3 | 17492.1069 | 1.7492 | 34623.3857 | 0 | 176262.098 | 19 | 9500 | 2284.1988 | 199.6997 | 22083.3333 | 130745.9327 | 31583.3333 | 0 | 99162.5993 | 99162.5993 | 0 | 9500 | 0 | 0 | 0 | 0 | 0
2022-02-09 10:00 | 0.5786 | 0.62464 | 35871 | 20132.3118 | 633 | 66110.3985 | 3 | 11451.0216 | 1.1451 | 54659.3769 | 0 | 210885.4838 | 19 | 9500 | 2284.1988 | 199.6997 | 22083.3333 | 130745.9327 | 31583.3333 | 0 | 99162.5993 | 99162.5993 | 0 | 9500 | 0 | 0 | 0 | 0 | 0
2022-02-09 11:00 | 0.6954 | 0.69405 | 35871 | 24196.3526 | 633 | 73456.5863 | 3 | 7386.9807 | 0.7387 | 66069.6055 | 0 | 265544.8607 | 19 | 9500 | 2284.1988 | 199.6997 | 22083.3333 | 130745.9327 | 31583.3333 | 0 | 99162.5993 | 99162.5993 | 2113.0193 | 7386.9807 | 0 | 0 | 0 | 0 | 0
2022-02-09 12:00 | 0.733 | 0.71844 | 35871 | 25504.6397 | 633 | 76037.9653 | 3 | 6078.6936 | 0.60787 | 69959.2717 | 0 | 331614.4662 | 19 | 9500 | 2284.1988 | 199.6997 | 22083.3333 | 130745.9327 | 31583.3333 | 0 | 99162.5993 | 99162.5993 | 3421.3064 | 6078.6936 | 0 | 0 | 0 | 0 | 0
2022-02-09 13:00 | 0.68885 | 0.64613 | 35871 | 23968.4462 | 633 | 68384.8485 | 3 | 7614.8871 | 0.76149 | 60769.9614 | 0 | 401573.738 | 19 | 9500 | 2284.1988 | 199.6997 | 22083.3333 | 130745.9327 | 31583.3333 | 0 | 99162.5993 | 99162.5993 | 1885.1129 | 7614.8871 | 0 | 0 | 0 | 0 | 0
2022-02-09 14:00 | 0.60022 | 0.59085 | 35871 | 20884.5769 | 633 | 62534.146 | 3 | 10698.7565 | 1.0699 | 51835.3895 | 0 | 462343.6993 | 19 | 9500 | 2284.1988 | 199.6997 | 22083.3333 | 130745.9327 | 31583.3333 | 0 | 99162.5993 | 99162.5993 | 0 | 9500 | 0 | 0 | 0 | 0 | 0
2022-02-09 15:00 | 0.43692 | 0.49379 | 35871 | 15202.5746 | 633 | 52261.5485 | 3 | 16380.7587 | 1.6381 | 35880.7898 | 0 | 514179.0888 | 19 | 9500 | 2284.1988 | 199.6997 | 22083.3333 | 130745.9327 | 31583.3333 | 0 | 99162.5993 | 99162.5993 | 0 | 9500 | 0 | 0 | 0 | 0 | 0
2022-02-09 16:00 | 0.24493 | 0.33663 | 35871 | 8522.3075 | 633 | 35628.1113 | 3 | 23061.0258 | 2.3061 | 12567.0855 | 0 | 550059.8786 | 19 | 9500 | 2284.1988 | 199.6997 | 22083.3333 | 130745.9327 | 31583.3333 | 0 | 99162.5993 | 99162.5993 | 0 | 9500 | 0 | 0 | 0 | 0 | 0
2022-02-09 17:00 | 0.05678 | 0.05586 | 35871 | 1975.6527 | 633 | 5912.0883 | 3 | 29607.6806 | 2.9608 | 0 | 23695.5923 | 562626.964 | 19 | 9500 | 2284.1988 | 199.6997 | 22083.3333 | 130745.9327 | 31583.3333 | 0 | 99162.5993 | 99162.5993 | 1975.6527 | 7524.3473 | 0 | 0 | 0 | 0 | 0
2022-02-09 18:00 | 0 | 0 | 35871 | 0 | 633 | 0 | 3 | 30000 | 3 | 0 | 30000 | 538931.3718 | 19 | 7916.6667 | 2284.1988 | 166.4164 | 22083.3333 | 130745.9327 | 30000 | 0 | 100745.9327 | 100745.9327 | 0 | 7916.6667 | 0 | 0 | 0 | 0 | 0
2022-02-09 19:00 | 0 | 0 | 35871 | 0 | 633 | 0 | 3 | 30000 | 3 | 0 | 30000 | 508931.3718 | 19 | 7916.6667 | 2284.1988 | 166.4164 | 22083.3333 | 130745.9327 | 30000 | 0 | 100745.9327 | 100745.9327 | 0 | 7916.6667 | 0 | 0 | 0 | 0 | 0
2022-02-09 20:00 | 0 | 0 | 35871 | 0 | 633 | 0 | 3 | 30000 | 3 | 0 | 30000 | 478931.3718 | 19 | 7916.6667 | 2284.1988 | 166.4164 | 22083.3333 | 130745.9327 | 30000 | 0 | 100745.9327 | 100745.9327 | 0 | 7916.6667 | 0 | 0 | 0 | 0 | 0
2022-02-09 21:00 | 0 | 0 | 35871 | 0 | 633 | 0 | 3 | 30000 | 3 | 0 | 30000 | 448931.3718 | 19 | 7916.6667 | 2284.1988 | 166.4164 | 22083.3333 | 130745.9327 | 30000 | 0 | 100745.9327 | 100745.9327 | 0 | 7916.6667 | 0 | 0 | 0 | 0 | 0
2022-02-09 22:00 | 0 | 0 | 35871 | 0 | 633 | 0 | 3 | 30000 | 3 | 0 | 30000 | 418931.3718 | 19 | 7916.6667 | 2284.1988 | 166.4164 | 22083.3333 | 130745.9327 | 30000 | 0 | 100745.9327 | 100745.9327 | 0 | 7916.6667 | 0 | 0 | 0 | 0 | 0
2022-02-09 23:00 | 0 | 0 | 35871 | 0 | 633 | 0 | 3 | 30000 | 3 | 0 | 30000 | 388931.3718 | 19 | 7916.6667 | 2284.1988 | 166.4164 | 22083.3333 | 130745.9327 | 30000 | 0 | 100745.9327 | 100745.9327 | 0 | 7916.6667 | 0 | 0 | 0 | 0 | 0
2022-02-10 | 0 | 0 | 35871 | 0 | 633 | 0 | 3 | 30000 | 3 | 0 | 30000 | 358931.3718 | 19 | 7083.3333 | 2284.1988 | 148.8989 | 22916.6667 | 131579.266 | 30000 | 0 | 101579.266 | 101579.266 | 0 | 7083.3333 | 0 | 0 | 0 | 0 | 0
2022-02-10 01:00 | 0 | 0 | 35871 | 0 | 633 | 0 | 3 | 30000 | 3 | 0 | 30000 | 328931.3718 | 19 | 7083.3333 | 2284.1988 | 148.8989 | 22916.6667 | 131579.266 | 30000 | 0 | 101579.266 | 101579.266 | 0 | 7083.3333 | 0 | 0 | 0 | 0 | 0
2022-02-10 02:00 | 0 | 0 | 35871 | 0 | 633 | 0 | 3 | 30000 | 3 | 0 | 30000 | 298931.3718 | 19 | 7083.3333 | 2284.1988 | 148.8989 | 22916.6667 | 131579.266 | 30000 | 0 | 101579.266 | 101579.266 | 0 | 7083.3333 | 0 | 0 | 0 | 0 | 0
2022-02-10 03:00 | 0 | 0 | 35871 | 0 | 633 | 0 | 3 | 30000 | 3 | 0 | 30000 | 268931.3718 | 19 | 7083.3333 | 2284.1988 | 148.8989 | 22916.6667 | 131579.266 | 30000 | 0 | 101579.266 | 101579.266 | 0 | 7083.3333 | 0 | 0 | 0 | 0 | 0
2022-02-10 04:00 | 0 | 0 | 35871 | 0 | 633 | 0 | 3 | 30000 | 3 | 0 | 30000 | 238931.3718 | 19 | 7083.3333 | 2284.1988 | 148.8989 | 22916.6667 | 131579.266 | 30000 | 0 | 101579.266 | 101579.266 | 0 | 7083.3333 | 0 | 0 | 0 | 0 | 0
2022-02-10 05:00 | 0 | 0 | 35871 | 0 | 633 | 0 | 3 | 30000 | 3 | 0 | 30000 | 208931.3718 | 19 | 7083.3333 | 2284.1988 | 148.8989 | 22916.6667 | 131579.266 | 30000 | 0 | 101579.266 | 101579.266 | 0 | 7083.3333 | 0 | 0 | 0 | 0 | 0
2022-02-10 06:00 | 0 | 0 | 35871 | 0 | 633 | 0 | 3 | 30000 | 3 | 0 | 30000 | 178931.3718 | 19 | 7083.3333 | 2284.1988 | 148.8989 | 22916.6667 | 131579.266 | 30000 | 0 | 101579.266 | 101579.266 | 0 | 7083.3333 | 0 | 0 | 0 | 0 | 0
2022-02-10 07:00 | 0.03962 | 0.15711 | 35871 | 1378.5727 | 633 | 16628.1453 | 3 | 30000 | 3 | 0 | 13371.8547 | 148931.3718 | 19 | 8461.9061 | 2284.1988 | 177.8779 | 22916.6667 | 131579.266 | 31378.5727 | 0 | 100200.6933 | 100200.6933 | 0 | 8461.9061 | 0 | 0 | 0 | 0 | 0
2022-02-10 08:00 | 0.2428 | 0.6463 | 35871 | 8448.1944 | 633 | 68402.8409 | 3 | 23968.4722 | 2.3968 | 44434.3686 | 0 | 135559.5171 | 19 | 9500 | 2284.1988 | 199.6997 | 22916.6667 | 131579.266 | 32416.6667 | 0 | 99162.5993 | 99162.5993 | 0 | 9500 | 0 | 0 | 0 | 0 | 0
2022-02-10 09:00 | 0.45483 | 0.8119 | 35871 | 15825.7507 | 633 | 85929.5474 | 3 | 16590.9159 | 1.6591 | 69338.6315 | 0 | 179993.8858 | 19 | 9500 | 2284.1988 | 199.6997 | 22916.6667 | 131579.266 | 32416.6667 | 0 | 99162.5993 | 99162.5993 | 0 | 9500 | 0 | 0 | 0 | 0 | 0
2022-02-10 10:00 | 0.62578 | 0.88418 | 35871 | 21773.9337 | 633 | 93579.4892 | 3 | 10642.7329 | 1.0643 | 82936.7562 | 0 | 249332.5172 | 19 | 9500 | 2284.1988 | 199.6997 | 22916.6667 | 131579.266 | 32416.6667 | 0 | 99162.5993 | 99162.5993 | 0 | 9500 | 0 | 0 | 0 | 0 | 0
2022-02-10 11:00 | 0.73097 | 0.8933 | 35871 | 25434.0061 | 633 | 94544.7281 | 3 | 6982.6605 | 0.69827 | 87562.0675 | 0 | 332269.2735 | 19 | 9500 | 2284.1988 | 199.6997 | 22916.6667 | 131579.266 | 32416.6667 | 0 | 99162.5993 | 99162.5993 | 2517.3395 | 6982.6605 | 0 | 0 | 0 | 0 | 0
2022-02-10 12:00 | 0.76195 | 0.81994 | 35871 | 26511.9512 | 633 | 86780.4817 | 3 | 5904.7155 | 0.59047 | 80875.7663 | 0 | 419831.341 | 19 | 9500 | 2284.1988 | 199.6997 | 22916.6667 | 131579.266 | 32416.6667 | 0 | 99162.5993 | 99162.5993 | 3595.2845 | 5904.7155 | 0 | 0 | 0 | 0 | 0
2022-02-10 13:00 | 0.6995 | 0.75448 | 35871 | 24339.0116 | 633 | 79852.3524 | 3 | 8077.6551 | 0.80777 | 71774.6973 | 0 | 500707.1073 | 19 | 9500 | 2284.1988 | 199.6997 | 22916.6667 | 131579.266 | 32416.6667 | 0 | 99162.5993 | 99162.5993 | 1422.3449 | 8077.6551 | 0 | 0 | 0 | 0 | 0
2022-02-10 14:00 | 0.60603 | 0.63211 | 35871 | 21086.7351 | 633 | 66901.0053 | 3 | 11329.9316 | 1.133 | 55571.0737 | 0 | 572481.8047 | 19 | 9500 | 2284.1988 | 199.6997 | 22916.6667 | 131579.266 | 32416.6667 | 0 | 99162.5993 | 99162.5993 | 0 | 9500 | 0 | 0 | 0 | 0 | 0
2022-02-10 15:00 | 0.42942 | 0.57322 | 35871 | 14941.6131 | 633 | 60668.2291 | 3 | 17475.0536 | 1.7475 | 43193.1755 | 0 | 628052.8784 | 19 | 9500 | 2284.1988 | 199.6997 | 22916.6667 | 131579.266 | 32416.6667 | 0 | 99162.5993 | 99162.5993 | 0 | 9500 | 0 | 0 | 0 | 0 | 0
2022-02-10 16:00 | 0.24282 | 0.45846 | 35871 | 8448.8903 | 633 | 48522.3061 | 3 | 23967.7763 | 2.3968 | 24554.5298 | 0 | 671246.0539 | 19 | 9500 | 2284.1988 | 199.6997 | 22916.6667 | 131579.266 | 32416.6667 | 0 | 99162.5993 | 99162.5993 | 0 | 9500 | 0 | 0 | 0 | 0 | 0
2022-02-10 17:00 | 0.06145 | 0.17032 | 35871 | 2138.1448 | 633 | 18026.26 | 3 | 30000 | 3 | 0 | 11973.74 | 695800.5836 | 19 | 9221.4781 | 2284.1988 | 193.8449 | 22916.6667 | 131579.266 | 32138.1448 | 0 | 99441.1212 | 99441.1212 | 2138.1448 | 7083.3333 | 0 | 0 | 0 | 0 | 0
2022-02-10 18:00 | 0 | 0 | 35871 | 0 | 633 | 0 | 3 | 30000 | 3 | 0 | 30000 | 683826.8437 | 19 | 7083.3333 | 2284.1988 | 148.8989 | 22916.6667 | 131579.266 | 30000 | 0 | 101579.266 | 101579.266 | 0 | 7083.3333 | 0 | 0 | 0 | 0 | 0
2022-02-10 19:00 | 0 | 0 | 35871 | 0 | 633 | 0 | 3 | 30000 | 3 | 0 | 30000 | 653826.8437 | 19 | 7083.3333 | 2284.1988 | 148.8989 | 22916.6667 | 131579.266 | 30000 | 0 | 101579.266 | 101579.266 | 0 | 7083.3333 | 0 | 0 | 0 | 0 | 0
2022-02-10 20:00 | 0 | 0 | 35871 | 0 | 633 | 0 | 3 | 30000 | 3 | 0 | 30000 | 623826.8437 | 19 | 7083.3333 | 2284.1988 | 148.8989 | 22916.6667 | 131579.266 | 30000 | 0 | 101579.266 | 101579.266 | 0 | 7083.3333 | 0 | 0 | 0 | 0 | 0
2022-02-10 21:00 | 0 | 0 | 35871 | 0 | 633 | 0 | 3 | 30000 | 3 | 0 | 30000 | 593826.8437 | 19 | 7083.3333 | 2284.1988 | 148.8989 | 22916.6667 | 131579.266 | 30000 | 0 | 101579.266 | 101579.266 | 0 | 7083.3333 | 0 | 0 | 0 | 0 | 0
2022-02-10 22:00 | 0 | 0 | 35871 | 0 | 633 | 0 | 3 | 30000 | 3 | 0 | 30000 | 563826.8437 | 19 | 7083.3333 | 2284.1988 | 148.8989 | 22916.6667 | 131579.266 | 30000 | 0 | 101579.266 | 101579.266 | 0 | 7083.3333 | 0 | 0 | 0 | 0 | 0
2022-02-10 23:00 | 0 | 0 | 35871 | 0 | 633 | 0 | 3 | 30000 | 3 | 0 | 30000 | 533826.8437 | 19 | 7083.3333 | 2284.1988 | 148.8989 | 22916.6667 | 131579.266 | 30000 | 0 | 101579.266 | 101579.266 | 0 | 7083.3333 | 0 | 0 | 0 | 0 | 0
2022-02-11 | 0 | 0 | 35871 | 0 | 633 | 0 | 3 | 30000 | 3 | 0 | 30000 | 503826.8437 | 19 | 7000 | 2284.1988 | 147.1471 | 23000 | 131662.5993 | 30000 | 0 | 101662.5993 | 101662.5993 | 0 | 7000 | 0 | 0 | 0 | 0 | 0
2022-02-11 01:00 | 0 | 0 | 35871 | 0 | 633 | 0 | 3 | 30000 | 3 | 0 | 30000 | 473826.8437 | 19 | 7000 | 2284.1988 | 147.1471 | 23000 | 131662.5993 | 30000 | 0 | 101662.5993 | 101662.5993 | 0 | 7000 | 0 | 0 | 0 | 0 | 0
2022-02-11 02:00 | 0 | 0 | 35871 | 0 | 633 | 0 | 3 | 30000 | 3 | 0 | 30000 | 443826.8437 | 19 | 7000 | 2284.1988 | 147.1471 | 23000 | 131662.5993 | 30000 | 0 | 101662.5993 | 101662.5993 | 0 | 7000 | 0 | 0 | 0 | 0 | 0
2022-02-11 03:00 | 0 | 0 | 35871 | 0 | 633 | 0 | 3 | 30000 | 3 | 0 | 30000 | 413826.8437 | 19 | 7000 | 2284.1988 | 147.1471 | 23000 | 131662.5993 | 30000 | 0 | 101662.5993 | 101662.5993 | 0 | 7000 | 0 | 0 | 0 | 0 | 0
2022-02-11 04:00 | 0 | 0 | 35871 | 0 | 633 | 0 | 3 | 30000 | 3 | 0 | 30000 | 383826.8437 | 19 | 7000 | 2284.1988 | 147.1471 | 23000 | 131662.5993 | 30000 | 0 | 101662.5993 | 101662.5993 | 0 | 7000 | 0 | 0 | 0 | 0 | 0
2022-02-11 05:00 | 0 | 0 | 35871 | 0 | 633 | 0 | 3 | 30000 | 3 | 0 | 30000 | 353826.8437 | 19 | 7000 | 2284.1988 | 147.1471 | 23000 | 131662.5993 | 30000 | 0 | 101662.5993 | 101662.5993 | 0 | 7000 | 0 | 0 | 0 | 0 | 0
2022-02-11 06:00 | 0 | 0 | 35871 | 0 | 633 | 0 | 3 | 30000 | 3 | 0 | 30000 | 323826.8437 | 19 | 7000 | 2284.1988 | 147.1471 | 23000 | 131662.5993 | 30000 | 0 | 101662.5993 | 101662.5993 | 0 | 7000 | 0 | 0 | 0 | 0 | 0
2022-02-11 07:00 | 0.0397 | 0.16774 | 35871 | 1381.3563 | 633 | 17753.199 | 3 | 30000 | 3 | 0 | 12246.801 | 293826.8437 | 19 | 8381.3563 | 2284.1988 | 176.1847 | 23000 | 131662.5993 | 31381.3563 | 0 | 100281.243 | 100281.243 | 1381.3563 | 7000 | 0 | 0 | 0 | 0 | 0
2022-02-11 08:00 | 0.22027 | 0.53648 | 35871 | 7664.266 | 633 | 56779.7556 | 3 | 24835.734 | 2.4836 | 31944.0217 | 0 | 281580.0427 | 19 | 9500 | 2284.1988 | 199.6997 | 23000 | 131662.5993 | 32500 | 0 | 99162.5993 | 99162.5993 | 0 | 9500 | 0 | 0 | 0 | 0 | 0
2022-02-11 09:00 | 0.39175 | 0.6911 | 35871 | 13630.8903 | 633 | 73144.3654 | 3 | 18869.1097 | 1.8869 | 54275.2557 | 0 | 313524.0644 | 19 | 9500 | 2284.1988 | 199.6997 | 23000 | 131662.5993 | 32500 | 0 | 99162.5993 | 99162.5993 | 0 | 9500 | 0 | 0 | 0 | 0 | 0
2022-02-11 10:00 | 0.57147 | 0.66875 | 35871 | 19884.2244 | 633 | 70778.895 | 3 | 12615.7756 | 1.2616 | 58163.1194 | 0 | 367799.32 | 19 | 9500 | 2284.1988 | 199.6997 | 23000 | 131662.5993 | 32500 | 0 | 99162.5993 | 99162.5993 | 0 | 9500 | 0 | 0 | 0 | 0 | 0
2022-02-11 11:00 | 0.57435 | 0.51923 | 35871 | 19984.4336 | 633 | 54954.057 | 3 | 12515.5664 | 1.2516 | 42438.4906 | 0 | 425962.4394 | 19 | 9500 | 2284.1988 | 199.6997 | 23000 | 131662.5993 | 32500 | 0 | 99162.5993 | 99162.5993 | 0 | 9500 | 0 | 0 | 0 | 0 | 0
2022-02-11 12:00 | 0.48985 | 0.16414 | 35871 | 17044.2671 | 633 | 17372.1837 | 3 | 15455.7329 | 1.5456 | 1916.4507 | 0 | 468400.93 | 19 | 9500 | 2284.1988 | 199.6997 | 23000 | 131662.5993 | 32500 | 0 | 99162.5993 | 99162.5993 | 0 | 9500 | 0 | 0 | 0 | 0 | 0
2022-02-11 13:00 | 0.45715 | 0.16906 | 35871 | 15906.4748 | 633 | 17892.9047 | 3 | 16593.5252 | 1.6594 | 1299.3795 | 0 | 470317.3808 | 19 | 9500 | 2284.1988 | 199.6997 | 23000 | 131662.5993 | 32500 | 0 | 99162.5993 | 99162.5993 | 0 | 9500 | 0 | 0 | 0 | 0 | 0
2022-02-11 14:00 | 0.31025 | 0.11319 | 35871 | 10795.1084 | 633 | 11979.7579 | 3 | 21704.8916 | 2.1705 | 0 | 9725.1336 | 471616.7602 | 19 | 9500 | 2284.1988 | 199.6997 | 23000 | 131662.5993 | 32500 | 0 | 99162.5993 | 99162.5993 | 0 | 9500 | 0 | 0 | 0 | 0 | 0
2022-02-11 15:00 | 0.2349 | 0.07996 | 35871 | 8173.315 | 633 | 8462.7745 | 3 | 24326.685 | 2.4327 | 0 | 15863.9105 | 461891.6266 | 19 | 9500 | 2284.1988 | 199.6997 | 23000 | 131662.5993 | 32500 | 0 | 99162.5993 | 99162.5993 | 0 | 9500 | 0 | 0 | 0 | 0 | 0
2022-02-11 16:00 | 0.12905 | 0.07932 | 35871 | 4490.278 | 633 | 8395.0384 | 3 | 28009.722 | 2.801 | 0 | 19614.6836 | 446027.7161 | 19 | 9500 | 2284.1988 | 199.6997 | 23000 | 131662.5993 | 32500 | 0 | 99162.5993 | 99162.5993 | 0 | 9500 | 0 | 0 | 0 | 0 | 0
2022-02-11 17:00 | 0.04122 | 0.03381 | 35871 | 1434.2445 | 633 | 3578.3693 | 3 | 30000 | 3 | 0 | 26421.6307 | 426413.0325 | 19 | 8434.2445 | 2284.1988 | 177.2964 | 23000 | 131662.5993 | 31434.2445 | 0 | 100228.3548 | 100228.3548 | 1434.2445 | 7000 | 0 | 0 | 0 | 0 | 0
2022-02-11 18:00 | 0 | 0 | 35871 | 0 | 633 | 0 | 3 | 30000 | 3 | 0 | 30000 | 399991.4017 | 19 | 7000 | 2284.1988 | 147.1471 | 23000 | 131662.5993 | 30000 | 0 | 101662.5993 | 101662.5993 | 0 | 7000 | 0 | 0 | 0 | 0 | 0
2022-02-11 19:00 | 0 | 0 | 35871 | 0 | 633 | 0 | 3 | 30000 | 3 | 0 | 30000 | 369991.4017 | 19 | 7000 | 2284.1988 | 147.1471 | 23000 | 131662.5993 | 30000 | 0 | 101662.5993 | 101662.5993 | 0 | 7000 | 0 | 0 | 0 | 0 | 0
2022-02-11 20:00 | 0 | 0 | 35871 | 0 | 633 | 0 | 3 | 30000 | 3 | 0 | 30000 | 339991.4017 | 19 | 7000 | 2284.1988 | 147.1471 | 23000 | 131662.5993 | 30000 | 0 | 101662.5993 | 101662.5993 | 0 | 7000 | 0 | 0 | 0 | 0 | 0
2022-02-11 21:00 | 0 | 0 | 35871 | 0 | 633 | 0 | 3 | 30000 | 3 | 0 | 30000 | 309991.4017 | 19 | 7000 | 2284.1988 | 147.1471 | 23000 | 131662.5993 | 30000 | 0 | 101662.5993 | 101662.5993 | 0 | 7000 | 0 | 0 | 0 | 0 | 0
2022-02-11 22:00 | 0 | 0 | 35871 | 0 | 633 | 0 | 3 | 30000 | 3 | 0 | 30000 | 279991.4017 | 19 | 7000 | 2284.1988 | 147.1471 | 23000 | 131662.5993 | 30000 | 0 | 101662.5993 | 101662.5993 | 0 | 7000 | 0 | 0 | 0 | 0 | 0
2022-02-11 23:00 | 0 | 0 | 35871 | 0 | 633 | 0 | 3 | 30000 | 3 | 0 | 30000 | 249991.4017 | 19 | 7000 | 2284.1988 | 147.1471 | 23000 | 131662.5993 | 30000 | 0 | 101662.5993 | 101662.5993 | 0 | 7000 | 0 | 0 | 0 | 0 | 0
2022-02-12 | 0 | 0 | 35871 | 0 | 633 | 0 | 3 | 30000 | 3 | 0 | 30000 | 219991.4017 | 19 | 6791.6667 | 2284.1988 | 142.7678 | 23208.3333 | 131870.9327 | 30000 | 0 | 101870.9327 | 101870.9327 | 0 | 6791.6667 | 0 | 0 | 0 | 0 | 0
2022-02-12 01:00 | 0 | 0 | 35871 | 0 | 633 | 0 | 3 | 30000 | 3 | 0 | 30000 | 189991.4017 | 19 | 6791.6667 | 2284.1988 | 142.7678 | 23208.3333 | 131870.9327 | 30000 | 0 | 101870.9327 | 101870.9327 | 0 | 6791.6667 | 0 | 0 | 0 | 0 | 0
2022-02-12 02:00 | 0 | 0 | 35871 | 0 | 633 | 0 | 3 | 30000 | 3 | 0 | 30000 | 159991.4017 | 19 | 6791.6667 | 2284.1988 | 142.7678 | 23208.3333 | 131870.9327 | 30000 | 0 | 101870.9327 | 101870.9327 | 0 | 6791.6667 | 0 | 0 | 0 | 0 | 0
2022-02-12 03:00 | 0 | 0 | 35871 | 0 | 633 | 0 | 3 | 30000 | 3 | 0 | 30000 | 129991.4017 | 19 | 6791.6667 | 2284.1988 | 142.7678 | 23208.3333 | 131870.9327 | 30000 | 0 | 101870.9327 | 101870.9327 | 0 | 6791.6667 | 0 | 0 | 0 | 0 | 0
2022-02-12 04:00 | 0 | 0 | 35871 | 0 | 633 | 0 | 3 | 30000 | 3 | 0 | 30000 | 99991.4017 | 19 | 6791.6667 | 2284.1988 | 142.7678 | 23208.3333 | 131870.9327 | 30000 | 0 | 101870.9327 | 101870.9327 | 0 | 6791.6667 | 0 | 0 | 0 | 0 | 0
2022-02-12 05:00 | 0 | 0 | 35871 | 0 | 633 | 0 | 3 | 30000 | 3 | 0 | 30000 | 69991.4017 | 19 | 6791.6667 | 2284.1988 | 142.7678 | 23208.3333 | 131870.9327 | 30000 | 0 | 101870.9327 | 101870.9327 | 0 | 6791.6667 | 0 | 0 | 0 | 0 | 0
2022-02-12 06:00 | 0 | 0 | 35871 | 0 | 633 | 0 | 3 | 30000 | 3 | 0 | 30000 | 39991.4017 | 19 | 6791.6667 | 2284.1988 | 142.7678 | 23208.3333 | 131870.9327 | 30000 | 0 | 101870.9327 | 101870.9327 | 0 | 6791.6667 | 0 | 0 | 0 | 0 | 0
2022-02-12 07:00 | 0.04367 | 0.18905 | 35871 | 1519.492 | 633 | 20008.5983 | 3 | 30000 | 3 | 0 | 9991.4017 | 9991.4017 | 19 | 8311.1586 | 2284.1988 | 174.709 | 23208.3333 | 131870.9327 | 31519.492 | 0 | 100351.4407 | 100351.4407 | 1519.492 | 6791.6667 | 0 | 0 | 0 | 0 | 0
2022-02-12 08:00 | 0.25212 | 0.66257 | 35871 | 8772.4826 | 633 | 70124.8186 | 3 | 23935.8507 | 2.3936 | 0 | 0 | 0 | 19 | 9500 | 2284.1988 | 199.6997 | 23208.3333 | 131870.9327 | 32708.3333 | 0 | 99162.5993 | 99162.5993 | 0 | 9500 | 0 | 0 | 0 | 0 | 0
2022-02-12 09:00 | 0.46577 | 0.84039 | 35871 | 16206.4066 | 633 | 88944.8607 | 3 | 16501.9267 | 1.6502 | 0 | 0 | 0 | 19 | 9500 | 2284.1988 | 199.6997 | 23208.3333 | 131870.9327 | 32708.3333 | 0 | 99162.5993 | 99162.5993 | 0 | 9500 | 0 | 0 | 0 | 0 | 0
2022-02-12 10:00 | 0.63992 | 0.93584 | 35871 | 22265.9332 | 633 | 99047.0596 | 3 | 10442.4001 | 1.0442 | 0 | 0 | 0 | 19 | 9500 | 2284.1988 | 199.6997 | 23208.3333 | 131870.9327 | 32708.3333 | 0 | 99162.5993 | 99162.5993 | 0 | 9500 | 0 | 0 | 0 | 0 | 0
2022-02-12 11:00 | 0.7522 | 0.97981 | 35871 | 26172.7012 | 633 | 103700.7389 | 3 | 6535.6321 | 0.65356 | 11696.7167 | 0 | 0 | 19 | 9500 | 2284.1988 | 199.6997 | 23208.3333 | 131870.9327 | 32708.3333 | 0 | 99162.5993 | 99162.5993 | 2964.3679 | 6535.6321 | 0 | 0 | 0 | 0 | 0
2022-02-12 12:00 | 0.78425 | 0.90286 | 35871 | 27287.8768 | 633 | 95556.5355 | 3 | 5420.4565 | 0.54205 | 90136.079 | 0 | 11696.7167 | 19 | 9500 | 2284.1988 | 199.6997 | 23208.3333 | 131870.9327 | 32708.3333 | 0 | 99162.5993 | 99162.5993 | 4079.5435 | 5420.4565 | 0 | 0 | 0 | 0 | 0
2022-02-12 13:00 | 0.7579 | 0.91236 | 35871 | 26371.032 | 633 | 96561.9927 | 3 | 6337.3014 | 0.63373 | 90224.6914 | 0 | 101832.7957 | 19 | 9500 | 2284.1988 | 199.6997 | 23208.3333 | 131870.9327 | 32708.3333 | 0 | 99162.5993 | 99162.5993 | 3162.6986 | 6337.3014 | 0 | 0 | 0 | 0 | 0
2022-02-12 14:00 | 0.65858 | 0.87405 | 35871 | 22915.2055 | 633 | 92507.3543 | 3 | 9793.1278 | 0.97931 | 82714.2264 | 0 | 192057.4871 | 19 | 9500 | 2284.1988 | 199.6997 | 23208.3333 | 131870.9327 | 32708.3333 | 0 | 99162.5993 | 99162.5993 | 0 | 9500 | 0 | 0 | 0 | 0 | 0
2022-02-12 15:00 | 0.49915 | 0.80308 | 35871 | 17367.8594 | 633 | 84996.0598 | 3 | 15340.474 | 1.534 | 69655.5858 | 0 | 274771.7135 | 19 | 9500 | 2284.1988 | 199.6997 | 23208.3333 | 131870.9327 | 32708.3333 | 0 | 99162.5993 | 99162.5993 | 0 | 9500 | 0 | 0 | 0 | 0 | 0
2022-02-12 16:00 | 0.29448 | 0.67031 | 35871 | 10246.3933 | 633 | 70944.0017 | 3 | 22461.94 | 2.2462 | 48482.0616 | 0 | 344427.2994 | 19 | 9500 | 2284.1988 | 199.6997 | 23208.3333 | 131870.9327 | 32708.3333 | 0 | 99162.5993 | 99162.5993 | 0 | 9500 | 0 | 0 | 0 | 0 | 0
2022-02-12 17:00 | 0.07935 | 0.28748 | 35871 | 2760.9729 | 633 | 30426.1932 | 3 | 29947.3604 | 2.9947 | 478.8328 | 0 | 392909.361 | 19 | 9500 | 2284.1988 | 199.6997 | 23208.3333 | 131870.9327 | 32708.3333 | 0 | 99162.5993 | 99162.5993 | 0 | 9500 | 0 | 0 | 0 | 0 | 0
2022-02-12 18:00 | 0 | 0 | 35871 | 0 | 633 | 0 | 3 | 30000 | 3 | 0 | 30000 | 393388.1939 | 19 | 6791.6667 | 2284.1988 | 142.7678 | 23208.3333 | 131870.9327 | 30000 | 0 | 101870.9327 | 101870.9327 | 0 | 6791.6667 | 0 | 0 | 0 | 0 | 0
2022-02-12 19:00 | 0 | 0 | 35871 | 0 | 633 | 0 | 3 | 30000 | 3 | 0 | 30000 | 363388.1939 | 19 | 6791.6667 | 2284.1988 | 142.7678 | 23208.3333 | 131870.9327 | 30000 | 0 | 101870.9327 | 101870.9327 | 0 | 6791.6667 | 0 | 0 | 0 | 0 | 0
2022-02-12 20:00 | 0 | 0 | 35871 | 0 | 633 | 0 | 3 | 30000 | 3 | 0 | 30000 | 333388.1939 | 19 | 6791.6667 | 2284.1988 | 142.7678 | 23208.3333 | 131870.9327 | 30000 | 0 | 101870.9327 | 101870.9327 | 0 | 6791.6667 | 0 | 0 | 0 | 0 | 0
2022-02-12 21:00 | 0 | 0 | 35871 | 0 | 633 | 0 | 3 | 30000 | 3 | 0 | 30000 | 303388.1939 | 19 | 6791.6667 | 2284.1988 | 142.7678 | 23208.3333 | 131870.9327 | 30000 | 0 | 101870.9327 | 101870.9327 | 0 | 6791.6667 | 0 | 0 | 0 | 0 | 0
2022-02-12 22:00 | 0 | 0 | 35871 | 0 | 633 | 0 | 3 | 30000 | 3 | 0 | 30000 | 273388.1939 | 19 | 6791.6667 | 2284.1988 | 142.7678 | 23208.3333 | 131870.9327 | 30000 | 0 | 101870.9327 | 101870.9327 | 0 | 6791.6667 | 0 | 0 | 0 | 0 | 0
2022-02-12 23:00 | 0 | 0 | 35871 | 0 | 633 | 0 | 3 | 30000 | 3 | 0 | 30000 | 243388.1939 | 19 | 6791.6667 | 2284.1988 | 142.7678 | 23208.3333 | 131870.9327 | 30000 | 0 | 101870.9327 | 101870.9327 | 0 | 6791.6667 | 0 | 0 | 0 | 0 | 0
2022-02-13 | 0 | 0 | 35871 | 0 | 633 | 0 | 3 | 30000 | 3 | 0 | 30000 | 213388.1939 | 19 | 7625 | 2284.1988 | 160.2853 | 22375 | 131037.5993 | 30000 | 0 | 101037.5993 | 101037.5993 | 0 | 7625 | 0 | 0 | 0 | 0 | 0
2022-02-13 01:00 | 0 | 0 | 35871 | 0 | 633 | 0 | 3 | 30000 | 3 | 0 | 30000 | 183388.1939 | 19 | 7625 | 2284.1988 | 160.2853 | 22375 | 131037.5993 | 30000 | 0 | 101037.5993 | 101037.5993 | 0 | 7625 | 0 | 0 | 0 | 0 | 0
2022-02-13 02:00 | 0 | 0 | 35871 | 0 | 633 | 0 | 3 | 30000 | 3 | 0 | 30000 | 153388.1939 | 19 | 7625 | 2284.1988 | 160.2853 | 22375 | 131037.5993 | 30000 | 0 | 101037.5993 | 101037.5993 | 0 | 7625 | 0 | 0 | 0 | 0 | 0
2022-02-13 03:00 | 0 | 0 | 35871 | 0 | 633 | 0 | 3 | 30000 | 3 | 0 | 30000 | 123388.1939 | 19 | 7625 | 2284.1988 | 160.2853 | 22375 | 131037.5993 | 30000 | 0 | 101037.5993 | 101037.5993 | 0 | 7625 | 0 | 0 | 0 | 0 | 0
2022-02-13 04:00 | 0 | 0 | 35871 | 0 | 633 | 0 | 3 | 30000 | 3 | 0 | 30000 | 93388.1939 | 19 | 7625 | 2284.1988 | 160.2853 | 22375 | 131037.5993 | 30000 | 0 | 101037.5993 | 101037.5993 | 0 | 7625 | 0 | 0 | 0 | 0 | 0
2022-02-13 05:00 | 0 | 0 | 35871 | 0 | 633 | 0 | 3 | 30000 | 3 | 0 | 30000 | 63388.1939 | 19 | 7625 | 2284.1988 | 160.2853 | 22375 | 131037.5993 | 30000 | 0 | 101037.5993 | 101037.5993 | 0 | 7625 | 0 | 0 | 0 | 0 | 0
2022-02-13 06:00 | 0 | 0 | 35871 | 0 | 633 | 0 | 3 | 30000 | 3 | 0 | 30000 | 33388.1939 | 19 | 7625 | 2284.1988 | 160.2853 | 22375 | 131037.5993 | 30000 | 0 | 101037.5993 | 101037.5993 | 0 | 7625 | 0 | 0 | 0 | 0 | 0
2022-02-13 07:00 | 0.04942 | 0.25144 | 35871 | 1719.5625 | 633 | 26611.8061 | 3 | 30000 | 3 | 0 | 3388.1939 | 3388.1939 | 19 | 9344.5625 | 2284.1988 | 196.4322 | 22375 | 131037.5993 | 31719.5625 | 0 | 99318.0369 | 99318.0369 | 1719.5625 | 7625 | 0 | 0 | 0 | 0 | 0
2022-02-13 08:00 | 0.26595 | 0.74105 | 35871 | 9253.6957 | 633 | 78430.9535 | 3 | 22621.3043 | 2.2621 | 0 | 0 | 0 | 19 | 9500 | 2284.1988 | 199.6997 | 22375 | 131037.5993 | 31875 | 0 | 99162.5993 | 99162.5993 | 0 | 9500 | 0 | 0 | 0 | 0 | 0
2022-02-13 09:00 | 0.48233 | 0.88877 | 35871 | 16782.6096 | 633 | 94065.2838 | 3 | 15092.3904 | 1.5092 | 0 | 0 | 0 | 19 | 9500 | 2284.1988 | 199.6997 | 22375 | 131037.5993 | 31875 | 0 | 99162.5993 | 99162.5993 | 0 | 9500 | 0 | 0 | 0 | 0 | 0
2022-02-13 10:00 | 0.65703 | 0.97387 | 35871 | 22861.2734 | 633 | 103072.0635 | 3 | 9013.7266 | 0.90137 | 14046.9495 | 0 | 0 | 19 | 9500 | 2284.1988 | 199.6997 | 22375 | 131037.5993 | 31875 | 0 | 99162.5993 | 99162.5993 | 486.2734 | 9013.7266 | 0 | 0 | 0 | 0 | 0
2022-02-13 11:00 | 0.77412 | 1.0273 | 35871 | 26935.4048 | 633 | 108731.2 | 3 | 4939.5952 | 0.49396 | 103791.6047 | 0 | 14046.9495 | 19 | 9500 | 2284.1988 | 199.6997 | 22375 | 131037.5993 | 31875 | 0 | 99162.5993 | 99162.5993 | 4560.4048 | 4939.5952 | 0 | 0 | 0 | 0 | 0
2022-02-13 12:00 | 0.80683 | 0.95088 | 35871 | 28073.545 | 633 | 100638.8571 | 3 | 3801.455 | 0.38015 | 96837.4021 | 0 | 117838.5543 | 19 | 9500 | 2284.1988 | 199.6997 | 22375 | 131037.5993 | 31875 | 0 | 99162.5993 | 99162.5993 | 5698.545 | 3801.455 | 0 | 0 | 0 | 0 | 0
2022-02-13 13:00 | 0.68636 | 0.63896 | 35871 | 23881.807 | 633 | 67625.9929 | 3 | 7993.193 | 0.79932 | 59632.7999 | 0 | 214675.9563 | 19 | 9500 | 2284.1988 | 199.6997 | 22375 | 131037.5993 | 31875 | 0 | 99162.5993 | 99162.5993 | 1506.807 | 7993.193 | 0 | 0 | 0 | 0 | 0
2022-02-13 14:00 | 0.67375 | 0.89987 | 35871 | 23443.0437 | 633 | 95240.0811 | 3 | 8431.9563 | 0.8432 | 86808.1248 | 0 | 274308.7562 | 19 | 9500 | 2284.1988 | 199.6997 | 22375 | 131037.5993 | 31875 | 0 | 99162.5993 | 99162.5993 | 1068.0437 | 8431.9563 | 0 | 0 | 0 | 0 | 0
2022-02-13 15:00 | 0.50898 | 0.8171 | 35871 | 17709.8929 | 633 | 86479.903 | 3 | 14165.1071 | 1.4165 | 72314.7959 | 0 | 361116.8809 | 19 | 9500 | 2284.1988 | 199.6997 | 22375 | 131037.5993 | 31875 | 0 | 99162.5993 | 99162.5993 | 0 | 9500 | 0 | 0 | 0 | 0 | 0
2022-02-13 16:00 | 0.30038 | 0.67559 | 35871 | 10451.6831 | 633 | 71502.8242 | 3 | 21423.3169 | 2.1423 | 50079.5072 | 0 | 433431.6768 | 19 | 9500 | 2284.1988 | 199.6997 | 22375 | 131037.5993 | 31875 | 0 | 99162.5993 | 99162.5993 | 0 | 9500 | 0 | 0 | 0 | 0 | 0
2022-02-13 17:00 | 0.08338 | 0.28899 | 35871 | 2901.1963 | 633 | 30586.008 | 3 | 28973.8037 | 2.8974 | 1612.2043 | 0 | 483511.1841 | 19 | 9500 | 2284.1988 | 199.6997 | 22375 | 131037.5993 | 31875 | 0 | 99162.5993 | 99162.5993 | 0 | 9500 | 0 | 0 | 0 | 0 | 0
2022-02-13 18:00 | 0 | 0 | 35871 | 0 | 633 | 0 | 3 | 30000 | 3 | 0 | 30000 | 485123.3884 | 19 | 7625 | 2284.1988 | 160.2853 | 22375 | 131037.5993 | 30000 | 0 | 101037.5993 | 101037.5993 | 0 | 7625 | 0 | 0 | 0 | 0 | 0
2022-02-13 19:00 | 0 | 0 | 35871 | 0 | 633 | 0 | 3 | 30000 | 3 | 0 | 30000 | 455123.3884 | 19 | 7625 | 2284.1988 | 160.2853 | 22375 | 131037.5993 | 30000 | 0 | 101037.5993 | 101037.5993 | 0 | 7625 | 0 | 0 | 0 | 0 | 0
2022-02-13 20:00 | 0 | 0 | 35871 | 0 | 633 | 0 | 3 | 30000 | 3 | 0 | 30000 | 425123.3884 | 19 | 7625 | 2284.1988 | 160.2853 | 22375 | 131037.5993 | 30000 | 0 | 101037.5993 | 101037.5993 | 0 | 7625 | 0 | 0 | 0 | 0 | 0
2022-02-13 21:00 | 0 | 0 | 35871 | 0 | 633 | 0 | 3 | 30000 | 3 | 0 | 30000 | 395123.3884 | 19 | 7625 | 2284.1988 | 160.2853 | 22375 | 131037.5993 | 30000 | 0 | 101037.5993 | 101037.5993 | 0 | 7625 | 0 | 0 | 0 | 0 | 0
2022-02-13 22:00 | 0 | 0 | 35871 | 0 | 633 | 0 | 3 | 30000 | 3 | 0 | 30000 | 365123.3884 | 19 | 7625 | 2284.1988 | 160.2853 | 22375 | 131037.5993 | 30000 | 0 | 101037.5993 | 101037.5993 | 0 | 7625 | 0 | 0 | 0 | 0 | 0
2022-02-13 23:00 | 0 | 0 | 35871 | 0 | 633 | 0 | 3 | 30000 | 3 | 0 | 30000 | 335123.3884 | 19 | 7625 | 2284.1988 | 160.2853 | 22375 | 131037.5993 | 30000 | 0 | 101037.5993 | 101037.5993 | 0 | 7625 | 0 | 0 | 0 | 0 | 0
2022-02-14 | 0 | 0 | 35871 | 0 | 633 | 0 | 3 | 30000 | 3 | 0 | 30000 | 305123.3884 | 19 | 6958.3333 | 2284.1988 | 146.2713 | 23041.6667 | 131704.266 | 30000 | 0 | 101704.266 | 101704.266 | 0 | 6958.3333 | 0 | 0 | 0 | 0 | 0
2022-02-14 01:00 | 0 | 0 | 35871 | 0 | 633 | 0 | 3 | 30000 | 3 | 0 | 30000 | 275123.3884 | 19 | 6958.3333 | 2284.1988 | 146.2713 | 23041.6667 | 131704.266 | 30000 | 0 | 101704.266 | 101704.266 | 0 | 6958.3333 | 0 | 0 | 0 | 0 | 0
2022-02-14 02:00 | 0 | 0 | 35871 | 0 | 633 | 0 | 3 | 30000 | 3 | 0 | 30000 | 245123.3884 | 19 | 6958.3333 | 2284.1988 | 146.2713 | 23041.6667 | 131704.266 | 30000 | 0 | 101704.266 | 101704.266 | 0 | 6958.3333 | 0 | 0 | 0 | 0 | 0
2022-02-14 03:00 | 0 | 0 | 35871 | 0 | 633 | 0 | 3 | 30000 | 3 | 0 | 30000 | 215123.3884 | 19 | 6958.3333 | 2284.1988 | 146.2713 | 23041.6667 | 131704.266 | 30000 | 0 | 101704.266 | 101704.266 | 0 | 6958.3333 | 0 | 0 | 0 | 0 | 0
2022-02-14 04:00 | 0 | 0 | 35871 | 0 | 633 | 0 | 3 | 30000 | 3 | 0 | 30000 | 185123.3884 | 19 | 6958.3333 | 2284.1988 | 146.2713 | 23041.6667 | 131704.266 | 30000 | 0 | 101704.266 | 101704.266 | 0 | 6958.3333 | 0 | 0 | 0 | 0 | 0
2022-02-14 05:00 | 0 | 0 | 35871 | 0 | 633 | 0 | 3 | 30000 | 3 | 0 | 30000 | 155123.3884 | 19 | 6958.3333 | 2284.1988 | 146.2713 | 23041.6667 | 131704.266 | 30000 | 0 | 101704.266 | 101704.266 | 0 | 6958.3333 | 0 | 0 | 0 | 0 | 0
2022-02-14 06:00 | 0 | 0 | 35871 | 0 | 633 | 0 | 3 | 30000 | 3 | 0 | 30000 | 125123.3884 | 19 | 6958.3333 | 2284.1988 | 146.2713 | 23041.6667 | 131704.266 | 30000 | 0 | 101704.266 | 101704.266 | 0 | 6958.3333 | 0 | 0 | 0 | 0 | 0
2022-02-14 07:00 | 0.04597 | 0.14442 | 35871 | 1599.5202 | 633 | 15285.0662 | 3 | 30000 | 3 | 0 | 14714.9338 | 95123.3884 | 19 | 8557.8535 | 2284.1988 | 179.8948 | 23041.6667 | 131704.266 | 31599.5202 | 0 | 100104.7458 | 100104.7458 | 1599.5202 | 6958.3333 | 0 | 0 | 0 | 0 | 0
2022-02-14 08:00 | 0.25468 | 0.61144 | 35871 | 8861.5575 | 633 | 64713.3421 | 3 | 23680.1092 | 2.368 | 41033.233 | 0 | 80408.4545 | 19 | 9500 | 2284.1988 | 199.6997 | 23041.6667 | 131704.266 | 32541.6667 | 0 | 99162.5993 | 99162.5993 | 0 | 9500 | 0 | 0 | 0 | 0 | 0
2022-02-14 09:00 | 0.4694 | 0.79473 | 35871 | 16332.712 | 633 | 84112.3158 | 3 | 16208.9547 | 1.6209 | 67903.3612 | 0 | 121441.6875 | 19 | 9500 | 2284.1988 | 199.6997 | 23041.6667 | 131704.266 | 32541.6667 | 0 | 99162.5993 | 99162.5993 | 0 | 9500 | 0 | 0 | 0 | 0 | 0
2022-02-14 10:00 | 0.56923 | 0.60398 | 35871 | 19806.2839 | 633 | 63923.7936 | 3 | 12735.3828 | 1.2735 | 51188.4108 | 0 | 189345.0487 | 19 | 9500 | 2284.1988 | 199.6997 | 23041.6667 | 131704.266 | 32541.6667 | 0 | 99162.5993 | 99162.5993 | 0 | 9500 | 0 | 0 | 0 | 0 | 0
2022-02-14 11:00 | 0.7592 | 0.95054 | 35871 | 26416.2653 | 633 | 100602.8723 | 3 | 6125.4014 | 0.61254 | 94477.4709 | 0 | 240533.4595 | 19 | 9500 | 2284.1988 | 199.6997 | 23041.6667 | 131704.266 | 32541.6667 | 0 | 99162.5993 | 99162.5993 | 3374.5986 | 6125.4014 | 0 | 0 | 0 | 0 | 0
2022-02-14 12:00 | 0.80062 | 0.9473 | 35871 | 27857.4688 | 633 | 100259.9585 | 3 | 4684.1978 | 0.46842 | 95575.7606 | 0 | 335010.9305 | 19 | 9500 | 2284.1988 | 199.6997 | 23041.6667 | 131704.266 | 32541.6667 | 0 | 99162.5993 | 99162.5993 | 4815.8022 | 4684.1978 | 0 | 0 | 0 | 0 | 0
2022-02-14 13:00 | 0.77212 | 0.94041 | 35871 | 26865.815 | 633 | 99530.7374 | 3 | 5675.8516 | 0.56759 | 93854.8858 | 0 | 430586.6911 | 19 | 9500 | 2284.1988 | 199.6997 | 23041.6667 | 131704.266 | 32541.6667 | 0 | 99162.5993 | 99162.5993 | 3824.1484 | 5675.8516 | 0 | 0 | 0 | 0 | 0
2022-02-14 14:00 | 0.6692 | 0.89342 | 35871 | 23284.727 | 633 | 94557.4286 | 3 | 9256.9397 | 0.92569 | 85300.4889 | 0 | 524441.5769 | 19 | 9500 | 2284.1988 | 199.6997 | 23041.6667 | 131704.266 | 32541.6667 | 0 | 99162.5993 | 99162.5993 | 243.0603 | 9256.9397 | 0 | 0 | 0 | 0 | 0
2022-02-14 15:00 | 0.50602 | 0.80242 | 35871 | 17606.9001 | 633 | 84926.207 | 3 | 14934.7665 | 1.4935 | 69991.4404 | 0 | 609742.0658 | 19 | 9500 | 2284.1988 | 199.6997 | 23041.6667 | 131704.266 | 32541.6667 | 0 | 99162.5993 | 99162.5993 | 0 | 9500 | 0 | 0 | 0 | 0 | 0
2022-02-14 16:00 | 0.29875 | 0.65254 | 35871 | 10394.9674 | 633 | 69063.2675 | 3 | 22146.6993 | 2.2147 | 46916.5682 | 0 | 679733.5062 | 19 | 9500 | 2284.1988 | 199.6997 | 23041.6667 | 131704.266 | 32541.6667 | 0 | 99162.5993 | 99162.5993 | 0 | 9500 | 0 | 0 | 0 | 0 | 0
2022-02-14 17:00 | 0.08353 | 0.27581 | 35871 | 2906.4155 | 633 | 29191.0685 | 3 | 29635.2512 | 2.9635 | 0 | 444.1827 | 726650.0745 | 19 | 9500 | 2284.1988 | 199.6997 | 23041.6667 | 131704.266 | 32541.6667 | 0 | 99162.5993 | 99162.5993 | 0 | 9500 | 0 | 0 | 0 | 0 | 0
2022-02-14 18:00 | 0 | 0 | 35871 | 0 | 633 | 0 | 3 | 30000 | 3 | 0 | 30000 | 726205.8918 | 19 | 6958.3333 | 2284.1988 | 146.2713 | 23041.6667 | 131704.266 | 30000 | 0 | 101704.266 | 101704.266 | 0 | 6958.3333 | 0 | 0 | 0 | 0 | 0
2022-02-14 19:00 | 0 | 0 | 35871 | 0 | 633 | 0 | 3 | 30000 | 3 | 0 | 30000 | 696205.8918 | 19 | 6958.3333 | 2284.1988 | 146.2713 | 23041.6667 | 131704.266 | 30000 | 0 | 101704.266 | 101704.266 | 0 | 6958.3333 | 0 | 0 | 0 | 0 | 0
2022-02-14 20:00 | 0 | 0 | 35871 | 0 | 633 | 0 | 3 | 30000 | 3 | 0 | 30000 | 666205.8918 | 19 | 6958.3333 | 2284.1988 | 146.2713 | 23041.6667 | 131704.266 | 30000 | 0 | 101704.266 | 101704.266 | 0 | 6958.3333 | 0 | 0 | 0 | 0 | 0
2022-02-14 21:00 | 0 | 0 | 35871 | 0 | 633 | 0 | 3 | 30000 | 3 | 0 | 30000 | 636205.8918 | 19 | 6958.3333 | 2284.1988 | 146.2713 | 23041.6667 | 131704.266 | 30000 | 0 | 101704.266 | 101704.266 | 0 | 6958.3333 | 0 | 0 | 0 | 0 | 0
2022-02-14 22:00 | 0 | 0 | 35871 | 0 | 633 | 0 | 3 | 30000 | 3 | 0 | 30000 | 606205.8918 | 19 | 6958.3333 | 2284.1988 | 146.2713 | 23041.6667 | 131704.266 | 30000 | 0 | 101704.266 | 101704.266 | 0 | 6958.3333 | 0 | 0 | 0 | 0 | 0
2022-02-14 23:00 | 0 | 0 | 35871 | 0 | 633 | 0 | 3 | 30000 | 3 | 0 | 30000 | 576205.8918 | 19 | 6958.3333 | 2284.1988 | 146.2713 | 23041.6667 | 131704.266 | 30000 | 0 | 101704.266 | 101704.266 | 0 | 6958.3333 | 0 | 0 | 0 | 0 | 0
2022-02-15 | 0 | 0 | 35871 | 0 | 633 | 0 | 3 | 30000 | 3 | 0 | 30000 | 546205.8918 | 19 | 7216.6667 | 2284.1988 | 151.7017 | 22783.3333 | 131445.9327 | 30000 | 0 | 101445.9327 | 101445.9327 | 0 | 7216.6667 | 0 | 0 | 0 | 0 | 0
2022-02-15 01:00 | 0 | 0 | 35871 | 0 | 633 | 0 | 3 | 30000 | 3 | 0 | 30000 | 516205.8918 | 19 | 7216.6667 | 2284.1988 | 151.7017 | 22783.3333 | 131445.9327 | 30000 | 0 | 101445.9327 | 101445.9327 | 0 | 7216.6667 | 0 | 0 | 0 | 0 | 0
2022-02-15 02:00 | 0 | 0 | 35871 | 0 | 633 | 0 | 3 | 30000 | 3 | 0 | 30000 | 486205.8918 | 19 | 7216.6667 | 2284.1988 | 151.7017 | 22783.3333 | 131445.9327 | 30000 | 0 | 101445.9327 | 101445.9327 | 0 | 7216.6667 | 0 | 0 | 0 | 0 | 0
2022-02-15 03:00 | 0 | 0 | 35871 | 0 | 633 | 0 | 3 | 30000 | 3 | 0 | 30000 | 456205.8918 | 19 | 7216.6667 | 2284.1988 | 151.7017 | 22783.3333 | 131445.9327 | 30000 | 0 | 101445.9327 | 101445.9327 | 0 | 7216.6667 | 0 | 0 | 0 | 0 | 0
2022-02-15 04:00 | 0 | 0 | 35871 | 0 | 633 | 0 | 3 | 30000 | 3 | 0 | 30000 | 426205.8918 | 19 | 7216.6667 | 2284.1988 | 151.7017 | 22783.3333 | 131445.9327 | 30000 | 0 | 101445.9327 | 101445.9327 | 0 | 7216.6667 | 0 | 0 | 0 | 0 | 0
2022-02-15 05:00 | 0 | 0 | 35871 | 0 | 633 | 0 | 3 | 30000 | 3 | 0 | 30000 | 396205.8918 | 19 | 7216.6667 | 2284.1988 | 151.7017 | 22783.3333 | 131445.9327 | 30000 | 0 | 101445.9327 | 101445.9327 | 0 | 7216.6667 | 0 | 0 | 0 | 0 | 0
2022-02-15 06:00 | 0 | 0 | 35871 | 0 | 633 | 0 | 3 | 30000 | 3 | 0 | 30000 | 366205.8918 | 19 | 7216.6667 | 2284.1988 | 151.7017 | 22783.3333 | 131445.9327 | 30000 | 0 | 101445.9327 | 101445.9327 | 0 | 7216.6667 | 0 | 0 | 0 | 0 | 0
2022-02-15 07:00 | 0.04785 | 0.15954 | 35871 | 1664.9345 | 633 | 16885.3307 | 3 | 30000 | 3 | 0 | 13114.6693 | 336205.8918 | 19 | 8881.6012 | 2284.1988 | 186.7003 | 22783.3333 | 131445.9327 | 31664.9345 | 0 | 99780.9981 | 99780.9981 | 1664.9345 | 7216.6667 | 0 | 0 | 0 | 0 | 0
2022-02-15 08:00 | 0.25057 | 0.56459 | 35871 | 8718.5506 | 633 | 59754.8506 | 3 | 23564.7828 | 2.3565 | 36190.0678 | 0 | 323091.2225 | 19 | 9500 | 2284.1988 | 199.6997 | 22783.3333 | 131445.9327 | 32283.3333 | 0 | 99162.5993 | 99162.5993 | 0 | 9500 | 0 | 0 | 0 | 0 | 0
2022-02-15 09:00 | 0.4631 | 0.77225 | 35871 | 16113.5043 | 633 | 81733.0866 | 3 | 16169.829 | 1.617 | 65563.2576 | 0 | 359281.2903 | 19 | 9500 | 2284.1988 | 199.6997 | 22783.3333 | 131445.9327 | 32283.3333 | 0 | 99162.5993 | 99162.5993 | 0 | 9500 | 0 | 0 | 0 | 0 | 0
2022-02-15 10:00 | 0.6392 | 0.88238 | 35871 | 22240.8809 | 633 | 93388.9815 | 3 | 10042.4524 | 1.0042 | 83346.5291 | 0 | 424844.5479 | 19 | 9500 | 2284.1988 | 199.6997 | 22783.3333 | 131445.9327 | 32283.3333 | 0 | 99162.5993 | 99162.5993 | 0 | 9500 | 0 | 0 | 0 | 0 | 0
2022-02-15 11:00 | 0.75138 | 0.9282 | 35871 | 26144.1694 | 633 | 98238.4603 | 3 | 6139.1639 | 0.61392 | 92099.2964 | 0 | 508191.0769 | 19 | 9500 | 2284.1988 | 199.6997 | 22783.3333 | 131445.9327 | 32283.3333 | 0 | 99162.5993 | 99162.5993 | 3360.8361 | 6139.1639 | 0 | 0 | 0 | 0 | 0
2022-02-15 12:00 | 0.78238 | 0.86403 | 35871 | 27222.8104 | 633 | 91446.8615 | 3 | 5060.5229 | 0.50605 | 86386.3386 | 0 | 600290.3733 | 19 | 9500 | 2284.1988 | 199.6997 | 22783.3333 | 131445.9327 | 32283.3333 | 0 | 99162.5993 | 99162.5993 | 4439.4771 | 5060.5229 | 0 | 0 | 0 | 0 | 0
2022-02-15 13:00 | 0.75267 | 0.85532 | 35871 | 26189.0548 | 633 | 90525.016 | 3 | 6094.2785 | 0.60943 | 84430.7375 | 0 | 686676.7119 | 19 | 9500 | 2284.1988 | 199.6997 | 22783.3333 | 131445.9327 | 32283.3333 | 0 | 99162.5993 | 99162.5993 | 3405.7215 | 6094.2785 | 0 | 0 | 0 | 0 | 0
2022-02-15 14:00 | 0.65412 | 0.81195 | 35871 | 22760.0204 | 633 | 85934.8393 | 3 | 9523.313 | 0.95233 | 76411.5264 | 0 | 771107.4494 | 19 | 9500 | 2284.1988 | 199.6997 | 22783.3333 | 131445.9327 | 32283.3333 | 0 | 99162.5993 | 99162.5993 | 0 | 9500 | 0 | 0 | 0 | 0 | 0
2022-02-15 15:00 | 0.49138 | 0.7165 | 35871 | 17097.5032 | 633 | 75832.6404 | 3 | 15185.8301 | 1.5186 | 60646.8103 | 0 | 847518.9758 | 19 | 9500 | 2284.1988 | 199.6997 | 22783.3333 | 131445.9327 | 32283.3333 | 0 | 99162.5993 | 99162.5993 | 0 | 9500 | 0 | 0 | 0 | 0 | 0
2022-02-15 16:00 | 0.28655 | 0.57089 | 35871 | 9970.47 | 633 | 60421.6275 | 3 | 22312.8633 | 2.2313 | 38108.7641 | 0 | 908165.786 | 19 | 9500 | 2284.1988 | 199.6997 | 22783.3333 | 131445.9327 | 32283.3333 | 0 | 99162.5993 | 99162.5993 | 0 | 9500 | 0 | 0 | 0 | 0 | 0
2022-02-15 17:00 | 0.08015 | 0.2016 | 35871 | 2788.8088 | 633 | 21336.8602 | 3 | 29494.5245 | 2.9495 | 0 | 8157.6643 | 946274.5502 | 19 | 9500 | 2284.1988 | 199.6997 | 22783.3333 | 131445.9327 | 32283.3333 | 0 | 99162.5993 | 99162.5993 | 0 | 9500 | 0 | 0 | 0 | 0 | 0
2022-02-15 18:00 | 0 | 0 | 35871 | 0 | 633 | 0 | 3 | 30000 | 3 | 0 | 30000 | 938116.8858 | 19 | 7216.6667 | 2284.1988 | 151.7017 | 22783.3333 | 131445.9327 | 30000 | 0 | 101445.9327 | 101445.9327 | 0 | 7216.6667 | 0 | 0 | 0 | 0 | 0
2022-02-15 19:00 | 0 | 0 | 35871 | 0 | 633 | 0 | 3 | 30000 | 3 | 0 | 30000 | 908116.8858 | 19 | 7216.6667 | 2284.1988 | 151.7017 | 22783.3333 | 131445.9327 | 30000 | 0 | 101445.9327 | 101445.9327 | 0 | 7216.6667 | 0 | 0 | 0 | 0 | 0
2022-02-15 20:00 | 0 | 0 | 35871 | 0 | 633 | 0 | 3 | 30000 | 3 | 0 | 30000 | 878116.8858 | 19 | 7216.6667 | 2284.1988 | 151.7017 | 22783.3333 | 131445.9327 | 30000 | 0 | 101445.9327 | 101445.9327 | 0 | 7216.6667 | 0 | 0 | 0 | 0 | 0
2022-02-15 21:00 | 0 | 0 | 35871 | 0 | 633 | 0 | 3 | 30000 | 3 | 0 | 30000 | 848116.8858 | 19 | 7216.6667 | 2284.1988 | 151.7017 | 22783.3333 | 131445.9327 | 30000 | 0 | 101445.9327 | 101445.9327 | 0 | 7216.6667 | 0 | 0 | 0 | 0 | 0
2022-02-15 22:00 | 0 | 0 | 35871 | 0 | 633 | 0 | 3 | 30000 | 3 | 0 | 30000 | 818116.8858 | 19 | 7216.6667 | 2284.1988 | 151.7017 | 22783.3333 | 131445.9327 | 30000 | 0 | 101445.9327 | 101445.9327 | 0 | 7216.6667 | 0 | 0 | 0 | 0 | 0
2022-02-15 23:00 | 0 | 0 | 35871 | 0 | 633 | 0 | 3 | 30000 | 3 | 0 | 30000 | 788116.8858 | 19 | 7216.6667 | 2284.1988 | 151.7017 | 22783.3333 | 131445.9327 | 30000 | 0 | 101445.9327 | 101445.9327 | 0 | 7216.6667 | 0 | 0 | 0 | 0 | 0
2022-02-16 | 0 | 0 | 35871 | 0 | 633 | 0 | 3 | 30000 | 3 | 0 | 30000 | 758116.8858 | 19 | 6758.3333 | 2284.1988 | 142.0671 | 23241.6667 | 131904.266 | 30000 | 0 | 101904.266 | 101904.266 | 0 | 6758.3333 | 0 | 0 | 0 | 0 | 0
2022-02-16 01:00 | 0 | 0 | 35871 | 0 | 633 | 0 | 3 | 30000 | 3 | 0 | 30000 | 728116.8858 | 19 | 6758.3333 | 2284.1988 | 142.0671 | 23241.6667 | 131904.266 | 30000 | 0 | 101904.266 | 101904.266 | 0 | 6758.3333 | 0 | 0 | 0 | 0 | 0
2022-02-16 02:00 | 0 | 0 | 35871 | 0 | 633 | 0 | 3 | 30000 | 3 | 0 | 30000 | 698116.8858 | 19 | 6758.3333 | 2284.1988 | 142.0671 | 23241.6667 | 131904.266 | 30000 | 0 | 101904.266 | 101904.266 | 0 | 6758.3333 | 0 | 0 | 0 | 0 | 0
2022-02-16 03:00 | 0 | 0 | 35871 | 0 | 633 | 0 | 3 | 30000 | 3 | 0 | 30000 | 668116.8858 | 19 | 6758.3333 | 2284.1988 | 142.0671 | 23241.6667 | 131904.266 | 30000 | 0 | 101904.266 | 101904.266 | 0 | 6758.3333 | 0 | 0 | 0 | 0 | 0
2022-02-16 04:00 | 0 | 0 | 35871 | 0 | 633 | 0 | 3 | 30000 | 3 | 0 | 30000 | 638116.8858 | 19 | 6758.3333 | 2284.1988 | 142.0671 | 23241.6667 | 131904.266 | 30000 | 0 | 101904.266 | 101904.266 | 0 | 6758.3333 | 0 | 0 | 0 | 0 | 0
2022-02-16 05:00 | 0 | 0 | 35871 | 0 | 633 | 0 | 3 | 30000 | 3 | 0 | 30000 | 608116.8858 | 19 | 6758.3333 | 2284.1988 | 142.0671 | 23241.6667 | 131904.266 | 30000 | 0 | 101904.266 | 101904.266 | 0 | 6758.3333 | 0 | 0 | 0 | 0 | 0
2022-02-16 06:00 | 0 | 0 | 35871 | 0 | 633 | 0 | 3 | 30000 | 3 | 0 | 30000 | 578116.8858 | 19 | 6758.3333 | 2284.1988 | 142.0671 | 23241.6667 | 131904.266 | 30000 | 0 | 101904.266 | 101904.266 | 0 | 6758.3333 | 0 | 0 | 0 | 0 | 0
2022-02-16 07:00 | 0.04885 | 0.16052 | 35871 | 1699.7294 | 633 | 16989.0516 | 3 | 30000 | 3 | 0 | 13010.9484 | 548116.8858 | 19 | 8458.0627 | 2284.1988 | 177.7971 | 23241.6667 | 131904.266 | 31699.7294 | 0 | 100204.5366 | 100204.5366 | 1699.7294 | 6758.3333 | 0 | 0 | 0 | 0 | 0
2022-02-16 08:00 | 0.25327 | 0.57765 | 35871 | 8812.4967 | 633 | 61137.0896 | 3 | 23929.1699 | 2.3929 | 37207.9197 | 0 | 535105.9374 | 19 | 9500 | 2284.1988 | 199.6997 | 23241.6667 | 131904.266 | 32741.6667 | 0 | 99162.5993 | 99162.5993 | 0 | 9500 | 0 | 0 | 0 | 0 | 0
2022-02-16 09:00 | 0.46283 | 0.7617 | 35871 | 16104.1097 | 633 | 80616.4999 | 3 | 16637.557 | 1.6638 | 63978.9429 | 0 | 572313.8571 | 19 | 9500 | 2284.1988 | 199.6997 | 23241.6667 | 131904.266 | 32741.6667 | 0 | 99162.5993 | 99162.5993 | 0 | 9500 | 0 | 0 | 0 | 0 | 0
2022-02-16 10:00 | 0.63495 | 0.86189 | 35871 | 22093.0027 | 633 | 91220.3691 | 3 | 10648.664 | 1.0649 | 80571.7051 | 0 | 636292.8 | 19 | 9500 | 2284.1988 | 199.6997 | 23241.6667 | 131904.266 | 32741.6667 | 0 | 99162.5993 | 99162.5993 | 0 | 9500 | 0 | 0 | 0 | 0 | 0
2022-02-16 11:00 | 0.74928 | 0.90969 | 35871 | 26071.1002 | 633 | 96279.4063 | 3 | 6670.5665 | 0.66706 | 89608.8399 | 0 | 716864.5051 | 19 | 9500 | 2284.1988 | 199.6997 | 23241.6667 | 131904.266 | 32741.6667 | 0 | 99162.5993 | 99162.5993 | 2829.4335 | 6670.5665 | 0 | 0 | 0 | 0 | 0
2022-02-16 12:00 | 0.79425 | 0.93417 | 35871 | 27635.8255 | 633 | 98870.3108 | 3 | 5105.8412 | 0.51058 | 93764.4696 | 0 | 806473.345 | 19 | 9500 | 2284.1988 | 199.6997 | 23241.6667 | 131904.266 | 32741.6667 | 0 | 99162.5993 | 99162.5993 | 4394.1588 | 5105.8412 | 0 | 0 | 0 | 0 | 0
2022-02-16 13:00 | 0.767 | 0.9298 | 35871 | 26687.6653 | 633 | 98407.8005 | 3 | 6054.0014 | 0.6054 | 92353.7991 | 0 | 900237.8146 | 19 | 9500 | 2284.1988 | 199.6997 | 23241.6667 | 131904.266 | 32741.6667 | 0 | 99162.5993 | 99162.5993 | 3445.9986 | 6054.0014 | 0 | 0 | 0 | 0 | 0
2022-02-16 14:00 | 0.66588 | 0.88663 | 35871 | 23169.208 | 633 | 93838.7913 | 3 | 9572.4586 | 0.95725 | 84266.3327 | 0 | 992591.6137 | 19 | 9500 | 2284.1988 | 199.6997 | 23241.6667 | 131904.266 | 32741.6667 | 0 | 99162.5993 | 99162.5993 | 0 | 9500 | 0 | 0 | 0 | 0 | 0
2022-02-16 15:00 | 0.50577 | 0.81324 | 35871 | 17598.2014 | 633 | 86071.3698 | 3 | 15143.4653 | 1.5143 | 70927.9046 | 0 | 1076857.9464 | 19 | 9500 | 2284.1988 | 199.6997 | 23241.6667 | 131904.266 | 32741.6667 | 0 | 99162.5993 | 99162.5993 | 0 | 9500 | 0 | 0 | 0 | 0 | 0
2022-02-16 16:00 | 0.30092 | 0.68288 | 35871 | 10470.4723 | 633 | 72274.3803 | 3 | 22271.1944 | 2.2271 | 50003.1859 | 0 | 1147785.8509 | 19 | 9500 | 2284.1988 | 199.6997 | 23241.6667 | 131904.266 | 32741.6667 | 0 | 99162.5993 | 99162.5993 | 0 | 9500 | 0 | 0 | 0 | 0 | 0
2022-02-16 17:00 | 0.0879 | 0.30135 | 35871 | 3058.4691 | 633 | 31894.1608 | 3 | 29683.1976 | 2.9683 | 2210.9632 | 0 | 1197789.0368 | 19 | 9500 | 2284.1988 | 199.6997 | 23241.6667 | 131904.266 | 32741.6667 | 0 | 99162.5993 | 99162.5993 | 0 | 9500 | 0 | 0 | 0 | 0 | 0
2022-02-16 18:00 | 0 | 0 | 35871 | 0 | 633 | 0 | 3 | 23241.6667 | 2.3242 | 0 | 23241.6667 | 1200000 | 19 | 0 | 2284.1988 | 0 | 23241.6667 | 131904.266 | 23241.6667 | 0 | 108662.5993 | 108662.5993 | 0 | 0 | 0 | 0 | 0 | 0 | 0
2022-02-16 19:00 | 0 | 0 | 35871 | 0 | 633 | 0 | 3 | 23241.6667 | 2.3242 | 0 | 23241.6667 | 1176758.3333 | 19 | 0 | 2284.1988 | 0 | 23241.6667 | 131904.266 | 23241.6667 | 0 | 108662.5993 | 108662.5993 | 0 | 0 | 0 | 0 | 0 | 0 | 0
2022-02-16 20:00 | 0 | 0 | 35871 | 0 | 633 | 0 | 3 | 23241.6667 | 2.3242 | 0 | 23241.6667 | 1153516.6667 | 19 | 0 | 2284.1988 | 0 | 23241.6667 | 131904.266 | 23241.6667 | 0 | 108662.5993 | 108662.5993 | 0 | 0 | 0 | 0 | 0 | 0 | 0
2022-02-16 21:00 | 0 | 0 | 35871 | 0 | 633 | 0 | 3 | 23241.6667 | 2.3242 | 0 | 23241.6667 | 1130275 | 19 | 0 | 2284.1988 | 0 | 23241.6667 | 131904.266 | 23241.6667 | 0 | 108662.5993 | 108662.5993 | 0 | 0 | 0 | 0 | 0 | 0 | 0
2022-02-16 22:00 | 0 | 0 | 35871 | 0 | 633 | 0 | 3 | 23241.6667 | 2.3242 | 0 | 23241.6667 | 1107033.3333 | 19 | 0 | 2284.1988 | 0 | 23241.6667 | 131904.266 | 23241.6667 | 0 | 108662.5993 | 108662.5993 | 0 | 0 | 0 | 0 | 0 | 0 | 0
2022-02-16 23:00 | 0 | 0 | 35871 | 0 | 633 | 0 | 3 | 23241.6667 | 2.3242 | 0 | 23241.6667 | 1083791.6667 | 19 | 0 | 2284.1988 | 0 | 23241.6667 | 131904.266 | 23241.6667 | 0 | 108662.5993 | 108662.5993 | 0 | 0 | 0 | 0 | 0 | 0 | 0
2022-02-17 | 0 | 0 | 35871 | 0 | 633 | 0 | 3 | 23340.4032 | 2.334 | 0 | 23340.4032 | 1060550 | 19 | 232.0699 | 2284.1988 | 4.8783 | 23108.3333 | 131770.9327 | 23340.4032 | 0 | 108430.5295 | 108430.5295 | 0 | 232.0699 | 0 | 0 | 0 | 0 | 0
2022-02-17 01:00 | 0 | 0 | 35871 | 0 | 633 | 0 | 3 | 30000 | 3 | 0 | 30000 | 1037209.5968 | 19 | 6891.6667 | 2284.1988 | 144.8699 | 23108.3333 | 131770.9327 | 30000 | 0 | 101770.9327 | 101770.9327 | 0 | 6891.6667 | 0 | 0 | 0 | 0 | 0
2022-02-17 02:00 | 0 | 0 | 35871 | 0 | 633 | 0 | 3 | 30000 | 3 | 0 | 30000 | 1007209.5968 | 19 | 6891.6667 | 2284.1988 | 144.8699 | 23108.3333 | 131770.9327 | 30000 | 0 | 101770.9327 | 101770.9327 | 0 | 6891.6667 | 0 | 0 | 0 | 0 | 0
2022-02-17 03:00 | 0 | 0 | 35871 | 0 | 633 | 0 | 3 | 30000 | 3 | 0 | 30000 | 977209.5968 | 19 | 6891.6667 | 2284.1988 | 144.8699 | 23108.3333 | 131770.9327 | 30000 | 0 | 101770.9327 | 101770.9327 | 0 | 6891.6667 | 0 | 0 | 0 | 0 | 0
2022-02-17 04:00 | 0 | 0 | 35871 | 0 | 633 | 0 | 3 | 30000 | 3 | 0 | 30000 | 947209.5968 | 19 | 6891.6667 | 2284.1988 | 144.8699 | 23108.3333 | 131770.9327 | 30000 | 0 | 101770.9327 | 101770.9327 | 0 | 6891.6667 | 0 | 0 | 0 | 0 | 0
2022-02-17 05:00 | 0 | 0 | 35871 | 0 | 633 | 0 | 3 | 30000 | 3 | 0 | 30000 | 917209.5968 | 19 | 6891.6667 | 2284.1988 | 144.8699 | 23108.3333 | 131770.9327 | 30000 | 0 | 101770.9327 | 101770.9327 | 0 | 6891.6667 | 0 | 0 | 0 | 0 | 0
2022-02-17 06:00 | 0 | 0 | 35871 | 0 | 633 | 0 | 3 | 30000 | 3 | 0 | 30000 | 887209.5968 | 19 | 6891.6667 | 2284.1988 | 144.8699 | 23108.3333 | 131770.9327 | 30000 | 0 | 101770.9327 | 101770.9327 | 0 | 6891.6667 | 0 | 0 | 0 | 0 | 0
2022-02-17 07:00 | 0.04697 | 0.08676 | 35871 | 1634.315 | 633 | 9182.4702 | 3 | 30000 | 3 | 0 | 20817.5298 | 857209.5968 | 19 | 8525.9817 | 2284.1988 | 179.2248 | 23108.3333 | 131770.9327 | 31634.315 | 0 | 100136.6176 | 100136.6176 | 1634.315 | 6891.6667 | 0 | 0 | 0 | 0 | 0
2022-02-17 08:00 | 0.23265 | 0.32148 | 35871 | 8095.0265 | 633 | 34024.6716 | 3 | 24513.3068 | 2.4513 | 9511.3648 | 0 | 836392.067 | 19 | 9500 | 2284.1988 | 199.6997 | 23108.3333 | 131770.9327 | 32608.3333 | 0 | 99162.5993 | 99162.5993 | 0 | 9500 | 0 | 0 | 0 | 0 | 0
2022-02-17 09:00 | 0.41767 | 0.52155 | 35871 | 14532.7734 | 633 | 55199.6003 | 3 | 8575.56 | 0.85756 | 46624.0403 | 0 | 845903.4318 | 19 | 0 | 2284.1988 | 0 | 23108.3333 | 131770.9327 | 23108.3333 | 0 | 108662.5993 | 108662.5993 | 0 | 0 | 0 | 0 | 0 | 0 | 0
2022-02-17 10:00 | 0.58042 | 0.55081 | 35871 | 20195.6384 | 633 | 58296.4085 | 3 | 2912.6949 | 0.29127 | 55383.7136 | 0 | 892527.4721 | 19 | 0 | 2284.1988 | 0 | 23108.3333 | 131770.9327 | 23108.3333 | 0 | 108662.5993 | 108662.5993 | 0 | 0 | 0 | 0 | 0 | 0 | 0
2022-02-17 11:00 | 0.66792 | 0.55211 | 35871 | 23240.1896 | 633 | 58433.9973 | 3 | 0 | 0 | 58433.9973 | 0 | 947911.1857 | 19 | 131.8562 | 2284.1988 | 2.7718 | 23108.3333 | 131770.9327 | 23240.1896 | 0 | 108530.7431 | 108530.7431 | 131.8562 | 0 | 0 | 0 | 0 | 0 | 0
2022-02-17 12:00 | 0.65403 | 0.28388 | 35871 | 22756.8888 | 633 | 30045.1779 | 3 | 351.4445 | 0.035144 | 29693.7334 | 0 | 1006345.183 | 19 | 0 | 2284.1988 | 0 | 23108.3333 | 131770.9327 | 23108.3333 | 0 | 108662.5993 | 108662.5993 | 0 | 0 | 0 | 0 | 0 | 0 | 0
2022-02-17 13:00 | 0.61965 | 0.34979 | 35871 | 21560.6412 | 633 | 37020.9341 | 3 | 1547.6921 | 0.15477 | 35473.242 | 0 | 1036038.9164 | 19 | 0 | 2284.1988 | 0 | 23108.3333 | 131770.9327 | 23108.3333 | 0 | 108662.5993 | 108662.5993 | 0 | 0 | 0 | 0 | 0 | 0 | 0
2022-02-17 14:00 | 0.47912 | 0.09669 | 35871 | 16670.9181 | 633 | 10233.4375 | 3 | 6437.4152 | 0.64374 | 3796.0223 | 0 | 1071512.1583 | 19 | 0 | 2284.1988 | 0 | 23108.3333 | 131770.9327 | 23108.3333 | 0 | 108662.5993 | 108662.5993 | 0 | 0 | 0 | 0 | 0 | 0 | 0
2022-02-17 15:00 | 0.30733 | 0.00677 | 35871 | 10693.5074 | 633 | 716.5206 | 3 | 12414.8259 | 1.2415 | 0 | 11698.3054 | 1075308.1807 | 19 | 0 | 2284.1988 | 0 | 23108.3333 | 131770.9327 | 23108.3333 | 0 | 108662.5993 | 108662.5993 | 0 | 0 | 0 | 0 | 0 | 0 | 0
2022-02-17 16:00 | 0.16595 | 0.00149 | 35871 | 5774.2087 | 633 | 157.698 | 3 | 17334.1247 | 1.7334 | 0 | 17176.4266 | 1063609.8753 | 19 | 0 | 2284.1988 | 0 | 23108.3333 | 131770.9327 | 23108.3333 | 0 | 108662.5993 | 108662.5993 | 0 | 0 | 0 | 0 | 0 | 0 | 0
2022-02-17 17:00 | 0.04722 | 0 | 35871 | 1643.0138 | 633 | 0 | 3 | 21465.3196 | 2.1465 | 0 | 21465.3196 | 1046433.4487 | 19 | 0 | 2284.1988 | 0 | 23108.3333 | 131770.9327 | 23108.3333 | 0 | 108662.5993 | 108662.5993 | 0 | 0 | 0 | 0 | 0 | 0 | 0
2022-02-17 18:00 | 0 | 0 | 35871 | 0 | 633 | 0 | 3 | 23108.3333 | 2.3108 | 0 | 23108.3333 | 1024968.1291 | 19 | 0 | 2284.1988 | 0 | 23108.3333 | 131770.9327 | 23108.3333 | 0 | 108662.5993 | 108662.5993 | 0 | 0 | 0 | 0 | 0 | 0 | 0
2022-02-17 19:00 | 0 | 0 | 35871 | 0 | 633 | 0 | 3 | 23108.3333 | 2.3108 | 0 | 23108.3333 | 1001859.7957 | 19 | 0 | 2284.1988 | 0 | 23108.3333 | 131770.9327 | 23108.3333 | 0 | 108662.5993 | 108662.5993 | 0 | 0 | 0 | 0 | 0 | 0 | 0
2022-02-17 20:00 | 0 | 0 | 35871 | 0 | 633 | 0 | 3 | 23108.3333 | 2.3108 | 0 | 23108.3333 | 978751.4624 | 19 | 0 | 2284.1988 | 0 | 23108.3333 | 131770.9327 | 23108.3333 | 0 | 108662.5993 | 108662.5993 | 0 | 0 | 0 | 0 | 0 | 0 | 0
2022-02-17 21:00 | 0 | 0 | 35871 | 0 | 633 | 0 | 3 | 23108.3333 | 2.3108 | 0 | 23108.3333 | 955643.1291 | 19 | 0 | 2284.1988 | 0 | 23108.3333 | 131770.9327 | 23108.3333 | 0 | 108662.5993 | 108662.5993 | 0 | 0 | 0 | 0 | 0 | 0 | 0
2022-02-17 22:00 | 0 | 0 | 35871 | 0 | 633 | 0 | 3 | 23108.3333 | 2.3108 | 0 | 23108.3333 | 932534.7957 | 19 | 0 | 2284.1988 | 0 | 23108.3333 | 131770.9327 | 23108.3333 | 0 | 108662.5993 | 108662.5993 | 0 | 0 | 0 | 0 | 0 | 0 | 0
2022-02-17 23:00 | 0 | 0 | 35871 | 0 | 633 | 0 | 3 | 23108.3333 | 2.3108 | 0 | 23108.3333 | 909426.4624 | 19 | 0 | 2284.1988 | 0 | 23108.3333 | 131770.9327 | 23108.3333 | 0 | 108662.5993 | 108662.5993 | 0 | 0 | 0 | 0 | 0 | 0 | 0
2022-02-18 | 0 | 0 | 35871 | 0 | 633 | 0 | 3 | 23545.8333 | 2.3546 | 0 | 23545.8333 | 886318.1291 | 19 | 0 | 2284.1988 | 0 | 23545.8333 | 132208.4327 | 23545.8333 | 0 | 108662.5993 | 108662.5993 | 0 | 0 | 0 | 0 | 0 | 0 | 0
2022-02-18 01:00 | 0 | 0 | 35871 | 0 | 633 | 0 | 3 | 23545.8333 | 2.3546 | 0 | 23545.8333 | 862772.2957 | 19 | 0 | 2284.1988 | 0 | 23545.8333 | 132208.4327 | 23545.8333 | 0 | 108662.5993 | 108662.5993 | 0 | 0 | 0 | 0 | 0 | 0 | 0
2022-02-18 02:00 | 0 | 0 | 35871 | 0 | 633 | 0 | 3 | 23545.8333 | 2.3546 | 0 | 23545.8333 | 839226.4624 | 19 | 0 | 2284.1988 | 0 | 23545.8333 | 132208.4327 | 23545.8333 | 0 | 108662.5993 | 108662.5993 | 0 | 0 | 0 | 0 | 0 | 0 | 0
2022-02-18 03:00 | 0 | 0 | 35871 | 0 | 633 | 0 | 3 | 23545.8333 | 2.3546 | 0 | 23545.8333 | 815680.6291 | 19 | 0 | 2284.1988 | 0 | 23545.8333 | 132208.4327 | 23545.8333 | 0 | 108662.5993 | 108662.5993 | 0 | 0 | 0 | 0 | 0 | 0 | 0
2022-02-18 04:00 | 0 | 0 | 35871 | 0 | 633 | 0 | 3 | 23545.8333 | 2.3546 | 0 | 23545.8333 | 792134.7957 | 19 | 0 | 2284.1988 | 0 | 23545.8333 | 132208.4327 | 23545.8333 | 0 | 108662.5993 | 108662.5993 | 0 | 0 | 0 | 0 | 0 | 0 | 0
2022-02-18 05:00 | 0 | 0 | 35871 | 0 | 633 | 0 | 3 | 23545.8333 | 2.3546 | 0 | 23545.8333 | 768588.9624 | 19 | 0 | 2284.1988 | 0 | 23545.8333 | 132208.4327 | 23545.8333 | 0 | 108662.5993 | 108662.5993 | 0 | 0 | 0 | 0 | 0 | 0 | 0
2022-02-18 06:00 | 0 | 0 | 35871 | 0 | 633 | 0 | 3 | 23545.8333 | 2.3546 | 0 | 23545.8333 | 745043.1291 | 19 | 0 | 2284.1988 | 0 | 23545.8333 | 132208.4327 | 23545.8333 | 0 | 108662.5993 | 108662.5993 | 0 | 0 | 0 | 0 | 0 | 0 | 0
2022-02-18 07:00 | 0.02625 | 0 | 35871 | 913.3653 | 633 | 0 | 3 | 22632.468 | 2.2632 | 0 | 22632.468 | 721497.2957 | 19 | 0 | 2284.1988 | 0 | 23545.8333 | 132208.4327 | 23545.8333 | 0 | 108662.5993 | 108662.5993 | 0 | 0 | 0 | 0 | 0 | 0 | 0
2022-02-18 08:00 | 0.13368 | 0.00926 | 35871 | 4651.3782 | 633 | 980.0562 | 3 | 18894.4551 | 1.8894 | 0 | 17914.3989 | 698864.8278 | 19 | 0 | 2284.1988 | 0 | 23545.8333 | 132208.4327 | 23545.8333 | 0 | 108662.5993 | 108662.5993 | 0 | 0 | 0 | 0 | 0 | 0 | 0
2022-02-18 09:00 | 0.26105 | 0.00979 | 35871 | 9083.2008 | 633 | 1036.1501 | 3 | 14462.6325 | 1.4463 | 0 | 13426.4824 | 680950.4288 | 19 | 0 | 2284.1988 | 0 | 23545.8333 | 132208.4327 | 23545.8333 | 0 | 108662.5993 | 108662.5993 | 0 | 0 | 0 | 0 | 0 | 0 | 0
2022-02-18 10:00 | 0.39325 | 0.0245 | 35871 | 13683.0826 | 633 | 2593.0212 | 3 | 9862.7507 | 0.98628 | 0 | 7269.7295 | 667523.9464 | 19 | 0 | 2284.1988 | 0 | 23545.8333 | 132208.4327 | 23545.8333 | 0 | 108662.5993 | 108662.5993 | 0 | 0 | 0 | 0 | 0 | 0 | 0
2022-02-18 11:00 | 0.51238 | 0.05329 | 35871 | 17828.1955 | 633 | 5640.0857 | 3 | 5717.6378 | 0.57176 | 2.7285e-12 | 77.5521 | 660254.2169 | 19 | 0 | 2284.1988 | 0 | 23545.8333 | 132208.4327 | 23545.8333 | 0 | 108662.5993 | 108662.5993 | 0 | 0 | 0 | 0 | 0 | 0 | 0
2022-02-18 12:00 | 0.56258 | 0.11015 | 35871 | 19574.898 | 633 | 11658.0116 | 3 | 3970.9354 | 0.39709 | 7687.0763 | 0 | 660176.6648 | 19 | 0 | 2284.1988 | 0 | 23545.8333 | 132208.4327 | 23545.8333 | 0 | 108662.5993 | 108662.5993 | 0 | 0 | 0 | 0 | 0 | 0 | 0
2022-02-18 13:00 | 0.52553 | 0.0445 | 35871 | 18285.748 | 633 | 4709.7732 | 3 | 5260.0853 | 0.52601 | 9.0949e-13 | 550.3121 | 667863.741 | 19 | 0 | 2284.1988 | 0 | 23545.8333 | 132208.4327 | 23545.8333 | 0 | 108662.5993 | 108662.5993 | 0 | 0 | 0 | 0 | 0 | 0 | 0
2022-02-18 14:00 | 0.43425 | 0.03664 | 35871 | 15109.6723 | 633 | 3877.8897 | 3 | 8436.161 | 0.84362 | 0 | 4558.2714 | 667313.4289 | 19 | 0 | 2284.1988 | 0 | 23545.8333 | 132208.4327 | 23545.8333 | 0 | 108662.5993 | 108662.5993 | 0 | 0 | 0 | 0 | 0 | 0 | 0
2022-02-18 15:00 | 0.3015 | 0.0071 | 35871 | 10490.6533 | 633 | 751.447 | 3 | 13055.18 | 1.3055 | 0 | 12303.7331 | 662755.1576 | 19 | 0 | 2284.1988 | 0 | 23545.8333 | 132208.4327 | 23545.8333 | 0 | 108662.5993 | 108662.5993 | 0 | 0 | 0 | 0 | 0 | 0 | 0
2022-02-18 16:00 | 0.18212 | 0.01047 | 35871 | 6336.8417 | 633 | 1108.1197 | 3 | 17208.9916 | 1.7209 | 0 | 16100.8719 | 650451.4245 | 19 | 0 | 2284.1988 | 0 | 23545.8333 | 132208.4327 | 23545.8333 | 0 | 108662.5993 | 108662.5993 | 0 | 0 | 0 | 0 | 0 | 0 | 0
2022-02-18 17:00 | 0.05647 | 0.0036 | 35871 | 1964.8663 | 633 | 381.0154 | 3 | 21580.967 | 2.1581 | 0 | 21199.9517 | 634350.5525 | 19 | 0 | 2284.1988 | 0 | 23545.8333 | 132208.4327 | 23545.8333 | 0 | 108662.5993 | 108662.5993 | 0 | 0 | 0 | 0 | 0 | 0 | 0
2022-02-18 18:00 | 0 | 0 | 35871 | 0 | 633 | 0 | 3 | 23545.8333 | 2.3546 | 0 | 23545.8333 | 613150.6009 | 19 | 0 | 2284.1988 | 0 | 23545.8333 | 132208.4327 | 23545.8333 | 0 | 108662.5993 | 108662.5993 | 0 | 0 | 0 | 0 | 0 | 0 | 0
2022-02-18 19:00 | 0 | 0 | 35871 | 0 | 633 | 0 | 3 | 23545.8333 | 2.3546 | 0 | 23545.8333 | 589604.7676 | 19 | 0 | 2284.1988 | 0 | 23545.8333 | 132208.4327 | 23545.8333 | 0 | 108662.5993 | 108662.5993 | 0 | 0 | 0 | 0 | 0 | 0 | 0
2022-02-18 20:00 | 0 | 0 | 35871 | 0 | 633 | 0 | 3 | 23545.8333 | 2.3546 | 0 | 23545.8333 | 566058.9342 | 19 | 0 | 2284.1988 | 0 | 23545.8333 | 132208.4327 | 23545.8333 | 0 | 108662.5993 | 108662.5993 | 0 | 0 | 0 | 0 | 0 | 0 | 0
2022-02-18 21:00 | 0 | 0 | 35871 | 0 | 633 | 0 | 3 | 23545.8333 | 2.3546 | 0 | 23545.8333 | 542513.1009 | 19 | 0 | 2284.1988 | 0 | 23545.8333 | 132208.4327 | 23545.8333 | 0 | 108662.5993 | 108662.5993 | 0 | 0 | 0 | 0 | 0 | 0 | 0
2022-02-18 22:00 | 0 | 0 | 35871 | 0 | 633 | 0 | 3 | 23545.8333 | 2.3546 | 0 | 23545.8333 | 518967.2676 | 19 | 0 | 2284.1988 | 0 | 23545.8333 | 132208.4327 | 23545.8333 | 0 | 108662.5993 | 108662.5993 | 0 | 0 | 0 | 0 | 0 | 0 | 0
2022-02-18 23:00 | 0 | 0 | 35871 | 0 | 633 | 0 | 3 | 23545.8333 | 2.3546 | 0 | 23545.8333 | 495421.4342 | 19 | 0 | 2284.1988 | 0 | 23545.8333 | 132208.4327 | 23545.8333 | 0 | 108662.5993 | 108662.5993 | 0 | 0 | 0 | 0 | 0 | 0 | 0
2022-02-19 | 0 | 0 | 35871 | 0 | 633 | 0 | 3 | 23237.5 | 2.3237 | 0 | 23237.5 | 471875.6009 | 19 | 0 | 2284.1988 | 0 | 23237.5 | 131900.0993 | 23237.5 | 0 | 108662.5993 | 108662.5993 | 0 | 0 | 0 | 0 | 0 | 0 | 0
2022-02-19 01:00 | 0 | 0 | 35871 | 0 | 633 | 0 | 3 | 23237.5 | 2.3237 | 0 | 23237.5 | 448638.1009 | 19 | 0 | 2284.1988 | 0 | 23237.5 | 131900.0993 | 23237.5 | 0 | 108662.5993 | 108662.5993 | 0 | 0 | 0 | 0 | 0 | 0 | 0
2022-02-19 02:00 | 0 | 0 | 35871 | 0 | 633 | 0 | 3 | 23237.5 | 2.3237 | 0 | 23237.5 | 425400.6009 | 19 | 0 | 2284.1988 | 0 | 23237.5 | 131900.0993 | 23237.5 | 0 | 108662.5993 | 108662.5993 | 0 | 0 | 0 | 0 | 0 | 0 | 0
2022-02-19 03:00 | 0 | 0 | 35871 | 0 | 633 | 0 | 3 | 23237.5 | 2.3238 | 0 | 23237.5 | 402163.1009 | 19 | 0 | 2284.1988 | 0 | 23237.5 | 131900.0993 | 23237.5 | 0 | 108662.5993 | 108662.5993 | 0 | 0 | 0 | 0 | 0 | 0 | 0
2022-02-19 04:00 | 0 | 0 | 35871 | 0 | 633 | 0 | 3 | 23237.5 | 2.3237 | 0 | 23237.5 | 378925.6009 | 19 | 0 | 2284.1988 | 0 | 23237.5 | 131900.0993 | 23237.5 | 0 | 108662.5993 | 108662.5993 | 0 | 0 | 0 | 0 | 0 | 0 | 0
2022-02-19 05:00 | 0 | 0 | 35871 | 0 | 633 | 0 | 3 | 23237.5 | 2.3237 | 0 | 23237.5 | 355688.1009 | 19 | 0 | 2284.1988 | 0 | 23237.5 | 131900.0993 | 23237.5 | 0 | 108662.5993 | 108662.5993 | 0 | 0 | 0 | 0 | 0 | 0 | 0
2022-02-19 06:00 | 0 | 0 | 35871 | 0 | 633 | 0 | 3 | 23237.5 | 2.3237 | 0 | 23237.5 | 332450.6009 | 19 | 0 | 2284.1988 | 0 | 23237.5 | 131900.0993 | 23237.5 | 0 | 108662.5993 | 108662.5993 | 0 | 0 | 0 | 0 | 0 | 0 | 0
2022-02-19 07:00 | 0.04005 | 0.00512 | 35871 | 1393.5345 | 633 | 541.8885 | 3 | 21843.9655 | 2.1844 | 0 | 21302.0769 | 309213.1009 | 19 | 0 | 2284.1988 | 0 | 23237.5 | 131900.0993 | 23237.5 | 0 | 108662.5993 | 108662.5993 | 0 | 0 | 0 | 0 | 0 | 0 | 0
2022-02-19 08:00 | 0.1872 | 0.08746 | 35871 | 6513.5997 | 633 | 9256.5565 | 3 | 16723.9003 | 1.6724 | 0 | 7467.3438 | 287911.0239 | 19 | 0 | 2284.1988 | 0 | 23237.5 | 131900.0993 | 23237.5 | 0 | 108662.5993 | 108662.5993 | 0 | 0 | 0 | 0 | 0 | 0 | 0
2022-02-19 09:00 | 0.32795 | 0.13015 | 35871 | 11410.9776 | 633 | 13774.7636 | 3 | 11826.5224 | 1.1827 | 1948.2413 | 0 | 280443.6801 | 19 | 0 | 2284.1988 | 0 | 23237.5 | 131900.0993 | 23237.5 | 0 | 108662.5993 | 108662.5993 | 0 | 0 | 0 | 0 | 0 | 0 | 0
2022-02-19 10:00 | 0.45562 | 0.15487 | 35871 | 15853.2387 | 633 | 16391.0691 | 3 | 7384.2613 | 0.73843 | 9006.8078 | 0 | 282391.9214 | 19 | 0 | 2284.1988 | 0 | 23237.5 | 131900.0993 | 23237.5 | 0 | 108662.5993 | 108662.5993 | 0 | 0 | 0 | 0 | 0 | 0 | 0
2022-02-19 11:00 | 0.52045 | 0.09151 | 35871 | 18108.9901 | 633 | 9685.1988 | 3 | 5128.5099 | 0.51285 | 4556.6889 | 0 | 291398.7291 | 19 | 0 | 2284.1988 | 0 | 23237.5 | 131900.0993 | 23237.5 | 0 | 108662.5993 | 108662.5993 | 0 | 0 | 0 | 0 | 0 | 0 | 0
2022-02-19 12:00 | 0.51817 | 0.07641 | 35871 | 18029.6578 | 633 | 8087.051 | 3 | 5207.8422 | 0.52078 | 2879.2088 | 0 | 295955.418 | 19 | 0 | 2284.1988 | 0 | 23237.5 | 131900.0993 | 23237.5 | 0 | 108662.5993 | 108662.5993 | 0 | 0 | 0 | 0 | 0 | 0 | 0
2022-02-19 13:00 | 0.502 | 0.13915 | 35871 | 17467.0247 | 633 | 14727.302 | 3 | 5770.4753 | 0.57705 | 8956.8268 | 0 | 298834.6268 | 19 | 0 | 2284.1988 | 0 | 23237.5 | 131900.0993 | 23237.5 | 0 | 108662.5993 | 108662.5993 | 0 | 0 | 0 | 0 | 0 | 0 | 0
2022-02-19 14:00 | 0.46865 | 0.06733 | 35871 | 16306.6158 | 633 | 7126.0456 | 3 | 6930.8842 | 0.69309 | 195.1614 | 0 | 307791.4536 | 19 | 0 | 2284.1988 | 0 | 23237.5 | 131900.0993 | 23237.5 | 0 | 108662.5993 | 108662.5993 | 0 | 0 | 0 | 0 | 0 | 0 | 0
2022-02-19 15:00 | 0.34262 | 0.14901 | 35871 | 11921.4184 | 633 | 15770.8608 | 3 | 11316.0816 | 1.1316 | 4454.7791 | 0 | 307986.615 | 19 | 0 | 2284.1988 | 0 | 23237.5 | 131900.0993 | 23237.5 | 0 | 108662.5993 | 108662.5993 | 0 | 0 | 0 | 0 | 0 | 0 | 0
2022-02-19 16:00 | 0.17745 | 0.07171 | 35871 | 6174.3497 | 633 | 7589.6143 | 3 | 17063.1503 | 1.7063 | 0 | 9473.536 | 312441.3942 | 19 | 0 | 2284.1988 | 0 | 23237.5 | 131900.0993 | 23237.5 | 0 | 108662.5993 | 108662.5993 | 0 | 0 | 0 | 0 | 0 | 0 | 0
2022-02-19 17:00 | 0.0554 | 0.00735 | 35871 | 1927.6358 | 633 | 777.9064 | 3 | 21309.8642 | 2.131 | 0 | 20531.9578 | 302967.8581 | 19 | 0 | 2284.1988 | 0 | 23237.5 | 131900.0993 | 23237.5 | 0 | 108662.5993 | 108662.5993 | 0 | 0 | 0 | 0 | 0 | 0 | 0
2022-02-19 18:00 | 0 | 0 | 35871 | 0 | 633 | 0 | 3 | 23237.5 | 2.3237 | 0 | 23237.5 | 282435.9003 | 19 | 0 | 2284.1988 | 0 | 23237.5 | 131900.0993 | 23237.5 | 0 | 108662.5993 | 108662.5993 | 0 | 0 | 0 | 0 | 0 | 0 | 0
2022-02-19 19:00 | 0 | 0 | 35871 | 0 | 633 | 0 | 3 | 23237.5 | 2.3237 | 0 | 23237.5 | 259198.4003 | 19 | 0 | 2284.1988 | 0 | 23237.5 | 131900.0993 | 23237.5 | 0 | 108662.5993 | 108662.5993 | 0 | 0 | 0 | 0 | 0 | 0 | 0
2022-02-19 20:00 | 0 | 0 | 35871 | 0 | 633 | 0 | 3 | 23237.5 | 2.3237 | 0 | 23237.5 | 235960.9003 | 19 | 0 | 2284.1988 | 0 | 23237.5 | 131900.0993 | 23237.5 | 0 | 108662.5993 | 108662.5993 | 0 | 0 | 0 | 0 | 0 | 0 | 0
2022-02-19 21:00 | 0 | 0 | 35871 | 0 | 633 | 0 | 3 | 23237.5 | 2.3237 | 0 | 23237.5 | 212723.4003 | 19 | 0 | 2284.1988 | 0 | 23237.5 | 131900.0993 | 23237.5 | 0 | 108662.5993 | 108662.5993 | 0 | 0 | 0 | 0 | 0 | 0 | 0
2022-02-19 22:00 | 0 | 0 | 35871 | 0 | 633 | 0 | 3 | 23237.5 | 2.3237 | 0 | 23237.5 | 189485.9003 | 19 | 0 | 2284.1988 | 0 | 23237.5 | 131900.0993 | 23237.5 | 0 | 108662.5993 | 108662.5993 | 0 | 0 | 0 | 0 | 0 | 0 | 0
2022-02-19 23:00 | 0 | 0 | 35871 | 0 | 633 | 0 | 3 | 23237.5 | 2.3237 | 0 | 23237.5 | 166248.4003 | 19 | 0 | 2284.1988 | 0 | 23237.5 | 131900.0993 | 23237.5 | 0 | 108662.5993 | 108662.5993 | 0 | 0 | 0 | 0 | 0 | 0 | 0
2022-02-20 | 0 | 0 | 35871 | 0 | 633 | 0 | 3 | 15208.3333 | 1.5208 | 0 | 15208.3333 | 143010.9003 | 19 | 0 | 2284.1988 | 0 | 15208.3333 | 123870.9327 | 15208.3333 | 0 | 108662.5993 | 108662.5993 | 0 | 0 | 0 | 0 | 0 | 0 | 0
2022-02-20 01:00 | 0 | 0 | 35871 | 0 | 633 | 0 | 3 | 15208.3333 | 1.5208 | 0 | 15208.3333 | 127802.567 | 19 | 0 | 2284.1988 | 0 | 15208.3333 | 123870.9327 | 15208.3333 | 0 | 108662.5993 | 108662.5993 | 0 | 0 | 0 | 0 | 0 | 0 | 0
2022-02-20 02:00 | 0 | 0 | 35871 | 0 | 633 | 0 | 3 | 15208.3333 | 1.5208 | 0 | 15208.3333 | 112594.2336 | 19 | 0 | 2284.1988 | 0 | 15208.3333 | 123870.9327 | 15208.3333 | 0 | 108662.5993 | 108662.5993 | 0 | 0 | 0 | 0 | 0 | 0 | 0
2022-02-20 03:00 | 0 | 0 | 35871 | 0 | 633 | 0 | 3 | 15208.3333 | 1.5208 | 0 | 15208.3333 | 97385.9003 | 19 | 0 | 2284.1988 | 0 | 15208.3333 | 123870.9327 | 15208.3333 | 0 | 108662.5993 | 108662.5993 | 0 | 0 | 0 | 0 | 0 | 0 | 0
2022-02-20 04:00 | 0 | 0 | 35871 | 0 | 633 | 0 | 3 | 15208.3333 | 1.5208 | 0 | 15208.3333 | 82177.567 | 19 | 0 | 2284.1988 | 0 | 15208.3333 | 123870.9327 | 15208.3333 | 0 | 108662.5993 | 108662.5993 | 0 | 0 | 0 | 0 | 0 | 0 | 0
2022-02-20 05:00 | 0 | 0 | 35871 | 0 | 633 | 0 | 3 | 15208.3333 | 1.5208 | 0 | 15208.3333 | 66969.2336 | 19 | 0 | 2284.1988 | 0 | 15208.3333 | 123870.9327 | 15208.3333 | 0 | 108662.5993 | 108662.5993 | 0 | 0 | 0 | 0 | 0 | 0 | 0
2022-02-20 06:00 | 0 | 0 | 35871 | 0 | 633 | 0 | 3 | 15208.3333 | 1.5208 | 0 | 15208.3333 | 51760.9003 | 19 | 0 | 2284.1988 | 0 | 15208.3333 | 123870.9327 | 15208.3333 | 0 | 108662.5993 | 108662.5993 | 0 | 0 | 0 | 0 | 0 | 0 | 0
2022-02-20 07:00 | 0.03375 | 0.00083 | 35871 | 1174.3269 | 633 | 87.8452 | 3 | 14034.0065 | 1.4034 | 0 | 13946.1613 | 36552.567 | 19 | 0 | 2284.1988 | 0 | 15208.3333 | 123870.9327 | 15208.3333 | 0 | 108662.5993 | 108662.5993 | 0 | 0 | 0 | 0 | 0 | 0 | 0
2022-02-20 08:00 | 0.15302 | 0.04996 | 35871 | 5324.311 | 633 | 5287.6465 | 3 | 9884.0223 | 0.9884 | 0 | 4596.3758 | 22606.4057 | 19 | 0 | 2284.1988 | 0 | 15208.3333 | 123870.9327 | 15208.3333 | 0 | 108662.5993 | 108662.5993 | 0 | 0 | 0 | 0 | 0 | 0 | 0
2022-02-20 09:00 | 0.32295 | 0.14787 | 35871 | 11237.0033 | 633 | 15650.2059 | 3 | 3971.3301 | 0.39713 | 11678.8758 | 0 | 18010.0299 | 19 | 0 | 2284.1988 | 0 | 15208.3333 | 123870.9327 | 15208.3333 | 0 | 108662.5993 | 108662.5993 | 0 | 0 | 0 | 0 | 0 | 0 | 0
2022-02-20 10:00 | 0.52085 | 0.30164 | 35871 | 18122.908 | 633 | 31924.8537 | 3 | 0 | 0 | 31924.8537 | 0 | 29688.9057 | 19 | 2914.5747 | 2284.1988 | 61.2673 | 15208.3333 | 123870.9327 | 18122.908 | 0 | 105748.0246 | 105748.0246 | 2914.5747 | 0 | 0 | 0 | 0 | 0 | 0
2022-02-20 11:00 | 0.6257 | 0.35234 | 35871 | 21771.1502 | 633 | 37290.82 | 3 | 0 | 0 | 37290.82 | 0 | 61613.7594 | 19 | 6562.8168 | 2284.1988 | 137.9571 | 15208.3333 | 123870.9327 | 21771.1502 | 0 | 102099.7825 | 102099.7825 | 6562.8168 | 0 | 0 | 0 | 0 | 0 | 0
2022-02-20 12:00 | 0.70445 | 0.3734 | 35871 | 24511.2462 | 633 | 39519.7598 | 3 | 0 | 0 | 39519.7598 | 0 | 98904.5794 | 19 | 9302.9128 | 2284.1988 | 195.5567 | 15208.3333 | 123870.9327 | 24511.2462 | 0 | 99359.6865 | 99359.6865 | 9302.9128 | 0 | 0 | 0 | 0 | 0 | 0
2022-02-20 13:00 | 0.693 | 0.42856 | 35871 | 24112.8449 | 633 | 45357.7619 | 3 | 0 | 0 | 45357.7619 | 0 | 138424.3392 | 19 | 8904.5116 | 2284.1988 | 187.1819 | 15208.3333 | 123870.9327 | 24112.8449 | 0 | 99758.0878 | 99758.0878 | 8904.5116 | 0 | 0 | 0 | 0 | 0 | 0
2022-02-20 14:00 | 0.5788 | 0.34619 | 35871 | 20139.2708 | 633 | 36639.9187 | 3 | 0 | 0 | 36639.9187 | 0 | 183782.1011 | 19 | 4930.9374 | 2284.1988 | 103.6533 | 15208.3333 | 123870.9327 | 20139.2708 | 0 | 103731.6619 | 103731.6619 | 4930.9374 | 0 | 0 | 0 | 0 | 0 | 0
2022-02-20 15:00 | 0.42295 | 0.26873 | 35871 | 14716.4903 | 633 | 28441.7382 | 3 | 491.8431 | 0.049184 | 27949.8952 | 0 | 220422.0198 | 19 | 0 | 2284.1988 | 0 | 15208.3333 | 123870.9327 | 15208.3333 | 0 | 108662.5993 | 108662.5993 | 0 | 0 | 0 | 0 | 0 | 0 | 0
2022-02-20 16:00 | 0.24093 | 0.17087 | 35871 | 8383.128 | 633 | 18084.4707 | 3 | 6825.2053 | 0.68252 | 11259.2654 | 0 | 248371.915 | 19 | 0 | 2284.1988 | 0 | 15208.3333 | 123870.9327 | 15208.3333 | 0 | 108662.5993 | 108662.5993 | 0 | 0 | 0 | 0 | 0 | 0 | 0
2022-02-20 17:00 | 0.07457 | 0.0373 | 35871 | 2594.6535 | 633 | 3947.7425 | 3 | 12613.6799 | 1.2614 | 0 | 8665.9374 | 259631.1804 | 19 | 0 | 2284.1988 | 0 | 15208.3333 | 123870.9327 | 15208.3333 | 0 | 108662.5993 | 108662.5993 | 0 | 0 | 0 | 0 | 0 | 0 | 0
2022-02-20 18:00 | 0 | 0 | 35871 | 0 | 633 | 0 | 3 | 15208.3333 | 1.5208 | 0 | 15208.3333 | 250965.243 | 19 | 0 | 2284.1988 | 0 | 15208.3333 | 123870.9327 | 15208.3333 | 0 | 108662.5993 | 108662.5993 | 0 | 0 | 0 | 0 | 0 | 0 | 0
2022-02-20 19:00 | 0 | 0 | 35871 | 0 | 633 | 0 | 3 | 15208.3333 | 1.5208 | 0 | 15208.3333 | 235756.9097 | 19 | 0 | 2284.1988 | 0 | 15208.3333 | 123870.9327 | 15208.3333 | 0 | 108662.5993 | 108662.5993 | 0 | 0 | 0 | 0 | 0 | 0 | 0
2022-02-20 20:00 | 0 | 0 | 35871 | 0 | 633 | 0 | 3 | 15208.3333 | 1.5208 | 0 | 15208.3333 | 220548.5763 | 19 | 0 | 2284.1988 | 0 | 15208.3333 | 123870.9327 | 15208.3333 | 0 | 108662.5993 | 108662.5993 | 0 | 0 | 0 | 0 | 0 | 0 | 0
2022-02-20 21:00 | 0 | 0 | 35871 | 0 | 633 | 0 | 3 | 15208.3333 | 1.5208 | 0 | 15208.3333 | 205340.243 | 19 | 0 | 2284.1988 | 0 | 15208.3333 | 123870.9327 | 15208.3333 | 0 | 108662.5993 | 108662.5993 | 0 | 0 | 0 | 0 | 0 | 0 | 0
2022-02-20 22:00 | 0 | 0 | 35871 | 0 | 633 | 0 | 3 | 15208.3333 | 1.5208 | 0 | 15208.3333 | 190131.9097 | 19 | 0 | 2284.1988 | 0 | 15208.3333 | 123870.9327 | 15208.3333 | 0 | 108662.5993 | 108662.5993 | 0 | 0 | 0 | 0 | 0 | 0 | 0
2022-02-20 23:00 | 0 | 0 | 35871 | 0 | 633 | 0 | 3 | 15208.3333 | 1.5208 | 0 | 15208.3333 | 174923.5763 | 19 | 0 | 2284.1988 | 0 | 15208.3333 | 123870.9327 | 15208.3333 | 0 | 108662.5993 | 108662.5993 | 0 | 0 | 0 | 0 | 0 | 0 | 0
2022-02-21 | 0 | 0 | 35871 | 0 | 633 | 0 | 3 | 22666.6667 | 2.2667 | 0 | 22666.6667 | 159715.243 | 19 | 0 | 2284.1988 | 0 | 22666.6667 | 131329.266 | 22666.6667 | 0 | 108662.5993 | 108662.5993 | 0 | 0 | 0 | 0 | 0 | 0 | 0
2022-02-21 01:00 | 0 | 0 | 35871 | 0 | 633 | 0 | 3 | 22666.6667 | 2.2667 | 0 | 22666.6667 | 137048.5763 | 19 | 0 | 2284.1988 | 0 | 22666.6667 | 131329.266 | 22666.6667 | 0 | 108662.5993 | 108662.5993 | 0 | 0 | 0 | 0 | 0 | 0 | 0
2022-02-21 02:00 | 0 | 0 | 35871 | 0 | 633 | 0 | 3 | 22666.6667 | 2.2667 | 0 | 22666.6667 | 114381.9097 | 19 | 0 | 2284.1988 | 0 | 22666.6667 | 131329.266 | 22666.6667 | 0 | 108662.5993 | 108662.5993 | 0 | 0 | 0 | 0 | 0 | 0 | 0
2022-02-21 03:00 | 0 | 0 | 35871 | 0 | 633 | 0 | 3 | 22666.6667 | 2.2667 | 0 | 22666.6667 | 91715.243 | 19 | 0 | 2284.1988 | 0 | 22666.6667 | 131329.266 | 22666.6667 | 0 | 108662.5993 | 108662.5993 | 0 | 0 | 0 | 0 | 0 | 0 | 0
2022-02-21 04:00 | 0 | 0 | 35871 | 0 | 633 | 0 | 3 | 22666.6667 | 2.2667 | 0 | 22666.6667 | 69048.5763 | 19 | 0 | 2284.1988 | 0 | 22666.6667 | 131329.266 | 22666.6667 | 0 | 108662.5993 | 108662.5993 | 0 | 0 | 0 | 0 | 0 | 0 | 0
2022-02-21 05:00 | 0 | 0 | 35871 | 0 | 633 | 0 | 3 | 22666.6667 | 2.2667 | 0 | 22666.6667 | 46381.9097 | 19 | 0 | 2284.1988 | 0 | 22666.6667 | 131329.266 | 22666.6667 | 0 | 108662.5993 | 108662.5993 | 0 | 0 | 0 | 0 | 0 | 0 | 0
2022-02-21 06:00 | 0 | 0 | 35871 | 0 | 633 | 0 | 3 | 22666.6667 | 2.2667 | 0 | 22666.6667 | 23715.243 | 19 | 0 | 2284.1988 | 0 | 22666.6667 | 131329.266 | 22666.6667 | 0 | 108662.5993 | 108662.5993 | 0 | 0 | 0 | 0 | 0 | 0 | 0
2022-02-21 07:00 | 0.06253 | 0.1837 | 35871 | 2175.7232 | 633 | 19442.3671 | 3 | 20490.9434 | 2.0491 | 0 | 1048.5763 | 1048.5763 | 19 | 0 | 2284.1988 | 0 | 22666.6667 | 131329.266 | 22666.6667 | 0 | 108662.5993 | 108662.5993 | 0 | 0 | 0 | 0 | 0 | 0 | 0
2022-02-21 08:00 | 0.27825 | 0.61877 | 35871 | 9681.6726 | 633 | 65489.1318 | 3 | 22484.9941 | 2.2485 | 0 | 0 | 0 | 19 | 9500 | 2284.1988 | 199.6997 | 22666.6667 | 131329.266 | 32166.6667 | 0 | 99162.5993 | 99162.5993 | 0 | 9500 | 0 | 0 | 0 | 0 | 0
2022-02-21 09:00 | 0.49498 | 0.80507 | 35871 | 17222.7648 | 633 | 85206.6766 | 3 | 14943.9019 | 1.4944 | 0 | 0 | 0 | 19 | 9500 | 2284.1988 | 199.6997 | 22666.6667 | 131329.266 | 32166.6667 | 0 | 99162.5993 | 99162.5993 | 0 | 9500 | 0 | 0 | 0 | 0 | 0
2022-02-21 10:00 | 0.66862 | 0.90604 | 35871 | 23264.546 | 633 | 95893.0991 | 3 | 8902.1207 | 0.89021 | 30606.5932 | 0 | 0 | 19 | 9500 | 2284.1988 | 199.6997 | 22666.6667 | 131329.266 | 32166.6667 | 0 | 99162.5993 | 99162.5993 | 597.8793 | 8902.1207 | 0 | 0 | 0 | 0 | 0
2022-02-21 11:00 | 0.78483 | 0.95705 | 35871 | 27308.0578 | 633 | 101291.8751 | 3 | 4858.6088 | 0.48586 | 96433.2662 | 0 | 30606.5932 | 19 | 9500 | 2284.1988 | 199.6997 | 22666.6667 | 131329.266 | 32166.6667 | 0 | 99162.5993 | 99162.5993 | 4641.3912 | 4858.6088 | 0 | 0 | 0 | 0 | 0
2022-02-21 12:00 | 0.8064 | 0.84335 | 35871 | 28058.5832 | 633 | 89258.14 | 3 | 4108.0835 | 0.41081 | 85150.0565 | 0 | 127039.8594 | 19 | 9500 | 2284.1988 | 199.6997 | 22666.6667 | 131329.266 | 32166.6667 | 0 | 99162.5993 | 99162.5993 | 5391.9165 | 4108.0835 | 0 | 0 | 0 | 0 | 0
2022-02-21 13:00 | 0.75958 | 0.7652 | 35871 | 26429.4874 | 633 | 80986.9315 | 3 | 5737.1793 | 0.57372 | 75249.7522 | 0 | 212189.9159 | 19 | 9500 | 2284.1988 | 199.6997 | 22666.6667 | 131329.266 | 32166.6667 | 0 | 99162.5993 | 99162.5993 | 3762.8207 | 5737.1793 | 0 | 0 | 0 | 0 | 0
2022-02-21 14:00 | 0.65308 | 0.73489 | 35871 | 22723.8337 | 633 | 77778.9939 | 3 | 9442.833 | 0.94428 | 68336.1609 | 0 | 287439.6681 | 19 | 9500 | 2284.1988 | 199.6997 | 22666.6667 | 131329.266 | 32166.6667 | 0 | 99162.5993 | 99162.5993 | 57.167 | 9442.833 | 0 | 0 | 0 | 0 | 0
2022-02-21 15:00 | 0.48935 | 0.66383 | 35871 | 17026.8696 | 633 | 70258.174 | 3 | 15139.797 | 1.514 | 55118.377 | 0 | 355775.829 | 19 | 9500 | 2284.1988 | 199.6997 | 22666.6667 | 131329.266 | 32166.6667 | 0 | 99162.5993 | 99162.5993 | 0 | 9500 | 0 | 0 | 0 | 0 | 0
2022-02-21 16:00 | 0.2905 | 0.51133 | 35871 | 10107.9097 | 633 | 54117.94 | 3 | 22058.7569 | 2.2059 | 32059.1831 | 0 | 410894.206 | 19 | 9500 | 2284.1988 | 199.6997 | 22666.6667 | 131329.266 | 32166.6667 | 0 | 99162.5993 | 99162.5993 | 0 | 9500 | 0 | 0 | 0 | 0 | 0
2022-02-21 17:00 | 0.0939 | 0.23526 | 35871 | 3267.2383 | 633 | 24899.3538 | 3 | 28899.4284 | 2.8899 | 0 | 4000.0746 | 442953.389 | 19 | 9500 | 2284.1988 | 199.6997 | 22666.6667 | 131329.266 | 32166.6667 | 0 | 99162.5993 | 99162.5993 | 0 | 9500 | 0 | 0 | 0 | 0 | 0
2022-02-21 18:00 | 0 | 0 | 35871 | 0 | 633 | 0 | 3 | 30000 | 3 | 0 | 30000 | 438953.3144 | 19 | 7333.3333 | 2284.1988 | 154.1542 | 22666.6667 | 131329.266 | 30000 | 0 | 101329.266 | 101329.266 | 0 | 7333.3333 | 0 | 0 | 0 | 0 | 0
2022-02-21 19:00 | 0 | 0 | 35871 | 0 | 633 | 0 | 3 | 30000 | 3 | 0 | 30000 | 408953.3144 | 19 | 7333.3333 | 2284.1988 | 154.1542 | 22666.6667 | 131329.266 | 30000 | 0 | 101329.266 | 101329.266 | 0 | 7333.3333 | 0 | 0 | 0 | 0 | 0
2022-02-21 20:00 | 0 | 0 | 35871 | 0 | 633 | 0 | 3 | 30000 | 3 | 0 | 30000 | 378953.3144 | 19 | 7333.3333 | 2284.1988 | 154.1542 | 22666.6667 | 131329.266 | 30000 | 0 | 101329.266 | 101329.266 | 0 | 7333.3333 | 0 | 0 | 0 | 0 | 0
2022-02-21 21:00 | 0 | 0 | 35871 | 0 | 633 | 0 | 3 | 30000 | 3 | 0 | 30000 | 348953.3144 | 19 | 7333.3333 | 2284.1988 | 154.1542 | 22666.6667 | 131329.266 | 30000 | 0 | 101329.266 | 101329.266 | 0 | 7333.3333 | 0 | 0 | 0 | 0 | 0
2022-02-21 22:00 | 0 | 0 | 35871 | 0 | 633 | 0 | 3 | 30000 | 3 | 0 | 30000 | 318953.3144 | 19 | 7333.3333 | 2284.1988 | 154.1542 | 22666.6667 | 131329.266 | 30000 | 0 | 101329.266 | 101329.266 | 0 | 7333.3333 | 0 | 0 | 0 | 0 | 0
2022-02-21 23:00 | 0 | 0 | 35871 | 0 | 633 | 0 | 3 | 30000 | 3 | 0 | 30000 | 288953.3144 | 19 | 7333.3333 | 2284.1988 | 154.1542 | 22666.6667 | 131329.266 | 30000 | 0 | 101329.266 | 101329.266 | 0 | 7333.3333 | 0 | 0 | 0 | 0 | 0
2022-02-22 | 0 | 0 | 35871 | 0 | 633 | 0 | 3 | 30000 | 3 | 0 | 30000 | 258953.3144 | 19 | 7250 | 2284.1988 | 152.4024 | 22750 | 131412.5993 | 30000 | 0 | 101412.5993 | 101412.5993 | 0 | 7250 | 0 | 0 | 0 | 0 | 0
2022-02-22 01:00 | 0 | 0 | 35871 | 0 | 633 | 0 | 3 | 30000 | 3 | 0 | 30000 | 228953.3144 | 19 | 7250 | 2284.1988 | 152.4024 | 22750 | 131412.5993 | 30000 | 0 | 101412.5993 | 101412.5993 | 0 | 7250 | 0 | 0 | 0 | 0 | 0
2022-02-22 02:00 | 0 | 0 | 35871 | 0 | 633 | 0 | 3 | 30000 | 3 | 0 | 30000 | 198953.3144 | 19 | 7250 | 2284.1988 | 152.4024 | 22750 | 131412.5993 | 30000 | 0 | 101412.5993 | 101412.5993 | 0 | 7250 | 0 | 0 | 0 | 0 | 0
2022-02-22 03:00 | 0 | 0 | 35871 | 0 | 633 | 0 | 3 | 30000 | 3 | 0 | 30000 | 168953.3144 | 19 | 7250 | 2284.1988 | 152.4024 | 22750 | 131412.5993 | 30000 | 0 | 101412.5993 | 101412.5993 | 0 | 7250 | 0 | 0 | 0 | 0 | 0
2022-02-22 04:00 | 0 | 0 | 35871 | 0 | 633 | 0 | 3 | 30000 | 3 | 0 | 30000 | 138953.3144 | 19 | 7250 | 2284.1988 | 152.4024 | 22750 | 131412.5993 | 30000 | 0 | 101412.5993 | 101412.5993 | 0 | 7250 | 0 | 0 | 0 | 0 | 0
2022-02-22 05:00 | 0 | 0 | 35871 | 0 | 633 | 0 | 3 | 30000 | 3 | 0 | 30000 | 108953.3144 | 19 | 7250 | 2284.1988 | 152.4024 | 22750 | 131412.5993 | 30000 | 0 | 101412.5993 | 101412.5993 | 0 | 7250 | 0 | 0 | 0 | 0 | 0
2022-02-22 06:00 | 0 | 0 | 35871 | 0 | 633 | 0 | 3 | 30000 | 3 | 0 | 30000 | 78953.3144 | 19 | 7250 | 2284.1988 | 152.4024 | 22750 | 131412.5993 | 30000 | 0 | 101412.5993 | 101412.5993 | 0 | 7250 | 0 | 0 | 0 | 0 | 0
2022-02-22 07:00 | 0.05467 | 0.05575 | 35871 | 1902.2355 | 633 | 5900.4462 | 3 | 30000 | 3 | 0 | 24099.5538 | 48953.3144 | 19 | 9152.2355 | 2284.1988 | 192.3893 | 22750 | 131412.5993 | 31902.2355 | 0 | 99510.3638 | 99510.3638 | 1902.2355 | 7250 | 0 | 0 | 0 | 0 | 0
2022-02-22 08:00 | 0.24943 | 0.34087 | 35871 | 8678.8844 | 633 | 36076.8627 | 3 | 23571.1156 | 2.3571 | 12505.7471 | 0 | 24853.7606 | 19 | 9500 | 2284.1988 | 199.6997 | 22750 | 131412.5993 | 32250 | 0 | 99162.5993 | 99162.5993 | 0 | 9500 | 0 | 0 | 0 | 0 | 0
2022-02-22 09:00 | 0.4682 | 0.64328 | 35871 | 16290.9581 | 633 | 68083.2113 | 3 | 15959.0419 | 1.5959 | 52124.1695 | 0 | 37359.5078 | 19 | 9500 | 2284.1988 | 199.6997 | 22750 | 131412.5993 | 32250 | 0 | 99162.5993 | 99162.5993 | 0 | 9500 | 0 | 0 | 0 | 0 | 0
2022-02-22 10:00 | 0.65885 | 0.82025 | 35871 | 22924.6001 | 633 | 86813.2914 | 3 | 9325.3999 | 0.93254 | 77487.8915 | 0 | 89483.6772 | 19 | 9500 | 2284.1988 | 199.6997 | 22750 | 131412.5993 | 32250 | 0 | 99162.5993 | 99162.5993 | 174.6001 | 9325.3999 | 0 | 0 | 0 | 0 | 0
2022-02-22 11:00 | 0.77455 | 0.86239 | 35871 | 26950.3666 | 633 | 91273.2879 | 3 | 5299.6334 | 0.52996 | 85973.6544 | 0 | 166971.5687 | 19 | 9500 | 2284.1988 | 199.6997 | 22750 | 131412.5993 | 32250 | 0 | 99162.5993 | 99162.5993 | 4200.3666 | 5299.6334 | 0 | 0 | 0 | 0 | 0
2022-02-22 12:00 | 0.8093 | 0.83397 | 35871 | 28159.4883 | 633 | 88265.3833 | 3 | 4090.5117 | 0.40905 | 84174.8716 | 0 | 252945.2232 | 19 | 9500 | 2284.1988 | 199.6997 | 22750 | 131412.5993 | 32250 | 0 | 99162.5993 | 99162.5993 | 5409.4883 | 4090.5117 | 0 | 0 | 0 | 0 | 0
2022-02-22 13:00 | 0.78045 | 0.82923 | 35871 | 27155.6563 | 633 | 87763.713 | 3 | 5094.3437 | 0.50943 | 82669.3693 | 0 | 337120.0947 | 19 | 9500 | 2284.1988 | 199.6997 | 22750 | 131412.5993 | 32250 | 0 | 99162.5993 | 99162.5993 | 4405.6563 | 5094.3437 | 0 | 0 | 0 | 0 | 0
2022-02-22 14:00 | 0.68125 | 0.788 | 35871 | 23704.0052 | 633 | 83400.0288 | 3 | 8545.9948 | 0.8546 | 74854.034 | 0 | 419789.4641 | 19 | 9500 | 2284.1988 | 199.6997 | 22750 | 131412.5993 | 32250 | 0 | 99162.5993 | 99162.5993 | 954.0052 | 8545.9948 | 0 | 0 | 0 | 0 | 0
2022-02-22 15:00 | 0.51722 | 0.70383 | 35871 | 17996.6027 | 633 | 74491.678 | 3 | 14253.3973 | 1.4253 | 60238.2807 | 0 | 494643.4981 | 19 | 9500 | 2284.1988 | 199.6997 | 22750 | 131412.5993 | 32250 | 0 | 99162.5993 | 99162.5993 | 0 | 9500 | 0 | 0 | 0 | 0 | 0
2022-02-22 16:00 | 0.30862 | 0.55243 | 35871 | 10738.3928 | 633 | 58467.8654 | 3 | 21511.6072 | 2.1512 | 36956.2581 | 0 | 554881.7787 | 19 | 9500 | 2284.1988 | 199.6997 | 22750 | 131412.5993 | 32250 | 0 | 99162.5993 | 99162.5993 | 0 | 9500 | 0 | 0 | 0 | 0 | 0
2022-02-22 17:00 | 0.0989 | 0.2182 | 35871 | 3441.2126 | 633 | 23093.7643 | 3 | 28808.7874 | 2.8809 | 0 | 5715.023 | 591838.0369 | 19 | 9500 | 2284.1988 | 199.6997 | 22750 | 131412.5993 | 32250 | 0 | 99162.5993 | 99162.5993 | 0 | 9500 | 0 | 0 | 0 | 0 | 0
2022-02-22 18:00 | 0 | 0 | 35871 | 0 | 633 | 0 | 3 | 30000 | 3 | 0 | 30000 | 586123.0138 | 19 | 7250 | 2284.1988 | 152.4024 | 22750 | 131412.5993 | 30000 | 0 | 101412.5993 | 101412.5993 | 0 | 7250 | 0 | 0 | 0 | 0 | 0
2022-02-22 19:00 | 0 | 0 | 35871 | 0 | 633 | 0 | 3 | 30000 | 3 | 0 | 30000 | 556123.0138 | 19 | 7250 | 2284.1988 | 152.4024 | 22750 | 131412.5993 | 30000 | 0 | 101412.5993 | 101412.5993 | 0 | 7250 | 0 | 0 | 0 | 0 | 0
2022-02-22 20:00 | 0 | 0 | 35871 | 0 | 633 | 0 | 3 | 30000 | 3 | 0 | 30000 | 526123.0138 | 19 | 7250 | 2284.1988 | 152.4024 | 22750 | 131412.5993 | 30000 | 0 | 101412.5993 | 101412.5993 | 0 | 7250 | 0 | 0 | 0 | 0 | 0
2022-02-22 21:00 | 0 | 0 | 35871 | 0 | 633 | 0 | 3 | 30000 | 3 | 0 | 30000 | 496123.0138 | 19 | 7250 | 2284.1988 | 152.4024 | 22750 | 131412.5993 | 30000 | 0 | 101412.5993 | 101412.5993 | 0 | 7250 | 0 | 0 | 0 | 0 | 0
2022-02-22 22:00 | 0 | 0 | 35871 | 0 | 633 | 0 | 3 | 30000 | 3 | 0 | 30000 | 466123.0138 | 19 | 7250 | 2284.1988 | 152.4024 | 22750 | 131412.5993 | 30000 | 0 | 101412.5993 | 101412.5993 | 0 | 7250 | 0 | 0 | 0 | 0 | 0
2022-02-22 23:00 | 0 | 0 | 35871 | 0 | 633 | 0 | 3 | 30000 | 3 | 0 | 30000 | 436123.0138 | 19 | 7250 | 2284.1988 | 152.4024 | 22750 | 131412.5993 | 30000 | 0 | 101412.5993 | 101412.5993 | 0 | 7250 | 0 | 0 | 0 | 0 | 0
2022-02-23 | 0 | 0 | 35871 | 0 | 633 | 0 | 3 | 30000 | 3 | 0 | 30000 | 406123.0138 | 19 | 7333.3333 | 2284.1988 | 154.1542 | 22666.6667 | 131329.266 | 30000 | 0 | 101329.266 | 101329.266 | 0 | 7333.3333 | 0 | 0 | 0 | 0 | 0
2022-02-23 01:00 | 0 | 0 | 35871 | 0 | 633 | 0 | 3 | 30000 | 3 | 0 | 30000 | 376123.0138 | 19 | 7333.3333 | 2284.1988 | 154.1542 | 22666.6667 | 131329.266 | 30000 | 0 | 101329.266 | 101329.266 | 0 | 7333.3333 | 0 | 0 | 0 | 0 | 0
2022-02-23 02:00 | 0 | 0 | 35871 | 0 | 633 | 0 | 3 | 30000 | 3 | 0 | 30000 | 346123.0138 | 19 | 7333.3333 | 2284.1988 | 154.1542 | 22666.6667 | 131329.266 | 30000 | 0 | 101329.266 | 101329.266 | 0 | 7333.3333 | 0 | 0 | 0 | 0 | 0
2022-02-23 03:00 | 0 | 0 | 35871 | 0 | 633 | 0 | 3 | 30000 | 3 | 0 | 30000 | 316123.0138 | 19 | 7333.3333 | 2284.1988 | 154.1542 | 22666.6667 | 131329.266 | 30000 | 0 | 101329.266 | 101329.266 | 0 | 7333.3333 | 0 | 0 | 0 | 0 | 0
2022-02-23 04:00 | 0 | 0 | 35871 | 0 | 633 | 0 | 3 | 30000 | 3 | 0 | 30000 | 286123.0138 | 19 | 7333.3333 | 2284.1988 | 154.1542 | 22666.6667 | 131329.266 | 30000 | 0 | 101329.266 | 101329.266 | 0 | 7333.3333 | 0 | 0 | 0 | 0 | 0
2022-02-23 05:00 | 0 | 0 | 35871 | 0 | 633 | 0 | 3 | 30000 | 3 | 0 | 30000 | 256123.0138 | 19 | 7333.3333 | 2284.1988 | 154.1542 | 22666.6667 | 131329.266 | 30000 | 0 | 101329.266 | 101329.266 | 0 | 7333.3333 | 0 | 0 | 0 | 0 | 0
2022-02-23 06:00 | 0 | 0 | 35871 | 0 | 633 | 0 | 3 | 30000 | 3 | 0 | 30000 | 226123.0138 | 19 | 7333.3333 | 2284.1988 | 154.1542 | 22666.6667 | 131329.266 | 30000 | 0 | 101329.266 | 101329.266 | 0 | 7333.3333 | 0 | 0 | 0 | 0 | 0
2022-02-23 07:00 | 0.0595 | 0.06061 | 35871 | 2070.2948 | 633 | 6414.8169 | 3 | 30000 | 3 | 0 | 23585.1831 | 196123.0138 | 19 | 9403.6281 | 2284.1988 | 197.6739 | 22666.6667 | 131329.266 | 32070.2948 | 0 | 99258.9712 | 99258.9712 | 2070.2948 | 7333.3333 | 0 | 0 | 0 | 0 | 0
2022-02-23 08:00 | 0.25733 | 0.37954 | 35871 | 8953.7639 | 633 | 40169.6027 | 3 | 23212.9028 | 2.3213 | 16956.6999 | 0 | 172537.8308 | 19 | 9500 | 2284.1988 | 199.6997 | 22666.6667 | 131329.266 | 32166.6667 | 0 | 99162.5993 | 99162.5993 | 0 | 9500 | 0 | 0 | 0 | 0 | 0
2022-02-23 09:00 | 0.47283 | 0.57668 | 35871 | 16452.0584 | 633 | 61034.4272 | 3 | 15714.6083 | 1.5715 | 45319.8189 | 0 | 189494.5307 | 19 | 9500 | 2284.1988 | 199.6997 | 22666.6667 | 131329.266 | 32166.6667 | 0 | 99162.5993 | 99162.5993 | 0 | 9500 | 0 | 0 | 0 | 0 | 0
2022-02-23 10:00 | 0.65155 | 0.69419 | 35871 | 22670.5975 | 633 | 73471.4035 | 3 | 9496.0691 | 0.94961 | 63975.3344 | 0 | 234814.3496 | 19 | 9500 | 2284.1988 | 199.6997 | 22666.6667 | 131329.266 | 32166.6667 | 0 | 99162.5993 | 99162.5993 | 3.9309 | 9496.0691 | 0 | 0 | 0 | 0 | 0
2022-02-23 11:00 | 0.7702 | 0.76877 | 35871 | 26799.0089 | 633 | 81364.7718 | 3 | 5367.6578 | 0.53677 | 75997.114 | 0 | 298789.684 | 19 | 9500 | 2284.1988 | 199.6997 | 22666.6667 | 131329.266 | 32166.6667 | 0 | 99162.5993 | 99162.5993 | 4132.3422 | 5367.6578 | 0 | 0 | 0 | 0 | 0
2022-02-23 12:00 | 0.82385 | 0.84498 | 35871 | 28665.7536 | 633 | 89430.6552 | 3 | 3500.913 | 0.35009 | 85929.7422 | 0 | 374786.798 | 19 | 9500 | 2284.1988 | 199.6997 | 22666.6667 | 131329.266 | 32166.6667 | 0 | 99162.5993 | 99162.5993 | 5999.087 | 3500.913 | 0 | 0 | 0 | 0 | 0
2022-02-23 13:00 | 0.79135 | 0.81514 | 35871 | 27534.9204 | 633 | 86272.4613 | 3 | 4631.7463 | 0.46317 | 81640.715 | 0 | 460716.5402 | 19 | 9500 | 2284.1988 | 199.6997 | 22666.6667 | 131329.266 | 32166.6667 | 0 | 99162.5993 | 99162.5993 | 4868.2537 | 4631.7463 | 0 | 0 | 0 | 0 | 0
2022-02-23 14:00 | 0.67375 | 0.72209 | 35871 | 23443.0437 | 633 | 76424.2726 | 3 | 8723.623 | 0.87236 | 67700.6496 | 0 | 542357.2552 | 19 | 9500 | 2284.1988 | 199.6997 | 22666.6667 | 131329.266 | 32166.6667 | 0 | 99162.5993 | 99162.5993 | 776.377 | 8723.623 | 0 | 0 | 0 | 0 | 0
2022-02-23 15:00 | 0.4395 | 0.37009 | 35871 | 15292.3454 | 633 | 39169.4374 | 3 | 16874.3213 | 1.6874 | 22295.1161 | 0 | 610057.9048 | 19 | 9500 | 2284.1988 | 199.6997 | 22666.6667 | 131329.266 | 32166.6667 | 0 | 99162.5993 | 99162.5993 | 0 | 9500 | 0 | 0 | 0 | 0 | 0
2022-02-23 16:00 | 0.25338 | 0.214 | 35871 | 8816.3242 | 633 | 22649.2464 | 3 | 23350.3425 | 2.335 | 0 | 701.0961 | 632353.0208 | 19 | 9500 | 2284.1988 | 199.6997 | 22666.6667 | 131329.266 | 32166.6667 | 0 | 99162.5993 | 99162.5993 | 0 | 9500 | 0 | 0 | 0 | 0 | 0
2022-02-23 17:00 | 0.08418 | 0.05573 | 35871 | 2929.0322 | 633 | 5898.3294 | 3 | 29237.6345 | 2.9238 | 0 | 23339.3051 | 631651.9247 | 19 | 9500 | 2284.1988 | 199.6997 | 22666.6667 | 131329.266 | 32166.6667 | 0 | 99162.5993 | 99162.5993 | 0 | 9500 | 0 | 0 | 0 | 0 | 0
2022-02-23 18:00 | 0 | 0 | 35871 | 0 | 633 | 0 | 3 | 30000 | 3 | 0 | 30000 | 608312.6197 | 19 | 7333.3333 | 2284.1988 | 154.1542 | 22666.6667 | 131329.266 | 30000 | 0 | 101329.266 | 101329.266 | 0 | 7333.3333 | 0 | 0 | 0 | 0 | 0
2022-02-23 19:00 | 0 | 0 | 35871 | 0 | 633 | 0 | 3 | 30000 | 3 | 0 | 30000 | 578312.6197 | 19 | 7333.3333 | 2284.1988 | 154.1542 | 22666.6667 | 131329.266 | 30000 | 0 | 101329.266 | 101329.266 | 0 | 7333.3333 | 0 | 0 | 0 | 0 | 0
2022-02-23 20:00 | 0 | 0 | 35871 | 0 | 633 | 0 | 3 | 30000 | 3 | 0 | 30000 | 548312.6197 | 19 | 7333.3333 | 2284.1988 | 154.1542 | 22666.6667 | 131329.266 | 30000 | 0 | 101329.266 | 101329.266 | 0 | 7333.3333 | 0 | 0 | 0 | 0 | 0
2022-02-23 21:00 | 0 | 0 | 35871 | 0 | 633 | 0 | 3 | 30000 | 3 | 0 | 30000 | 518312.6197 | 19 | 7333.3333 | 2284.1988 | 154.1542 | 22666.6667 | 131329.266 | 30000 | 0 | 101329.266 | 101329.266 | 0 | 7333.3333 | 0 | 0 | 0 | 0 | 0
2022-02-23 22:00 | 0 | 0 | 35871 | 0 | 633 | 0 | 3 | 30000 | 3 | 0 | 30000 | 488312.6197 | 19 | 7333.3333 | 2284.1988 | 154.1542 | 22666.6667 | 131329.266 | 30000 | 0 | 101329.266 | 101329.266 | 0 | 7333.3333 | 0 | 0 | 0 | 0 | 0
2022-02-23 23:00 | 0 | 0 | 35871 | 0 | 633 | 0 | 3 | 30000 | 3 | 0 | 30000 | 458312.6197 | 19 | 7333.3333 | 2284.1988 | 154.1542 | 22666.6667 | 131329.266 | 30000 | 0 | 101329.266 | 101329.266 | 0 | 7333.3333 | 0 | 0 | 0 | 0 | 0
2022-02-24 | 0 | 0 | 35871 | 0 | 633 | 0 | 3 | 30000 | 3 | 0 | 30000 | 428312.6197 | 19 | 7000 | 2284.1988 | 147.1471 | 23000 | 131662.5993 | 30000 | 0 | 101662.5993 | 101662.5993 | 0 | 7000 | 0 | 0 | 0 | 0 | 0
2022-02-24 01:00 | 0 | 0 | 35871 | 0 | 633 | 0 | 3 | 30000 | 3 | 0 | 30000 | 398312.6197 | 19 | 7000 | 2284.1988 | 147.1471 | 23000 | 131662.5993 | 30000 | 0 | 101662.5993 | 101662.5993 | 0 | 7000 | 0 | 0 | 0 | 0 | 0
2022-02-24 02:00 | 0 | 0 | 35871 | 0 | 633 | 0 | 3 | 30000 | 3 | 0 | 30000 | 368312.6197 | 19 | 7000 | 2284.1988 | 147.1471 | 23000 | 131662.5993 | 30000 | 0 | 101662.5993 | 101662.5993 | 0 | 7000 | 0 | 0 | 0 | 0 | 0
2022-02-24 03:00 | 0 | 0 | 35871 | 0 | 633 | 0 | 3 | 30000 | 3 | 0 | 30000 | 338312.6197 | 19 | 7000 | 2284.1988 | 147.1471 | 23000 | 131662.5993 | 30000 | 0 | 101662.5993 | 101662.5993 | 0 | 7000 | 0 | 0 | 0 | 0 | 0
2022-02-24 04:00 | 0 | 0 | 35871 | 0 | 633 | 0 | 3 | 30000 | 3 | 0 | 30000 | 308312.6197 | 19 | 7000 | 2284.1988 | 147.1471 | 23000 | 131662.5993 | 30000 | 0 | 101662.5993 | 101662.5993 | 0 | 7000 | 0 | 0 | 0 | 0 | 0
2022-02-24 05:00 | 0 | 0 | 35871 | 0 | 633 | 0 | 3 | 30000 | 3 | 0 | 30000 | 278312.6197 | 19 | 7000 | 2284.1988 | 147.1471 | 23000 | 131662.5993 | 30000 | 0 | 101662.5993 | 101662.5993 | 0 | 7000 | 0 | 0 | 0 | 0 | 0
2022-02-24 06:00 | 0 | 0 | 35871 | 0 | 633 | 0 | 3 | 30000 | 3 | 0 | 30000 | 248312.6197 | 19 | 7000 | 2284.1988 | 147.1471 | 23000 | 131662.5993 | 30000 | 0 | 101662.5993 | 101662.5993 | 0 | 7000 | 0 | 0 | 0 | 0 | 0
2022-02-24 07:00 | 0.05712 | 0.03835 | 35871 | 1987.483 | 633 | 4058.872 | 3 | 30000 | 3 | 0 | 25941.128 | 218312.6197 | 19 | 8987.483 | 2284.1988 | 188.9261 | 23000 | 131662.5993 | 31987.483 | 0 | 99675.1164 | 99675.1164 | 1987.483 | 7000 | 0 | 0 | 0 | 0 | 0
2022-02-24 08:00 | 0.24445 | 0.30181 | 35871 | 8505.606 | 633 | 31942.8461 | 3 | 23994.394 | 2.3994 | 7948.452 | 0 | 192371.4916 | 19 | 9500 | 2284.1988 | 199.6997 | 23000 | 131662.5993 | 32500 | 0 | 99162.5993 | 99162.5993 | 0 | 9500 | 0 | 0 | 0 | 0 | 0
2022-02-24 09:00 | 0.45298 | 0.48294 | 35871 | 15761.3802 | 633 | 51113.2105 | 3 | 16738.6198 | 1.6739 | 34374.5908 | 0 | 200319.9437 | 19 | 9500 | 2284.1988 | 199.6997 | 23000 | 131662.5993 | 32500 | 0 | 99162.5993 | 99162.5993 | 0 | 9500 | 0 | 0 | 0 | 0 | 0
2022-02-24 10:00 | 0.62797 | 0.58431 | 35871 | 21850.1345 | 633 | 61841.9681 | 3 | 10649.8655 | 1.065 | 51192.1026 | 0 | 234694.5344 | 19 | 9500 | 2284.1988 | 199.6997 | 23000 | 131662.5993 | 32500 | 0 | 99162.5993 | 99162.5993 | 0 | 9500 | 0 | 0 | 0 | 0 | 0
2022-02-24 11:00 | 0.72317 | 0.58937 | 35871 | 25162.6061 | 633 | 62377.5063 | 3 | 7337.3939 | 0.73374 | 55040.1124 | 0 | 285886.637 | 19 | 9500 | 2284.1988 | 199.6997 | 23000 | 131662.5993 | 32500 | 0 | 99162.5993 | 99162.5993 | 2162.6061 | 7337.3939 | 0 | 0 | 0 | 0 | 0
2022-02-24 12:00 | 0.73675 | 0.46763 | 35871 | 25635.1205 | 633 | 49492.8369 | 3 | 6864.8795 | 0.68649 | 42627.9574 | 0 | 340926.7494 | 19 | 9500 | 2284.1988 | 199.6997 | 23000 | 131662.5993 | 32500 | 0 | 99162.5993 | 99162.5993 | 2635.1205 | 6864.8795 | 0 | 0 | 0 | 0 | 0
2022-02-24 13:00 | 0.6856 | 0.42173 | 35871 | 23855.3629 | 633 | 44634.891 | 3 | 8644.6371 | 0.86446 | 35990.2539 | 0 | 383554.7068 | 19 | 9500 | 2284.1988 | 199.6997 | 23000 | 131662.5993 | 32500 | 0 | 99162.5993 | 99162.5993 | 855.3629 | 8644.6371 | 0 | 0 | 0 | 0 | 0
2022-02-24 14:00 | 0.55203 | 0.37827 | 35871 | 19207.8121 | 633 | 40035.189 | 3 | 13292.1879 | 1.3292 | 26743.001 | 0 | 419544.9607 | 19 | 9500 | 2284.1988 | 199.6997 | 23000 | 131662.5993 | 32500 | 0 | 99162.5993 | 99162.5993 | 0 | 9500 | 0 | 0 | 0 | 0 | 0
2022-02-24 15:00 | 0.43595 | 0.3216 | 35871 | 15168.8236 | 633 | 34037.3722 | 3 | 17331.1764 | 1.7331 | 16706.1957 | 0 | 446287.9618 | 19 | 9500 | 2284.1988 | 199.6997 | 23000 | 131662.5993 | 32500 | 0 | 99162.5993 | 99162.5993 | 0 | 9500 | 0 | 0 | 0 | 0 | 0
2022-02-24 16:00 | 0.24657 | 0.16582 | 35871 | 8579.3711 | 633 | 17549.9908 | 3 | 23920.6289 | 2.3921 | 0 | 6370.6381 | 462994.1575 | 19 | 9500 | 2284.1988 | 199.6997 | 23000 | 131662.5993 | 32500 | 0 | 99162.5993 | 99162.5993 | 0 | 9500 | 0 | 0 | 0 | 0 | 0
2022-02-24 17:00 | 0.07918 | 0.01999 | 35871 | 2755.0578 | 633 | 2115.6936 | 3 | 29744.9422 | 2.9745 | 0 | 27629.2486 | 456623.5194 | 19 | 9500 | 2284.1988 | 199.6997 | 23000 | 131662.5993 | 32500 | 0 | 99162.5993 | 99162.5993 | 3.638e-12 | 9500 | 0 | 0 | 0 | 0 | 0
2022-02-24 18:00 | 0 | 0 | 35871 | 0 | 633 | 0 | 3 | 30000 | 3 | 0 | 30000 | 428994.2709 | 19 | 7000 | 2284.1988 | 147.1471 | 23000 | 131662.5993 | 30000 | 0 | 101662.5993 | 101662.5993 | 0 | 7000 | 0 | 0 | 0 | 0 | 0
2022-02-24 19:00 | 0 | 0 | 35871 | 0 | 633 | 0 | 3 | 30000 | 3 | 0 | 30000 | 398994.2709 | 19 | 7000 | 2284.1988 | 147.1471 | 23000 | 131662.5993 | 30000 | 0 | 101662.5993 | 101662.5993 | 0 | 7000 | 0 | 0 | 0 | 0 | 0
2022-02-24 20:00 | 0 | 0 | 35871 | 0 | 633 | 0 | 3 | 30000 | 3 | 0 | 30000 | 368994.2709 | 19 | 7000 | 2284.1988 | 147.1471 | 23000 | 131662.5993 | 30000 | 0 | 101662.5993 | 101662.5993 | 0 | 7000 | 0 | 0 | 0 | 0 | 0
2022-02-24 21:00 | 0 | 0 | 35871 | 0 | 633 | 0 | 3 | 30000 | 3 | 0 | 30000 | 338994.2709 | 19 | 7000 | 2284.1988 | 147.1471 | 23000 | 131662.5993 | 30000 | 0 | 101662.5993 | 101662.5993 | 0 | 7000 | 0 | 0 | 0 | 0 | 0
2022-02-24 22:00 | 0 | 0 | 35871 | 0 | 633 | 0 | 3 | 30000 | 3 | 0 | 30000 | 308994.2709 | 19 | 7000 | 2284.1988 | 147.1471 | 23000 | 131662.5993 | 30000 | 0 | 101662.5993 | 101662.5993 | 0 | 7000 | 0 | 0 | 0 | 0 | 0
2022-02-24 23:00 | 0 | 0 | 35871 | 0 | 633 | 0 | 3 | 30000 | 3 | 0 | 30000 | 278994.2709 | 19 | 7000 | 2284.1988 | 147.1471 | 23000 | 131662.5993 | 30000 | 0 | 101662.5993 | 101662.5993 | 0 | 7000 | 0 | 0 | 0 | 0 | 0
2022-02-25 | 0 | 0 | 35871 | 0 | 633 | 0 | 3 | 30000 | 3 | 0 | 30000 | 248994.2709 | 19 | 7375 | 2284.1988 | 155.03 | 22625 | 131287.5993 | 30000 | 0 | 101287.5993 | 101287.5993 | 0 | 7375 | 0 | 0 | 0 | 0 | 0
2022-02-25 01:00 | 0 | 0 | 35871 | 0 | 633 | 0 | 3 | 30000 | 3 | 0 | 30000 | 218994.2709 | 19 | 7375 | 2284.1988 | 155.03 | 22625 | 131287.5993 | 30000 | 0 | 101287.5993 | 101287.5993 | 0 | 7375 | 0 | 0 | 0 | 0 | 0
2022-02-25 02:00 | 0 | 0 | 35871 | 0 | 633 | 0 | 3 | 30000 | 3 | 0 | 30000 | 188994.2709 | 19 | 7375 | 2284.1988 | 155.03 | 22625 | 131287.5993 | 30000 | 0 | 101287.5993 | 101287.5993 | 0 | 7375 | 0 | 0 | 0 | 0 | 0
2022-02-25 03:00 | 0 | 0 | 35871 | 0 | 633 | 0 | 3 | 30000 | 3 | 0 | 30000 | 158994.2709 | 19 | 7375 | 2284.1988 | 155.03 | 22625 | 131287.5993 | 30000 | 0 | 101287.5993 | 101287.5993 | 0 | 7375 | 0 | 0 | 0 | 0 | 0
2022-02-25 04:00 | 0 | 0 | 35871 | 0 | 633 | 0 | 3 | 30000 | 3 | 0 | 30000 | 128994.2709 | 19 | 7375 | 2284.1988 | 155.03 | 22625 | 131287.5993 | 30000 | 0 | 101287.5993 | 101287.5993 | 0 | 7375 | 0 | 0 | 0 | 0 | 0
2022-02-25 05:00 | 0 | 0 | 35871 | 0 | 633 | 0 | 3 | 30000 | 3 | 0 | 30000 | 98994.2709 | 19 | 7375 | 2284.1988 | 155.03 | 22625 | 131287.5993 | 30000 | 0 | 101287.5993 | 101287.5993 | 0 | 7375 | 0 | 0 | 0 | 0 | 0
2022-02-25 06:00 | 0 | 0 | 35871 | 0 | 633 | 0 | 3 | 30000 | 3 | 0 | 30000 | 68994.2709 | 19 | 7375 | 2284.1988 | 155.03 | 22625 | 131287.5993 | 30000 | 0 | 101287.5993 | 101287.5993 | 0 | 7375 | 0 | 0 | 0 | 0 | 0
2022-02-25 07:00 | 0.07478 | 0.1768 | 35871 | 2601.9604 | 633 | 18712.0877 | 3 | 29523.0396 | 2.9523 | 0 | 10810.9519 | 38994.2709 | 19 | 9500 | 2284.1988 | 199.6997 | 22625 | 131287.5993 | 32125 | 0 | 99162.5993 | 99162.5993 | 2601.9604 | 6898.0396 | 0 | 0 | 0 | 0 | 0
2022-02-25 08:00 | 0.29248 | 0.57489 | 35871 | 10176.8036 | 633 | 60844.9779 | 3 | 21948.1964 | 2.1948 | 38896.7814 | 0 | 28183.3189 | 19 | 9500 | 2284.1988 | 199.6997 | 22625 | 131287.5993 | 32125 | 0 | 99162.5993 | 99162.5993 | 0 | 9500 | 0 | 0 | 0 | 0 | 0
2022-02-25 09:00 | 0.51158 | 0.74867 | 35871 | 17800.3596 | 633 | 79237.436 | 3 | 14324.6404 | 1.4325 | 64912.7956 | 0 | 67080.1004 | 19 | 9500 | 2284.1988 | 199.6997 | 22625 | 131287.5993 | 32125 | 0 | 99162.5993 | 99162.5993 | 0 | 9500 | 0 | 0 | 0 | 0 | 0
2022-02-25 10:00 | 0.68628 | 0.84628 | 35871 | 23879.0234 | 633 | 89568.2441 | 3 | 8245.9766 | 0.8246 | 81322.2675 | 0 | 131992.8959 | 19 | 9500 | 2284.1988 | 199.6997 | 22625 | 131287.5993 | 32125 | 0 | 99162.5993 | 99162.5993 | 1254.0234 | 8245.9766 | 0 | 0 | 0 | 0 | 0
2022-02-25 11:00 | 0.79838 | 0.87712 | 35871 | 27779.5283 | 633 | 92832.2757 | 3 | 4345.4717 | 0.43455 | 88486.804 | 0 | 213315.1635 | 19 | 9500 | 2284.1988 | 199.6997 | 22625 | 131287.5993 | 32125 | 0 | 99162.5993 | 99162.5993 | 5154.5283 | 4345.4717 | 0 | 0 | 0 | 0 | 0
2022-02-25 12:00 | 0.82758 | 0.78928 | 35871 | 28795.5385 | 633 | 83535.5009 | 3 | 3329.4615 | 0.33295 | 80206.0394 | 0 | 301801.9675 | 19 | 9500 | 2284.1988 | 199.6997 | 22625 | 131287.5993 | 32125 | 0 | 99162.5993 | 99162.5993 | 6170.5385 | 3329.4615 | 0 | 0 | 0 | 0 | 0
2022-02-25 13:00 | 0.70947 | 0.68658 | 35871 | 24685.9164 | 633 | 72665.9794 | 3 | 7439.0836 | 0.74391 | 65226.8958 | 0 | 382008.0069 | 19 | 9500 | 2284.1988 | 199.6997 | 22625 | 131287.5993 | 32125 | 0 | 99162.5993 | 99162.5993 | 2060.9164 | 7439.0836 | 0 | 0 | 0 | 0 | 0
2022-02-25 14:00 | 0.55395 | 0.25095 | 35871 | 19274.6182 | 633 | 26559.9457 | 3 | 12850.3818 | 1.285 | 13709.564 | 0 | 447234.9027 | 19 | 9500 | 2284.1988 | 199.6997 | 22625 | 131287.5993 | 32125 | 0 | 99162.5993 | 99162.5993 | 0 | 9500 | 0 | 0 | 0 | 0 | 0
2022-02-25 15:00 | 0.33112 | 0.15662 | 35871 | 11521.2774 | 633 | 16576.2849 | 3 | 20603.7226 | 2.0604 | 0 | 4027.4377 | 460944.4667 | 19 | 9500 | 2284.1988 | 199.6997 | 22625 | 131287.5993 | 32125 | 0 | 99162.5993 | 99162.5993 | 0 | 9500 | 0 | 0 | 0 | 0 | 0
2022-02-25 16:00 | 0.18425 | 0.15585 | 35871 | 6410.9548 | 633 | 16494.79 | 3 | 25714.0452 | 2.5714 | 0 | 9219.2552 | 456917.029 | 19 | 9500 | 2284.1988 | 199.6997 | 22625 | 131287.5993 | 32125 | 0 | 99162.5993 | 99162.5993 | 0 | 9500 | 0 | 0 | 0 | 0 | 0
2022-02-25 17:00 | 0.06553 | 0.05137 | 35871 | 2280.1078 | 633 | 5436.8775 | 3 | 29844.8922 | 2.9845 | 0 | 24408.0147 | 447697.7737 | 19 | 9500 | 2284.1988 | 199.6997 | 22625 | 131287.5993 | 32125 | 0 | 99162.5993 | 99162.5993 | 2280.1078 | 7219.8922 | 0 | 0 | 0 | 0 | 0
2022-02-25 18:00 | 0 | 0 | 35871 | 0 | 633 | 0 | 3 | 30000 | 3 | 0 | 30000 | 423289.7591 | 19 | 7375 | 2284.1988 | 155.03 | 22625 | 131287.5993 | 30000 | 0 | 101287.5993 | 101287.5993 | 0 | 7375 | 0 | 0 | 0 | 0 | 0
2022-02-25 19:00 | 0 | 0 | 35871 | 0 | 633 | 0 | 3 | 30000 | 3 | 0 | 30000 | 393289.7591 | 19 | 7375 | 2284.1988 | 155.03 | 22625 | 131287.5993 | 30000 | 0 | 101287.5993 | 101287.5993 | 0 | 7375 | 0 | 0 | 0 | 0 | 0
2022-02-25 20:00 | 0 | 0 | 35871 | 0 | 633 | 0 | 3 | 30000 | 3 | 0 | 30000 | 363289.7591 | 19 | 7375 | 2284.1988 | 155.03 | 22625 | 131287.5993 | 30000 | 0 | 101287.5993 | 101287.5993 | 0 | 7375 | 0 | 0 | 0 | 0 | 0
2022-02-25 21:00 | 0 | 0 | 35871 | 0 | 633 | 0 | 3 | 30000 | 3 | 0 | 30000 | 333289.7591 | 19 | 7375 | 2284.1988 | 155.03 | 22625 | 131287.5993 | 30000 | 0 | 101287.5993 | 101287.5993 | 0 | 7375 | 0 | 0 | 0 | 0 | 0
2022-02-25 22:00 | 0 | 0 | 35871 | 0 | 633 | 0 | 3 | 30000 | 3 | 0 | 30000 | 303289.7591 | 19 | 7375 | 2284.1988 | 155.03 | 22625 | 131287.5993 | 30000 | 0 | 101287.5993 | 101287.5993 | 0 | 7375 | 0 | 0 | 0 | 0 | 0
2022-02-25 23:00 | 0 | 0 | 35871 | 0 | 633 | 0 | 3 | 30000 | 3 | 0 | 30000 | 273289.7591 | 19 | 7375 | 2284.1988 | 155.03 | 22625 | 131287.5993 | 30000 | 0 | 101287.5993 | 101287.5993 | 0 | 7375 | 0 | 0 | 0 | 0 | 0
2022-02-26 | 0 | 0 | 35871 | 0 | 633 | 0 | 3 | 30000 | 3 | 0 | 30000 | 243289.7591 | 19 | 7645.8333 | 2284.1988 | 160.7232 | 22354.1667 | 131016.766 | 30000 | 0 | 101016.766 | 101016.766 | 0 | 7645.8333 | 0 | 0 | 0 | 0 | 0
2022-02-26 01:00 | 0 | 0 | 35871 | 0 | 633 | 0 | 3 | 30000 | 3 | 0 | 30000 | 213289.7591 | 19 | 7645.8333 | 2284.1988 | 160.7232 | 22354.1667 | 131016.766 | 30000 | 0 | 101016.766 | 101016.766 | 0 | 7645.8333 | 0 | 0 | 0 | 0 | 0
2022-02-26 02:00 | 0 | 0 | 35871 | 0 | 633 | 0 | 3 | 30000 | 3 | 0 | 30000 | 183289.7591 | 19 | 7645.8333 | 2284.1988 | 160.7232 | 22354.1667 | 131016.766 | 30000 | 0 | 101016.766 | 101016.766 | 0 | 7645.8333 | 0 | 0 | 0 | 0 | 0
2022-02-26 03:00 | 0 | 0 | 35871 | 0 | 633 | 0 | 3 | 30000 | 3 | 0 | 30000 | 153289.7591 | 19 | 7645.8333 | 2284.1988 | 160.7232 | 22354.1667 | 131016.766 | 30000 | 0 | 101016.766 | 101016.766 | 0 | 7645.8333 | 0 | 0 | 0 | 0 | 0
2022-02-26 04:00 | 0 | 0 | 35871 | 0 | 633 | 0 | 3 | 30000 | 3 | 0 | 30000 | 123289.7591 | 19 | 7645.8333 | 2284.1988 | 160.7232 | 22354.1667 | 131016.766 | 30000 | 0 | 101016.766 | 101016.766 | 0 | 7645.8333 | 0 | 0 | 0 | 0 | 0
2022-02-26 05:00 | 0 | 0 | 35871 | 0 | 633 | 0 | 3 | 30000 | 3 | 0 | 30000 | 93289.7591 | 19 | 7645.8333 | 2284.1988 | 160.7232 | 22354.1667 | 131016.766 | 30000 | 0 | 101016.766 | 101016.766 | 0 | 7645.8333 | 0 | 0 | 0 | 0 | 0
2022-02-26 06:00 | 0 | 0 | 35871 | 0 | 633 | 0 | 3 | 30000 | 3 | 0 | 30000 | 63289.7591 | 19 | 7645.8333 | 2284.1988 | 160.7232 | 22354.1667 | 131016.766 | 30000 | 0 | 101016.766 | 101016.766 | 0 | 7645.8333 | 0 | 0 | 0 | 0 | 0
2022-02-26 07:00 | 0.08582 | 0.33002 | 35871 | 2986.0957 | 633 | 34928.5248 | 3 | 28868.0709 | 2.8868 | 6060.4538 | 0 | 33289.7591 | 19 | 9500 | 2284.1988 | 199.6997 | 22354.1667 | 131016.766 | 31854.1667 | 0 | 99162.5993 | 99162.5993 | 0 | 9500 | 0 | 0 | 0 | 0 | 0
2022-02-26 08:00 | 0.30562 | 0.70545 | 35871 | 10634.0082 | 633 | 74663.1349 | 3 | 21220.1585 | 2.122 | 53442.9764 | 0 | 39350.2129 | 19 | 9500 | 2284.1988 | 199.6997 | 22354.1667 | 131016.766 | 31854.1667 | 0 | 99162.5993 | 99162.5993 | 0 | 9500 | 0 | 0 | 0 | 0 | 0
2022-02-26 09:00 | 0.5227 | 0.85529 | 35871 | 18187.2785 | 633 | 90521.8409 | 3 | 13666.8881 | 1.3667 | 76854.9528 | 0 | 92793.1893 | 19 | 9500 | 2284.1988 | 199.6997 | 22354.1667 | 131016.766 | 31854.1667 | 0 | 99162.5993 | 99162.5993 | 0 | 9500 | 0 | 0 | 0 | 0 | 0
2022-02-26 10:00 | 0.69353 | 0.95154 | 35871 | 24131.2862 | 633 | 100708.7099 | 3 | 7722.8805 | 0.77229 | 92985.8294 | 0 | 169648.1421 | 19 | 9500 | 2284.1988 | 199.6997 | 22354.1667 | 131016.766 | 31854.1667 | 0 | 99162.5993 | 99162.5993 | 1777.1195 | 7722.8805 | 0 | 0 | 0 | 0 | 0
2022-02-26 11:00 | 0.80645 | 0.99242 | 35871 | 28060.3229 | 633 | 105035.351 | 3 | 3793.8438 | 0.37938 | 101241.5072 | 0 | 262633.9715 | 19 | 9500 | 2284.1988 | 199.6997 | 22354.1667 | 131016.766 | 31854.1667 | 0 | 99162.5993 | 99162.5993 | 5706.1562 | 3793.8438 | 0 | 0 | 0 | 0 | 0
2022-02-26 12:00 | 0.83805 | 0.91722 | 35871 | 29159.8408 | 633 | 97076.3635 | 3 | 2694.3259 | 0.26943 | 94382.0376 | 0 | 363875.4788 | 19 | 9500 | 2284.1988 | 199.6997 | 22354.1667 | 131016.766 | 31854.1667 | 0 | 99162.5993 | 99162.5993 | 6805.6741 | 2694.3259 | 0 | 0 | 0 | 0 | 0
2022-02-26 13:00 | 0.67328 | 0.75541 | 35871 | 23426.6901 | 633 | 79950.7814 | 3 | 8427.4766 | 0.84275 | 71523.3048 | 0 | 458257.5164 | 19 | 9500 | 2284.1988 | 199.6997 | 22354.1667 | 131016.766 | 31854.1667 | 0 | 99162.5993 | 99162.5993 | 1072.5234 | 8427.4766 | 0 | 0 | 0 | 0 | 0
2022-02-26 14:00 | 0.65078 | 0.6343 | 35871 | 22643.8055 | 633 | 67132.7897 | 3 | 9210.3612 | 0.92104 | 57922.4285 | 0 | 529780.8212 | 19 | 9500 | 2284.1988 | 199.6997 | 22354.1667 | 131016.766 | 31854.1667 | 0 | 99162.5993 | 99162.5993 | 289.6388 | 9210.3612 | 0 | 0 | 0 | 0 | 0
2022-02-26 15:00 | 0.42927 | 0.45428 | 35871 | 14936.3938 | 633 | 48079.9049 | 3 | 16917.7728 | 1.6918 | 31162.1321 | 0 | 587703.2497 | 19 | 9500 | 2284.1988 | 199.6997 | 22354.1667 | 131016.766 | 31854.1667 | 0 | 99162.5993 | 99162.5993 | 0 | 9500 | 0 | 0 | 0 | 0 | 0
2022-02-26 16:00 | 0.25348 | 0.37792 | 35871 | 8819.8036 | 633 | 39998.1458 | 3 | 23034.363 | 2.3034 | 16963.7828 | 0 | 618865.3818 | 19 | 9500 | 2284.1988 | 199.6997 | 22354.1667 | 131016.766 | 31854.1667 | 0 | 99162.5993 | 99162.5993 | 0 | 9500 | 0 | 0 | 0 | 0 | 0
2022-02-26 17:00 | 0.0903 | 0.18879 | 35871 | 3141.9768 | 633 | 19981.0805 | 3 | 28712.1899 | 2.8712 | 0 | 8731.1094 | 635829.1646 | 19 | 9500 | 2284.1988 | 199.6997 | 22354.1667 | 131016.766 | 31854.1667 | 0 | 99162.5993 | 99162.5993 | 0 | 9500 | 0 | 0 | 0 | 0 | 0
2022-02-26 18:00 | 0 | 0 | 35871 | 0 | 633 | 0 | 3 | 30000 | 3 | 0 | 30000 | 627098.0552 | 19 | 7645.8333 | 2284.1988 | 160.7232 | 22354.1667 | 131016.766 | 30000 | 0 | 101016.766 | 101016.766 | 0 | 7645.8333 | 0 | 0 | 0 | 0 | 0
2022-02-26 19:00 | 0 | 0 | 35871 | 0 | 633 | 0 | 3 | 30000 | 3 | 0 | 30000 | 597098.0552 | 19 | 7645.8333 | 2284.1988 | 160.7232 | 22354.1667 | 131016.766 | 30000 | 0 | 101016.766 | 101016.766 | 0 | 7645.8333 | 0 | 0 | 0 | 0 | 0
2022-02-26 20:00 | 0 | 0 | 35871 | 0 | 633 | 0 | 3 | 30000 | 3 | 0 | 30000 | 567098.0552 | 19 | 7645.8333 | 2284.1988 | 160.7232 | 22354.1667 | 131016.766 | 30000 | 0 | 101016.766 | 101016.766 | 0 | 7645.8333 | 0 | 0 | 0 | 0 | 0
2022-02-26 21:00 | 0 | 0 | 35871 | 0 | 633 | 0 | 3 | 30000 | 3 | 0 | 30000 | 537098.0552 | 19 | 7645.8333 | 2284.1988 | 160.7232 | 22354.1667 | 131016.766 | 30000 | 0 | 101016.766 | 101016.766 | 0 | 7645.8333 | 0 | 0 | 0 | 0 | 0
2022-02-26 22:00 | 0 | 0 | 35871 | 0 | 633 | 0 | 3 | 30000 | 3 | 0 | 30000 | 507098.0552 | 19 | 7645.8333 | 2284.1988 | 160.7232 | 22354.1667 | 131016.766 | 30000 | 0 | 101016.766 | 101016.766 | 0 | 7645.8333 | 0 | 0 | 0 | 0 | 0
2022-02-26 23:00 | 0 | 0 | 35871 | 0 | 633 | 0 | 3 | 30000 | 3 | 0 | 30000 | 477098.0552 | 19 | 7645.8333 | 2284.1988 | 160.7232 | 22354.1667 | 131016.766 | 30000 | 0 | 101016.766 | 101016.766 | 0 | 7645.8333 | 0 | 0 | 0 | 0 | 0
2022-02-27 | 0 | 0 | 35871 | 0 | 633 | 0 | 3 | 30000 | 3 | 0 | 30000 | 447098.0552 | 19 | 7483.3333 | 2284.1988 | 157.3073 | 22516.6667 | 131179.266 | 30000 | 0 | 101179.266 | 101179.266 | 0 | 7483.3333 | 0 | 0 | 0 | 0 | 0
2022-02-27 01:00 | 0 | 0 | 35871 | 0 | 633 | 0 | 3 | 30000 | 3 | 0 | 30000 | 417098.0552 | 19 | 7483.3333 | 2284.1988 | 157.3073 | 22516.6667 | 131179.266 | 30000 | 0 | 101179.266 | 101179.266 | 0 | 7483.3333 | 0 | 0 | 0 | 0 | 0
2022-02-27 02:00 | 0 | 0 | 35871 | 0 | 633 | 0 | 3 | 30000 | 3 | 0 | 30000 | 387098.0552 | 19 | 7483.3333 | 2284.1988 | 157.3073 | 22516.6667 | 131179.266 | 30000 | 0 | 101179.266 | 101179.266 | 0 | 7483.3333 | 0 | 0 | 0 | 0 | 0
2022-02-27 03:00 | 0 | 0 | 35871 | 0 | 633 | 0 | 3 | 30000 | 3 | 0 | 30000 | 357098.0552 | 19 | 7483.3333 | 2284.1988 | 157.3073 | 22516.6667 | 131179.266 | 30000 | 0 | 101179.266 | 101179.266 | 0 | 7483.3333 | 0 | 0 | 0 | 0 | 0
2022-02-27 04:00 | 0 | 0 | 35871 | 0 | 633 | 0 | 3 | 30000 | 3 | 0 | 30000 | 327098.0552 | 19 | 7483.3333 | 2284.1988 | 157.3073 | 22516.6667 | 131179.266 | 30000 | 0 | 101179.266 | 101179.266 | 0 | 7483.3333 | 0 | 0 | 0 | 0 | 0
2022-02-27 05:00 | 0 | 0 | 35871 | 0 | 633 | 0 | 3 | 30000 | 3 | 0 | 30000 | 297098.0552 | 19 | 7483.3333 | 2284.1988 | 157.3073 | 22516.6667 | 131179.266 | 30000 | 0 | 101179.266 | 101179.266 | 0 | 7483.3333 | 0 | 0 | 0 | 0 | 0
2022-02-27 06:00 | 0 | 0 | 35871 | 0 | 633 | 0 | 3 | 30000 | 3 | 0 | 30000 | 267098.0552 | 19 | 7483.3333 | 2284.1988 | 157.3073 | 22516.6667 | 131179.266 | 30000 | 0 | 101179.266 | 101179.266 | 0 | 7483.3333 | 0 | 0 | 0 | 0 | 0
2022-02-27 07:00 | 0.08795 | 0.3128 | 35871 | 3060.2088 | 633 | 33106.0013 | 3 | 28956.4579 | 2.8956 | 4149.5434 | 0 | 237098.0552 | 19 | 9500 | 2284.1988 | 199.6997 | 22516.6667 | 131179.266 | 32016.6667 | 0 | 99162.5993 | 99162.5993 | 0 | 9500 | 0 | 0 | 0 | 0 | 0
2022-02-27 08:00 | 0.30967 | 0.71084 | 35871 | 10774.9274 | 633 | 75233.5996 | 3 | 21241.7393 | 2.1242 | 53991.8603 | 0 | 241247.5986 | 19 | 9500 | 2284.1988 | 199.6997 | 22516.6667 | 131179.266 | 32016.6667 | 0 | 99162.5993 | 99162.5993 | 0 | 9500 | 0 | 0 | 0 | 0 | 0
2022-02-27 09:00 | 0.52528 | 0.84903 | 35871 | 18277.0493 | 633 | 89859.2975 | 3 | 13739.6174 | 1.374 | 76119.6802 | 0 | 295239.4589 | 19 | 9500 | 2284.1988 | 199.6997 | 22516.6667 | 131179.266 | 32016.6667 | 0 | 99162.5993 | 99162.5993 | 0 | 9500 | 0 | 0 | 0 | 0 | 0
2022-02-27 10:00 | 0.69808 | 0.92746 | 35871 | 24289.6028 | 633 | 98160.1405 | 3 | 7727.0638 | 0.77271 | 90433.0767 | 0 | 371359.1391 | 19 | 9500 | 2284.1988 | 199.6997 | 22516.6667 | 131179.266 | 32016.6667 | 0 | 99162.5993 | 99162.5993 | 1772.9362 | 7727.0638 | 0 | 0 | 0 | 0 | 0
2022-02-27 11:00 | 0.8123 | 0.98077 | 35871 | 28263.8729 | 633 | 103802.343 | 3 | 3752.7938 | 0.37528 | 100049.5492 | 0 | 461792.2158 | 19 | 9500 | 2284.1988 | 199.6997 | 22516.6667 | 131179.266 | 32016.6667 | 0 | 99162.5993 | 99162.5993 | 5747.2062 | 3752.7938 | 0 | 0 | 0 | 0 | 0
2022-02-27 12:00 | 0.84242 | 0.91768 | 35871 | 29311.8944 | 633 | 97125.0488 | 3 | 2704.7723 | 0.27048 | 94420.2765 | 0 | 561841.765 | 19 | 9500 | 2284.1988 | 199.6997 | 22516.6667 | 131179.266 | 32016.6667 | 0 | 99162.5993 | 99162.5993 | 6795.2277 | 2704.7723 | 0 | 0 | 0 | 0 | 0
2022-02-27 13:00 | 0.81158 | 0.91174 | 35871 | 28238.8206 | 633 | 96496.3734 | 3 | 3777.8461 | 0.37778 | 92718.5274 | 0 | 656262.0415 | 19 | 9500 | 2284.1988 | 199.6997 | 22516.6667 | 131179.266 | 32016.6667 | 0 | 99162.5993 | 99162.5993 | 5722.1539 | 3777.8461 | 0 | 0 | 0 | 0 | 0
2022-02-27 14:00 | 0.70522 | 0.85049 | 35871 | 24538.0382 | 633 | 90013.8204 | 3 | 7478.6284 | 0.74786 | 82535.192 | 0 | 748980.5688 | 19 | 9500 | 2284.1988 | 199.6997 | 22516.6667 | 131179.266 | 32016.6667 | 0 | 99162.5993 | 99162.5993 | 2021.3716 | 7478.6284 | 0 | 0 | 0 | 0 | 0
2022-02-27 15:00 | 0.54185 | 0.77565 | 35871 | 18853.6003 | 633 | 82092.9344 | 3 | 13163.0664 | 1.3163 | 68929.8681 | 0 | 831515.7608 | 19 | 9500 | 2284.1988 | 199.6997 | 22516.6667 | 131179.266 | 32016.6667 | 0 | 99162.5993 | 99162.5993 | 0 | 9500 | 0 | 0 | 0 | 0 | 0
2022-02-27 16:00 | 0.3332 | 0.63568 | 35871 | 11593.6507 | 633 | 67278.8456 | 3 | 20423.016 | 2.0423 | 46855.8296 | 0 | 900445.6289 | 19 | 9500 | 2284.1988 | 199.6997 | 22516.6667 | 131179.266 | 32016.6667 | 0 | 99162.5993 | 99162.5993 | 0 | 9500 | 0 | 0 | 0 | 0 | 0
2022-02-27 17:00 | 0.12003 | 0.31622 | 35871 | 4176.4282 | 633 | 33467.9659 | 3 | 27840.2384 | 2.784 | 5627.7275 | 0 | 947301.4585 | 19 | 9500 | 2284.1988 | 199.6997 | 22516.6667 | 131179.266 | 32016.6667 | 0 | 99162.5993 | 99162.5993 | 3.638e-12 | 9500 | 0 | 0 | 0 | 0 | 0
2022-02-27 18:00 | 0 | 0 | 35871 | 0 | 633 | 0 | 3 | 30000 | 3 | 0 | 30000 | 952929.1859 | 19 | 7483.3333 | 2284.1988 | 157.3073 | 22516.6667 | 131179.266 | 30000 | 0 | 101179.266 | 101179.266 | 0 | 7483.3333 | 0 | 0 | 0 | 0 | 0
2022-02-27 19:00 | 0 | 0 | 35871 | 0 | 633 | 0 | 3 | 30000 | 3 | 0 | 30000 | 922929.1859 | 19 | 7483.3333 | 2284.1988 | 157.3073 | 22516.6667 | 131179.266 | 30000 | 0 | 101179.266 | 101179.266 | 0 | 7483.3333 | 0 | 0 | 0 | 0 | 0
2022-02-27 20:00 | 0 | 0 | 35871 | 0 | 633 | 0 | 3 | 30000 | 3 | 0 | 30000 | 892929.1859 | 19 | 7483.3333 | 2284.1988 | 157.3073 | 22516.6667 | 131179.266 | 30000 | 0 | 101179.266 | 101179.266 | 0 | 7483.3333 | 0 | 0 | 0 | 0 | 0
2022-02-27 21:00 | 0 | 0 | 35871 | 0 | 633 | 0 | 3 | 30000 | 3 | 0 | 30000 | 862929.1859 | 19 | 7483.3333 | 2284.1988 | 157.3073 | 22516.6667 | 131179.266 | 30000 | 0 | 101179.266 | 101179.266 | 0 | 7483.3333 | 0 | 0 | 0 | 0 | 0
2022-02-27 22:00 | 0 | 0 | 35871 | 0 | 633 | 0 | 3 | 30000 | 3 | 0 | 30000 | 832929.1859 | 19 | 7483.3333 | 2284.1988 | 157.3073 | 22516.6667 | 131179.266 | 30000 | 0 | 101179.266 | 101179.266 | 0 | 7483.3333 | 0 | 0 | 0 | 0 | 0
2022-02-27 23:00 | 0 | 0 | 35871 | 0 | 633 | 0 | 3 | 30000 | 3 | 0 | 30000 | 802929.1859 | 19 | 7483.3333 | 2284.1988 | 157.3073 | 22516.6667 | 131179.266 | 30000 | 0 | 101179.266 | 101179.266 | 0 | 7483.3333 | 0 | 0 | 0 | 0 | 0
2022-02-28 | 0 | 0 | 35871 | 0 | 633 | 0 | 3 | 30000 | 3 | 0 | 30000 | 772929.1859 | 19 | 7258.3333 | 2284.1988 | 152.5776 | 22741.6667 | 131404.266 | 30000 | 0 | 101404.266 | 101404.266 | 0 | 7258.3333 | 0 | 0 | 0 | 0 | 0
2022-02-28 01:00 | 0 | 0 | 35871 | 0 | 633 | 0 | 3 | 30000 | 3 | 0 | 30000 | 742929.1859 | 19 | 7258.3333 | 2284.1988 | 152.5776 | 22741.6667 | 131404.266 | 30000 | 0 | 101404.266 | 101404.266 | 0 | 7258.3333 | 0 | 0 | 0 | 0 | 0
2022-02-28 02:00 | 0 | 0 | 35871 | 0 | 633 | 0 | 3 | 30000 | 3 | 0 | 30000 | 712929.1859 | 19 | 7258.3333 | 2284.1988 | 152.5776 | 22741.6667 | 131404.266 | 30000 | 0 | 101404.266 | 101404.266 | 0 | 7258.3333 | 0 | 0 | 0 | 0 | 0
2022-02-28 03:00 | 0 | 0 | 35871 | 0 | 633 | 0 | 3 | 30000 | 3 | 0 | 30000 | 682929.1859 | 19 | 7258.3333 | 2284.1988 | 152.5776 | 22741.6667 | 131404.266 | 30000 | 0 | 101404.266 | 101404.266 | 0 | 7258.3333 | 0 | 0 | 0 | 0 | 0
2022-02-28 04:00 | 0 | 0 | 35871 | 0 | 633 | 0 | 3 | 30000 | 3 | 0 | 30000 | 652929.1859 | 19 | 7258.3333 | 2284.1988 | 152.5776 | 22741.6667 | 131404.266 | 30000 | 0 | 101404.266 | 101404.266 | 0 | 7258.3333 | 0 | 0 | 0 | 0 | 0
2022-02-28 05:00 | 0 | 0 | 35871 | 0 | 633 | 0 | 3 | 30000 | 3 | 0 | 30000 | 622929.1859 | 19 | 7258.3333 | 2284.1988 | 152.5776 | 22741.6667 | 131404.266 | 30000 | 0 | 101404.266 | 101404.266 | 0 | 7258.3333 | 0 | 0 | 0 | 0 | 0
2022-02-28 06:00 | 0 | 0 | 35871 | 0 | 633 | 0 | 3 | 30000 | 3 | 0 | 30000 | 592929.1859 | 19 | 7258.3333 | 2284.1988 | 152.5776 | 22741.6667 | 131404.266 | 30000 | 0 | 101404.266 | 101404.266 | 0 | 7258.3333 | 0 | 0 | 0 | 0 | 0
2022-02-28 07:00 | 0.08878 | 0.25254 | 35871 | 3089.0886 | 633 | 26728.2275 | 3 | 29152.5781 | 2.9153 | 0 | 2424.3506 | 562929.1859 | 19 | 9500 | 2284.1988 | 199.6997 | 22741.6667 | 131404.266 | 32241.6667 | 0 | 99162.5993 | 99162.5993 | 0 | 9500 | 0 | 0 | 0 | 0 | 0
2022-02-28 08:00 | 0.30962 | 0.62943 | 35871 | 10773.1876 | 633 | 66617.3606 | 3 | 21468.479 | 2.1468 | 45148.8816 | 0 | 560504.8353 | 19 | 9500 | 2284.1988 | 199.6997 | 22741.6667 | 131404.266 | 32241.6667 | 0 | 99162.5993 | 99162.5993 | 0 | 9500 | 0 | 0 | 0 | 0 | 0
2022-02-28 09:00 | 0.52775 | 0.7908 | 35871 | 18362.9926 | 633 | 83696.3741 | 3 | 13878.674 | 1.3879 | 69817.7001 | 0 | 605653.7169 | 19 | 9500 | 2284.1988 | 199.6997 | 22741.6667 | 131404.266 | 32241.6667 | 0 | 99162.5993 | 99162.5993 | 0 | 9500 | 0 | 0 | 0 | 0 | 0
2022-02-28 10:00 | 0.70328 | 0.87843 | 35871 | 24470.5362 | 633 | 92970.923 | 3 | 7771.1305 | 0.77711 | 85199.7925 | 0 | 675471.4169 | 19 | 9500 | 2284.1988 | 199.6997 | 22741.6667 | 131404.266 | 32241.6667 | 0 | 99162.5993 | 99162.5993 | 1728.8695 | 7771.1305 | 0 | 0 | 0 | 0 | 0
2022-02-28 11:00 | 0.81497 | 0.92026 | 35871 | 28356.7752 | 633 | 97398.1098 | 3 | 3884.8915 | 0.38849 | 93513.2183 | 0 | 760671.2094 | 19 | 9500 | 2284.1988 | 199.6997 | 22741.6667 | 131404.266 | 32241.6667 | 0 | 99162.5993 | 99162.5993 | 5615.1085 | 3884.8915 | 0 | 0 | 0 | 0 | 0
2022-02-28 12:00 | 0.84338 | 0.84627 | 35871 | 29345.2975 | 633 | 89567.1858 | 3 | 2896.3692 | 0.28964 | 86670.8165 | 0 | 854184.4277 | 19 | 9500 | 2284.1988 | 199.6997 | 22741.6667 | 131404.266 | 32241.6667 | 0 | 99162.5993 | 99162.5993 | 6603.6308 | 2896.3692 | 0 | 0 | 0 | 0 | 0
2022-02-28 13:00 | 0.8133 | 0.82762 | 35871 | 28298.6678 | 633 | 87593.3145 | 3 | 3942.9989 | 0.3943 | 83650.3156 | 0 | 940855.2442 | 19 | 9500 | 2284.1988 | 199.6997 | 22741.6667 | 131404.266 | 32241.6667 | 0 | 99162.5993 | 99162.5993 | 5557.0011 | 3942.9989 | 0 | 0 | 0 | 0 | 0
2022-02-28 14:00 | 0.71117 | 0.79255 | 35871 | 24745.0677 | 633 | 83881.5899 | 3 | 7496.599 | 0.74966 | 76384.9909 | 0 | 1024505.5599 | 19 | 9500 | 2284.1988 | 199.6997 | 22741.6667 | 131404.266 | 32241.6667 | 0 | 99162.5993 | 99162.5993 | 2003.401 | 7496.599 | 0 | 0 | 0 | 0 | 0
2022-02-28 15:00 | 0.54147 | 0.70613 | 35871 | 18840.3783 | 633 | 74735.1045 | 3 | 13401.2884 | 1.3401 | 61333.8161 | 0 | 1100890.5508 | 19 | 9500 | 2284.1988 | 199.6997 | 22741.6667 | 131404.266 | 32241.6667 | 0 | 99162.5993 | 99162.5993 | 0 | 9500 | 0 | 0 | 0 | 0 | 0
2022-02-28 16:00 | 0.3298 | 0.55313 | 35871 | 11475.3481 | 633 | 58541.9517 | 3 | 20766.3185 | 2.0766 | 37775.6331 | 0 | 1162224.3669 | 19 | 9500 | 2284.1988 | 199.6997 | 22741.6667 | 131404.266 | 32241.6667 | 0 | 99162.5993 | 99162.5993 | 0 | 9500 | 0 | 0 | 0 | 0 | 0
2022-02-28 17:00 | 0.1183 | 0.21306 | 35871 | 4116.2331 | 633 | 22549.7591 | 3 | 28125.4335 | 2.8125 | 0 | 5575.6745 | 1200000 | 19 | 9500 | 2284.1988 | 199.6997 | 22741.6667 | 131404.266 | 32241.6667 | 0 | 99162.5993 | 99162.5993 | 0 | 9500 | 0 | 0 | 0 | 0 | 0
2022-02-28 18:00 | 0 | 0 | 35871 | 0 | 633 | 0 | 3 | 30000 | 3 | 0 | 30000 | 1194424.3255 | 19 | 7258.3333 | 2284.1988 | 152.5776 | 22741.6667 | 131404.266 | 30000 | 0 | 101404.266 | 101404.266 | 0 | 7258.3333 | 0 | 0 | 0 | 0 | 0
2022-02-28 19:00 | 0 | 0 | 35871 | 0 | 633 | 0 | 3 | 30000 | 3 | 0 | 30000 | 1164424.3255 | 19 | 7258.3333 | 2284.1988 | 152.5776 | 22741.6667 | 131404.266 | 30000 | 0 | 101404.266 | 101404.266 | 0 | 7258.3333 | 0 | 0 | 0 | 0 | 0
2022-02-28 20:00 | 0 | 0 | 35871 | 0 | 633 | 0 | 3 | 30000 | 3 | 0 | 30000 | 1134424.3255 | 19 | 7258.3333 | 2284.1988 | 152.5776 | 22741.6667 | 131404.266 | 30000 | 0 | 101404.266 | 101404.266 | 0 | 7258.3333 | 0 | 0 | 0 | 0 | 0
2022-02-28 21:00 | 0 | 0 | 35871 | 0 | 633 | 0 | 3 | 30000 | 3 | 0 | 30000 | 1104424.3255 | 19 | 7258.3333 | 2284.1988 | 152.5776 | 22741.6667 | 131404.266 | 30000 | 0 | 101404.266 | 101404.266 | 0 | 7258.3333 | 0 | 0 | 0 | 0 | 0
2022-02-28 22:00 | 0 | 0 | 35871 | 0 | 633 | 0 | 3 | 30000 | 3 | 0 | 30000 | 1074424.3255 | 19 | 7258.3333 | 2284.1988 | 152.5776 | 22741.6667 | 131404.266 | 30000 | 0 | 101404.266 | 101404.266 | 0 | 7258.3333 | 0 | 0 | 0 | 0 | 0
2022-02-28 23:00 | 0 | 0 | 35871 | 0 | 633 | 0 | 3 | 30000 | 3 | 0 | 30000 | 1044424.3255 | 19 | 7258.3333 | 2284.1988 | 152.5776 | 22741.6667 | 131404.266 | 30000 | 0 | 101404.266 | 101404.266 | 0 | 7258.3333 | 0 | 0 | 0 | 0 | 0
2022-03-01 | 0 | 0 | 35871 | 0 | 633 | 0 | 3 | 30000 | 3 | 0 | 30000 | 1014424.3255 | 19 | 7212.5 | 2272.3634 | 151.6141 | 22787.5 | 130887.0731 | 30000 | 0 | 100887.0731 | 100887.0731 | 0 | 7212.5 | 0 | 0 | 0 | 0 | 0
2022-03-01 01:00 | 0 | 0 | 35871 | 0 | 633 | 0 | 3 | 30000 | 3 | 0 | 30000 | 984424.3255 | 19 | 7212.5 | 2272.3634 | 151.6141 | 22787.5 | 130887.0731 | 30000 | 0 | 100887.0731 | 100887.0731 | 0 | 7212.5 | 0 | 0 | 0 | 0 | 0
2022-03-01 02:00 | 0 | 0 | 35871 | 0 | 633 | 0 | 3 | 30000 | 3 | 0 | 30000 | 954424.3255 | 19 | 7212.5 | 2272.3634 | 151.6141 | 22787.5 | 130887.0731 | 30000 | 0 | 100887.0731 | 100887.0731 | 0 | 7212.5 | 0 | 0 | 0 | 0 | 0
2022-03-01 03:00 | 0 | 0 | 35871 | 0 | 633 | 0 | 3 | 30000 | 3 | 0 | 30000 | 924424.3255 | 19 | 7212.5 | 2272.3634 | 151.6141 | 22787.5 | 130887.0731 | 30000 | 0 | 100887.0731 | 100887.0731 | 0 | 7212.5 | 0 | 0 | 0 | 0 | 0
2022-03-01 04:00 | 0 | 0 | 35871 | 0 | 633 | 0 | 3 | 30000 | 3 | 0 | 30000 | 894424.3255 | 19 | 7212.5 | 2272.3634 | 151.6141 | 22787.5 | 130887.0731 | 30000 | 0 | 100887.0731 | 100887.0731 | 0 | 7212.5 | 0 | 0 | 0 | 0 | 0
2022-03-01 05:00 | 0 | 0 | 35871 | 0 | 633 | 0 | 3 | 30000 | 3 | 0 | 30000 | 864424.3255 | 19 | 7212.5 | 2272.3634 | 151.6141 | 22787.5 | 130887.0731 | 30000 | 0 | 100887.0731 | 100887.0731 | 0 | 7212.5 | 0 | 0 | 0 | 0 | 0
2022-03-01 06:00 | 0 | 0 | 35871 | 0 | 633 | 0 | 3 | 30000 | 3 | 0 | 30000 | 834424.3255 | 19 | 7212.5 | 2272.3634 | 151.6141 | 22787.5 | 130887.0731 | 30000 | 0 | 100887.0731 | 100887.0731 | 0 | 7212.5 | 0 | 0 | 0 | 0 | 0
2022-03-01 07:00 | 0.07638 | 0.06316 | 35871 | 2657.6322 | 633 | 6684.7028 | 3 | 29629.8678 | 2.963 | 0 | 22945.165 | 804424.3255 | 19 | 9500 | 2272.3634 | 199.6997 | 22787.5 | 130887.0731 | 32287.5 | 0 | 98599.5731 | 98599.5731 | 0 | 9500 | 0 | 0 | 0 | 0 | 0
2022-03-01 08:00 | 0.27325 | 0.31309 | 35871 | 9507.6982 | 633 | 33136.6942 | 3 | 22779.8018 | 2.278 | 10356.8924 | 0 | 781479.1605 | 19 | 9500 | 2272.3634 | 199.6997 | 22787.5 | 130887.0731 | 32287.5 | 0 | 98599.5731 | 98599.5731 | 0 | 9500 | 0 | 0 | 0 | 0 | 0
2022-03-01 09:00 | 0.49198 | 0.54841 | 35871 | 17118.3801 | 633 | 58042.3982 | 3 | 15169.1199 | 1.5169 | 42873.2784 | 0 | 791836.0529 | 19 | 9500 | 2272.3634 | 199.6997 | 22787.5 | 130887.0731 | 32287.5 | 0 | 98599.5731 | 98599.5731 | 0 | 9500 | 0 | 0 | 0 | 0 | 0
2022-03-01 10:00 | 0.67435 | 0.70175 | 35871 | 23463.9206 | 633 | 74271.5358 | 3 | 8823.5794 | 0.88236 | 65447.9564 | 0 | 834709.3313 | 19 | 9500 | 2272.3634 | 199.6997 | 22787.5 | 130887.0731 | 32287.5 | 0 | 98599.5731 | 98599.5731 | 676.4206 | 8823.5794 | 0 | 0 | 0 | 0 | 0
2022-03-01 11:00 | 0.795 | 0.77032 | 35871 | 27661.9217 | 633 | 81528.82 | 3 | 4625.5783 | 0.46256 | 76903.2417 | 0 | 900157.2877 | 19 | 9500 | 2272.3634 | 199.6997 | 22787.5 | 130887.0731 | 32287.5 | 0 | 98599.5731 | 98599.5731 | 4874.4217 | 4625.5783 | 0 | 0 | 0 | 0 | 0
2022-03-01 12:00 | 0.80172 | 0.68062 | 35871 | 27895.7432 | 633 | 72035.1873 | 3 | 4391.7568 | 0.43918 | 67643.4305 | 0 | 977060.5293 | 19 | 9500 | 2272.3634 | 199.6997 | 22787.5 | 130887.0731 | 32287.5 | 0 | 98599.5731 | 98599.5731 | 5108.2432 | 4391.7568 | 0 | 0 | 0 | 0 | 0
2022-03-01 13:00 | 0.70047 | 0.36791 | 35871 | 24372.7626 | 633 | 38938.7114 | 3 | 7914.7374 | 0.79147 | 31023.974 | 0 | 1044703.9598 | 19 | 9500 | 2272.3634 | 199.6997 | 22787.5 | 130887.0731 | 32287.5 | 0 | 98599.5731 | 98599.5731 | 1585.2626 | 7914.7374 | 0 | 0 | 0 | 0 | 0
2022-03-01 14:00 | 0.67422 | 0.64296 | 35871 | 23459.3973 | 633 | 68049.3433 | 3 | 8828.1027 | 0.88281 | 59221.2405 | 0 | 1075727.9338 | 19 | 9500 | 2272.3634 | 199.6997 | 22787.5 | 130887.0731 | 32287.5 | 0 | 98599.5731 | 98599.5731 | 671.8973 | 8828.1027 | 0 | 0 | 0 | 0 | 0
2022-03-01 15:00 | 0.45262 | 0.36256 | 35871 | 15748.8541 | 633 | 38372.4803 | 3 | 16538.6459 | 1.6539 | 21833.8343 | 0 | 1134949.1744 | 19 | 9500 | 2272.3634 | 199.6997 | 22787.5 | 130887.0731 | 32287.5 | 0 | 98599.5731 | 98599.5731 | 0 | 9500 | 0 | 0 | 0 | 0 | 0
2022-03-01 16:00 | 0.26648 | 0.17968 | 35871 | 9272.137 | 633 | 19016.9 | 3 | 23015.363 | 2.3015 | 1.819e-11 | 3998.4631 | 1156783.0087 | 19 | 9500 | 2272.3634 | 199.6997 | 22787.5 | 130887.0731 | 32287.5 | 0 | 98599.5731 | 98599.5731 | 0 | 9500 | 0 | 0 | 0 | 0 | 0
2022-03-01 17:00 | 0.10307 | 0.04135 | 35871 | 3586.3073 | 633 | 4376.3848 | 3 | 28701.1927 | 2.8701 | 0 | 24324.808 | 1152784.5456 | 19 | 9500 | 2272.3634 | 199.6997 | 22787.5 | 130887.0731 | 32287.5 | 0 | 98599.5731 | 98599.5731 | 0 | 9500 | 0 | 0 | 0 | 0 | 0
2022-03-01 18:00 | 0 | 0 | 35871 | 0 | 633 | 0 | 3 | 30000 | 3 | 0 | 30000 | 1128459.7376 | 19 | 7212.5 | 2272.3634 | 151.6141 | 22787.5 | 130887.0731 | 30000 | 0 | 100887.0731 | 100887.0731 | 0 | 7212.5 | 0 | 0 | 0 | 0 | 0
2022-03-01 19:00 | 0 | 0 | 35871 | 0 | 633 | 0 | 3 | 30000 | 3 | 0 | 30000 | 1098459.7376 | 19 | 7212.5 | 2272.3634 | 151.6141 | 22787.5 | 130887.0731 | 30000 | 0 | 100887.0731 | 100887.0731 | 0 | 7212.5 | 0 | 0 | 0 | 0 | 0
2022-03-01 20:00 | 0 | 0 | 35871 | 0 | 633 | 0 | 3 | 30000 | 3 | 0 | 30000 | 1068459.7376 | 19 | 7212.5 | 2272.3634 | 151.6141 | 22787.5 | 130887.0731 | 30000 | 0 | 100887.0731 | 100887.0731 | 0 | 7212.5 | 0 | 0 | 0 | 0 | 0
2022-03-01 21:00 | 0 | 0 | 35871 | 0 | 633 | 0 | 3 | 30000 | 3 | 0 | 30000 | 1038459.7376 | 19 | 7212.5 | 2272.3634 | 151.6141 | 22787.5 | 130887.0731 | 30000 | 0 | 100887.0731 | 100887.0731 | 0 | 7212.5 | 0 | 0 | 0 | 0 | 0
2022-03-01 22:00 | 0 | 0 | 35871 | 0 | 633 | 0 | 3 | 30000 | 3 | 0 | 30000 | 1008459.7376 | 19 | 7212.5 | 2272.3634 | 151.6141 | 22787.5 | 130887.0731 | 30000 | 0 | 100887.0731 | 100887.0731 | 0 | 7212.5 | 0 | 0 | 0 | 0 | 0
2022-03-01 23:00 | 0 | 0 | 35871 | 0 | 633 | 0 | 3 | 30000 | 3 | 0 | 30000 | 978459.7376 | 19 | 7212.5 | 2272.3634 | 151.6141 | 22787.5 | 130887.0731 | 30000 | 0 | 100887.0731 | 100887.0731 | 0 | 7212.5 | 0 | 0 | 0 | 0 | 0
2022-03-02 | 0 | 0 | 35871 | 0 | 633 | 0 | 3 | 30000 | 3 | 0 | 30000 | 948459.7376 | 19 | 7616.6667 | 2272.3634 | 160.1101 | 22383.3333 | 130482.9064 | 30000 | 0 | 100482.9064 | 100482.9064 | 0 | 7616.6667 | 0 | 0 | 0 | 0 | 0
2022-03-02 01:00 | 0 | 0 | 35871 | 0 | 633 | 0 | 3 | 30000 | 3 | 0 | 30000 | 918459.7376 | 19 | 7616.6667 | 2272.3634 | 160.1101 | 22383.3333 | 130482.9064 | 30000 | 0 | 100482.9064 | 100482.9064 | 0 | 7616.6667 | 0 | 0 | 0 | 0 | 0
2022-03-02 02:00 | 0 | 0 | 35871 | 0 | 633 | 0 | 3 | 30000 | 3 | 0 | 30000 | 888459.7376 | 19 | 7616.6667 | 2272.3634 | 160.1101 | 22383.3333 | 130482.9064 | 30000 | 0 | 100482.9064 | 100482.9064 | 0 | 7616.6667 | 0 | 0 | 0 | 0 | 0
2022-03-02 03:00 | 0 | 0 | 35871 | 0 | 633 | 0 | 3 | 30000 | 3 | 0 | 30000 | 858459.7376 | 19 | 7616.6667 | 2272.3634 | 160.1101 | 22383.3333 | 130482.9064 | 30000 | 0 | 100482.9064 | 100482.9064 | 0 | 7616.6667 | 0 | 0 | 0 | 0 | 0
2022-03-02 04:00 | 0 | 0 | 35871 | 0 | 633 | 0 | 3 | 30000 | 3 | 0 | 30000 | 828459.7376 | 19 | 7616.6667 | 2272.3634 | 160.1101 | 22383.3333 | 130482.9064 | 30000 | 0 | 100482.9064 | 100482.9064 | 0 | 7616.6667 | 0 | 0 | 0 | 0 | 0
2022-03-02 05:00 | 0 | 0 | 35871 | 0 | 633 | 0 | 3 | 30000 | 3 | 0 | 30000 | 798459.7376 | 19 | 7616.6667 | 2272.3634 | 160.1101 | 22383.3333 | 130482.9064 | 30000 | 0 | 100482.9064 | 100482.9064 | 0 | 7616.6667 | 0 | 0 | 0 | 0 | 0
2022-03-02 06:00 | 0 | 0 | 35871 | 0 | 633 | 0 | 3 | 30000 | 3 | 0 | 30000 | 768459.7376 | 19 | 7616.6667 | 2272.3634 | 160.1101 | 22383.3333 | 130482.9064 | 30000 | 0 | 100482.9064 | 100482.9064 | 0 | 7616.6667 | 0 | 0 | 0 | 0 | 0
2022-03-02 07:00 | 0.08275 | 0.10016 | 35871 | 2879.2755 | 633 | 10600.694 | 3 | 29004.0578 | 2.9004 | 0 | 18403.3638 | 738459.7376 | 19 | 9500 | 2272.3634 | 199.6997 | 22383.3333 | 130482.9064 | 31883.3333 | 0 | 98599.5731 | 98599.5731 | 0 | 9500 | 0 | 0 | 0 | 0 | 0
2022-03-02 08:00 | 0.27502 | 0.32686 | 35871 | 9569.2851 | 633 | 34594.0779 | 3 | 22314.0482 | 2.2314 | 12280.0298 | 0 | 720056.3738 | 19 | 9500 | 2272.3634 | 199.6997 | 22383.3333 | 130482.9064 | 31883.3333 | 0 | 98599.5731 | 98599.5731 | 0 | 9500 | 0 | 0 | 0 | 0 | 0
2022-03-02 09:00 | 0.4711 | 0.4493 | 35871 | 16391.8633 | 633 | 47552.8337 | 3 | 15491.4701 | 1.5491 | 32061.3636 | 0 | 732336.4036 | 19 | 9500 | 2272.3634 | 199.6997 | 22383.3333 | 130482.9064 | 31883.3333 | 0 | 98599.5731 | 98599.5731 | 0 | 9500 | 0 | 0 | 0 | 0 | 0
2022-03-02 10:00 | 0.63492 | 0.39284 | 35871 | 22091.9589 | 633 | 41577.2428 | 3 | 9791.3745 | 0.97914 | 31785.8683 | 0 | 764397.7672 | 19 | 9500 | 2272.3634 | 199.6997 | 22383.3333 | 130482.9064 | 31883.3333 | 0 | 98599.5731 | 98599.5731 | 0 | 9500 | 0 | 0 | 0 | 0 | 0
2022-03-02 11:00 | 0.71945 | 0.47129 | 35871 | 25033.1692 | 633 | 49880.2025 | 3 | 6850.1641 | 0.68502 | 43030.0384 | 0 | 796183.6355 | 19 | 9500 | 2272.3634 | 199.6997 | 22383.3333 | 130482.9064 | 31883.3333 | 0 | 98599.5731 | 98599.5731 | 2649.8359 | 6850.1641 | 0 | 0 | 0 | 0 | 0
2022-03-02 12:00 | 0.72788 | 0.31749 | 35871 | 25326.49 | 633 | 33602.3796 | 3 | 6556.8434 | 0.65568 | 27045.5363 | 0 | 839213.6739 | 19 | 9500 | 2272.3634 | 199.6997 | 22383.3333 | 130482.9064 | 31883.3333 | 0 | 98599.5731 | 98599.5731 | 2943.1566 | 6556.8434 | 0 | 0 | 0 | 0 | 0
2022-03-02 13:00 | 0.6773 | 0.36881 | 35871 | 23566.5655 | 633 | 39033.9653 | 3 | 8316.7679 | 0.83168 | 30717.1974 | 0 | 866259.2101 | 19 | 9500 | 2272.3634 | 199.6997 | 22383.3333 | 130482.9064 | 31883.3333 | 0 | 98599.5731 | 98599.5731 | 1183.2321 | 8316.7679 | 0 | 0 | 0 | 0 | 0
2022-03-02 14:00 | 0.55178 | 0.1323 | 35871 | 19199.1134 | 633 | 14002.3145 | 3 | 12684.22 | 1.2684 | 1318.0945 | 0 | 896976.4075 | 19 | 9500 | 2272.3634 | 199.6997 | 22383.3333 | 130482.9064 | 31883.3333 | 0 | 98599.5731 | 98599.5731 | 0 | 9500 | 0 | 0 | 0 | 0 | 0
2022-03-02 15:00 | 0.40138 | 0.10394 | 35871 | 13965.9649 | 633 | 11000.7601 | 3 | 17917.3684 | 1.7917 | 0 | 6916.6083 | 898294.502 | 19 | 9500 | 2272.3634 | 199.6997 | 22383.3333 | 130482.9064 | 31883.3333 | 0 | 98599.5731 | 98599.5731 | 0 | 9500 | 0 | 0 | 0 | 0 | 0
2022-03-02 16:00 | 0.2251 | 0.02604 | 35871 | 7832.3252 | 633 | 2756.0111 | 3 | 24051.0081 | 2.4051 | 0 | 21294.997 | 891377.8937 | 19 | 9500 | 2272.3634 | 199.6997 | 22383.3333 | 130482.9064 | 31883.3333 | 0 | 98599.5731 | 98599.5731 | 0 | 9500 | 0 | 0 | 0 | 0 | 0
2022-03-02 17:00 | 0.07847 | 0.00327 | 35871 | 2730.3534 | 633 | 346.089 | 3 | 29152.9799 | 2.9153 | 0 | 28806.8909 | 870082.8968 | 19 | 9500 | 2272.3634 | 199.6997 | 22383.3333 | 130482.9064 | 31883.3333 | 0 | 98599.5731 | 98599.5731 | 0 | 9500 | 0 | 0 | 0 | 0 | 0
2022-03-02 18:00 | 0 | 0 | 35871 | 0 | 633 | 0 | 3 | 30000 | 3 | 0 | 30000 | 841276.0058 | 19 | 7616.6667 | 2272.3634 | 160.1101 | 22383.3333 | 130482.9064 | 30000 | 0 | 100482.9064 | 100482.9064 | 0 | 7616.6667 | 0 | 0 | 0 | 0 | 0
2022-03-02 19:00 | 0 | 0 | 35871 | 0 | 633 | 0 | 3 | 30000 | 3 | 0 | 30000 | 811276.0058 | 19 | 7616.6667 | 2272.3634 | 160.1101 | 22383.3333 | 130482.9064 | 30000 | 0 | 100482.9064 | 100482.9064 | 0 | 7616.6667 | 0 | 0 | 0 | 0 | 0
2022-03-02 20:00 | 0 | 0 | 35871 | 0 | 633 | 0 | 3 | 30000 | 3 | 0 | 30000 | 781276.0058 | 19 | 7616.6667 | 2272.3634 | 160.1101 | 22383.3333 | 130482.9064 | 30000 | 0 | 100482.9064 | 100482.9064 | 0 | 7616.6667 | 0 | 0 | 0 | 0 | 0
2022-03-02 21:00 | 0 | 0 | 35871 | 0 | 633 | 0 | 3 | 30000 | 3 | 0 | 30000 | 751276.0058 | 19 | 7616.6667 | 2272.3634 | 160.1101 | 22383.3333 | 130482.9064 | 30000 | 0 | 100482.9064 | 100482.9064 | 0 | 7616.6667 | 0 | 0 | 0 | 0 | 0
2022-03-02 22:00 | 0 | 0 | 35871 | 0 | 633 | 0 | 3 | 30000 | 3 | 0 | 30000 | 721276.0058 | 19 | 7616.6667 | 2272.3634 | 160.1101 | 22383.3333 | 130482.9064 | 30000 | 0 | 100482.9064 | 100482.9064 | 0 | 7616.6667 | 0 | 0 | 0 | 0 | 0
2022-03-02 23:00 | 0 | 0 | 35871 | 0 | 633 | 0 | 3 | 30000 | 3 | 0 | 30000 | 691276.0058 | 19 | 7616.6667 | 2272.3634 | 160.1101 | 22383.3333 | 130482.9064 | 30000 | 0 | 100482.9064 | 100482.9064 | 0 | 7616.6667 | 0 | 0 | 0 | 0 | 0
2022-03-03 | 0 | 0 | 35871 | 0 | 633 | 0 | 3 | 30000 | 3 | 0 | 30000 | 661276.0058 | 19 | 7916.6667 | 2272.3634 | 166.4164 | 22083.3333 | 130182.9064 | 30000 | 0 | 100182.9064 | 100182.9064 | 0 | 7916.6667 | 0 | 0 | 0 | 0 | 0
2022-03-03 01:00 | 0 | 0 | 35871 | 0 | 633 | 0 | 3 | 30000 | 3 | 0 | 30000 | 631276.0058 | 19 | 7916.6667 | 2272.3634 | 166.4164 | 22083.3333 | 130182.9064 | 30000 | 0 | 100182.9064 | 100182.9064 | 0 | 7916.6667 | 0 | 0 | 0 | 0 | 0
2022-03-03 02:00 | 0 | 0 | 35871 | 0 | 633 | 0 | 3 | 30000 | 3 | 0 | 30000 | 601276.0058 | 19 | 7916.6667 | 2272.3634 | 166.4164 | 22083.3333 | 130182.9064 | 30000 | 0 | 100182.9064 | 100182.9064 | 0 | 7916.6667 | 0 | 0 | 0 | 0 | 0
2022-03-03 03:00 | 0 | 0 | 35871 | 0 | 633 | 0 | 3 | 30000 | 3 | 0 | 30000 | 571276.0058 | 19 | 7916.6667 | 2272.3634 | 166.4164 | 22083.3333 | 130182.9064 | 30000 | 0 | 100182.9064 | 100182.9064 | 0 | 7916.6667 | 0 | 0 | 0 | 0 | 0
2022-03-03 04:00 | 0 | 0 | 35871 | 0 | 633 | 0 | 3 | 30000 | 3 | 0 | 30000 | 541276.0058 | 19 | 7916.6667 | 2272.3634 | 166.4164 | 22083.3333 | 130182.9064 | 30000 | 0 | 100182.9064 | 100182.9064 | 0 | 7916.6667 | 0 | 0 | 0 | 0 | 0
2022-03-03 05:00 | 0 | 0 | 35871 | 0 | 633 | 0 | 3 | 30000 | 3 | 0 | 30000 | 511276.0058 | 19 | 7916.6667 | 2272.3634 | 166.4164 | 22083.3333 | 130182.9064 | 30000 | 0 | 100182.9064 | 100182.9064 | 0 | 7916.6667 | 0 | 0 | 0 | 0 | 0
2022-03-03 06:00 | 0 | 0 | 35871 | 0 | 633 | 0 | 3 | 30000 | 3 | 0 | 30000 | 481276.0058 | 19 | 7916.6667 | 2272.3634 | 166.4164 | 22083.3333 | 130182.9064 | 30000 | 0 | 100182.9064 | 100182.9064 | 0 | 7916.6667 | 0 | 0 | 0 | 0 | 0
2022-03-03 07:00 | 0.06335 | 0.01539 | 35871 | 2204.255 | 633 | 1628.8407 | 3 | 29379.0783 | 2.9379 | 0 | 27750.2377 | 451276.0058 | 19 | 9500 | 2272.3634 | 199.6997 | 22083.3333 | 130182.9064 | 31583.3333 | 0 | 98599.5731 | 98599.5731 | 2204.255 | 7295.745 | 0 | 0 | 0 | 0 | 0
2022-03-03 08:00 | 0.19877 | 0.043 | 35871 | 6916.1763 | 633 | 4551.0168 | 3 | 24667.157 | 2.4667 | 0 | 20116.1402 | 423525.7682 | 19 | 9500 | 2272.3634 | 199.6997 | 22083.3333 | 130182.9064 | 31583.3333 | 0 | 98599.5731 | 98599.5731 | 0 | 9500 | 0 | 0 | 0 | 0 | 0
2022-03-03 09:00 | 0.32688 | 0.06646 | 35871 | 11373.7471 | 633 | 7033.9669 | 3 | 20209.5862 | 2.021 | 0 | 13175.6193 | 403409.6279 | 19 | 9500 | 2272.3634 | 199.6997 | 22083.3333 | 130182.9064 | 31583.3333 | 0 | 98599.5731 | 98599.5731 | 0 | 9500 | 0 | 0 | 0 | 0 | 0
2022-03-03 10:00 | 0.48635 | 0.11982 | 35871 | 16922.485 | 633 | 12681.4612 | 3 | 14660.8483 | 1.4661 | 0 | 1979.3871 | 390234.0086 | 19 | 9500 | 2272.3634 | 199.6997 | 22083.3333 | 130182.9064 | 31583.3333 | 0 | 98599.5731 | 98599.5731 | 0 | 9500 | 0 | 0 | 0 | 0 | 0
2022-03-03 11:00 | 0.51015 | 0.01567 | 35871 | 17750.6029 | 633 | 1658.4752 | 3 | 13832.7304 | 1.3833 | 0 | 12174.2552 | 388254.6215 | 19 | 9500 | 2272.3634 | 199.6997 | 22083.3333 | 130182.9064 | 31583.3333 | 0 | 98599.5731 | 98599.5731 | 0 | 9500 | 0 | 0 | 0 | 0 | 0
2022-03-03 12:00 | 0.50108 | 0.02797 | 35871 | 17435.0135 | 633 | 2960.2777 | 3 | 14148.3199 | 1.4148 | 0 | 11188.0422 | 376080.3663 | 19 | 9500 | 2272.3634 | 199.6997 | 22083.3333 | 130182.9064 | 31583.3333 | 0 | 98599.5731 | 98599.5731 | 0 | 9500 | 0 | 0 | 0 | 0 | 0
2022-03-03 13:00 | 0.49095 | 0.01652 | 35871 | 17082.5414 | 633 | 1748.4372 | 3 | 14500.7919 | 1.4501 | 0 | 12752.3548 | 364892.3241 | 19 | 9500 | 2272.3634 | 199.6997 | 22083.3333 | 130182.9064 | 31583.3333 | 0 | 98599.5731 | 98599.5731 | 0 | 9500 | 0 | 0 | 0 | 0 | 0
2022-03-03 14:00 | 0.42512 | 0.03759 | 35871 | 14791.9951 | 633 | 3978.4354 | 3 | 16791.3382 | 1.6791 | 0 | 12812.9028 | 352139.9694 | 19 | 9500 | 2272.3634 | 199.6997 | 22083.3333 | 130182.9064 | 31583.3333 | 0 | 98599.5731 | 98599.5731 | 1.819e-12 | 9500 | 0 | 0 | 0 | 0 | 0
2022-03-03 15:00 | 0.32645 | 0.01839 | 35871 | 11358.7853 | 633 | 1946.3535 | 3 | 10724.548 | 1.0725 | 0 | 8778.1946 | 339327.0666 | 19 | 1.819e-12 | 2272.3634 | 3.8237e-14 | 22083.3333 | 130182.9064 | 22083.3333 | 0 | 108099.5731 | 108099.5731 | 1.819e-12 | 0 | 0 | 0 | 0 | 0 | 0
2022-03-03 16:00 | 0.19862 | 0.01105 | 35871 | 6910.9571 | 633 | 1169.5055 | 3 | 17375.0062 | 1.7375 | 0 | 16205.5007 | 330548.872 | 19 | 2202.63 | 2272.3634 | 46.3015 | 22083.3333 | 130182.9064 | 24285.9633 | 0 | 105896.9431 | 105896.9431 | 0 | 2202.63 | 0 | 0 | 0 | 0 | 0
2022-03-03 17:00 | 0.07612 | 0.00232 | 35871 | 2648.5855 | 633 | 245.5432 | 3 | 28934.7478 | 2.8935 | 0 | 28689.2046 | 314343.3713 | 19 | 9500 | 2272.3634 | 199.6997 | 22083.3333 | 130182.9064 | 31583.3333 | 0 | 98599.5731 | 98599.5731 | 3.638e-12 | 9500 | 0 | 0 | 0 | 0 | 0
2022-03-03 18:00 | 0 | 0 | 35871 | 0 | 633 | 0 | 3 | 22083.3333 | 2.2083 | 0 | 22083.3333 | 285654.1667 | 19 | 0 | 2272.3634 | 0 | 22083.3333 | 130182.9064 | 22083.3333 | 0 | 108099.5731 | 108099.5731 | 0 | 0 | 0 | 0 | 0 | 0 | 0
2022-03-03 19:00 | 0 | 0 | 35871 | 0 | 633 | 0 | 3 | 22083.3333 | 2.2083 | 0 | 22083.3333 | 263570.8333 | 19 | 0 | 2272.3634 | 0 | 22083.3333 | 130182.9064 | 22083.3333 | 0 | 108099.5731 | 108099.5731 | 0 | 0 | 0 | 0 | 0 | 0 | 0
2022-03-03 20:00 | 0 | 0 | 35871 | 0 | 633 | 0 | 3 | 22083.3333 | 2.2083 | 0 | 22083.3333 | 241487.5 | 19 | 0 | 2272.3634 | 0 | 22083.3333 | 130182.9064 | 22083.3333 | 0 | 108099.5731 | 108099.5731 | 0 | 0 | 0 | 0 | 0 | 0 | 0
2022-03-03 21:00 | 0 | 0 | 35871 | 0 | 633 | 0 | 3 | 22083.3333 | 2.2083 | 0 | 22083.3333 | 219404.1667 | 19 | 0 | 2272.3634 | 0 | 22083.3333 | 130182.9064 | 22083.3333 | 0 | 108099.5731 | 108099.5731 | 0 | 0 | 0 | 0 | 0 | 0 | 0
2022-03-03 22:00 | 0 | 0 | 35871 | 0 | 633 | 0 | 3 | 22083.3333 | 2.2083 | 0 | 22083.3333 | 197320.8333 | 19 | 0 | 2272.3634 | 0 | 22083.3333 | 130182.9064 | 22083.3333 | 0 | 108099.5731 | 108099.5731 | 0 | 0 | 0 | 0 | 0 | 0 | 0
2022-03-03 23:00 | 0 | 0 | 35871 | 0 | 633 | 0 | 3 | 22083.3333 | 2.2083 | 0 | 22083.3333 | 175237.5 | 19 | 0 | 2272.3634 | 0 | 22083.3333 | 130182.9064 | 22083.3333 | 0 | 108099.5731 | 108099.5731 | 0 | 0 | 0 | 0 | 0 | 0 | 0
2022-03-04 | 0 | 0 | 35871 | 0 | 633 | 0 | 3 | 21879.1667 | 2.1879 | 0 | 21879.1667 | 153154.1667 | 19 | 0 | 2272.3634 | 0 | 21879.1667 | 129978.7398 | 21879.1667 | 0 | 108099.5731 | 108099.5731 | 0 | 0 | 0 | 0 | 0 | 0 | 0
2022-03-04 01:00 | 0 | 0 | 35871 | 0 | 633 | 0 | 3 | 21879.1667 | 2.1879 | 0 | 21879.1667 | 131275 | 19 | 0 | 2272.3634 | 0 | 21879.1667 | 129978.7398 | 21879.1667 | 0 | 108099.5731 | 108099.5731 | 0 | 0 | 0 | 0 | 0 | 0 | 0
2022-03-04 02:00 | 0 | 0 | 35871 | 0 | 633 | 0 | 3 | 21879.1667 | 2.1879 | 0 | 21879.1667 | 109395.8333 | 19 | 0 | 2272.3634 | 0 | 21879.1667 | 129978.7398 | 21879.1667 | 0 | 108099.5731 | 108099.5731 | 0 | 0 | 0 | 0 | 0 | 0 | 0
2022-03-04 03:00 | 0 | 0 | 35871 | 0 | 633 | 0 | 3 | 21879.1667 | 2.1879 | 0 | 21879.1667 | 87516.6667 | 19 | 0 | 2272.3634 | 0 | 21879.1667 | 129978.7398 | 21879.1667 | 0 | 108099.5731 | 108099.5731 | 0 | 0 | 0 | 0 | 0 | 0 | 0
2022-03-04 04:00 | 0 | 0 | 35871 | 0 | 633 | 0 | 3 | 21879.1667 | 2.1879 | 0 | 21879.1667 | 65637.5 | 19 | 0 | 2272.3634 | 0 | 21879.1667 | 129978.7398 | 21879.1667 | 0 | 108099.5731 | 108099.5731 | 0 | 0 | 0 | 0 | 0 | 0 | 0
2022-03-04 05:00 | 0 | 0 | 35871 | 0 | 633 | 0 | 3 | 21879.1667 | 2.1879 | 0 | 21879.1667 | 43758.3333 | 19 | 0 | 2272.3634 | 0 | 21879.1667 | 129978.7398 | 21879.1667 | 0 | 108099.5731 | 108099.5731 | 0 | 0 | 0 | 0 | 0 | 0 | 0
2022-03-04 06:00 | 0 | 0 | 35871 | 0 | 633 | 0 | 3 | 21879.1667 | 2.1879 | 0 | 21879.1667 | 21879.1667 | 19 | 0 | 2272.3634 | 0 | 21879.1667 | 129978.7398 | 21879.1667 | 0 | 108099.5731 | 108099.5731 | 0 | 0 | 0 | 0 | 0 | 0 | 0
2022-03-04 07:00 | 0.12243 | 0.4909 | 35871 | 4259.9359 | 633 | 51955.6778 | 3 | 27119.2307 | 2.7119 | 24836.4471 | 0 | 0 | 19 | 9500 | 2272.3634 | 199.6997 | 21879.1667 | 129978.7398 | 31379.1667 | 0 | 98599.5731 | 98599.5731 | 0 | 9500 | 0 | 0 | 0 | 0 | 0
2022-03-04 08:00 | 0.34908 | 0.77692 | 35871 | 12146.1932 | 633 | 82227.3482 | 3 | 19232.9734 | 1.9233 | 62994.3747 | 0 | 24836.4471 | 19 | 9500 | 2272.3634 | 199.6997 | 21879.1667 | 129978.7398 | 31379.1667 | 0 | 98599.5731 | 98599.5731 | 0 | 9500 | 0 | 0 | 0 | 0 | 0
2022-03-04 09:00 | 0.5687 | 0.90681 | 35871 | 19787.8426 | 633 | 95974.5941 | 3 | 11591.3241 | 1.1591 | 84383.27 | 0 | 87830.8219 | 19 | 9500 | 2272.3634 | 199.6997 | 21879.1667 | 129978.7398 | 31379.1667 | 0 | 98599.5731 | 98599.5731 | 0 | 9500 | 0 | 0 | 0 | 0 | 0
2022-03-04 10:00 | 0.7438 | 0.9762 | 35871 | 25880.4243 | 633 | 103318.6651 | 3 | 5498.7424 | 0.54987 | 97819.9228 | 0 | 172214.0918 | 19 | 9500 | 2272.3634 | 199.6997 | 21879.1667 | 129978.7398 | 31379.1667 | 0 | 98599.5731 | 98599.5731 | 4001.2576 | 5498.7424 | 0 | 0 | 0 | 0 | 0
2022-03-04 11:00 | 0.8566 | 1.0133 | 35871 | 29805.2856 | 633 | 107250.532 | 3 | 1573.881 | 0.15739 | 105676.6509 | 0 | 270034.0146 | 19 | 9500 | 2272.3634 | 199.6997 | 21879.1667 | 129978.7398 | 31379.1667 | 0 | 98599.5731 | 98599.5731 | 7926.119 | 1573.881 | 0 | 0 | 0 | 0 | 0
2022-03-04 12:00 | 0.8858 | 0.93998 | 35871 | 30821.2958 | 633 | 99485.2272 | 3 | 557.8708 | 0.055787 | 98927.3564 | 0 | 375710.6655 | 19 | 9500 | 2272.3634 | 199.6997 | 21879.1667 | 129978.7398 | 31379.1667 | 0 | 98599.5731 | 98599.5731 | 8942.1292 | 557.8708 | 0 | 0 | 0 | 0 | 0
2022-03-04 13:00 | 0.85442 | 0.92789 | 35871 | 29729.4328 | 633 | 98205.6507 | 3 | 1649.7338 | 0.16497 | 96555.9168 | 0 | 474638.0219 | 19 | 9500 | 2272.3634 | 199.6997 | 21879.1667 | 129978.7398 | 31379.1667 | 0 | 98599.5731 | 98599.5731 | 7850.2662 | 1649.7338 | 0 | 0 | 0 | 0 | 0
2022-03-04 14:00 | 0.74888 | 0.91332 | 35871 | 26057.1822 | 633 | 96663.5968 | 3 | 5321.9844 | 0.5322 | 91341.6124 | 0 | 571193.9388 | 19 | 9500 | 2272.3634 | 199.6997 | 21879.1667 | 129978.7398 | 31379.1667 | 0 | 98599.5731 | 98599.5731 | 4178.0156 | 5321.9844 | 0 | 0 | 0 | 0 | 0
2022-03-04 15:00 | 0.58138 | 0.84145 | 35871 | 20229.0415 | 633 | 89057.0485 | 3 | 11150.1251 | 1.115 | 77906.9234 | 0 | 662535.5512 | 19 | 9500 | 2272.3634 | 199.6997 | 21879.1667 | 129978.7398 | 31379.1667 | 0 | 98599.5731 | 98599.5731 | 0 | 9500 | 0 | 0 | 0 | 0 | 0
2022-03-04 16:00 | 0.36823 | 0.72117 | 35871 | 12812.515 | 633 | 76326.902 | 3 | 18566.6517 | 1.8567 | 57760.2503 | 0 | 740442.4745 | 19 | 9500 | 2272.3634 | 199.6997 | 21879.1667 | 129978.7398 | 31379.1667 | 0 | 98599.5731 | 98599.5731 | 0 | 9500 | 0 | 0 | 0 | 0 | 0
2022-03-04 17:00 | 0.1376 | 0.43064 | 35871 | 4787.7741 | 633 | 45577.9041 | 3 | 26591.3926 | 2.6591 | 18986.5115 | 0 | 798202.7248 | 19 | 9500 | 2272.3634 | 199.6997 | 21879.1667 | 129978.7398 | 31379.1667 | 0 | 98599.5731 | 98599.5731 | 0 | 9500 | 0 | 0 | 0 | 0 | 0
2022-03-04 18:00 | 0.00425 | 0.00961 | 35871 | 147.8782 | 633 | 1017.0993 | 3 | 30000 | 3 | 0 | 28982.9007 | 817189.2364 | 19 | 8268.7115 | 2272.3634 | 173.8168 | 21879.1667 | 129978.7398 | 30147.8782 | 0 | 99830.8616 | 99830.8616 | 5.6843e-14 | 8268.7115 | 0 | 0 | 0 | 0 | 0
2022-03-04 19:00 | 0 | 0 | 35871 | 0 | 633 | 0 | 3 | 30000 | 3 | 0 | 30000 | 788206.3357 | 19 | 8120.8333 | 2272.3634 | 170.7082 | 21879.1667 | 129978.7398 | 30000 | 0 | 99978.7398 | 99978.7398 | 0 | 8120.8333 | 0 | 0 | 0 | 0 | 0
2022-03-04 20:00 | 0 | 0 | 35871 | 0 | 633 | 0 | 3 | 30000 | 3 | 0 | 30000 | 758206.3357 | 19 | 8120.8333 | 2272.3634 | 170.7082 | 21879.1667 | 129978.7398 | 30000 | 0 | 99978.7398 | 99978.7398 | 0 | 8120.8333 | 0 | 0 | 0 | 0 | 0
2022-03-04 21:00 | 0 | 0 | 35871 | 0 | 633 | 0 | 3 | 30000 | 3 | 0 | 30000 | 728206.3357 | 19 | 8120.8333 | 2272.3634 | 170.7082 | 21879.1667 | 129978.7398 | 30000 | 0 | 99978.7398 | 99978.7398 | 0 | 8120.8333 | 0 | 0 | 0 | 0 | 0
2022-03-04 22:00 | 0 | 0 | 35871 | 0 | 633 | 0 | 3 | 30000 | 3 | 0 | 30000 | 698206.3357 | 19 | 8120.8333 | 2272.3634 | 170.7082 | 21879.1667 | 129978.7398 | 30000 | 0 | 99978.7398 | 99978.7398 | 0 | 8120.8333 | 0 | 0 | 0 | 0 | 0
2022-03-04 23:00 | 0 | 0 | 35871 | 0 | 633 | 0 | 3 | 30000 | 3 | 0 | 30000 | 668206.3357 | 19 | 8120.8333 | 2272.3634 | 170.7082 | 21879.1667 | 129978.7398 | 30000 | 0 | 99978.7398 | 99978.7398 | 0 | 8120.8333 | 0 | 0 | 0 | 0 | 0
2022-03-05 | 0 | 0 | 35871 | 0 | 633 | 0 | 3 | 30000 | 3 | 0 | 30000 | 638206.3357 | 19 | 7795.8333 | 2272.3634 | 163.8764 | 22204.1667 | 130303.7398 | 30000 | 0 | 100303.7398 | 100303.7398 | 0 | 7795.8333 | 0 | 0 | 0 | 0 | 0
2022-03-05 01:00 | 0 | 0 | 35871 | 0 | 633 | 0 | 3 | 30000 | 3 | 0 | 30000 | 608206.3357 | 19 | 7795.8333 | 2272.3634 | 163.8764 | 22204.1667 | 130303.7398 | 30000 | 0 | 100303.7398 | 100303.7398 | 0 | 7795.8333 | 0 | 0 | 0 | 0 | 0
2022-03-05 02:00 | 0 | 0 | 35871 | 0 | 633 | 0 | 3 | 30000 | 3 | 0 | 30000 | 578206.3357 | 19 | 7795.8333 | 2272.3634 | 163.8764 | 22204.1667 | 130303.7398 | 30000 | 0 | 100303.7398 | 100303.7398 | 0 | 7795.8333 | 0 | 0 | 0 | 0 | 0
2022-03-05 03:00 | 0 | 0 | 35871 | 0 | 633 | 0 | 3 | 30000 | 3 | 0 | 30000 | 548206.3357 | 19 | 7795.8333 | 2272.3634 | 163.8764 | 22204.1667 | 130303.7398 | 30000 | 0 | 100303.7398 | 100303.7398 | 0 | 7795.8333 | 0 | 0 | 0 | 0 | 0
2022-03-05 04:00 | 0 | 0 | 35871 | 0 | 633 | 0 | 3 | 30000 | 3 | 0 | 30000 | 518206.3357 | 19 | 7795.8333 | 2272.3634 | 163.8764 | 22204.1667 | 130303.7398 | 30000 | 0 | 100303.7398 | 100303.7398 | 0 | 7795.8333 | 0 | 0 | 0 | 0 | 0
2022-03-05 05:00 | 0 | 0 | 35871 | 0 | 633 | 0 | 3 | 30000 | 3 | 0 | 30000 | 488206.3357 | 19 | 7795.8333 | 2272.3634 | 163.8764 | 22204.1667 | 130303.7398 | 30000 | 0 | 100303.7398 | 100303.7398 | 0 | 7795.8333 | 0 | 0 | 0 | 0 | 0
2022-03-05 06:00 | 0 | 0 | 35871 | 0 | 633 | 0 | 3 | 30000 | 3 | 0 | 30000 | 458206.3357 | 19 | 7795.8333 | 2272.3634 | 163.8764 | 22204.1667 | 130303.7398 | 30000 | 0 | 100303.7398 | 100303.7398 | 0 | 7795.8333 | 0 | 0 | 0 | 0 | 0
2022-03-05 07:00 | 0.09625 | 0.17591 | 35871 | 3349.0062 | 633 | 18617.8922 | 3 | 28355.1604 | 2.8355 | 0 | 9737.2682 | 428206.3357 | 19 | 9500 | 2272.3634 | 199.6997 | 22204.1667 | 130303.7398 | 31704.1667 | 0 | 98599.5731 | 98599.5731 | 0 | 9500 | 0 | 0 | 0 | 0 | 0
2022-03-05 08:00 | 0.30067 | 0.46295 | 35871 | 10461.7736 | 633 | 48997.5169 | 3 | 21242.3931 | 2.1242 | 27755.1238 | 0 | 418469.0675 | 19 | 9500 | 2272.3634 | 199.6997 | 22204.1667 | 130303.7398 | 31704.1667 | 0 | 98599.5731 | 98599.5731 | 0 | 9500 | 0 | 0 | 0 | 0 | 0
2022-03-05 09:00 | 0.521 | 0.70269 | 35871 | 18128.1273 | 633 | 74371.0231 | 3 | 13576.0394 | 1.3576 | 60794.9837 | 0 | 446224.1913 | 19 | 9500 | 2272.3634 | 199.6997 | 22204.1667 | 130303.7398 | 31704.1667 | 0 | 98599.5731 | 98599.5731 | 0 | 9500 | 0 | 0 | 0 | 0 | 0
2022-03-05 10:00 | 0.71778 | 0.84881 | 35871 | 24975.0618 | 633 | 89836.0133 | 3 | 6729.1049 | 0.67291 | 83106.9084 | 0 | 507019.175 | 19 | 9500 | 2272.3634 | 199.6997 | 22204.1667 | 130303.7398 | 31704.1667 | 0 | 98599.5731 | 98599.5731 | 2770.8951 | 6729.1049 | 0 | 0 | 0 | 0 | 0
2022-03-05 11:00 | 0.82912 | 0.8816 | 35871 | 28849.1226 | 633 | 93306.4282 | 3 | 2855.0441 | 0.2855 | 90451.3841 | 0 | 590126.0834 | 19 | 9500 | 2272.3634 | 199.6997 | 22204.1667 | 130303.7398 | 31704.1667 | 0 | 98599.5731 | 98599.5731 | 6644.9559 | 2855.0441 | 0 | 0 | 0 | 0 | 0
2022-03-05 12:00 | 0.8366 | 0.6974 | 35871 | 29109.3882 | 633 | 73811.1422 | 3 | 2594.7784 | 0.25948 | 71216.3638 | 0 | 680577.4675 | 19 | 9500 | 2272.3634 | 199.6997 | 22204.1667 | 130303.7398 | 31704.1667 | 0 | 98599.5731 | 98599.5731 | 6905.2216 | 2594.7784 | 0 | 0 | 0 | 0 | 0
2022-03-05 13:00 | 0.80675 | 0.69591 | 35871 | 28070.7614 | 633 | 73653.4442 | 3 | 3633.4053 | 0.36334 | 70020.0389 | 0 | 751793.8313 | 19 | 9500 | 2272.3634 | 199.6997 | 22204.1667 | 130303.7398 | 31704.1667 | 0 | 98599.5731 | 98599.5731 | 5866.5947 | 3633.4053 | 0 | 0 | 0 | 0 | 0
2022-03-05 14:00 | 0.70547 | 0.67913 | 35871 | 24546.7369 | 633 | 71877.4893 | 3 | 7157.4297 | 0.71574 | 64720.0596 | 0 | 821813.8703 | 19 | 9500 | 2272.3634 | 199.6997 | 22204.1667 | 130303.7398 | 31704.1667 | 0 | 98599.5731 | 98599.5731 | 2342.5703 | 7157.4297 | 0 | 0 | 0 | 0 | 0
2022-03-05 15:00 | 0.54147 | 0.59567 | 35871 | 18840.3783 | 633 | 63044.2832 | 3 | 12863.7884 | 1.2864 | 50180.4948 | 0 | 886533.9298 | 19 | 9500 | 2272.3634 | 199.6997 | 22204.1667 | 130303.7398 | 31704.1667 | 0 | 98599.5731 | 98599.5731 | 0 | 9500 | 0 | 0 | 0 | 0 | 0
2022-03-05 16:00 | 0.33327 | 0.47476 | 35871 | 11596.0863 | 633 | 50247.459 | 3 | 20108.0803 | 2.0108 | 30139.3786 | 0 | 936714.4246 | 19 | 9500 | 2272.3634 | 199.6997 | 22204.1667 | 130303.7398 | 31704.1667 | 0 | 98599.5731 | 98599.5731 | 0 | 9500 | 0 | 0 | 0 | 0 | 0
2022-03-05 17:00 | 0.12032 | 0.21312 | 35871 | 4186.5188 | 633 | 22556.1093 | 3 | 27517.6479 | 2.7518 | 0 | 4961.5386 | 966853.8032 | 19 | 9500 | 2272.3634 | 199.6997 | 22204.1667 | 130303.7398 | 31704.1667 | 0 | 98599.5731 | 98599.5731 | 0 | 9500 | 0 | 0 | 0 | 0 | 0
2022-03-05 18:00 | 0.00415 | 0 | 35871 | 144.3987 | 633 | 0 | 3 | 30000 | 3 | 0 | 30000 | 961892.2646 | 19 | 7940.232 | 2272.3634 | 166.9118 | 22204.1667 | 130303.7398 | 30144.3987 | 0 | 100159.3411 | 100159.3411 | 144.3987 | 7795.8333 | 0 | 0 | 0 | 0 | 0
2022-03-05 19:00 | 0 | 0 | 35871 | 0 | 633 | 0 | 3 | 30000 | 3 | 0 | 30000 | 931892.2646 | 19 | 7795.8333 | 2272.3634 | 163.8764 | 22204.1667 | 130303.7398 | 30000 | 0 | 100303.7398 | 100303.7398 | 0 | 7795.8333 | 0 | 0 | 0 | 0 | 0
2022-03-05 20:00 | 0 | 0 | 35871 | 0 | 633 | 0 | 3 | 30000 | 3 | 0 | 30000 | 901892.2646 | 19 | 7795.8333 | 2272.3634 | 163.8764 | 22204.1667 | 130303.7398 | 30000 | 0 | 100303.7398 | 100303.7398 | 0 | 7795.8333 | 0 | 0 | 0 | 0 | 0
2022-03-05 21:00 | 0 | 0 | 35871 | 0 | 633 | 0 | 3 | 30000 | 3 | 0 | 30000 | 871892.2646 | 19 | 7795.8333 | 2272.3634 | 163.8764 | 22204.1667 | 130303.7398 | 30000 | 0 | 100303.7398 | 100303.7398 | 0 | 7795.8333 | 0 | 0 | 0 | 0 | 0
2022-03-05 22:00 | 0 | 0 | 35871 | 0 | 633 | 0 | 3 | 30000 | 3 | 0 | 30000 | 841892.2646 | 19 | 7795.8333 | 2272.3634 | 163.8764 | 22204.1667 | 130303.7398 | 30000 | 0 | 100303.7398 | 100303.7398 | 0 | 7795.8333 | 0 | 0 | 0 | 0 | 0
2022-03-05 23:00 | 0 | 0 | 35871 | 0 | 633 | 0 | 3 | 30000 | 3 | 0 | 30000 | 811892.2646 | 19 | 7795.8333 | 2272.3634 | 163.8764 | 22204.1667 | 130303.7398 | 30000 | 0 | 100303.7398 | 100303.7398 | 0 | 7795.8333 | 0 | 0 | 0 | 0 | 0
2022-03-06 | 0 | 0 | 35871 | 0 | 633 | 0 | 3 | 29545.8333 | 2.9546 | 0 | 29545.8333 | 781892.2646 | 19 | 9500 | 2272.3634 | 199.6997 | 20045.8333 | 128145.4064 | 29545.8333 | 0 | 98599.5731 | 98599.5731 | 0 | 9500 | 0 | 0 | 0 | 0 | 0
2022-03-06 01:00 | 0 | 0 | 35871 | 0 | 633 | 0 | 3 | 29545.8333 | 2.9546 | 0 | 29545.8333 | 752346.4313 | 19 | 9500 | 2272.3634 | 199.6997 | 20045.8333 | 128145.4064 | 29545.8333 | 0 | 98599.5731 | 98599.5731 | 0 | 9500 | 0 | 0 | 0 | 0 | 0
2022-03-06 02:00 | 0 | 0 | 35871 | 0 | 633 | 0 | 3 | 29545.8333 | 2.9546 | 0 | 29545.8333 | 722800.598 | 19 | 9500 | 2272.3634 | 199.6997 | 20045.8333 | 128145.4064 | 29545.8333 | 0 | 98599.5731 | 98599.5731 | 0 | 9500 | 0 | 0 | 0 | 0 | 0
2022-03-06 03:00 | 0 | 0 | 35871 | 0 | 633 | 0 | 3 | 29545.8333 | 2.9546 | 0 | 29545.8333 | 693254.7646 | 19 | 9500 | 2272.3634 | 199.6997 | 20045.8333 | 128145.4064 | 29545.8333 | 0 | 98599.5731 | 98599.5731 | 0 | 9500 | 0 | 0 | 0 | 0 | 0
2022-03-06 04:00 | 0 | 0 | 35871 | 0 | 633 | 0 | 3 | 29545.8333 | 2.9546 | 0 | 29545.8333 | 663708.9313 | 19 | 9500 | 2272.3634 | 199.6997 | 20045.8333 | 128145.4064 | 29545.8333 | 0 | 98599.5731 | 98599.5731 | 0 | 9500 | 0 | 0 | 0 | 0 | 0
2022-03-06 05:00 | 0 | 0 | 35871 | 0 | 633 | 0 | 3 | 29545.8333 | 2.9546 | 0 | 29545.8333 | 634163.098 | 19 | 9500 | 2272.3634 | 199.6997 | 20045.8333 | 128145.4064 | 29545.8333 | 0 | 98599.5731 | 98599.5731 | 0 | 9500 | 0 | 0 | 0 | 0 | 0
2022-03-06 06:00 | 0 | 0 | 35871 | 0 | 633 | 0 | 3 | 29545.8333 | 2.9546 | 0 | 29545.8333 | 604617.2646 | 19 | 9500 | 2272.3634 | 199.6997 | 20045.8333 | 128145.4064 | 29545.8333 | 0 | 98599.5731 | 98599.5731 | 0 | 9500 | 0 | 0 | 0 | 0 | 0
2022-03-06 07:00 | 0.09507 | 0.07066 | 35871 | 3307.9483 | 633 | 7478.4848 | 3 | 26237.885 | 2.6238 | 0 | 18759.4002 | 575071.4313 | 19 | 9500 | 2272.3634 | 199.6997 | 20045.8333 | 128145.4064 | 29545.8333 | 0 | 98599.5731 | 98599.5731 | 0 | 9500 | 0 | 0 | 0 | 0 | 0
2022-03-06 08:00 | 0.27115 | 0.23005 | 35871 | 9434.629 | 633 | 24347.9399 | 3 | 20111.2043 | 2.0111 | 4236.7355 | 0 | 556312.0311 | 19 | 9500 | 2272.3634 | 199.6997 | 20045.8333 | 128145.4064 | 29545.8333 | 0 | 98599.5731 | 98599.5731 | 0 | 9500 | 0 | 0 | 0 | 0 | 0
2022-03-06 09:00 | 0.47342 | 0.29158 | 35871 | 16472.5874 | 633 | 30860.1274 | 3 | 13073.246 | 1.3073 | 17786.8814 | 0 | 560548.7666 | 19 | 9500 | 2272.3634 | 199.6997 | 20045.8333 | 128145.4064 | 29545.8333 | 0 | 98599.5731 | 98599.5731 | 0 | 9500 | 0 | 0 | 0 | 0 | 0
2022-03-06 10:00 | 0.58803 | 0.47282 | 35871 | 20460.4274 | 633 | 50042.134 | 3 | 9085.4059 | 0.90854 | 40956.7281 | 0 | 578335.6481 | 19 | 9500 | 2272.3634 | 199.6997 | 20045.8333 | 128145.4064 | 29545.8333 | 0 | 98599.5731 | 98599.5731 | 414.5941 | 9085.4059 | 0 | 0 | 0 | 0 | 0
2022-03-06 11:00 | 0.66103 | 0.26808 | 35871 | 23000.4529 | 633 | 28372.9438 | 3 | 6545.3804 | 0.65454 | 21827.5634 | 0 | 619292.3762 | 19 | 9500 | 2272.3634 | 199.6997 | 20045.8333 | 128145.4064 | 29545.8333 | 0 | 98599.5731 | 98599.5731 | 2954.6196 | 6545.3804 | 0 | 0 | 0 | 0 | 0
2022-03-06 12:00 | 0.6783 | 0.17086 | 35871 | 23601.3603 | 633 | 18083.4123 | 3 | 5944.473 | 0.59445 | 12138.9393 | 0 | 641119.9396 | 19 | 9500 | 2272.3634 | 199.6997 | 20045.8333 | 128145.4064 | 29545.8333 | 0 | 98599.5731 | 98599.5731 | 3555.527 | 5944.473 | 0 | 0 | 0 | 0 | 0
2022-03-06 13:00 | 0.64965 | 0.2606 | 35871 | 22604.4873 | 633 | 27581.2786 | 3 | 6941.346 | 0.69413 | 20639.9325 | 0 | 653258.8789 | 19 | 9500 | 2272.3634 | 199.6997 | 20045.8333 | 128145.4064 | 29545.8333 | 0 | 98599.5731 | 98599.5731 | 2558.654 | 6941.346 | 0 | 0 | 0 | 0 | 0
2022-03-06 14:00 | 0.38475 | 0.09486 | 35871 | 13387.3262 | 633 | 10039.7547 | 3 | 16158.5071 | 1.6159 | 0 | 6118.7524 | 673898.8114 | 19 | 9500 | 2272.3634 | 199.6997 | 20045.8333 | 128145.4064 | 29545.8333 | 0 | 98599.5731 | 98599.5731 | 0 | 9500 | 0 | 0 | 0 | 0 | 0
2022-03-06 15:00 | 0.357 | 0.16232 | 35871 | 12421.7686 | 633 | 17179.5592 | 3 | 17124.0647 | 1.7124 | 55.4945 | 0 | 667780.059 | 19 | 9500 | 2272.3634 | 199.6997 | 20045.8333 | 128145.4064 | 29545.8333 | 0 | 98599.5731 | 98599.5731 | 0 | 9500 | 0 | 0 | 0 | 0 | 0
2022-03-06 16:00 | 0.19768 | 0.07932 | 35871 | 6878.2499 | 633 | 8395.0384 | 3 | 22667.5834 | 2.2668 | 0 | 14272.545 | 667835.5535 | 19 | 9500 | 2272.3634 | 199.6997 | 20045.8333 | 128145.4064 | 29545.8333 | 0 | 98599.5731 | 98599.5731 | 0 | 9500 | 0 | 0 | 0 | 0 | 0
2022-03-06 17:00 | 0.07447 | 0.01659 | 35871 | 2591.174 | 633 | 1755.8458 | 3 | 26954.6594 | 2.6955 | 0 | 25198.8136 | 653563.0085 | 19 | 9500 | 2272.3634 | 199.6997 | 20045.8333 | 128145.4064 | 29545.8333 | 0 | 98599.5731 | 98599.5731 | 0 | 9500 | 0 | 0 | 0 | 0 | 0
2022-03-06 18:00 | 0.00285 | 0 | 35871 | 99.1654 | 633 | 0 | 3 | 29446.668 | 2.9447 | 0 | 29446.668 | 628364.1949 | 19 | 9500 | 2272.3634 | 199.6997 | 20045.8333 | 128145.4064 | 29545.8333 | 0 | 98599.5731 | 98599.5731 | 99.1654 | 9400.8346 | 0 | 0 | 0 | 0 | 0
2022-03-06 19:00 | 0 | 0 | 35871 | 0 | 633 | 0 | 3 | 29545.8333 | 2.9546 | 0 | 29545.8333 | 598917.527 | 19 | 9500 | 2272.3634 | 199.6997 | 20045.8333 | 128145.4064 | 29545.8333 | 0 | 98599.5731 | 98599.5731 | 0 | 9500 | 0 | 0 | 0 | 0 | 0
2022-03-06 20:00 | 0 | 0 | 35871 | 0 | 633 | 0 | 3 | 29545.8333 | 2.9546 | 0 | 29545.8333 | 569371.6937 | 19 | 9500 | 2272.3634 | 199.6997 | 20045.8333 | 128145.4064 | 29545.8333 | 0 | 98599.5731 | 98599.5731 | 0 | 9500 | 0 | 0 | 0 | 0 | 0
2022-03-06 21:00 | 0 | 0 | 35871 | 0 | 633 | 0 | 3 | 29545.8333 | 2.9546 | 0 | 29545.8333 | 539825.8603 | 19 | 9500 | 2272.3634 | 199.6997 | 20045.8333 | 128145.4064 | 29545.8333 | 0 | 98599.5731 | 98599.5731 | 0 | 9500 | 0 | 0 | 0 | 0 | 0
2022-03-06 22:00 | 0 | 0 | 35871 | 0 | 633 | 0 | 3 | 29545.8333 | 2.9546 | 0 | 29545.8333 | 510280.027 | 19 | 9500 | 2272.3634 | 199.6997 | 20045.8333 | 128145.4064 | 29545.8333 | 0 | 98599.5731 | 98599.5731 | 0 | 9500 | 0 | 0 | 0 | 0 | 0
2022-03-06 23:00 | 0 | 0 | 35871 | 0 | 633 | 0 | 3 | 29545.8333 | 2.9546 | 0 | 29545.8333 | 480734.1937 | 19 | 9500 | 2272.3634 | 199.6997 | 20045.8333 | 128145.4064 | 29545.8333 | 0 | 98599.5731 | 98599.5731 | 0 | 9500 | 0 | 0 | 0 | 0 | 0
2022-03-07 | 0 | 0 | 35871 | 0 | 633 | 0 | 3 | 30000 | 3 | 0 | 30000 | 451188.3603 | 19 | 7333.3333 | 2272.3634 | 154.1542 | 22666.6667 | 130766.2398 | 30000 | 0 | 100766.2398 | 100766.2398 | 0 | 7333.3333 | 0 | 0 | 0 | 0 | 0
2022-03-07 01:00 | 0 | 0 | 35871 | 0 | 633 | 0 | 3 | 30000 | 3 | 0 | 30000 | 421188.3603 | 19 | 7333.3333 | 2272.3634 | 154.1542 | 22666.6667 | 130766.2398 | 30000 | 0 | 100766.2398 | 100766.2398 | 0 | 7333.3333 | 0 | 0 | 0 | 0 | 0
2022-03-07 02:00 | 0 | 0 | 35871 | 0 | 633 | 0 | 3 | 30000 | 3 | 0 | 30000 | 391188.3603 | 19 | 7333.3333 | 2272.3634 | 154.1542 | 22666.6667 | 130766.2398 | 30000 | 0 | 100766.2398 | 100766.2398 | 0 | 7333.3333 | 0 | 0 | 0 | 0 | 0
2022-03-07 03:00 | 0 | 0 | 35871 | 0 | 633 | 0 | 3 | 30000 | 3 | 0 | 30000 | 361188.3603 | 19 | 7333.3333 | 2272.3634 | 154.1542 | 22666.6667 | 130766.2398 | 30000 | 0 | 100766.2398 | 100766.2398 | 0 | 7333.3333 | 0 | 0 | 0 | 0 | 0
2022-03-07 04:00 | 0 | 0 | 35871 | 0 | 633 | 0 | 3 | 30000 | 3 | 0 | 30000 | 331188.3603 | 19 | 7333.3333 | 2272.3634 | 154.1542 | 22666.6667 | 130766.2398 | 30000 | 0 | 100766.2398 | 100766.2398 | 0 | 7333.3333 | 0 | 0 | 0 | 0 | 0
2022-03-07 05:00 | 0 | 0 | 35871 | 0 | 633 | 0 | 3 | 30000 | 3 | 0 | 30000 | 301188.3603 | 19 | 7333.3333 | 2272.3634 | 154.1542 | 22666.6667 | 130766.2398 | 30000 | 0 | 100766.2398 | 100766.2398 | 0 | 7333.3333 | 0 | 0 | 0 | 0 | 0
2022-03-07 06:00 | 0 | 0 | 35871 | 0 | 633 | 0 | 3 | 30000 | 3 | 0 | 30000 | 271188.3603 | 19 | 7333.3333 | 2272.3634 | 154.1542 | 22666.6667 | 130766.2398 | 30000 | 0 | 100766.2398 | 100766.2398 | 0 | 7333.3333 | 0 | 0 | 0 | 0 | 0
2022-03-07 07:00 | 0.11282 | 0.18553 | 35871 | 3925.5572 | 633 | 19636.0499 | 3 | 28241.1094 | 2.8241 | 0 | 8605.0595 | 241188.3603 | 19 | 9500 | 2272.3634 | 199.6997 | 22666.6667 | 130766.2398 | 32166.6667 | 0 | 98599.5731 | 98599.5731 | 0 | 9500 | 0 | 0 | 0 | 0 | 0
2022-03-07 08:00 | 0.32248 | 0.45514 | 35871 | 11220.6497 | 633 | 48170.9253 | 3 | 20946.017 | 2.0946 | 27224.9083 | 0 | 232583.3008 | 19 | 9500 | 2272.3634 | 199.6997 | 22666.6667 | 130766.2398 | 32166.6667 | 0 | 98599.5731 | 98599.5731 | 0 | 9500 | 0 | 0 | 0 | 0 | 0
2022-03-07 09:00 | 0.5425 | 0.64489 | 35871 | 18876.217 | 633 | 68253.6099 | 3 | 13290.4497 | 1.329 | 54963.1602 | 0 | 259808.2091 | 19 | 9500 | 2272.3634 | 199.6997 | 22666.6667 | 130766.2398 | 32166.6667 | 0 | 98599.5731 | 98599.5731 | 0 | 9500 | 0 | 0 | 0 | 0 | 0
2022-03-07 10:00 | 0.72153 | 0.76013 | 35871 | 25105.5426 | 633 | 80450.3349 | 3 | 7061.1241 | 0.70611 | 73389.2108 | 0 | 314771.3693 | 19 | 9500 | 2272.3634 | 199.6997 | 22666.6667 | 130766.2398 | 32166.6667 | 0 | 98599.5731 | 98599.5731 | 2438.8759 | 7061.1241 | 0 | 0 | 0 | 0 | 0
2022-03-07 11:00 | 0.83438 | 0.79297 | 35871 | 29032.1436 | 633 | 83926.0417 | 3 | 3134.523 | 0.31345 | 80791.5186 | 0 | 388160.58 | 19 | 9500 | 2272.3634 | 199.6997 | 22666.6667 | 130766.2398 | 32166.6667 | 0 | 98599.5731 | 98599.5731 | 6365.477 | 3134.523 | 0 | 0 | 0 | 0 | 0
2022-03-07 12:00 | 0.84825 | 0.67432 | 35871 | 29514.7485 | 633 | 71368.4104 | 3 | 2651.9182 | 0.26519 | 68716.4922 | 0 | 468952.0987 | 19 | 9500 | 2272.3634 | 199.6997 | 22666.6667 | 130766.2398 | 32166.6667 | 0 | 98599.5731 | 98599.5731 | 6848.0818 | 2651.9182 | 0 | 0 | 0 | 0 | 0
2022-03-07 13:00 | 0.81715 | 0.66986 | 35871 | 28432.628 | 633 | 70896.3747 | 3 | 3734.0386 | 0.3734 | 67162.3361 | 0 | 537668.5909 | 19 | 9500 | 2272.3634 | 199.6997 | 22666.6667 | 130766.2398 | 32166.6667 | 0 | 98599.5731 | 98599.5731 | 5765.9614 | 3734.0386 | 0 | 0 | 0 | 0 | 0
2022-03-07 14:00 | 0.71072 | 0.63015 | 35871 | 24729.41 | 633 | 66693.5636 | 3 | 7437.2567 | 0.74373 | 59256.307 | 0 | 604830.927 | 19 | 9500 | 2272.3634 | 199.6997 | 22666.6667 | 130766.2398 | 32166.6667 | 0 | 98599.5731 | 98599.5731 | 2062.7433 | 7437.2567 | 0 | 0 | 0 | 0 | 0
2022-03-07 15:00 | 0.48792 | 0.38842 | 35871 | 16977.113 | 633 | 41109.4406 | 3 | 15189.5537 | 1.519 | 25919.8869 | 0 | 664087.234 | 19 | 9500 | 2272.3634 | 199.6997 | 22666.6667 | 130766.2398 | 32166.6667 | 0 | 98599.5731 | 98599.5731 | 0 | 9500 | 0 | 0 | 0 | 0 | 0
2022-03-07 16:00 | 0.29127 | 0.26434 | 35871 | 10134.7018 | 633 | 27977.1112 | 3 | 22031.9649 | 2.2032 | 5945.1463 | 0 | 690007.1209 | 19 | 9500 | 2272.3634 | 199.6997 | 22666.6667 | 130766.2398 | 32166.6667 | 0 | 98599.5731 | 98599.5731 | 0 | 9500 | 0 | 0 | 0 | 0 | 0
2022-03-07 17:00 | 0.10793 | 0.07319 | 35871 | 3755.4103 | 633 | 7746.2539 | 3 | 28411.2563 | 2.8411 | 0 | 20665.0024 | 695952.2672 | 19 | 9500 | 2272.3634 | 199.6997 | 22666.6667 | 130766.2398 | 32166.6667 | 0 | 98599.5731 | 98599.5731 | 0 | 9500 | 0 | 0 | 0 | 0 | 0
2022-03-07 18:00 | 0.00447 | 0 | 35871 | 155.5331 | 633 | 0 | 3 | 30000 | 3 | 0 | 30000 | 675287.2648 | 19 | 7488.8664 | 2272.3634 | 157.4236 | 22666.6667 | 130766.2398 | 30155.5331 | 0 | 100610.7067 | 100610.7067 | 5.6843e-14 | 7488.8664 | 0 | 0 | 0 | 0 | 0
2022-03-07 19:00 | 0 | 0 | 35871 | 0 | 633 | 0 | 3 | 30000 | 3 | 0 | 30000 | 645287.2648 | 19 | 7333.3333 | 2272.3634 | 154.1542 | 22666.6667 | 130766.2398 | 30000 | 0 | 100766.2398 | 100766.2398 | 0 | 7333.3333 | 0 | 0 | 0 | 0 | 0
2022-03-07 20:00 | 0 | 0 | 35871 | 0 | 633 | 0 | 3 | 30000 | 3 | 0 | 30000 | 615287.2648 | 19 | 7333.3333 | 2272.3634 | 154.1542 | 22666.6667 | 130766.2398 | 30000 | 0 | 100766.2398 | 100766.2398 | 0 | 7333.3333 | 0 | 0 | 0 | 0 | 0
2022-03-07 21:00 | 0 | 0 | 35871 | 0 | 633 | 0 | 3 | 30000 | 3 | 0 | 30000 | 585287.2648 | 19 | 7333.3333 | 2272.3634 | 154.1542 | 22666.6667 | 130766.2398 | 30000 | 0 | 100766.2398 | 100766.2398 | 0 | 7333.3333 | 0 | 0 | 0 | 0 | 0
2022-03-07 22:00 | 0 | 0 | 35871 | 0 | 633 | 0 | 3 | 30000 | 3 | 0 | 30000 | 555287.2648 | 19 | 7333.3333 | 2272.3634 | 154.1542 | 22666.6667 | 130766.2398 | 30000 | 0 | 100766.2398 | 100766.2398 | 0 | 7333.3333 | 0 | 0 | 0 | 0 | 0
2022-03-07 23:00 | 0 | 0 | 35871 | 0 | 633 | 0 | 3 | 30000 | 3 | 0 | 30000 | 525287.2648 | 19 | 7333.3333 | 2272.3634 | 154.1542 | 22666.6667 | 130766.2398 | 30000 | 0 | 100766.2398 | 100766.2398 | 0 | 7333.3333 | 0 | 0 | 0 | 0 | 0
2022-03-08 | 0 | 0 | 35871 | 0 | 633 | 0 | 3 | 30000 | 3 | 0 | 30000 | 495287.2648 | 19 | 7520.8333 | 2272.3634 | 158.0956 | 22479.1667 | 130578.7398 | 30000 | 0 | 100578.7398 | 100578.7398 | 0 | 7520.8333 | 0 | 0 | 0 | 0 | 0
2022-03-08 01:00 | 0 | 0 | 35871 | 0 | 633 | 0 | 3 | 30000 | 3 | 0 | 30000 | 465287.2648 | 19 | 7520.8333 | 2272.3634 | 158.0956 | 22479.1667 | 130578.7398 | 30000 | 0 | 100578.7398 | 100578.7398 | 0 | 7520.8333 | 0 | 0 | 0 | 0 | 0
2022-03-08 02:00 | 0 | 0 | 35871 | 0 | 633 | 0 | 3 | 30000 | 3 | 0 | 30000 | 435287.2648 | 19 | 7520.8333 | 2272.3634 | 158.0956 | 22479.1667 | 130578.7398 | 30000 | 0 | 100578.7398 | 100578.7398 | 0 | 7520.8333 | 0 | 0 | 0 | 0 | 0
2022-03-08 03:00 | 0 | 0 | 35871 | 0 | 633 | 0 | 3 | 30000 | 3 | 0 | 30000 | 405287.2648 | 19 | 7520.8333 | 2272.3634 | 158.0956 | 22479.1667 | 130578.7398 | 30000 | 0 | 100578.7398 | 100578.7398 | 0 | 7520.8333 | 0 | 0 | 0 | 0 | 0
2022-03-08 04:00 | 0 | 0 | 35871 | 0 | 633 | 0 | 3 | 30000 | 3 | 0 | 30000 | 375287.2648 | 19 | 7520.8333 | 2272.3634 | 158.0956 | 22479.1667 | 130578.7398 | 30000 | 0 | 100578.7398 | 100578.7398 | 0 | 7520.8333 | 0 | 0 | 0 | 0 | 0
2022-03-08 05:00 | 0 | 0 | 35871 | 0 | 633 | 0 | 3 | 30000 | 3 | 0 | 30000 | 345287.2648 | 19 | 7520.8333 | 2272.3634 | 158.0956 | 22479.1667 | 130578.7398 | 30000 | 0 | 100578.7398 | 100578.7398 | 0 | 7520.8333 | 0 | 0 | 0 | 0 | 0
2022-03-08 06:00 | 0 | 0 | 35871 | 0 | 633 | 0 | 3 | 30000 | 3 | 0 | 30000 | 315287.2648 | 19 | 7520.8333 | 2272.3634 | 158.0956 | 22479.1667 | 130578.7398 | 30000 | 0 | 100578.7398 | 100578.7398 | 0 | 7520.8333 | 0 | 0 | 0 | 0 | 0
2022-03-08 07:00 | 0.10547 | 0.04757 | 35871 | 3669.8149 | 633 | 5034.6946 | 3 | 28309.3517 | 2.8309 | 0 | 23274.6571 | 285287.2648 | 19 | 9500 | 2272.3634 | 199.6997 | 22479.1667 | 130578.7398 | 31979.1667 | 0 | 98599.5731 | 98599.5731 | 0 | 9500 | 0 | 0 | 0 | 0 | 0
2022-03-08 08:00 | 0.28355 | 0.16523 | 35871 | 9866.0854 | 633 | 17487.5466 | 3 | 22113.0813 | 2.2113 | 0 | 4625.5346 | 262012.6077 | 19 | 9500 | 2272.3634 | 199.6997 | 22479.1667 | 130578.7398 | 31979.1667 | 0 | 98599.5731 | 98599.5731 | 0 | 9500 | 0 | 0 | 0 | 0 | 0
2022-03-08 09:00 | 0.47365 | 0.29387 | 35871 | 16480.5902 | 633 | 31102.4955 | 3 | 15498.5765 | 1.5499 | 15603.919 | 0 | 257387.0731 | 19 | 9500 | 2272.3634 | 199.6997 | 22479.1667 | 130578.7398 | 31979.1667 | 0 | 98599.5731 | 98599.5731 | 0 | 9500 | 0 | 0 | 0 | 0 | 0
2022-03-08 10:00 | 0.64395 | 0.45692 | 35871 | 22406.1565 | 633 | 48359.3162 | 3 | 8164.5228 | 0.81645 | 40194.7934 | 0 | 272990.9921 | 19 | 8091.5127 | 2272.3634 | 170.0919 | 22479.1667 | 130578.7398 | 30570.6794 | 0 | 100008.0604 | 100008.0604 | 0 | 8091.5127 | 0 | 0 | 0 | 0 | 0
2022-03-08 11:00 | 0.67092 | 0.2598 | 35871 | 23344.5742 | 633 | 27496.6085 | 3 | 0 | 0 | 27496.6085 | 0 | 313185.7854 | 19 | 865.4075 | 2272.3634 | 18.1917 | 22479.1667 | 130578.7398 | 23344.5742 | 0 | 107234.1656 | 107234.1656 | 865.4075 | 0 | 0 | 0 | 0 | 0 | 0
2022-03-08 12:00 | 0.65147 | 0.09728 | 35871 | 22667.814 | 633 | 10295.8817 | 3 | 0 | 0 | 10295.8817 | 0 | 340682.3939 | 19 | 188.6473 | 2272.3634 | 3.9656 | 22479.1667 | 130578.7398 | 22667.814 | 0 | 107910.9258 | 107910.9258 | 188.6473 | 0 | 0 | 0 | 0 | 0 | 0
2022-03-08 13:00 | 0.53233 | 0.01034 | 35871 | 18522.3531 | 633 | 1094.3608 | 3 | 3956.8135 | 0.39568 | 0 | 2862.4527 | 350978.2756 | 19 | 0 | 2272.3634 | 0 | 22479.1667 | 130578.7398 | 22479.1667 | 0 | 108099.5731 | 108099.5731 | 0 | 0 | 0 | 0 | 0 | 0 | 0
2022-03-08 14:00 | 0.5068 | 0.04021 | 35871 | 17634.0401 | 633 | 4255.7299 | 3 | 4845.1266 | 0.48451 | 0 | 589.3967 | 348115.8229 | 19 | 0 | 2272.3634 | 0 | 22479.1667 | 130578.7398 | 22479.1667 | 0 | 108099.5731 | 108099.5731 | 0 | 0 | 0 | 0 | 0 | 0 | 0
2022-03-08 15:00 | 0.34842 | 0.01238 | 35871 | 12123.2286 | 633 | 1310.2695 | 3 | 10355.9381 | 1.0356 | 0 | 9045.6686 | 347526.4263 | 19 | 0 | 2272.3634 | 0 | 22479.1667 | 130578.7398 | 22479.1667 | 0 | 108099.5731 | 108099.5731 | 0 | 0 | 0 | 0 | 0 | 0 | 0
2022-03-08 16:00 | 0.19435 | 0.03987 | 35871 | 6762.383 | 633 | 4219.7451 | 3 | 15716.7837 | 1.5717 | 0 | 11497.0386 | 338480.7577 | 19 | 7.276e-12 | 2272.3634 | 1.5295e-13 | 22479.1667 | 130578.7398 | 22479.1667 | 0 | 108099.5731 | 108099.5731 | 7.276e-12 | 0 | 0 | 0 | 0 | 0 | 0
2022-03-08 17:00 | 0.07838 | 0.018 | 35871 | 2727.2219 | 633 | 1905.0768 | 3 | 19751.9448 | 1.9752 | 0 | 17846.868 | 326983.7191 | 19 | 0 | 2272.3634 | 0 | 22479.1667 | 130578.7398 | 22479.1667 | 0 | 108099.5731 | 108099.5731 | 0 | 0 | 0 | 0 | 0 | 0 | 0
2022-03-08 18:00 | 0.00383 | 0 | 35871 | 133.2644 | 633 | 0 | 3 | 22345.9023 | 2.2346 | 0 | 22345.9023 | 309136.8512 | 19 | 2.8422e-14 | 2272.3634 | 5.9745e-16 | 22479.1667 | 130578.7398 | 22479.1667 | 0 | 108099.5731 | 108099.5731 | 2.8422e-14 | 0 | 0 | 0 | 0 | 0 | 0
2022-03-08 19:00 | 0 | 0 | 35871 | 0 | 633 | 0 | 3 | 22479.1667 | 2.2479 | 0 | 22479.1667 | 286790.9488 | 19 | 0 | 2272.3634 | 0 | 22479.1667 | 130578.7398 | 22479.1667 | 0 | 108099.5731 | 108099.5731 | 0 | 0 | 0 | 0 | 0 | 0 | 0
2022-03-08 20:00 | 0 | 0 | 35871 | 0 | 633 | 0 | 3 | 22479.1667 | 2.2479 | 0 | 22479.1667 | 264311.7822 | 19 | 0 | 2272.3634 | 0 | 22479.1667 | 130578.7398 | 22479.1667 | 0 | 108099.5731 | 108099.5731 | 0 | 0 | 0 | 0 | 0 | 0 | 0
2022-03-08 21:00 | 0 | 0 | 35871 | 0 | 633 | 0 | 3 | 22479.1667 | 2.2479 | 0 | 22479.1667 | 241832.6155 | 19 | 0 | 2272.3634 | 0 | 22479.1667 | 130578.7398 | 22479.1667 | 0 | 108099.5731 | 108099.5731 | 0 | 0 | 0 | 0 | 0 | 0 | 0
2022-03-08 22:00 | 0 | 0 | 35871 | 0 | 633 | 0 | 3 | 22479.1667 | 2.2479 | 0 | 22479.1667 | 219353.4488 | 19 | 0 | 2272.3634 | 0 | 22479.1667 | 130578.7398 | 22479.1667 | 0 | 108099.5731 | 108099.5731 | 0 | 0 | 0 | 0 | 0 | 0 | 0
2022-03-08 23:00 | 0 | 0 | 35871 | 0 | 633 | 0 | 3 | 22479.1667 | 2.2479 | 0 | 22479.1667 | 196874.2822 | 19 | 0 | 2272.3634 | 0 | 22479.1667 | 130578.7398 | 22479.1667 | 0 | 108099.5731 | 108099.5731 | 0 | 0 | 0 | 0 | 0 | 0 | 0
2022-03-09 | 0 | 0 | 35871 | 0 | 633 | 0 | 3 | 22608.3333 | 2.2608 | 0 | 22608.3333 | 174395.1155 | 19 | 0 | 2272.3634 | 0 | 22608.3333 | 130707.9064 | 22608.3333 | 0 | 108099.5731 | 108099.5731 | 0 | 0 | 0 | 0 | 0 | 0 | 0
2022-03-09 01:00 | 0 | 0 | 35871 | 0 | 633 | 0 | 3 | 22608.3333 | 2.2608 | 0 | 22608.3333 | 151786.7822 | 19 | 0 | 2272.3634 | 0 | 22608.3333 | 130707.9064 | 22608.3333 | 0 | 108099.5731 | 108099.5731 | 0 | 0 | 0 | 0 | 0 | 0 | 0
2022-03-09 02:00 | 0 | 0 | 35871 | 0 | 633 | 0 | 3 | 22608.3333 | 2.2608 | 0 | 22608.3333 | 129178.4488 | 19 | 0 | 2272.3634 | 0 | 22608.3333 | 130707.9064 | 22608.3333 | 0 | 108099.5731 | 108099.5731 | 0 | 0 | 0 | 0 | 0 | 0 | 0
2022-03-09 03:00 | 0 | 0 | 35871 | 0 | 633 | 0 | 3 | 22608.3333 | 2.2608 | 0 | 22608.3333 | 106570.1155 | 19 | 0 | 2272.3634 | 0 | 22608.3333 | 130707.9064 | 22608.3333 | 0 | 108099.5731 | 108099.5731 | 0 | 0 | 0 | 0 | 0 | 0 | 0
2022-03-09 04:00 | 0 | 0 | 35871 | 0 | 633 | 0 | 3 | 22608.3333 | 2.2608 | 0 | 22608.3333 | 83961.7822 | 19 | 0 | 2272.3634 | 0 | 22608.3333 | 130707.9064 | 22608.3333 | 0 | 108099.5731 | 108099.5731 | 0 | 0 | 0 | 0 | 0 | 0 | 0
2022-03-09 05:00 | 0 | 0 | 35871 | 0 | 633 | 0 | 3 | 22608.3333 | 2.2608 | 0 | 22608.3333 | 61353.4488 | 19 | 0 | 2272.3634 | 0 | 22608.3333 | 130707.9064 | 22608.3333 | 0 | 108099.5731 | 108099.5731 | 0 | 0 | 0 | 0 | 0 | 0 | 0
2022-03-09 06:00 | 0 | 0 | 35871 | 0 | 633 | 0 | 3 | 22608.3333 | 2.2608 | 0 | 22608.3333 | 38745.1155 | 19 | 0 | 2272.3634 | 0 | 22608.3333 | 130707.9064 | 22608.3333 | 0 | 108099.5731 | 108099.5731 | 0 | 0 | 0 | 0 | 0 | 0 | 0
2022-03-09 07:00 | 0.0941 | 0.03021 | 35871 | 3274.1973 | 633 | 3197.3539 | 3 | 19334.1361 | 1.9334 | 0 | 16136.7822 | 16136.7822 | 19 | 0 | 2272.3634 | 0 | 22608.3333 | 130707.9064 | 22608.3333 | 0 | 108099.5731 | 108099.5731 | 0 | 0 | 0 | 0 | 0 | 0 | 0
2022-03-09 08:00 | 0.2513 | 0.1438 | 35871 | 8743.9508 | 633 | 15219.4469 | 3 | 15219.4469 | 1.5219 | 0 | 0 | 0 | 19 | 1355.0644 | 2272.3634 | 28.4848 | 22608.3333 | 130707.9064 | 23963.3977 | 0 | 106744.5087 | 106744.5087 | 0 | 1355.0644 | 0 | 0 | 0 | 0 | 0
2022-03-09 09:00 | 0.43545 | 0.25917 | 35871 | 15151.4261 | 633 | 27429.9308 | 3 | 16956.9072 | 1.6957 | 10473.0236 | 0 | 0 | 19 | 9500 | 2272.3634 | 199.6997 | 22608.3333 | 130707.9064 | 32108.3333 | 0 | 98599.5731 | 98599.5731 | 0 | 9500 | 0 | 0 | 0 | 0 | 0
2022-03-09 10:00 | 0.60203 | 0.35242 | 35871 | 20947.5556 | 633 | 37299.287 | 3 | 11160.7777 | 1.1161 | 26138.5092 | 0 | 10473.0236 | 19 | 9500 | 2272.3634 | 199.6997 | 22608.3333 | 130707.9064 | 32108.3333 | 0 | 98599.5731 | 98599.5731 | 0 | 9500 | 0 | 0 | 0 | 0 | 0
2022-03-09 11:00 | 0.65775 | 0.24228 | 35871 | 22886.3257 | 633 | 25642.3337 | 3 | 9222.0076 | 0.9222 | 16420.3261 | 0 | 36611.5328 | 19 | 9500 | 2272.3634 | 199.6997 | 22608.3333 | 130707.9064 | 32108.3333 | 0 | 98599.5731 | 98599.5731 | 277.9924 | 9222.0076 | 0 | 0 | 0 | 0 | 0
2022-03-09 12:00 | 0.83233 | 0.57454 | 35871 | 28960.8141 | 633 | 60807.9347 | 3 | 3147.5192 | 0.31475 | 57660.4155 | 0 | 53031.859 | 19 | 9500 | 2272.3634 | 199.6997 | 22608.3333 | 130707.9064 | 32108.3333 | 0 | 98599.5731 | 98599.5731 | 6352.4808 | 3147.5192 | 0 | 0 | 0 | 0 | 0
2022-03-09 13:00 | 0.8164 | 0.64809 | 35871 | 28406.5319 | 633 | 68592.2902 | 3 | 3701.8015 | 0.37018 | 64890.4887 | 0 | 110692.2745 | 19 | 9500 | 2272.3634 | 199.6997 | 22608.3333 | 130707.9064 | 32108.3333 | 0 | 98599.5731 | 98599.5731 | 5798.1985 | 3701.8015 | 0 | 0 | 0 | 0 | 0
2022-03-09 14:00 | 0.70908 | 0.61 | 35871 | 24672.3464 | 633 | 64560.936 | 3 | 7435.9869 | 0.7436 | 57124.9491 | 0 | 175582.7632 | 19 | 9500 | 2272.3634 | 199.6997 | 22608.3333 | 130707.9064 | 32108.3333 | 0 | 98599.5731 | 98599.5731 | 2064.0131 | 7435.9869 | 0 | 0 | 0 | 0 | 0
2022-03-09 15:00 | 0.54212 | 0.53153 | 35871 | 18862.9949 | 633 | 56255.8595 | 3 | 13245.3384 | 1.3245 | 43010.5211 | 0 | 232707.7123 | 19 | 9500 | 2272.3634 | 199.6997 | 22608.3333 | 130707.9064 | 32108.3333 | 0 | 98599.5731 | 98599.5731 | 0 | 9500 | 0 | 0 | 0 | 0 | 0
2022-03-09 16:00 | 0.33383 | 0.38904 | 35871 | 11615.5715 | 633 | 41175.0599 | 3 | 14672.7179 | 1.4673 | 26502.342 | 0 | 275718.2334 | 19 | 3679.956 | 2272.3634 | 77.3564 | 22608.3333 | 130707.9064 | 26288.2893 | 0 | 104419.6171 | 104419.6171 | 5.457e-12 | 3679.956 | 0 | 0 | 0 | 0 | 0
2022-03-09 17:00 | 0.12455 | 0.15705 | 35871 | 4333.7011 | 633 | 16621.7951 | 3 | 18274.6323 | 1.8275 | 0 | 1652.8372 | 302220.5754 | 19 | 0 | 2272.3634 | 0 | 22608.3333 | 130707.9064 | 22608.3333 | 0 | 108099.5731 | 108099.5731 | 0 | 0 | 0 | 0 | 0 | 0 | 0
2022-03-09 18:00 | 0.00543 | 0 | 35871 | 188.9361 | 633 | 0 | 3 | 22419.3972 | 2.2419 | 0 | 22419.3972 | 300567.7382 | 19 | 5.6843e-14 | 2272.3634 | 1.1949e-15 | 22608.3333 | 130707.9064 | 22608.3333 | 0 | 108099.5731 | 108099.5731 | 5.6843e-14 | 0 | 0 | 0 | 0 | 0 | 0
2022-03-09 19:00 | 0 | 0 | 35871 | 0 | 633 | 0 | 3 | 22608.3333 | 2.2608 | 0 | 22608.3333 | 278148.3411 | 19 | 0 | 2272.3634 | 0 | 22608.3333 | 130707.9064 | 22608.3333 | 0 | 108099.5731 | 108099.5731 | 0 | 0 | 0 | 0 | 0 | 0 | 0
2022-03-09 20:00 | 0 | 0 | 35871 | 0 | 633 | 0 | 3 | 22608.3333 | 2.2608 | 0 | 22608.3333 | 255540.0077 | 19 | 0 | 2272.3634 | 0 | 22608.3333 | 130707.9064 | 22608.3333 | 0 | 108099.5731 | 108099.5731 | 0 | 0 | 0 | 0 | 0 | 0 | 0
2022-03-09 21:00 | 0 | 0 | 35871 | 0 | 633 | 0 | 3 | 22608.3333 | 2.2608 | 0 | 22608.3333 | 232931.6744 | 19 | 0 | 2272.3634 | 0 | 22608.3333 | 130707.9064 | 22608.3333 | 0 | 108099.5731 | 108099.5731 | 0 | 0 | 0 | 0 | 0 | 0 | 0
2022-03-09 22:00 | 0 | 0 | 35871 | 0 | 633 | 0 | 3 | 22608.3333 | 2.2608 | 0 | 22608.3333 | 210323.3411 | 19 | 0 | 2272.3634 | 0 | 22608.3333 | 130707.9064 | 22608.3333 | 0 | 108099.5731 | 108099.5731 | 0 | 0 | 0 | 0 | 0 | 0 | 0
2022-03-09 23:00 | 0 | 0 | 35871 | 0 | 633 | 0 | 3 | 22608.3333 | 2.2608 | 0 | 22608.3333 | 187715.0077 | 19 | 0 | 2272.3634 | 0 | 22608.3333 | 130707.9064 | 22608.3333 | 0 | 108099.5731 | 108099.5731 | 0 | 0 | 0 | 0 | 0 | 0 | 0
2022-03-10 | 0 | 0 | 35871 | 0 | 633 | 0 | 3 | 22920.8333 | 2.2921 | 0 | 22920.8333 | 165106.6744 | 19 | 0 | 2272.3634 | 0 | 22920.8333 | 131020.4064 | 22920.8333 | 0 | 108099.5731 | 108099.5731 | 0 | 0 | 0 | 0 | 0 | 0 | 0
2022-03-10 01:00 | 0 | 0 | 35871 | 0 | 633 | 0 | 3 | 22920.8333 | 2.2921 | 0 | 22920.8333 | 142185.8411 | 19 | 0 | 2272.3634 | 0 | 22920.8333 | 131020.4064 | 22920.8333 | 0 | 108099.5731 | 108099.5731 | 0 | 0 | 0 | 0 | 0 | 0 | 0
2022-03-10 02:00 | 0 | 0 | 35871 | 0 | 633 | 0 | 3 | 22920.8333 | 2.2921 | 0 | 22920.8333 | 119265.0077 | 19 | 0 | 2272.3634 | 0 | 22920.8333 | 131020.4064 | 22920.8333 | 0 | 108099.5731 | 108099.5731 | 0 | 0 | 0 | 0 | 0 | 0 | 0
2022-03-10 03:00 | 0 | 0 | 35871 | 0 | 633 | 0 | 3 | 22920.8333 | 2.2921 | 0 | 22920.8333 | 96344.1744 | 19 | 0 | 2272.3634 | 0 | 22920.8333 | 131020.4064 | 22920.8333 | 0 | 108099.5731 | 108099.5731 | 0 | 0 | 0 | 0 | 0 | 0 | 0
2022-03-10 04:00 | 0 | 0 | 35871 | 0 | 633 | 0 | 3 | 22920.8333 | 2.2921 | 0 | 22920.8333 | 73423.3411 | 19 | 0 | 2272.3634 | 0 | 22920.8333 | 131020.4064 | 22920.8333 | 0 | 108099.5731 | 108099.5731 | 0 | 0 | 0 | 0 | 0 | 0 | 0
2022-03-10 05:00 | 0 | 0 | 35871 | 0 | 633 | 0 | 3 | 22920.8333 | 2.2921 | 0 | 22920.8333 | 50502.5077 | 19 | 0 | 2272.3634 | 0 | 22920.8333 | 131020.4064 | 22920.8333 | 0 | 108099.5731 | 108099.5731 | 0 | 0 | 0 | 0 | 0 | 0 | 0
2022-03-10 06:00 | 0 | 0 | 35871 | 0 | 633 | 0 | 3 | 22920.8333 | 2.2921 | 0 | 22920.8333 | 27581.6744 | 19 | 0 | 2272.3634 | 0 | 22920.8333 | 131020.4064 | 22920.8333 | 0 | 108099.5731 | 108099.5731 | 0 | 0 | 0 | 0 | 0 | 0 | 0
2022-03-10 07:00 | 0.13095 | 0.26971 | 35871 | 4556.3882 | 633 | 28545.4591 | 3 | 18364.4451 | 1.8364 | 10181.014 | 0 | 4660.8411 | 19 | 0 | 2272.3634 | 0 | 22920.8333 | 131020.4064 | 22920.8333 | 0 | 108099.5731 | 108099.5731 | 0 | 0 | 0 | 0 | 0 | 0 | 0
2022-03-10 08:00 | 0.33127 | 0.44706 | 35871 | 11526.4966 | 633 | 47315.7575 | 3 | 11394.3367 | 1.1394 | 35921.4207 | 0 | 14841.855 | 19 | 0 | 2272.3634 | 0 | 22920.8333 | 131020.4064 | 22920.8333 | 0 | 108099.5731 | 108099.5731 | 0 | 0 | 0 | 0 | 0 | 0 | 0
2022-03-10 09:00 | 0.5351 | 0.54943 | 35871 | 18618.7349 | 633 | 58150.3526 | 3 | 4302.0984 | 0.43021 | 53848.2542 | 0 | 50763.2757 | 19 | 0 | 2272.3634 | 0 | 22920.8333 | 131020.4064 | 22920.8333 | 0 | 108099.5731 | 108099.5731 | 0 | 0 | 0 | 0 | 0 | 0 | 0
2022-03-10 10:00 | 0.69772 | 0.59367 | 35871 | 24277.0767 | 633 | 62832.608 | 3 | 0 | 0 | 62832.608 | 0 | 104611.5299 | 19 | 1356.2434 | 2272.3634 | 28.5096 | 22920.8333 | 131020.4064 | 24277.0767 | 0 | 106743.3297 | 106743.3297 | 1356.2434 | 0 | 0 | 0 | 0 | 0 | 0
2022-03-10 11:00 | 0.82972 | 0.78938 | 35871 | 28869.9995 | 633 | 83546.0847 | 3 | 0 | 0 | 83546.0847 | 0 | 167444.1379 | 19 | 5949.1662 | 2272.3634 | 125.0575 | 22920.8333 | 131020.4064 | 28869.9995 | 0 | 102150.4069 | 102150.4069 | 5949.1662 | 0 | 0 | 0 | 0 | 0 | 0
2022-03-10 12:00 | 0.81565 | 0.44529 | 35871 | 28380.4357 | 633 | 47128.4249 | 3 | 0 | 0 | 47128.4249 | 0 | 250990.2226 | 19 | 5459.6024 | 2272.3634 | 114.7664 | 22920.8333 | 131020.4064 | 28380.4357 | 0 | 102639.9707 | 102639.9707 | 5459.6024 | 0 | 0 | 0 | 0 | 0 | 0
2022-03-10 13:00 | 0.78753 | 0.49621 | 35871 | 27402.004 | 633 | 52517.6755 | 3 | 0 | 0 | 52517.6755 | 0 | 298118.6475 | 19 | 4481.1706 | 2272.3634 | 94.1988 | 22920.8333 | 131020.4064 | 27402.004 | 0 | 103618.4025 | 103618.4025 | 4481.1706 | 0 | 0 | 0 | 0 | 0 | 0
2022-03-10 14:00 | 0.62597 | 0.52259 | 35871 | 21780.5448 | 633 | 55309.6714 | 3 | 1140.2886 | 0.11403 | 54169.3828 | 0 | 350636.323 | 19 | 0 | 2272.3634 | 0 | 22920.8333 | 131020.4064 | 22920.8333 | 0 | 108099.5731 | 108099.5731 | 0 | 0 | 0 | 0 | 0 | 0 | 0
2022-03-10 15:00 | 0.31052 | 0.15491 | 35871 | 10804.503 | 633 | 16395.3026 | 3 | 12116.3303 | 1.2116 | 4278.9723 | 0 | 404805.7058 | 19 | 0 | 2272.3634 | 0 | 22920.8333 | 131020.4064 | 22920.8333 | 0 | 108099.5731 | 108099.5731 | 0 | 0 | 0 | 0 | 0 | 0 | 0
2022-03-10 16:00 | 0.1901 | 0.13007 | 35871 | 6614.5048 | 633 | 13766.2966 | 3 | 16306.3285 | 1.6306 | 0 | 2540.0319 | 409084.6781 | 19 | 0 | 2272.3634 | 0 | 22920.8333 | 131020.4064 | 22920.8333 | 0 | 108099.5731 | 108099.5731 | 0 | 0 | 0 | 0 | 0 | 0 | 0
2022-03-10 17:00 | 0.08182 | 0.05254 | 35871 | 2846.9163 | 633 | 5560.7075 | 3 | 20073.9171 | 2.0074 | 0 | 14513.2096 | 406544.6462 | 19 | 0 | 2272.3634 | 0 | 22920.8333 | 131020.4064 | 22920.8333 | 0 | 108099.5731 | 108099.5731 | 0 | 0 | 0 | 0 | 0 | 0 | 0
2022-03-10 18:00 | 0.0045 | 0 | 35871 | 156.5769 | 633 | 0 | 3 | 22764.2564 | 2.2764 | 0 | 22764.2564 | 392031.4367 | 19 | 0 | 2272.3634 | 0 | 22920.8333 | 131020.4064 | 22920.8333 | 0 | 108099.5731 | 108099.5731 | 0 | 0 | 0 | 0 | 0 | 0 | 0
2022-03-10 19:00 | 0 | 0 | 35871 | 0 | 633 | 0 | 3 | 22920.8333 | 2.2921 | 0 | 22920.8333 | 369267.1802 | 19 | 0 | 2272.3634 | 0 | 22920.8333 | 131020.4064 | 22920.8333 | 0 | 108099.5731 | 108099.5731 | 0 | 0 | 0 | 0 | 0 | 0 | 0
2022-03-10 20:00 | 0 | 0 | 35871 | 0 | 633 | 0 | 3 | 22920.8333 | 2.2921 | 0 | 22920.8333 | 346346.3469 | 19 | 0 | 2272.3634 | 0 | 22920.8333 | 131020.4064 | 22920.8333 | 0 | 108099.5731 | 108099.5731 | 0 | 0 | 0 | 0 | 0 | 0 | 0
2022-03-10 21:00 | 0 | 0 | 35871 | 0 | 633 | 0 | 3 | 22920.8333 | 2.2921 | 0 | 22920.8333 | 323425.5136 | 19 | 0 | 2272.3634 | 0 | 22920.8333 | 131020.4064 | 22920.8333 | 0 | 108099.5731 | 108099.5731 | 0 | 0 | 0 | 0 | 0 | 0 | 0
2022-03-10 22:00 | 0 | 0 | 35871 | 0 | 633 | 0 | 3 | 22920.8333 | 2.2921 | 0 | 22920.8333 | 300504.6802 | 19 | 0 | 2272.3634 | 0 | 22920.8333 | 131020.4064 | 22920.8333 | 0 | 108099.5731 | 108099.5731 | 0 | 0 | 0 | 0 | 0 | 0 | 0
2022-03-10 23:00 | 0 | 0 | 35871 | 0 | 633 | 0 | 3 | 22920.8333 | 2.2921 | 0 | 22920.8333 | 277583.8469 | 19 | 0 | 2272.3634 | 0 | 22920.8333 | 131020.4064 | 22920.8333 | 0 | 108099.5731 | 108099.5731 | 0 | 0 | 0 | 0 | 0 | 0 | 0
2022-03-11 | 0 | 0 | 35871 | 0 | 633 | 0 | 3 | 22666.6667 | 2.2667 | 0 | 22666.6667 | 254663.0136 | 19 | 0 | 2272.3634 | 0 | 22666.6667 | 130766.2398 | 22666.6667 | 0 | 108099.5731 | 108099.5731 | 0 | 0 | 0 | 0 | 0 | 0 | 0
2022-03-11 01:00 | 0 | 0 | 35871 | 0 | 633 | 0 | 3 | 22666.6667 | 2.2667 | 0 | 22666.6667 | 231996.3469 | 19 | 0 | 2272.3634 | 0 | 22666.6667 | 130766.2398 | 22666.6667 | 0 | 108099.5731 | 108099.5731 | 0 | 0 | 0 | 0 | 0 | 0 | 0
2022-03-11 02:00 | 0 | 0 | 35871 | 0 | 633 | 0 | 3 | 22666.6667 | 2.2667 | 0 | 22666.6667 | 209329.6802 | 19 | 0 | 2272.3634 | 0 | 22666.6667 | 130766.2398 | 22666.6667 | 0 | 108099.5731 | 108099.5731 | 0 | 0 | 0 | 0 | 0 | 0 | 0
2022-03-11 03:00 | 0 | 0 | 35871 | 0 | 633 | 0 | 3 | 22666.6667 | 2.2667 | 0 | 22666.6667 | 186663.0136 | 19 | 0 | 2272.3634 | 0 | 22666.6667 | 130766.2398 | 22666.6667 | 0 | 108099.5731 | 108099.5731 | 0 | 0 | 0 | 0 | 0 | 0 | 0
2022-03-11 04:00 | 0 | 0 | 35871 | 0 | 633 | 0 | 3 | 22666.6667 | 2.2667 | 0 | 22666.6667 | 163996.3469 | 19 | 0 | 2272.3634 | 0 | 22666.6667 | 130766.2398 | 22666.6667 | 0 | 108099.5731 | 108099.5731 | 0 | 0 | 0 | 0 | 0 | 0 | 0
2022-03-11 05:00 | 0 | 0 | 35871 | 0 | 633 | 0 | 3 | 22666.6667 | 2.2667 | 0 | 22666.6667 | 141329.6802 | 19 | 0 | 2272.3634 | 0 | 22666.6667 | 130766.2398 | 22666.6667 | 0 | 108099.5731 | 108099.5731 | 0 | 0 | 0 | 0 | 0 | 0 | 0
2022-03-11 06:00 | 0.00375 | 0 | 35871 | 130.4808 | 633 | 0 | 3 | 22536.1859 | 2.2536 | 0 | 22536.1859 | 118663.0136 | 19 | -8.5265e-14 | 2272.3634 | -1.7924e-15 | 22666.6667 | 130766.2398 | 22666.6667 | 0 | 108099.5731 | 108099.5731 | -8.5265e-14 | 0 | 0 | 0 | 0 | 0 | 0
2022-03-11 07:00 | 0.1068 | 0.09327 | 35871 | 3716.0921 | 633 | 9871.473 | 3 | 18950.5746 | 1.8951 | 0 | 9079.1016 | 96126.8277 | 19 | 0 | 2272.3634 | 0 | 22666.6667 | 130766.2398 | 22666.6667 | 0 | 108099.5731 | 108099.5731 | 0 | 0 | 0 | 0 | 0 | 0 | 0
2022-03-11 08:00 | 0.31595 | 0.31232 | 35871 | 10993.4392 | 633 | 33055.1992 | 3 | 11673.2275 | 1.1673 | 21381.9717 | 0 | 87047.7261 | 19 | 1.819e-12 | 2272.3634 | 3.8237e-14 | 22666.6667 | 130766.2398 | 22666.6667 | 0 | 108099.5731 | 108099.5731 | 1.819e-12 | 0 | 0 | 0 | 0 | 0 | 0
2022-03-11 09:00 | 0.53645 | 0.43584 | 35871 | 18665.708 | 633 | 46128.2596 | 3 | 4000.9587 | 0.4001 | 42127.3009 | 0 | 108429.6978 | 19 | 0 | 2272.3634 | 0 | 22666.6667 | 130766.2398 | 22666.6667 | 0 | 108099.5731 | 108099.5731 | 0 | 0 | 0 | 0 | 0 | 0 | 0
2022-03-11 10:00 | 0.7119 | 0.5486 | 35871 | 24770.468 | 633 | 58062.5074 | 3 | 0 | 0 | 58062.5074 | 0 | 150556.9987 | 19 | 2103.8013 | 2272.3634 | 44.2241 | 22666.6667 | 130766.2398 | 24770.468 | 0 | 105995.7718 | 105995.7718 | 2103.8013 | 0 | 0 | 0 | 0 | 0 | 0
2022-03-11 11:00 | 0.80272 | 0.52467 | 35871 | 27930.538 | 633 | 55529.8136 | 3 | 0 | 0 | 55529.8136 | 0 | 208619.5061 | 19 | 5263.8714 | 2272.3634 | 110.652 | 22666.6667 | 130766.2398 | 27930.538 | 0 | 102835.7017 | 102835.7017 | 5263.8714 | 0 | 0 | 0 | 0 | 0 | 0
2022-03-11 12:00 | 0.8084 | 0.38321 | 35871 | 28128.1729 | 633 | 40558.0267 | 3 | 0 | 0 | 40558.0267 | 0 | 264149.3197 | 19 | 5461.5062 | 2272.3634 | 114.8064 | 22666.6667 | 130766.2398 | 28128.1729 | 0 | 102638.0669 | 102638.0669 | 5461.5062 | 0 | 0 | 0 | 0 | 0 | 0
2022-03-11 13:00 | 0.74488 | 0.38061 | 35871 | 25918.0028 | 633 | 40282.8489 | 3 | 0 | 0 | 40282.8489 | 0 | 304707.3464 | 19 | 3251.3361 | 2272.3634 | 68.3464 | 22666.6667 | 130766.2398 | 25918.0028 | 0 | 104848.237 | 104848.237 | 3251.3361 | 0 | 0 | 0 | 0 | 0 | 0
2022-03-11 14:00 | 0.63542 | 0.32186 | 35871 | 22109.3563 | 633 | 34064.8899 | 3 | 557.3104 | 0.055731 | 33507.5796 | 0 | 344990.1953 | 19 | 0 | 2272.3634 | 0 | 22666.6667 | 130766.2398 | 22666.6667 | 0 | 108099.5731 | 108099.5731 | 0 | 0 | 0 | 0 | 0 | 0 | 0
2022-03-11 15:00 | 0.44873 | 0.17522 | 35871 | 15613.502 | 633 | 18544.8643 | 3 | 7053.1647 | 0.70532 | 11491.6996 | 0 | 378497.7749 | 19 | 0 | 2272.3634 | 0 | 22666.6667 | 130766.2398 | 22666.6667 | 0 | 108099.5731 | 108099.5731 | 0 | 0 | 0 | 0 | 0 | 0 | 0
2022-03-11 16:00 | 0.25415 | 0.30754 | 35871 | 8843.1162 | 633 | 32549.2955 | 3 | 13823.5505 | 1.3824 | 18725.745 | 0 | 389989.4745 | 19 | 0 | 2272.3634 | 0 | 22666.6667 | 130766.2398 | 22666.6667 | 0 | 108099.5731 | 108099.5731 | 0 | 0 | 0 | 0 | 0 | 0 | 0
2022-03-11 17:00 | 0.11543 | 0.18558 | 35871 | 4016.3718 | 633 | 19641.3418 | 3 | 18650.2948 | 1.865 | 991.047 | 0 | 408715.2196 | 19 | 0 | 2272.3634 | 0 | 22666.6667 | 130766.2398 | 22666.6667 | 0 | 108099.5731 | 108099.5731 | 0 | 0 | 0 | 0 | 0 | 0 | 0
2022-03-11 18:00 | 0.00582 | 0.00348 | 35871 | 202.5061 | 633 | 368.3148 | 3 | 22464.1605 | 2.2464 | 0 | 22095.8457 | 409706.2665 | 19 | -8.5265e-14 | 2272.3634 | -1.7924e-15 | 22666.6667 | 130766.2398 | 22666.6667 | 0 | 108099.5731 | 108099.5731 | -8.5265e-14 | 0 | 0 | 0 | 0 | 0 | 0
2022-03-11 19:00 | 0 | 0 | 35871 | 0 | 633 | 0 | 3 | 22666.6667 | 2.2667 | 0 | 22666.6667 | 387610.4209 | 19 | 0 | 2272.3634 | 0 | 22666.6667 | 130766.2398 | 22666.6667 | 0 | 108099.5731 | 108099.5731 | 0 | 0 | 0 | 0 | 0 | 0 | 0
2022-03-11 20:00 | 0 | 0 | 35871 | 0 | 633 | 0 | 3 | 22666.6667 | 2.2667 | 0 | 22666.6667 | 364943.7542 | 19 | 0 | 2272.3634 | 0 | 22666.6667 | 130766.2398 | 22666.6667 | 0 | 108099.5731 | 108099.5731 | 0 | 0 | 0 | 0 | 0 | 0 | 0
2022-03-11 21:00 | 0 | 0 | 35871 | 0 | 633 | 0 | 3 | 22666.6667 | 2.2667 | 0 | 22666.6667 | 342277.0875 | 19 | 0 | 2272.3634 | 0 | 22666.6667 | 130766.2398 | 22666.6667 | 0 | 108099.5731 | 108099.5731 | 0 | 0 | 0 | 0 | 0 | 0 | 0
2022-03-11 22:00 | 0 | 0 | 35871 | 0 | 633 | 0 | 3 | 22666.6667 | 2.2667 | 0 | 22666.6667 | 319610.4209 | 19 | 0 | 2272.3634 | 0 | 22666.6667 | 130766.2398 | 22666.6667 | 0 | 108099.5731 | 108099.5731 | 0 | 0 | 0 | 0 | 0 | 0 | 0
2022-03-11 23:00 | 0 | 0 | 35871 | 0 | 633 | 0 | 3 | 22666.6667 | 2.2667 | 0 | 22666.6667 | 296943.7542 | 19 | 0 | 2272.3634 | 0 | 22666.6667 | 130766.2398 | 22666.6667 | 0 | 108099.5731 | 108099.5731 | 0 | 0 | 0 | 0 | 0 | 0 | 0
2022-03-12 | 0 | 0 | 35871 | 0 | 633 | 0 | 3 | 21508.3333 | 2.1508 | 0 | 21508.3333 | 274277.0875 | 19 | 0 | 2272.3634 | 0 | 21508.3333 | 129607.9064 | 21508.3333 | 0 | 108099.5731 | 108099.5731 | 0 | 0 | 0 | 0 | 0 | 0 | 0
2022-03-12 01:00 | 0 | 0 | 35871 | 0 | 633 | 0 | 3 | 21508.3333 | 2.1508 | 0 | 21508.3333 | 252768.7542 | 19 | 0 | 2272.3634 | 0 | 21508.3333 | 129607.9064 | 21508.3333 | 0 | 108099.5731 | 108099.5731 | 0 | 0 | 0 | 0 | 0 | 0 | 0
2022-03-12 02:00 | 0 | 0 | 35871 | 0 | 633 | 0 | 3 | 21508.3333 | 2.1508 | 0 | 21508.3333 | 231260.4209 | 19 | 0 | 2272.3634 | 0 | 21508.3333 | 129607.9064 | 21508.3333 | 0 | 108099.5731 | 108099.5731 | 0 | 0 | 0 | 0 | 0 | 0 | 0
2022-03-12 03:00 | 0 | 0 | 35871 | 0 | 633 | 0 | 3 | 21508.3333 | 2.1508 | 0 | 21508.3333 | 209752.0875 | 19 | 0 | 2272.3634 | 0 | 21508.3333 | 129607.9064 | 21508.3333 | 0 | 108099.5731 | 108099.5731 | 0 | 0 | 0 | 0 | 0 | 0 | 0
2022-03-12 04:00 | 0 | 0 | 35871 | 0 | 633 | 0 | 3 | 21508.3333 | 2.1508 | 0 | 21508.3333 | 188243.7542 | 19 | 0 | 2272.3634 | 0 | 21508.3333 | 129607.9064 | 21508.3333 | 0 | 108099.5731 | 108099.5731 | 0 | 0 | 0 | 0 | 0 | 0 | 0
2022-03-12 05:00 | 0 | 0 | 35871 | 0 | 633 | 0 | 3 | 21508.3333 | 2.1508 | 0 | 21508.3333 | 166735.4209 | 19 | 0 | 2272.3634 | 0 | 21508.3333 | 129607.9064 | 21508.3333 | 0 | 108099.5731 | 108099.5731 | 0 | 0 | 0 | 0 | 0 | 0 | 0
2022-03-12 06:00 | 0.00372 | 0.0033 | 35871 | 129.4369 | 633 | 349.2641 | 3 | 21378.8964 | 2.1379 | 0 | 21029.6323 | 145227.0875 | 19 | -1.4211e-13 | 2272.3634 | -2.9873e-15 | 21508.3333 | 129607.9064 | 21508.3333 | 0 | 108099.5731 | 108099.5731 | -1.4211e-13 | 0 | 0 | 0 | 0 | 0 | 0
2022-03-12 07:00 | 0.09197 | 0.02557 | 35871 | 3200.0842 | 633 | 2706.2674 | 3 | 18308.2491 | 1.8308 | 0 | 15601.9817 | 124197.4552 | 19 | 0 | 2272.3634 | 0 | 21508.3333 | 129607.9064 | 21508.3333 | 0 | 108099.5731 | 108099.5731 | 0 | 0 | 0 | 0 | 0 | 0 | 0
2022-03-12 08:00 | 0.258 | 0.04282 | 35871 | 8977.0765 | 633 | 4531.966 | 3 | 12531.2569 | 1.2531 | 0 | 7999.2908 | 108595.4735 | 19 | 0 | 2272.3634 | 0 | 21508.3333 | 129607.9064 | 21508.3333 | 0 | 108099.5731 | 108099.5731 | 0 | 0 | 0 | 0 | 0 | 0 | 0
2022-03-12 09:00 | 0.4339 | 0.1559 | 35871 | 15097.4941 | 633 | 16500.0818 | 3 | 6410.8392 | 0.64108 | 10089.2426 | 0 | 100596.1827 | 19 | 0 | 2272.3634 | 0 | 21508.3333 | 129607.9064 | 21508.3333 | 0 | 108099.5731 | 108099.5731 | 0 | 0 | 0 | 0 | 0 | 0 | 0
2022-03-12 10:00 | 0.58625 | 0.29313 | 35871 | 20398.4925 | 633 | 31024.1757 | 3 | 1109.8408 | 0.11098 | 29914.3349 | 0 | 110685.4253 | 19 | 0 | 2272.3634 | 0 | 21508.3333 | 129607.9064 | 21508.3333 | 0 | 108099.5731 | 108099.5731 | 0 | 0 | 0 | 0 | 0 | 0 | 0
2022-03-12 11:00 | 0.56228 | 0.71641 | 35871 | 19564.4595 | 633 | 75823.115 | 3 | 1943.8738 | 0.19439 | 73879.2412 | 0 | 140599.7601 | 19 | 0 | 2272.3634 | 0 | 21508.3333 | 129607.9064 | 21508.3333 | 0 | 108099.5731 | 108099.5731 | 0 | 0 | 0 | 0 | 0 | 0 | 0
2022-03-12 12:00 | 0.63362 | 0.00229 | 35871 | 22046.7255 | 633 | 242.3681 | 3 | 0 | 0 | 242.3681 | 0 | 214479.0013 | 19 | 538.3922 | 2272.3634 | 11.3176 | 21508.3333 | 129607.9064 | 22046.7255 | 0 | 107561.1809 | 107561.1809 | 538.3922 | 0 | 0 | 0 | 0 | 0 | 0
2022-03-12 13:00 | 0.63028 | 0.23249 | 35871 | 21930.5107 | 633 | 24606.1836 | 3 | 0 | 0 | 24606.1836 | 0 | 214721.3694 | 19 | 422.1773 | 2272.3634 | 8.8746 | 21508.3333 | 129607.9064 | 21930.5107 | 0 | 107677.3958 | 107677.3958 | 422.1773 | 0 | 0 | 0 | 0 | 0 | 0
2022-03-12 14:00 | 0.629 | 0.30761 | 35871 | 21885.9732 | 633 | 32556.7041 | 3 | 0 | 0 | 32556.7041 | 0 | 239327.5531 | 19 | 377.6399 | 2272.3634 | 7.9384 | 21508.3333 | 129607.9064 | 21885.9732 | 0 | 107721.9332 | 107721.9332 | 377.6399 | 0 | 0 | 0 | 0 | 0 | 0
2022-03-12 15:00 | 0.4251 | 0.08679 | 35871 | 14791.2992 | 633 | 9185.6453 | 3 | 6717.0341 | 0.6717 | 2468.6112 | 0 | 271884.2572 | 19 | 0 | 2272.3634 | 0 | 21508.3333 | 129607.9064 | 21508.3333 | 0 | 108099.5731 | 108099.5731 | 0 | 0 | 0 | 0 | 0 | 0 | 0
2022-03-12 16:00 | 0.26605 | 0.20146 | 35871 | 9257.1752 | 633 | 21322.0429 | 3 | 12251.1582 | 1.2251 | 9070.8847 | 0 | 274352.8684 | 19 | 0 | 2272.3634 | 0 | 21508.3333 | 129607.9064 | 21508.3333 | 0 | 108099.5731 | 108099.5731 | 0 | 0 | 0 | 0 | 0 | 0 | 0
2022-03-12 17:00 | 0.11865 | 0.18966 | 35871 | 4128.4113 | 633 | 20073.1592 | 3 | 17379.922 | 1.738 | 2693.2372 | 0 | 283423.7531 | 19 | 0 | 2272.3634 | 0 | 21508.3333 | 129607.9064 | 21508.3333 | 0 | 108099.5731 | 108099.5731 | 0 | 0 | 0 | 0 | 0 | 0 | 0
2022-03-12 18:00 | 0.00655 | 0.00502 | 35871 | 227.9064 | 633 | 531.3048 | 3 | 21280.4269 | 2.128 | 0 | 20749.1222 | 286116.9903 | 19 | 0 | 2272.3634 | 0 | 21508.3333 | 129607.9064 | 21508.3333 | 0 | 108099.5731 | 108099.5731 | 0 | 0 | 0 | 0 | 0 | 0 | 0
2022-03-12 19:00 | 0 | 0 | 35871 | 0 | 633 | 0 | 3 | 21508.3333 | 2.1508 | 0 | 21508.3333 | 265367.8682 | 19 | 0 | 2272.3634 | 0 | 21508.3333 | 129607.9064 | 21508.3333 | 0 | 108099.5731 | 108099.5731 | 0 | 0 | 0 | 0 | 0 | 0 | 0
2022-03-12 20:00 | 0 | 0 | 35871 | 0 | 633 | 0 | 3 | 21508.3333 | 2.1508 | 0 | 21508.3333 | 243859.5348 | 19 | 0 | 2272.3634 | 0 | 21508.3333 | 129607.9064 | 21508.3333 | 0 | 108099.5731 | 108099.5731 | 0 | 0 | 0 | 0 | 0 | 0 | 0
2022-03-12 21:00 | 0 | 0 | 35871 | 0 | 633 | 0 | 3 | 21508.3333 | 2.1508 | 0 | 21508.3333 | 222351.2015 | 19 | 0 | 2272.3634 | 0 | 21508.3333 | 129607.9064 | 21508.3333 | 0 | 108099.5731 | 108099.5731 | 0 | 0 | 0 | 0 | 0 | 0 | 0
2022-03-12 22:00 | 0 | 0 | 35871 | 0 | 633 | 0 | 3 | 21508.3333 | 2.1508 | 0 | 21508.3333 | 200842.8682 | 19 | 0 | 2272.3634 | 0 | 21508.3333 | 129607.9064 | 21508.3333 | 0 | 108099.5731 | 108099.5731 | 0 | 0 | 0 | 0 | 0 | 0 | 0
2022-03-12 23:00 | 0 | 0 | 35871 | 0 | 633 | 0 | 3 | 21508.3333 | 2.1508 | 0 | 21508.3333 | 179334.5348 | 19 | 0 | 2272.3634 | 0 | 21508.3333 | 129607.9064 | 21508.3333 | 0 | 108099.5731 | 108099.5731 | 0 | 0 | 0 | 0 | 0 | 0 | 0
2022-03-13 | 0 | 0 | 35871 | 0 | 633 | 0 | 3 | 22625 | 2.2625 | 0 | 22625 | 157826.2015 | 19 | 0 | 2272.3634 | 0 | 22625 | 130724.5731 | 22625 | 0 | 108099.5731 | 108099.5731 | 0 | 0 | 0 | 0 | 0 | 0 | 0
2022-03-13 01:00 | 0 | 0 | 35871 | 0 | 633 | 0 | 3 | 22625 | 2.2625 | 0 | 22625 | 135201.2015 | 19 | 0 | 2272.3634 | 0 | 22625 | 130724.5731 | 22625 | 0 | 108099.5731 | 108099.5731 | 0 | 0 | 0 | 0 | 0 | 0 | 0
2022-03-13 02:00 | 0 | 0 | 35871 | 0 | 633 | 0 | 3 | 22625 | 2.2625 | 0 | 22625 | 112576.2015 | 19 | 0 | 2272.3634 | 0 | 22625 | 130724.5731 | 22625 | 0 | 108099.5731 | 108099.5731 | 0 | 0 | 0 | 0 | 0 | 0 | 0
2022-03-13 03:00 | 0 | 0 | 35871 | 0 | 633 | 0 | 3 | 22625 | 2.2625 | 0 | 22625 | 89951.2015 | 19 | 0 | 2272.3634 | 0 | 22625 | 130724.5731 | 22625 | 0 | 108099.5731 | 108099.5731 | 0 | 0 | 0 | 0 | 0 | 0 | 0
2022-03-13 04:00 | 0 | 0 | 35871 | 0 | 633 | 0 | 3 | 22625 | 2.2625 | 0 | 22625 | 67326.2015 | 19 | 0 | 2272.3634 | 0 | 22625 | 130724.5731 | 22625 | 0 | 108099.5731 | 108099.5731 | 0 | 0 | 0 | 0 | 0 | 0 | 0
2022-03-13 05:00 | 0 | 0 | 35871 | 0 | 633 | 0 | 3 | 22625 | 2.2625 | 0 | 22625 | 44701.2015 | 19 | 0 | 2272.3634 | 0 | 22625 | 130724.5731 | 22625 | 0 | 108099.5731 | 108099.5731 | 0 | 0 | 0 | 0 | 0 | 0 | 0
2022-03-13 06:00 | 0.0054 | 0.00341 | 35871 | 187.8923 | 633 | 360.9062 | 3 | 22437.1077 | 2.2437 | 0 | 22076.2015 | 22076.2015 | 19 | 8.5265e-14 | 2272.3634 | 1.7924e-15 | 22625 | 130724.5731 | 22625 | 0 | 108099.5731 | 108099.5731 | 8.5265e-14 | 0 | 0 | 0 | 0 | 0 | 0
2022-03-13 07:00 | 0.13955 | 0.31143 | 35871 | 4855.6241 | 633 | 32961.0038 | 3 | 27269.3759 | 2.7269 | 0 | 0 | 0 | 19 | 9500 | 2272.3634 | 199.6997 | 22625 | 130724.5731 | 32125 | 0 | 98599.5731 | 98599.5731 | 0 | 9500 | 0 | 0 | 0 | 0 | 0
2022-03-13 08:00 | 0.36527 | 0.56816 | 35871 | 12709.5222 | 633 | 60132.6908 | 3 | 19415.4778 | 1.9415 | 0 | 0 | 0 | 19 | 9500 | 2272.3634 | 199.6997 | 22625 | 130724.5731 | 32125 | 0 | 98599.5731 | 98599.5731 | 0 | 9500 | 0 | 0 | 0 | 0 | 0
2022-03-13 09:00 | 0.58472 | 0.73011 | 35871 | 20345.2564 | 633 | 77273.0901 | 3 | 11779.7436 | 1.178 | 0 | 0 | 0 | 19 | 9500 | 2272.3634 | 199.6997 | 22625 | 130724.5731 | 32125 | 0 | 98599.5731 | 98599.5731 | 0 | 9500 | 0 | 0 | 0 | 0 | 0
2022-03-13 10:00 | 0.76092 | 0.80195 | 35871 | 26476.1125 | 633 | 84876.4633 | 3 | 5648.8875 | 0.56489 | 0 | 0 | 0 | 19 | 9500 | 2272.3634 | 199.6997 | 22625 | 130724.5731 | 32125 | 0 | 98599.5731 | 98599.5731 | 3851.1125 | 5648.8875 | 0 | 0 | 0 | 0 | 0
2022-03-13 11:00 | 0.8762 | 0.84837 | 35871 | 30487.2651 | 633 | 89789.4447 | 3 | 1637.7349 | 0.16377 | 0 | 0 | 0 | 19 | 9500 | 2272.3634 | 199.6997 | 22625 | 130724.5731 | 32125 | 0 | 98599.5731 | 98599.5731 | 7862.2651 | 1637.7349 | 0 | 0 | 0 | 0 | 0
2022-03-13 12:00 | 0.91858 | 0.88713 | 35871 | 31961.8717 | 633 | 93891.7101 | 3 | 163.1283 | 0.016313 | 75488.4658 | 0 | 0 | 19 | 9500 | 2272.3634 | 199.6997 | 22625 | 130724.5731 | 32125 | 0 | 98599.5731 | 98599.5731 | 9336.8717 | 163.1283 | 0 | 0 | 0 | 0 | 0
2022-03-13 13:00 | 0.8831 | 0.87717 | 35871 | 30727.3497 | 633 | 92837.5676 | 3 | 1397.6503 | 0.13977 | 91439.9173 | 0 | 75488.4658 | 19 | 9500 | 2272.3634 | 199.6997 | 22625 | 130724.5731 | 32125 | 0 | 98599.5731 | 98599.5731 | 8102.3497 | 1397.6503 | 0 | 0 | 0 | 0 | 0
2022-03-13 14:00 | 0.77428 | 0.84824 | 35871 | 26940.9719 | 633 | 89775.6858 | 3 | 5184.0281 | 0.5184 | 84591.6578 | 0 | 166928.3831 | 19 | 9500 | 2272.3634 | 199.6997 | 22625 | 130724.5731 | 32125 | 0 | 98599.5731 | 98599.5731 | 4315.9719 | 5184.0281 | 0 | 0 | 0 | 0 | 0
2022-03-13 15:00 | 0.60453 | 0.78306 | 35871 | 21034.5428 | 633 | 82877.1911 | 3 | 11090.4572 | 1.109 | 71786.7338 | 0 | 251520.0409 | 19 | 9500 | 2272.3634 | 199.6997 | 22625 | 130724.5731 | 32125 | 0 | 98599.5731 | 98599.5731 | 0 | 9500 | 0 | 0 | 0 | 0 | 0
2022-03-13 16:00 | 0.38952 | 0.67183 | 35871 | 13553.2978 | 633 | 71104.8748 | 3 | 18571.7022 | 1.8572 | 52533.1726 | 0 | 323306.7747 | 19 | 9500 | 2272.3634 | 199.6997 | 22625 | 130724.5731 | 32125 | 0 | 98599.5731 | 98599.5731 | 0 | 9500 | 0 | 0 | 0 | 0 | 0
2022-03-13 17:00 | 0.15827 | 0.43628 | 35871 | 5506.9841 | 633 | 46174.8281 | 3 | 26618.0159 | 2.6618 | 19556.8122 | 0 | 375839.9472 | 19 | 9500 | 2272.3634 | 199.6997 | 22625 | 130724.5731 | 32125 | 0 | 98599.5731 | 98599.5731 | 0 | 9500 | 0 | 0 | 0 | 0 | 0
2022-03-13 18:00 | 0.00762 | 0.00925 | 35871 | 265.1369 | 633 | 978.9978 | 3 | 30000 | 3 | 0 | 29021.0022 | 395396.7594 | 19 | 7640.1369 | 2272.3634 | 160.6035 | 22625 | 130724.5731 | 30265.1369 | 0 | 100459.4362 | 100459.4362 | 5.6843e-14 | 7640.1369 | 0 | 0 | 0 | 0 | 0
2022-03-13 19:00 | 0 | 0 | 35871 | 0 | 633 | 0 | 3 | 30000 | 3 | 0 | 30000 | 366375.7572 | 19 | 7375 | 2272.3634 | 155.03 | 22625 | 130724.5731 | 30000 | 0 | 100724.5731 | 100724.5731 | 0 | 7375 | 0 | 0 | 0 | 0 | 0
2022-03-13 20:00 | 0 | 0 | 35871 | 0 | 633 | 0 | 3 | 30000 | 3 | 0 | 30000 | 336375.7572 | 19 | 7375 | 2272.3634 | 155.03 | 22625 | 130724.5731 | 30000 | 0 | 100724.5731 | 100724.5731 | 0 | 7375 | 0 | 0 | 0 | 0 | 0
2022-03-13 21:00 | 0 | 0 | 35871 | 0 | 633 | 0 | 3 | 30000 | 3 | 0 | 30000 | 306375.7572 | 19 | 7375 | 2272.3634 | 155.03 | 22625 | 130724.5731 | 30000 | 0 | 100724.5731 | 100724.5731 | 0 | 7375 | 0 | 0 | 0 | 0 | 0
2022-03-13 22:00 | 0 | 0 | 35871 | 0 | 633 | 0 | 3 | 30000 | 3 | 0 | 30000 | 276375.7572 | 19 | 7375 | 2272.3634 | 155.03 | 22625 | 130724.5731 | 30000 | 0 | 100724.5731 | 100724.5731 | 0 | 7375 | 0 | 0 | 0 | 0 | 0
2022-03-13 23:00 | 0 | 0 | 35871 | 0 | 633 | 0 | 3 | 30000 | 3 | 0 | 30000 | 246375.7572 | 19 | 7375 | 2272.3634 | 155.03 | 22625 | 130724.5731 | 30000 | 0 | 100724.5731 | 100724.5731 | 0 | 7375 | 0 | 0 | 0 | 0 | 0
2022-03-14 | 0 | 0 | 35871 | 0 | 633 | 0 | 3 | 30000 | 3 | 0 | 30000 | 216375.7572 | 19 | 7458.3333 | 2272.3634 | 156.7818 | 22541.6667 | 130641.2398 | 30000 | 0 | 100641.2398 | 100641.2398 | 0 | 7458.3333 | 0 | 0 | 0 | 0 | 0
2022-03-14 01:00 | 0 | 0 | 35871 | 0 | 633 | 0 | 3 | 30000 | 3 | 0 | 30000 | 186375.7572 | 19 | 7458.3333 | 2272.3634 | 156.7818 | 22541.6667 | 130641.2398 | 30000 | 0 | 100641.2398 | 100641.2398 | 0 | 7458.3333 | 0 | 0 | 0 | 0 | 0
2022-03-14 02:00 | 0 | 0 | 35871 | 0 | 633 | 0 | 3 | 30000 | 3 | 0 | 30000 | 156375.7572 | 19 | 7458.3333 | 2272.3634 | 156.7818 | 22541.6667 | 130641.2398 | 30000 | 0 | 100641.2398 | 100641.2398 | 0 | 7458.3333 | 0 | 0 | 0 | 0 | 0
2022-03-14 03:00 | 0 | 0 | 35871 | 0 | 633 | 0 | 3 | 30000 | 3 | 0 | 30000 | 126375.7572 | 19 | 7458.3333 | 2272.3634 | 156.7818 | 22541.6667 | 130641.2398 | 30000 | 0 | 100641.2398 | 100641.2398 | 0 | 7458.3333 | 0 | 0 | 0 | 0 | 0
2022-03-14 04:00 | 0 | 0 | 35871 | 0 | 633 | 0 | 3 | 30000 | 3 | 0 | 30000 | 96375.7572 | 19 | 7458.3333 | 2272.3634 | 156.7818 | 22541.6667 | 130641.2398 | 30000 | 0 | 100641.2398 | 100641.2398 | 0 | 7458.3333 | 0 | 0 | 0 | 0 | 0
2022-03-14 05:00 | 0 | 0 | 35871 | 0 | 633 | 0 | 3 | 30000 | 3 | 0 | 30000 | 66375.7572 | 19 | 7458.3333 | 2272.3634 | 156.7818 | 22541.6667 | 130641.2398 | 30000 | 0 | 100641.2398 | 100641.2398 | 0 | 7458.3333 | 0 | 0 | 0 | 0 | 0
2022-03-14 06:00 | 0.00557 | 0.00111 | 35871 | 193.8074 | 633 | 117.4797 | 3 | 30000 | 3 | 0 | 29882.5203 | 36375.7572 | 19 | 7652.1408 | 2272.3634 | 160.8558 | 22541.6667 | 130641.2398 | 30193.8074 | 0 | 100447.4323 | 100447.4323 | 5.6843e-14 | 7652.1408 | 0 | 0 | 0 | 0 | 0
2022-03-14 07:00 | 0.1225 | 0.20112 | 35871 | 4262.3716 | 633 | 21286.0581 | 3 | 27779.2951 | 2.7779 | 0 | 6493.237 | 6493.237 | 19 | 9500 | 2272.3634 | 199.6997 | 22541.6667 | 130641.2398 | 32041.6667 | 0 | 98599.5731 | 98599.5731 | 0 | 9500 | 0 | 0 | 0 | 0 | 0
2022-03-14 08:00 | 0.31395 | 0.35684 | 35871 | 10923.8494 | 633 | 37767.0892 | 3 | 21117.8172 | 2.1118 | 0 | 0 | 0 | 19 | 9500 | 2272.3634 | 199.6997 | 22541.6667 | 130641.2398 | 32041.6667 | 0 | 98599.5731 | 98599.5731 | 0 | 9500 | 0 | 0 | 0 | 0 | 0
2022-03-14 09:00 | 0.51935 | 0.42207 | 35871 | 18070.7157 | 633 | 44670.8758 | 3 | 13970.9509 | 1.3971 | 0 | 0 | 0 | 19 | 9500 | 2272.3634 | 199.6997 | 22541.6667 | 130641.2398 | 32041.6667 | 0 | 98599.5731 | 98599.5731 | 0 | 9500 | 0 | 0 | 0 | 0 | 0
2022-03-14 10:00 | 0.74365 | 0.77941 | 35871 | 25875.2051 | 633 | 82490.8838 | 3 | 6166.4616 | 0.61665 | 25286.3402 | 0 | 0 | 19 | 9500 | 2272.3634 | 199.6997 | 22541.6667 | 130641.2398 | 32041.6667 | 0 | 98599.5731 | 98599.5731 | 3333.5384 | 6166.4616 | 0 | 0 | 0 | 0 | 0
2022-03-14 11:00 | 0.86397 | 0.79263 | 35871 | 30061.7238 | 633 | 83890.0569 | 3 | 1979.9428 | 0.19799 | 81910.1141 | 0 | 25286.3402 | 19 | 9500 | 2272.3634 | 199.6997 | 22541.6667 | 130641.2398 | 32041.6667 | 0 | 98599.5731 | 98599.5731 | 7520.0572 | 1979.9428 | 0 | 0 | 0 | 0 | 0
2022-03-14 12:00 | 0.87222 | 0.67614 | 35871 | 30348.7815 | 633 | 71561.0349 | 3 | 1692.8852 | 0.16929 | 69868.1497 | 0 | 107196.4542 | 19 | 9500 | 2272.3634 | 199.6997 | 22541.6667 | 130641.2398 | 32041.6667 | 0 | 98599.5731 | 98599.5731 | 7807.1148 | 1692.8852 | 0 | 0 | 0 | 0 | 0
2022-03-14 13:00 | 0.84128 | 0.68859 | 35871 | 29272.2282 | 633 | 72878.713 | 3 | 2769.4384 | 0.27694 | 70109.2746 | 0 | 177064.6039 | 19 | 9500 | 2272.3634 | 199.6997 | 22541.6667 | 130641.2398 | 32041.6667 | 0 | 98599.5731 | 98599.5731 | 6730.5616 | 2769.4384 | 0 | 0 | 0 | 0 | 0
2022-03-14 14:00 | 0.7413 | 0.6767 | 35871 | 25793.4371 | 633 | 71620.3039 | 3 | 6248.2295 | 0.62482 | 65372.0744 | 0 | 247173.8785 | 19 | 9500 | 2272.3634 | 199.6997 | 22541.6667 | 130641.2398 | 32041.6667 | 0 | 98599.5731 | 98599.5731 | 3251.7705 | 6248.2295 | 0 | 0 | 0 | 0 | 0
2022-03-14 15:00 | 0.55328 | 0.54357 | 35871 | 19251.3057 | 633 | 57530.1442 | 3 | 12790.361 | 1.279 | 44739.7832 | 0 | 312545.9529 | 19 | 9500 | 2272.3634 | 199.6997 | 22541.6667 | 130641.2398 | 32041.6667 | 0 | 98599.5731 | 98599.5731 | 0 | 9500 | 0 | 0 | 0 | 0 | 0
2022-03-14 16:00 | 0.33955 | 0.47737 | 35871 | 11814.5981 | 633 | 50523.6951 | 3 | 20227.0686 | 2.0227 | 30296.6266 | 0 | 357285.7361 | 19 | 9500 | 2272.3634 | 199.6997 | 22541.6667 | 130641.2398 | 32041.6667 | 0 | 98599.5731 | 98599.5731 | 0 | 9500 | 0 | 0 | 0 | 0 | 0
2022-03-14 17:00 | 0.1355 | 0.26525 | 35871 | 4714.7049 | 633 | 28073.4234 | 3 | 27326.9618 | 2.7327 | 746.4616 | 0 | 387582.3627 | 19 | 9500 | 2272.3634 | 199.6997 | 22541.6667 | 130641.2398 | 32041.6667 | 0 | 98599.5731 | 98599.5731 | 0 | 9500 | 0 | 0 | 0 | 0 | 0
2022-03-14 18:00 | 0.00705 | 0.00268 | 35871 | 245.3038 | 633 | 283.6448 | 3 | 30000 | 3 | 0 | 29716.3552 | 388328.8243 | 19 | 7703.6372 | 2272.3634 | 161.9383 | 22541.6667 | 130641.2398 | 30245.3038 | 0 | 100395.9359 | 100395.9359 | -1.9895e-13 | 7703.6372 | 0 | 0 | 0 | 0 | 0
2022-03-14 19:00 | 0 | 0 | 35871 | 0 | 633 | 0 | 3 | 30000 | 3 | 0 | 30000 | 358612.4691 | 19 | 7458.3333 | 2272.3634 | 156.7818 | 22541.6667 | 130641.2398 | 30000 | 0 | 100641.2398 | 100641.2398 | 0 | 7458.3333 | 0 | 0 | 0 | 0 | 0
2022-03-14 20:00 | 0 | 0 | 35871 | 0 | 633 | 0 | 3 | 30000 | 3 | 0 | 30000 | 328612.4691 | 19 | 7458.3333 | 2272.3634 | 156.7818 | 22541.6667 | 130641.2398 | 30000 | 0 | 100641.2398 | 100641.2398 | 0 | 7458.3333 | 0 | 0 | 0 | 0 | 0
2022-03-14 21:00 | 0 | 0 | 35871 | 0 | 633 | 0 | 3 | 30000 | 3 | 0 | 30000 | 298612.4691 | 19 | 7458.3333 | 2272.3634 | 156.7818 | 22541.6667 | 130641.2398 | 30000 | 0 | 100641.2398 | 100641.2398 | 0 | 7458.3333 | 0 | 0 | 0 | 0 | 0
2022-03-14 22:00 | 0 | 0 | 35871 | 0 | 633 | 0 | 3 | 30000 | 3 | 0 | 30000 | 268612.4691 | 19 | 7458.3333 | 2272.3634 | 156.7818 | 22541.6667 | 130641.2398 | 30000 | 0 | 100641.2398 | 100641.2398 | 0 | 7458.3333 | 0 | 0 | 0 | 0 | 0
2022-03-14 23:00 | 0 | 0 | 35871 | 0 | 633 | 0 | 3 | 30000 | 3 | 0 | 30000 | 238612.4691 | 19 | 7458.3333 | 2272.3634 | 156.7818 | 22541.6667 | 130641.2398 | 30000 | 0 | 100641.2398 | 100641.2398 | 0 | 7458.3333 | 0 | 0 | 0 | 0 | 0
2022-03-15 | 0 | 0 | 35871 | 0 | 633 | 0 | 3 | 30000 | 3 | 0 | 30000 | 208612.4691 | 19 | 7666.6667 | 2272.3634 | 161.1612 | 22333.3333 | 130432.9064 | 30000 | 0 | 100432.9064 | 100432.9064 | 0 | 7666.6667 | 0 | 0 | 0 | 0 | 0
2022-03-15 01:00 | 0 | 0 | 35871 | 0 | 633 | 0 | 3 | 30000 | 3 | 0 | 30000 | 178612.4691 | 19 | 7666.6667 | 2272.3634 | 161.1612 | 22333.3333 | 130432.9064 | 30000 | 0 | 100432.9064 | 100432.9064 | 0 | 7666.6667 | 0 | 0 | 0 | 0 | 0
2022-03-15 02:00 | 0 | 0 | 35871 | 0 | 633 | 0 | 3 | 30000 | 3 | 0 | 30000 | 148612.4691 | 19 | 7666.6667 | 2272.3634 | 161.1612 | 22333.3333 | 130432.9064 | 30000 | 0 | 100432.9064 | 100432.9064 | 0 | 7666.6667 | 0 | 0 | 0 | 0 | 0
2022-03-15 03:00 | 0 | 0 | 35871 | 0 | 633 | 0 | 3 | 30000 | 3 | 0 | 30000 | 118612.4691 | 19 | 7666.6667 | 2272.3634 | 161.1612 | 22333.3333 | 130432.9064 | 30000 | 0 | 100432.9064 | 100432.9064 | 0 | 7666.6667 | 0 | 0 | 0 | 0 | 0
2022-03-15 04:00 | 0 | 0 | 35871 | 0 | 633 | 0 | 3 | 30000 | 3 | 0 | 30000 | 88612.4691 | 19 | 7666.6667 | 2272.3634 | 161.1612 | 22333.3333 | 130432.9064 | 30000 | 0 | 100432.9064 | 100432.9064 | 0 | 7666.6667 | 0 | 0 | 0 | 0 | 0
2022-03-15 05:00 | 0 | 0 | 35871 | 0 | 633 | 0 | 3 | 30000 | 3 | 0 | 30000 | 58612.4691 | 19 | 7666.6667 | 2272.3634 | 161.1612 | 22333.3333 | 130432.9064 | 30000 | 0 | 100432.9064 | 100432.9064 | 0 | 7666.6667 | 0 | 0 | 0 | 0 | 0
2022-03-15 06:00 | 0.00512 | 0.01311 | 35871 | 178.1497 | 633 | 1387.5309 | 3 | 30000 | 3 | 0 | 28612.4691 | 28612.4691 | 19 | 7844.8164 | 2272.3634 | 164.9061 | 22333.3333 | 130432.9064 | 30178.1497 | 0 | 100254.7567 | 100254.7567 | -1.1369e-13 | 7844.8164 | 0 | 0 | 0 | 0 | 0
2022-03-15 07:00 | 0.11975 | 0.29538 | 35871 | 4166.6857 | 633 | 31262.3103 | 3 | 27666.6477 | 2.7667 | 0 | 0 | 0 | 19 | 9500 | 2272.3634 | 199.6997 | 22333.3333 | 130432.9064 | 31833.3333 | 0 | 98599.5731 | 98599.5731 | 0 | 9500 | 0 | 0 | 0 | 0 | 0
2022-03-15 08:00 | 0.30112 | 0.4512 | 35871 | 10477.4313 | 633 | 47753.9251 | 3 | 21355.9021 | 2.1356 | 0 | 0 | 0 | 19 | 9500 | 2272.3634 | 199.6997 | 22333.3333 | 130432.9064 | 31833.3333 | 0 | 98599.5731 | 98599.5731 | 0 | 9500 | 0 | 0 | 0 | 0 | 0
2022-03-15 09:00 | 0.49883 | 0.6703 | 35871 | 17356.725 | 633 | 70942.9433 | 3 | 14476.6083 | 1.4477 | 0 | 0 | 0 | 19 | 9500 | 2272.3634 | 199.6997 | 22333.3333 | 130432.9064 | 31833.3333 | 0 | 98599.5731 | 98599.5731 | 0 | 9500 | 0 | 0 | 0 | 0 | 0
2022-03-15 10:00 | 0.68758 | 0.78468 | 35871 | 23924.2567 | 633 | 83048.648 | 3 | 7909.0766 | 0.79091 | 0 | 0 | 0 | 19 | 9500 | 2272.3634 | 199.6997 | 22333.3333 | 130432.9064 | 31833.3333 | 0 | 98599.5731 | 98599.5731 | 1590.9234 | 7909.0766 | 0 | 0 | 0 | 0 | 0
2022-03-15 11:00 | 0.83685 | 0.7769 | 35871 | 29118.087 | 633 | 82225.2314 | 3 | 2715.2464 | 0.27152 | 64297.2583 | 0 | 0 | 19 | 9500 | 2272.3634 | 199.6997 | 22333.3333 | 130432.9064 | 31833.3333 | 0 | 98599.5731 | 98599.5731 | 6784.7536 | 2715.2464 | 0 | 0 | 0 | 0 | 0
2022-03-15 12:00 | 0.93658 | 0.98066 | 35871 | 32588.1793 | 633 | 103790.7008 | 3 | 30000 | 3 | 0 | 30000 | 64297.2583 | 19 | 9500 | 2272.3634 | 199.6997 | 22333.3333 | 130432.9064 | 31833.3333 | 0 | 98599.5731 | 98599.5731 | 9500 | 0 | 0 | 0 | 0 | 30000 | 0
2022-03-15 13:00 | 0.90272 | 0.97502 | 35871 | 31410.025 | 633 | 103193.7768 | 3 | 423.3083 | 0.042331 | 102770.4685 | 0 | 34297.2583 | 19 | 9500 | 2272.3634 | 199.6997 | 22333.3333 | 130432.9064 | 31833.3333 | 0 | 98599.5731 | 98599.5731 | 9076.6917 | 423.3083 | 0 | 0 | 0 | 0 | 0
2022-03-15 14:00 | 0.7839 | 0.93775 | 35871 | 27275.6986 | 633 | 99249.2094 | 3 | 4557.6347 | 0.45576 | 94691.5747 | 0 | 137067.7268 | 19 | 9500 | 2272.3634 | 199.6997 | 22333.3333 | 130432.9064 | 31833.3333 | 0 | 98599.5731 | 98599.5731 | 4942.3653 | 4557.6347 | 0 | 0 | 0 | 0 | 0
2022-03-15 15:00 | 0.60528 | 0.83005 | 35871 | 21060.6389 | 633 | 87850.4999 | 3 | 10772.6944 | 1.0773 | 77077.8055 | 0 | 231759.3014 | 19 | 9500 | 2272.3634 | 199.6997 | 22333.3333 | 130432.9064 | 31833.3333 | 0 | 98599.5731 | 98599.5731 | 0 | 9500 | 0 | 0 | 0 | 0 | 0
2022-03-15 16:00 | 0.38258 | 0.65715 | 35871 | 13311.8214 | 633 | 69551.1788 | 3 | 18521.512 | 1.8522 | 51029.6669 | 0 | 308837.1069 | 19 | 9500 | 2272.3634 | 199.6997 | 22333.3333 | 130432.9064 | 31833.3333 | 0 | 98599.5731 | 98599.5731 | 0 | 9500 | 0 | 0 | 0 | 0 | 0
2022-03-15 17:00 | 0.15795 | 0.42916 | 35871 | 5495.8497 | 633 | 45421.2644 | 3 | 26337.4836 | 2.6337 | 19083.7808 | 0 | 359866.7738 | 19 | 9500 | 2272.3634 | 199.6997 | 22333.3333 | 130432.9064 | 31833.3333 | 0 | 98599.5731 | 98599.5731 | 0 | 9500 | 0 | 0 | 0 | 0 | 0
2022-03-15 18:00 | 0.0087 | 0.02014 | 35871 | 302.7154 | 633 | 2131.5693 | 3 | 30000 | 3 | 0 | 27868.4307 | 378950.5546 | 19 | 7969.382 | 2272.3634 | 167.5245 | 22333.3333 | 130432.9064 | 30302.7154 | 0 | 100130.1911 | 100130.1911 | 1.7053e-13 | 7969.382 | 0 | 0 | 0 | 0 | 0
2022-03-15 19:00 | 0 | 0 | 35871 | 0 | 633 | 0 | 3 | 30000 | 3 | 0 | 30000 | 351082.1238 | 19 | 7666.6667 | 2272.3634 | 161.1612 | 22333.3333 | 130432.9064 | 30000 | 0 | 100432.9064 | 100432.9064 | 0 | 7666.6667 | 0 | 0 | 0 | 0 | 0
2022-03-15 20:00 | 0 | 0 | 35871 | 0 | 633 | 0 | 3 | 30000 | 3 | 0 | 30000 | 321082.1238 | 19 | 7666.6667 | 2272.3634 | 161.1612 | 22333.3333 | 130432.9064 | 30000 | 0 | 100432.9064 | 100432.9064 | 0 | 7666.6667 | 0 | 0 | 0 | 0 | 0
2022-03-15 21:00 | 0 | 0 | 35871 | 0 | 633 | 0 | 3 | 30000 | 3 | 0 | 30000 | 291082.1238 | 19 | 7666.6667 | 2272.3634 | 161.1612 | 22333.3333 | 130432.9064 | 30000 | 0 | 100432.9064 | 100432.9064 | 0 | 7666.6667 | 0 | 0 | 0 | 0 | 0
2022-03-15 22:00 | 0 | 0 | 35871 | 0 | 633 | 0 | 3 | 30000 | 3 | 0 | 30000 | 261082.1238 | 19 | 7666.6667 | 2272.3634 | 161.1612 | 22333.3333 | 130432.9064 | 30000 | 0 | 100432.9064 | 100432.9064 | 0 | 7666.6667 | 0 | 0 | 0 | 0 | 0
2022-03-15 23:00 | 0 | 0 | 35871 | 0 | 633 | 0 | 3 | 30000 | 3 | 0 | 30000 | 231082.1238 | 19 | 7666.6667 | 2272.3634 | 161.1612 | 22333.3333 | 130432.9064 | 30000 | 0 | 100432.9064 | 100432.9064 | 0 | 7666.6667 | 0 | 0 | 0 | 0 | 0
2022-03-16 | 0 | 0 | 35871 | 0 | 633 | 0 | 3 | 30000 | 3 | 0 | 30000 | 201082.1238 | 19 | 7458.3333 | 2272.3634 | 156.7818 | 22541.6667 | 130641.2398 | 30000 | 0 | 100641.2398 | 100641.2398 | 0 | 7458.3333 | 0 | 0 | 0 | 0 | 0
2022-03-16 01:00 | 0 | 0 | 35871 | 0 | 633 | 0 | 3 | 30000 | 3 | 0 | 30000 | 171082.1238 | 19 | 7458.3333 | 2272.3634 | 156.7818 | 22541.6667 | 130641.2398 | 30000 | 0 | 100641.2398 | 100641.2398 | 0 | 7458.3333 | 0 | 0 | 0 | 0 | 0
2022-03-16 02:00 | 0 | 0 | 35871 | 0 | 633 | 0 | 3 | 30000 | 3 | 0 | 30000 | 141082.1238 | 19 | 7458.3333 | 2272.3634 | 156.7818 | 22541.6667 | 130641.2398 | 30000 | 0 | 100641.2398 | 100641.2398 | 0 | 7458.3333 | 0 | 0 | 0 | 0 | 0
2022-03-16 03:00 | 0 | 0 | 35871 | 0 | 633 | 0 | 3 | 30000 | 3 | 0 | 30000 | 111082.1238 | 19 | 7458.3333 | 2272.3634 | 156.7818 | 22541.6667 | 130641.2398 | 30000 | 0 | 100641.2398 | 100641.2398 | 0 | 7458.3333 | 0 | 0 | 0 | 0 | 0
2022-03-16 04:00 | 0 | 0 | 35871 | 0 | 633 | 0 | 3 | 30000 | 3 | 0 | 30000 | 81082.1238 | 19 | 7458.3333 | 2272.3634 | 156.7818 | 22541.6667 | 130641.2398 | 30000 | 0 | 100641.2398 | 100641.2398 | 0 | 7458.3333 | 0 | 0 | 0 | 0 | 0
2022-03-16 05:00 | 0 | 0 | 35871 | 0 | 633 | 0 | 3 | 30000 | 3 | 0 | 30000 | 51082.1238 | 19 | 7458.3333 | 2272.3634 | 156.7818 | 22541.6667 | 130641.2398 | 30000 | 0 | 100641.2398 | 100641.2398 | 0 | 7458.3333 | 0 | 0 | 0 | 0 | 0
2022-03-16 06:00 | 0.00982 | 0.08426 | 35871 | 341.6856 | 633 | 8917.8762 | 3 | 30000 | 3 | 0 | 21082.1238 | 21082.1238 | 19 | 7800.019 | 2272.3634 | 163.9644 | 22541.6667 | 130641.2398 | 30341.6856 | 0 | 100299.5541 | 100299.5541 | 0 | 7800.019 | 0 | 0 | 0 | 0 | 0
2022-03-16 07:00 | 0.18293 | 0.69938 | 35871 | 6365.0256 | 633 | 74020.7007 | 3 | 25676.6411 | 2.5677 | 0 | 0 | 0 | 19 | 9500 | 2272.3634 | 199.6997 | 22541.6667 | 130641.2398 | 32041.6667 | 0 | 98599.5731 | 98599.5731 | 0 | 9500 | 0 | 0 | 0 | 0 | 0
2022-03-16 08:00 | 0.4261 | 0.90729 | 35871 | 14826.0941 | 633 | 96025.3961 | 3 | 17215.5726 | 1.7216 | 0 | 0 | 0 | 19 | 9500 | 2272.3634 | 199.6997 | 22541.6667 | 130641.2398 | 32041.6667 | 0 | 98599.5731 | 98599.5731 | 0 | 9500 | 0 | 0 | 0 | 0 | 0
2022-03-16 09:00 | 0.64597 | 1.0124 | 35871 | 22476.4422 | 633 | 107154.2197 | 3 | 9565.2245 | 0.95652 | 0 | 0 | 0 | 19 | 9500 | 2272.3634 | 199.6997 | 22541.6667 | 130641.2398 | 32041.6667 | 0 | 98599.5731 | 98599.5731 | 0 | 9500 | 0 | 0 | 0 | 0 | 0
2022-03-16 10:00 | 0.8208 | 1.0615 | 35871 | 28559.6293 | 633 | 112344.4956 | 3 | 3482.0374 | 0.3482 | 0 | 0 | 0 | 19 | 9500 | 2272.3634 | 199.6997 | 22541.6667 | 130641.2398 | 32041.6667 | 0 | 98599.5731 | 98599.5731 | 6017.9626 | 3482.0374 | 0 | 0 | 0 | 0 | 0
2022-03-16 11:00 | 0.92942 | 1.0698 | 35871 | 32339.0481 | 633 | 113224.0061 | 3 | 0 | 0 | 0 | 0 | 0 | 19 | 9500 | 2272.3634 | 199.6997 | 22541.6667 | 130641.2398 | 32041.6667 | 0 | 98599.5731 | 98599.5731 | 9500 | 0 | 0 | 0 | 0 | 0 | 0
2022-03-16 12:00 | 0.95625 | 1.0509 | 35871 | 33272.5944 | 633 | 111222.6171 | 3 | 0 | 0 | 0 | 0 | 0 | 19 | 9500 | 2272.3634 | 199.6997 | 22541.6667 | 130641.2398 | 32041.6667 | 0 | 98599.5731 | 98599.5731 | 9500 | 0 | 0 | 0 | 0 | 0 | 0
2022-03-16 13:00 | 0.92147 | 1.0138 | 35871 | 32062.4289 | 633 | 107302.3924 | 3 | 0 | 0 | 69044.4604 | 0 | 0 | 19 | 9500 | 2272.3634 | 199.6997 | 22541.6667 | 130641.2398 | 32041.6667 | 0 | 98599.5731 | 98599.5731 | 9500 | 0 | 0 | 0 | 0 | 0 | 0
2022-03-16 14:00 | 0.81417 | 1.0168 | 35871 | 28328.9393 | 633 | 107610.3798 | 3 | 3712.7274 | 0.37127 | 103897.6524 | 0 | 69044.4604 | 19 | 9500 | 2272.3634 | 199.6997 | 22541.6667 | 130641.2398 | 32041.6667 | 0 | 98599.5731 | 98599.5731 | 5787.2726 | 3712.7274 | 0 | 0 | 0 | 0 | 0
2022-03-16 15:00 | 0.64242 | 0.94773 | 35871 | 22352.9204 | 633 | 100305.4686 | 3 | 9688.7463 | 0.96887 | 90616.7224 | 0 | 172942.1128 | 19 | 9500 | 2272.3634 | 199.6997 | 22541.6667 | 130641.2398 | 32041.6667 | 0 | 98599.5731 | 98599.5731 | 0 | 9500 | 0 | 0 | 0 | 0 | 0
2022-03-16 16:00 | 0.42298 | 0.84226 | 35871 | 14717.5341 | 633 | 89142.777 | 3 | 17324.1326 | 1.7324 | 71818.6444 | 0 | 263558.8352 | 19 | 9500 | 2272.3634 | 199.6997 | 22541.6667 | 130641.2398 | 32041.6667 | 0 | 98599.5731 | 98599.5731 | 0 | 9500 | 0 | 0 | 0 | 0 | 0
2022-03-16 17:00 | 0.18257 | 0.60575 | 35871 | 6352.4994 | 633 | 64111.1262 | 3 | 25689.1673 | 2.5689 | 38421.9589 | 0 | 335377.4796 | 19 | 9500 | 2272.3634 | 199.6997 | 22541.6667 | 130641.2398 | 32041.6667 | 0 | 98599.5731 | 98599.5731 | 0 | 9500 | 0 | 0 | 0 | 0 | 0
2022-03-16 18:00 | 0.01093 | 0.06989 | 35871 | 380.3079 | 633 | 7396.9899 | 3 | 30000 | 3 | 0 | 22603.0101 | 373799.4386 | 19 | 7838.6413 | 2272.3634 | 164.7762 | 22541.6667 | 130641.2398 | 30380.3079 | 0 | 100260.9318 | 100260.9318 | -1.7053e-13 | 7838.6413 | 0 | 0 | 0 | 0 | 0
2022-03-16 19:00 | 0 | 0 | 35871 | 0 | 633 | 0 | 3 | 30000 | 3 | 0 | 30000 | 351196.4284 | 19 | 7458.3333 | 2272.3634 | 156.7818 | 22541.6667 | 130641.2398 | 30000 | 0 | 100641.2398 | 100641.2398 | 0 | 7458.3333 | 0 | 0 | 0 | 0 | 0
2022-03-16 20:00 | 0 | 0 | 35871 | 0 | 633 | 0 | 3 | 30000 | 3 | 0 | 30000 | 321196.4284 | 19 | 7458.3333 | 2272.3634 | 156.7818 | 22541.6667 | 130641.2398 | 30000 | 0 | 100641.2398 | 100641.2398 | 0 | 7458.3333 | 0 | 0 | 0 | 0 | 0
2022-03-16 21:00 | 0 | 0 | 35871 | 0 | 633 | 0 | 3 | 30000 | 3 | 0 | 30000 | 291196.4284 | 19 | 7458.3333 | 2272.3634 | 156.7818 | 22541.6667 | 130641.2398 | 30000 | 0 | 100641.2398 | 100641.2398 | 0 | 7458.3333 | 0 | 0 | 0 | 0 | 0
2022-03-16 22:00 | 0 | 0 | 35871 | 0 | 633 | 0 | 3 | 30000 | 3 | 0 | 30000 | 261196.4284 | 19 | 7458.3333 | 2272.3634 | 156.7818 | 22541.6667 | 130641.2398 | 30000 | 0 | 100641.2398 | 100641.2398 | 0 | 7458.3333 | 0 | 0 | 0 | 0 | 0
2022-03-16 23:00 | 0 | 0 | 35871 | 0 | 633 | 0 | 3 | 30000 | 3 | 0 | 30000 | 231196.4284 | 19 | 7458.3333 | 2272.3634 | 156.7818 | 22541.6667 | 130641.2398 | 30000 | 0 | 100641.2398 | 100641.2398 | 0 | 7458.3333 | 0 | 0 | 0 | 0 | 0
2022-03-17 | 0 | 0 | 35871 | 0 | 633 | 0 | 3 | 30000 | 3 | 0 | 30000 | 201196.4284 | 19 | 7416.6667 | 2272.3634 | 155.9059 | 22583.3333 | 130682.9064 | 30000 | 0 | 100682.9064 | 100682.9064 | 0 | 7416.6667 | 0 | 0 | 0 | 0 | 0
2022-03-17 01:00 | 0 | 0 | 35871 | 0 | 633 | 0 | 3 | 30000 | 3 | 0 | 30000 | 171196.4284 | 19 | 7416.6667 | 2272.3634 | 155.9059 | 22583.3333 | 130682.9064 | 30000 | 0 | 100682.9064 | 100682.9064 | 0 | 7416.6667 | 0 | 0 | 0 | 0 | 0
2022-03-17 02:00 | 0 | 0 | 35871 | 0 | 633 | 0 | 3 | 30000 | 3 | 0 | 30000 | 141196.4284 | 19 | 7416.6667 | 2272.3634 | 155.9059 | 22583.3333 | 130682.9064 | 30000 | 0 | 100682.9064 | 100682.9064 | 0 | 7416.6667 | 0 | 0 | 0 | 0 | 0
2022-03-17 03:00 | 0 | 0 | 35871 | 0 | 633 | 0 | 3 | 30000 | 3 | 0 | 30000 | 111196.4284 | 19 | 7416.6667 | 2272.3634 | 155.9059 | 22583.3333 | 130682.9064 | 30000 | 0 | 100682.9064 | 100682.9064 | 0 | 7416.6667 | 0 | 0 | 0 | 0 | 0
2022-03-17 04:00 | 0 | 0 | 35871 | 0 | 633 | 0 | 3 | 30000 | 3 | 0 | 30000 | 81196.4284 | 19 | 7416.6667 | 2272.3634 | 155.9059 | 22583.3333 | 130682.9064 | 30000 | 0 | 100682.9064 | 100682.9064 | 0 | 7416.6667 | 0 | 0 | 0 | 0 | 0
2022-03-17 05:00 | 0 | 0 | 35871 | 0 | 633 | 0 | 3 | 30000 | 3 | 0 | 30000 | 51196.4284 | 19 | 7416.6667 | 2272.3634 | 155.9059 | 22583.3333 | 130682.9064 | 30000 | 0 | 100682.9064 | 100682.9064 | 0 | 7416.6667 | 0 | 0 | 0 | 0 | 0
2022-03-17 06:00 | 0.01077 | 0.08318 | 35871 | 374.7407 | 633 | 8803.5716 | 3 | 30000 | 3 | 0 | 21196.4284 | 21196.4284 | 19 | 7791.4074 | 2272.3634 | 163.7833 | 22583.3333 | 130682.9064 | 30374.7407 | 0 | 100308.1657 | 100308.1657 | 374.7407 | 7416.6667 | 0 | 0 | 0 | 0 | 0
2022-03-17 07:00 | 0.18638 | 0.67002 | 35871 | 6485.0679 | 633 | 70913.3088 | 3 | 25598.2655 | 2.5598 | 0 | 0 | 0 | 19 | 9500 | 2272.3634 | 199.6997 | 22583.3333 | 130682.9064 | 32083.3333 | 0 | 98599.5731 | 98599.5731 | 0 | 9500 | 0 | 0 | 0 | 0 | 0
2022-03-17 08:00 | 0.43012 | 0.89564 | 35871 | 14965.9695 | 633 | 94792.3881 | 3 | 17117.3638 | 1.7117 | 22084.2499 | 0 | 0 | 19 | 9500 | 2272.3634 | 199.6997 | 22583.3333 | 130682.9064 | 32083.3333 | 0 | 98599.5731 | 98599.5731 | 0 | 9500 | 0 | 0 | 0 | 0 | 0
2022-03-17 09:00 | 0.65067 | 1.0005 | 35871 | 22639.9781 | 633 | 105885.2269 | 3 | 9443.3553 | 0.94434 | 96441.8716 | 0 | 22084.2499 | 19 | 9500 | 2272.3634 | 199.6997 | 22583.3333 | 130682.9064 | 32083.3333 | 0 | 98599.5731 | 98599.5731 | 56.6447 | 9443.3553 | 0 | 0 | 0 | 0 | 0
2022-03-17 10:00 | 0.82185 | 1.0437 | 35871 | 28596.1639 | 633 | 110460.5864 | 3 | 3487.1694 | 0.34872 | 106973.4169 | 0 | 118526.1215 | 19 | 9500 | 2272.3634 | 199.6997 | 22583.3333 | 130682.9064 | 32083.3333 | 0 | 98599.5731 | 98599.5731 | 6012.8306 | 3487.1694 | 0 | 0 | 0 | 0 | 0
2022-03-17 11:00 | 0.93028 | 1.0674 | 35871 | 32368.9717 | 633 | 112969.9959 | 3 | 0 | 0 | 112969.9959 | 0 | 225499.5385 | 19 | 9500 | 2272.3634 | 199.6997 | 22583.3333 | 130682.9064 | 32083.3333 | 0 | 98599.5731 | 98599.5731 | 9500 | 0 | 0 | 0 | 0 | 0 | 0
2022-03-17 12:00 | 0.9491 | 0.9891 | 35871 | 33023.8111 | 633 | 104683.9702 | 3 | 0 | 0 | 104683.9702 | 0 | 338469.5343 | 19 | 9500 | 2272.3634 | 199.6997 | 22583.3333 | 130682.9064 | 32083.3333 | 0 | 98599.5731 | 98599.5731 | 9500 | 0 | 0 | 0 | 0 | 0 | 0
2022-03-17 13:00 | 0.90635 | 0.95649 | 35871 | 31536.3304 | 633 | 101232.606 | 3 | 547.0029 | 0.0547 | 100685.6031 | 0 | 443153.5045 | 19 | 9500 | 2272.3634 | 199.6997 | 22583.3333 | 130682.9064 | 32083.3333 | 0 | 98599.5731 | 98599.5731 | 8952.9971 | 547.0029 | 0 | 0 | 0 | 0 | 0
2022-03-17 14:00 | 0.79153 | 0.89411 | 35871 | 27541.1835 | 633 | 94630.4565 | 3 | 4542.1499 | 0.45421 | 90088.3067 | 0 | 543839.1076 | 19 | 9500 | 2272.3634 | 199.6997 | 22583.3333 | 130682.9064 | 32083.3333 | 0 | 98599.5731 | 98599.5731 | 4957.8501 | 4542.1499 | 0 | 0 | 0 | 0 | 0
2022-03-17 15:00 | 0.61065 | 0.78144 | 35871 | 21247.4874 | 633 | 82705.7341 | 3 | 10835.846 | 1.0836 | 71869.8882 | 0 | 633927.4143 | 19 | 9500 | 2272.3634 | 199.6997 | 22583.3333 | 130682.9064 | 32083.3333 | 0 | 98599.5731 | 98599.5731 | 0 | 9500 | 0 | 0 | 0 | 0 | 0
2022-03-17 16:00 | 0.38467 | 0.59109 | 35871 | 13384.5426 | 633 | 62559.547 | 3 | 18698.7907 | 1.8699 | 43860.7563 | 0 | 705797.3024 | 19 | 9500 | 2272.3634 | 199.6997 | 22583.3333 | 130682.9064 | 32083.3333 | 0 | 98599.5731 | 98599.5731 | 0 | 9500 | 0 | 0 | 0 | 0 | 0
2022-03-17 17:00 | 0.15495 | 0.30928 | 35871 | 5391.4651 | 633 | 32733.4529 | 3 | 26691.8682 | 2.6692 | 6041.5847 | 0 | 749658.0587 | 19 | 9500 | 2272.3634 | 199.6997 | 22583.3333 | 130682.9064 | 32083.3333 | 0 | 98599.5731 | 98599.5731 | 0 | 9500 | 0 | 0 | 0 | 0 | 0
2022-03-17 18:00 | 0.00915 | 0.00266 | 35871 | 318.3731 | 633 | 281.528 | 3 | 30000 | 3 | 0 | 29718.472 | 755699.6434 | 19 | 7735.0397 | 2272.3634 | 162.5984 | 22583.3333 | 130682.9064 | 30318.3731 | 0 | 100364.5334 | 100364.5334 | -1.7053e-13 | 7735.0397 | 0 | 0 | 0 | 0 | 0
2022-03-17 19:00 | 0 | 0 | 35871 | 0 | 633 | 0 | 3 | 30000 | 3 | 0 | 30000 | 725981.1714 | 19 | 7416.6667 | 2272.3634 | 155.9059 | 22583.3333 | 130682.9064 | 30000 | 0 | 100682.9064 | 100682.9064 | 0 | 7416.6667 | 0 | 0 | 0 | 0 | 0
2022-03-17 20:00 | 0 | 0 | 35871 | 0 | 633 | 0 | 3 | 30000 | 3 | 0 | 30000 | 695981.1714 | 19 | 7416.6667 | 2272.3634 | 155.9059 | 22583.3333 | 130682.9064 | 30000 | 0 | 100682.9064 | 100682.9064 | 0 | 7416.6667 | 0 | 0 | 0 | 0 | 0
2022-03-17 21:00 | 0 | 0 | 35871 | 0 | 633 | 0 | 3 | 30000 | 3 | 0 | 30000 | 665981.1714 | 19 | 7416.6667 | 2272.3634 | 155.9059 | 22583.3333 | 130682.9064 | 30000 | 0 | 100682.9064 | 100682.9064 | 0 | 7416.6667 | 0 | 0 | 0 | 0 | 0
2022-03-17 22:00 | 0 | 0 | 35871 | 0 | 633 | 0 | 3 | 30000 | 3 | 0 | 30000 | 635981.1714 | 19 | 7416.6667 | 2272.3634 | 155.9059 | 22583.3333 | 130682.9064 | 30000 | 0 | 100682.9064 | 100682.9064 | 0 | 7416.6667 | 0 | 0 | 0 | 0 | 0
2022-03-17 23:00 | 0 | 0 | 35871 | 0 | 633 | 0 | 3 | 30000 | 3 | 0 | 30000 | 605981.1714 | 19 | 7416.6667 | 2272.3634 | 155.9059 | 22583.3333 | 130682.9064 | 30000 | 0 | 100682.9064 | 100682.9064 | 0 | 7416.6667 | 0 | 0 | 0 | 0 | 0
2022-03-18 | 0 | 0 | 35871 | 0 | 633 | 0 | 3 | 30000 | 3 | 0 | 30000 | 575981.1714 | 19 | 7450 | 2272.3634 | 156.6066 | 22550 | 130649.5731 | 30000 | 0 | 100649.5731 | 100649.5731 | 0 | 7450 | 0 | 0 | 0 | 0 | 0
2022-03-18 01:00 | 0 | 0 | 35871 | 0 | 633 | 0 | 3 | 30000 | 3 | 0 | 30000 | 545981.1714 | 19 | 7450 | 2272.3634 | 156.6066 | 22550 | 130649.5731 | 30000 | 0 | 100649.5731 | 100649.5731 | 0 | 7450 | 0 | 0 | 0 | 0 | 0
2022-03-18 02:00 | 0 | 0 | 35871 | 0 | 633 | 0 | 3 | 30000 | 3 | 0 | 30000 | 515981.1714 | 19 | 7450 | 2272.3634 | 156.6066 | 22550 | 130649.5731 | 30000 | 0 | 100649.5731 | 100649.5731 | 0 | 7450 | 0 | 0 | 0 | 0 | 0
2022-03-18 03:00 | 0 | 0 | 35871 | 0 | 633 | 0 | 3 | 30000 | 3 | 0 | 30000 | 485981.1714 | 19 | 7450 | 2272.3634 | 156.6066 | 22550 | 130649.5731 | 30000 | 0 | 100649.5731 | 100649.5731 | 0 | 7450 | 0 | 0 | 0 | 0 | 0
2022-03-18 04:00 | 0 | 0 | 35871 | 0 | 633 | 0 | 3 | 30000 | 3 | 0 | 30000 | 455981.1714 | 19 | 7450 | 2272.3634 | 156.6066 | 22550 | 130649.5731 | 30000 | 0 | 100649.5731 | 100649.5731 | 0 | 7450 | 0 | 0 | 0 | 0 | 0
2022-03-18 05:00 | 0 | 0 | 35871 | 0 | 633 | 0 | 3 | 30000 | 3 | 0 | 30000 | 425981.1714 | 19 | 7450 | 2272.3634 | 156.6066 | 22550 | 130649.5731 | 30000 | 0 | 100649.5731 | 100649.5731 | 0 | 7450 | 0 | 0 | 0 | 0 | 0
2022-03-18 06:00 | 0.00973 | 0.02545 | 35871 | 338.5541 | 633 | 2693.5669 | 3 | 30000 | 3 | 0 | 27306.4331 | 395981.1714 | 19 | 7788.5541 | 2272.3634 | 163.7234 | 22550 | 130649.5731 | 30338.5541 | 0 | 100311.019 | 100311.019 | 1.7053e-13 | 7788.5541 | 0 | 0 | 0 | 0 | 0
2022-03-18 07:00 | 0.16823 | 0.49025 | 35871 | 5853.541 | 633 | 51886.8834 | 3 | 26196.459 | 2.6196 | 25690.4244 | 0 | 368674.7384 | 19 | 9500 | 2272.3634 | 199.6997 | 22550 | 130649.5731 | 32050 | 0 | 98599.5731 | 98599.5731 | 0 | 9500 | 0 | 0 | 0 | 0 | 0
2022-03-18 08:00 | 0.40025 | 0.73524 | 35871 | 13926.6467 | 633 | 77816.037 | 3 | 18123.3533 | 1.8123 | 59692.6837 | 0 | 394365.1627 | 19 | 9500 | 2272.3634 | 199.6997 | 22550 | 130649.5731 | 32050 | 0 | 98599.5731 | 98599.5731 | 0 | 9500 | 0 | 0 | 0 | 0 | 0
2022-03-18 09:00 | 0.61478 | 0.85935 | 35871 | 21391.1902 | 633 | 90951.5416 | 3 | 10658.8098 | 1.0659 | 80292.7317 | 0 | 454057.8465 | 19 | 9500 | 2272.3634 | 199.6997 | 22550 | 130649.5731 | 32050 | 0 | 98599.5731 | 98599.5731 | 0 | 9500 | 0 | 0 | 0 | 0 | 0
2022-03-18 10:00 | 0.78405 | 0.91561 | 35871 | 27280.9178 | 633 | 96905.9649 | 3 | 4769.0822 | 0.47691 | 92136.8828 | 0 | 534350.5782 | 19 | 9500 | 2272.3634 | 199.6997 | 22550 | 130649.5731 | 32050 | 0 | 98599.5731 | 98599.5731 | 4730.9178 | 4769.0822 | 0 | 0 | 0 | 0 | 0
2022-03-18 11:00 | 0.8537 | 0.87008 | 35871 | 29704.3805 | 633 | 92087.179 | 3 | 2345.6195 | 0.23456 | 89741.5595 | 0 | 626487.461 | 19 | 9500 | 2272.3634 | 199.6997 | 22550 | 130649.5731 | 32050 | 0 | 98599.5731 | 98599.5731 | 7154.3805 | 2345.6195 | 0 | 0 | 0 | 0 | 0
2022-03-18 12:00 | 0.88255 | 0.69651 | 35871 | 30708.2125 | 633 | 73716.9468 | 3 | 1341.7875 | 0.13418 | 72375.1593 | 0 | 716229.0205 | 19 | 9500 | 2272.3634 | 199.6997 | 22550 | 130649.5731 | 32050 | 0 | 98599.5731 | 98599.5731 | 8158.2125 | 1341.7875 | 0 | 0 | 0 | 0 | 0
2022-03-18 13:00 | 0.8241 | 0.79031 | 35871 | 28674.4524 | 633 | 83644.5137 | 3 | 3375.5476 | 0.33755 | 80268.966 | 0 | 788604.1798 | 19 | 9500 | 2272.3634 | 199.6997 | 22550 | 130649.5731 | 32050 | 0 | 98599.5731 | 98599.5731 | 6124.4524 | 3375.5476 | 0 | 0 | 0 | 0 | 0
2022-03-18 14:00 | 0.74885 | 0.75483 | 35871 | 26056.1384 | 633 | 79889.3956 | 3 | 5993.8616 | 0.59939 | 73895.534 | 0 | 868873.1458 | 19 | 9500 | 2272.3634 | 199.6997 | 22550 | 130649.5731 | 32050 | 0 | 98599.5731 | 98599.5731 | 3506.1384 | 5993.8616 | 0 | 0 | 0 | 0 | 0
2022-03-18 15:00 | 0.55912 | 0.61019 | 35871 | 19454.5077 | 633 | 64581.0451 | 3 | 12595.4923 | 1.2595 | 51985.5529 | 0 | 942768.6798 | 19 | 9500 | 2272.3634 | 199.6997 | 22550 | 130649.5731 | 32050 | 0 | 98599.5731 | 98599.5731 | 0 | 9500 | 0 | 0 | 0 | 0 | 0
2022-03-18 16:00 | 0.36108 | 0.53035 | 35871 | 12563.7317 | 633 | 56130.9712 | 3 | 19486.2683 | 1.9486 | 36644.7028 | 0 | 994754.2327 | 19 | 9500 | 2272.3634 | 199.6997 | 22550 | 130649.5731 | 32050 | 0 | 98599.5731 | 98599.5731 | 0 | 9500 | 0 | 0 | 0 | 0 | 0
2022-03-18 17:00 | 0.15368 | 0.34094 | 35871 | 5347.2756 | 633 | 36084.2713 | 3 | 26702.7244 | 2.6703 | 9381.547 | 0 | 1031398.9355 | 19 | 9500 | 2272.3634 | 199.6997 | 22550 | 130649.5731 | 32050 | 0 | 98599.5731 | 98599.5731 | 0 | 9500 | 0 | 0 | 0 | 0 | 0
2022-03-18 18:00 | 0.00973 | 0.01273 | 35871 | 338.5541 | 633 | 1347.3126 | 3 | 30000 | 3 | 0 | 28652.6874 | 1040780.4825 | 19 | 7788.5541 | 2272.3634 | 163.7234 | 22550 | 130649.5731 | 30338.5541 | 0 | 100311.019 | 100311.019 | 1.7053e-13 | 7788.5541 | 0 | 0 | 0 | 0 | 0
2022-03-18 19:00 | 0 | 0 | 35871 | 0 | 633 | 0 | 3 | 30000 | 3 | 0 | 30000 | 1012127.7951 | 19 | 7450 | 2272.3634 | 156.6066 | 22550 | 130649.5731 | 30000 | 0 | 100649.5731 | 100649.5731 | 0 | 7450 | 0 | 0 | 0 | 0 | 0
2022-03-18 20:00 | 0 | 0 | 35871 | 0 | 633 | 0 | 3 | 30000 | 3 | 0 | 30000 | 982127.7951 | 19 | 7450 | 2272.3634 | 156.6066 | 22550 | 130649.5731 | 30000 | 0 | 100649.5731 | 100649.5731 | 0 | 7450 | 0 | 0 | 0 | 0 | 0
2022-03-18 21:00 | 0 | 0 | 35871 | 0 | 633 | 0 | 3 | 30000 | 3 | 0 | 30000 | 952127.7951 | 19 | 7450 | 2272.3634 | 156.6066 | 22550 | 130649.5731 | 30000 | 0 | 100649.5731 | 100649.5731 | 0 | 7450 | 0 | 0 | 0 | 0 | 0
2022-03-18 22:00 | 0 | 0 | 35871 | 0 | 633 | 0 | 3 | 30000 | 3 | 0 | 30000 | 922127.7951 | 19 | 7450 | 2272.3634 | 156.6066 | 22550 | 130649.5731 | 30000 | 0 | 100649.5731 | 100649.5731 | 0 | 7450 | 0 | 0 | 0 | 0 | 0
2022-03-18 23:00 | 0 | 0 | 35871 | 0 | 633 | 0 | 3 | 30000 | 3 | 0 | 30000 | 892127.7951 | 19 | 7450 | 2272.3634 | 156.6066 | 22550 | 130649.5731 | 30000 | 0 | 100649.5731 | 100649.5731 | 0 | 7450 | 0 | 0 | 0 | 0 | 0
2022-03-19 | 0 | 0 | 35871 | 0 | 633 | 0 | 3 | 30000 | 3 | 0 | 30000 | 862127.7951 | 19 | 8175 | 2272.3634 | 171.8468 | 21825 | 129924.5731 | 30000 | 0 | 99924.5731 | 99924.5731 | 0 | 8175 | 0 | 0 | 0 | 0 | 0
2022-03-19 01:00 | 0 | 0 | 35871 | 0 | 633 | 0 | 3 | 30000 | 3 | 0 | 30000 | 832127.7951 | 19 | 8175 | 2272.3634 | 171.8468 | 21825 | 129924.5731 | 30000 | 0 | 99924.5731 | 99924.5731 | 0 | 8175 | 0 | 0 | 0 | 0 | 0
2022-03-19 02:00 | 0 | 0 | 35871 | 0 | 633 | 0 | 3 | 30000 | 3 | 0 | 30000 | 802127.7951 | 19 | 8175 | 2272.3634 | 171.8468 | 21825 | 129924.5731 | 30000 | 0 | 99924.5731 | 99924.5731 | 0 | 8175 | 0 | 0 | 0 | 0 | 0
2022-03-19 03:00 | 0 | 0 | 35871 | 0 | 633 | 0 | 3 | 30000 | 3 | 0 | 30000 | 772127.7951 | 19 | 8175 | 2272.3634 | 171.8468 | 21825 | 129924.5731 | 30000 | 0 | 99924.5731 | 99924.5731 | 0 | 8175 | 0 | 0 | 0 | 0 | 0
2022-03-19 04:00 | 0 | 0 | 35871 | 0 | 633 | 0 | 3 | 30000 | 3 | 0 | 30000 | 742127.7951 | 19 | 8175 | 2272.3634 | 171.8468 | 21825 | 129924.5731 | 30000 | 0 | 99924.5731 | 99924.5731 | 0 | 8175 | 0 | 0 | 0 | 0 | 0
2022-03-19 05:00 | 0 | 0 | 35871 | 0 | 633 | 0 | 3 | 30000 | 3 | 0 | 30000 | 712127.7951 | 19 | 8175 | 2272.3634 | 171.8468 | 21825 | 129924.5731 | 30000 | 0 | 99924.5731 | 99924.5731 | 0 | 8175 | 0 | 0 | 0 | 0 | 0
2022-03-19 06:00 | 0.00965 | 0.00088 | 35871 | 335.7705 | 633 | 93.1371 | 3 | 30000 | 3 | 0 | 29906.8629 | 682127.7951 | 19 | 8510.7705 | 2272.3634 | 178.9051 | 21825 | 129924.5731 | 30335.7705 | 0 | 99588.8026 | 99588.8026 | 2.2737e-13 | 8510.7705 | 0 | 0 | 0 | 0 | 0
2022-03-19 07:00 | 0.14788 | 0.23766 | 35871 | 5145.4654 | 633 | 25153.364 | 3 | 26179.5346 | 2.618 | 0 | 1026.1706 | 652220.9322 | 19 | 9500 | 2272.3634 | 199.6997 | 21825 | 129924.5731 | 31325 | 0 | 98599.5731 | 98599.5731 | 0 | 9500 | 0 | 0 | 0 | 0 | 0
2022-03-19 08:00 | 0.35277 | 0.40691 | 35871 | 12274.5863 | 633 | 43066.3778 | 3 | 19050.4137 | 1.905 | 24015.9641 | 0 | 651194.7616 | 19 | 9500 | 2272.3634 | 199.6997 | 21825 | 129924.5731 | 31325 | 0 | 98599.5731 | 98599.5731 | 0 | 9500 | 0 | 0 | 0 | 0 | 0
2022-03-19 09:00 | 0.57178 | 0.57337 | 35871 | 19895.0108 | 633 | 60684.1047 | 3 | 11429.9892 | 1.143 | 49254.1155 | 0 | 675210.7257 | 19 | 9500 | 2272.3634 | 199.6997 | 21825 | 129924.5731 | 31325 | 0 | 98599.5731 | 98599.5731 | 0 | 9500 | 0 | 0 | 0 | 0 | 0
2022-03-19 10:00 | 0.74835 | 0.67603 | 35871 | 26038.741 | 633 | 71549.3927 | 3 | 5286.259 | 0.52863 | 66263.1337 | 0 | 724464.8412 | 19 | 9500 | 2272.3634 | 199.6997 | 21825 | 129924.5731 | 31325 | 0 | 98599.5731 | 98599.5731 | 4213.741 | 5286.259 | 0 | 0 | 0 | 0 | 0
2022-03-19 11:00 | 0.85535 | 0.70934 | 35871 | 29761.7921 | 633 | 75074.8432 | 3 | 1563.2079 | 0.15632 | 73511.6352 | 0 | 790727.9749 | 19 | 9500 | 2272.3634 | 199.6997 | 21825 | 129924.5731 | 31325 | 0 | 98599.5731 | 98599.5731 | 7936.7921 | 1563.2079 | 0 | 0 | 0 | 0 | 0
2022-03-19 12:00 | 0.86047 | 0.60375 | 35871 | 29939.9418 | 633 | 63899.451 | 3 | 1385.0582 | 0.13851 | 62514.3928 | 0 | 864239.6101 | 19 | 9500 | 2272.3634 | 199.6997 | 21825 | 129924.5731 | 31325 | 0 | 98599.5731 | 98599.5731 | 8114.9418 | 1385.0582 | 0 | 0 | 0 | 0 | 0
2022-03-19 13:00 | 0.82315 | 0.58742 | 35871 | 28641.3972 | 633 | 62171.123 | 3 | 2683.6028 | 0.26836 | 59487.5202 | 0 | 926754.0029 | 19 | 9500 | 2272.3634 | 199.6997 | 21825 | 129924.5731 | 31325 | 0 | 98599.5731 | 98599.5731 | 6816.3972 | 2683.6028 | 0 | 0 | 0 | 0 | 0
2022-03-19 14:00 | 0.71135 | 0.51965 | 35871 | 24751.3308 | 633 | 54998.5088 | 3 | 6573.6692 | 0.65737 | 48424.8396 | 0 | 986241.5231 | 19 | 9500 | 2272.3634 | 199.6997 | 21825 | 129924.5731 | 31325 | 0 | 98599.5731 | 98599.5731 | 2926.3308 | 6573.6692 | 0 | 0 | 0 | 0 | 0
2022-03-19 15:00 | 0.54147 | 0.4503 | 35871 | 18840.3783 | 633 | 47658.6713 | 3 | 12484.6217 | 1.2485 | 35174.0495 | 0 | 1034666.3628 | 19 | 9500 | 2272.3634 | 199.6997 | 21825 | 129924.5731 | 31325 | 0 | 98599.5731 | 98599.5731 | 0 | 9500 | 0 | 0 | 0 | 0 | 0
2022-03-19 16:00 | 0.33423 | 0.3168 | 35871 | 11629.4894 | 633 | 33529.3517 | 3 | 19695.5106 | 1.9696 | 13833.8411 | 0 | 1069840.4123 | 19 | 9500 | 2272.3634 | 199.6997 | 21825 | 129924.5731 | 31325 | 0 | 98599.5731 | 98599.5731 | 0 | 9500 | 0 | 0 | 0 | 0 | 0
2022-03-19 17:00 | 0.13573 | 0.14033 | 35871 | 4722.7077 | 633 | 14852.1904 | 3 | 26602.2923 | 2.6602 | 0 | 11750.1019 | 1083674.2534 | 19 | 9500 | 2272.3634 | 199.6997 | 21825 | 129924.5731 | 31325 | 0 | 98599.5731 | 98599.5731 | 0 | 9500 | 0 | 0 | 0 | 0 | 0
2022-03-19 18:00 | 0.0091 | 0 | 35871 | 316.6333 | 633 | 0 | 3 | 30000 | 3 | 0 | 30000 | 1071924.1515 | 19 | 8491.6333 | 2272.3634 | 178.5028 | 21825 | 129924.5731 | 30316.6333 | 0 | 99607.9398 | 99607.9398 | 0 | 8491.6333 | 0 | 0 | 0 | 0 | 0
2022-03-19 19:00 | 0 | 0 | 35871 | 0 | 633 | 0 | 3 | 30000 | 3 | 0 | 30000 | 1041924.1515 | 19 | 8175 | 2272.3634 | 171.8468 | 21825 | 129924.5731 | 30000 | 0 | 99924.5731 | 99924.5731 | 0 | 8175 | 0 | 0 | 0 | 0 | 0
2022-03-19 20:00 | 0 | 0 | 35871 | 0 | 633 | 0 | 3 | 30000 | 3 | 0 | 30000 | 1011924.1515 | 19 | 8175 | 2272.3634 | 171.8468 | 21825 | 129924.5731 | 30000 | 0 | 99924.5731 | 99924.5731 | 0 | 8175 | 0 | 0 | 0 | 0 | 0
2022-03-19 21:00 | 0 | 0 | 35871 | 0 | 633 | 0 | 3 | 30000 | 3 | 0 | 30000 | 981924.1515 | 19 | 8175 | 2272.3634 | 171.8468 | 21825 | 129924.5731 | 30000 | 0 | 99924.5731 | 99924.5731 | 0 | 8175 | 0 | 0 | 0 | 0 | 0
2022-03-19 22:00 | 0 | 0 | 35871 | 0 | 633 | 0 | 3 | 30000 | 3 | 0 | 30000 | 951924.1515 | 19 | 8175 | 2272.3634 | 171.8468 | 21825 | 129924.5731 | 30000 | 0 | 99924.5731 | 99924.5731 | 0 | 8175 | 0 | 0 | 0 | 0 | 0
2022-03-19 23:00 | 0 | 0 | 35871 | 0 | 633 | 0 | 3 | 30000 | 3 | 0 | 30000 | 921924.1515 | 19 | 8175 | 2272.3634 | 171.8468 | 21825 | 129924.5731 | 30000 | 0 | 99924.5731 | 99924.5731 | 0 | 8175 | 0 | 0 | 0 | 0 | 0
2022-03-20 | 0 | 0 | 35871 | 0 | 633 | 0 | 3 | 30000 | 3 | 0 | 30000 | 891924.1515 | 19 | 7325 | 2272.3634 | 153.979 | 22675 | 130774.5731 | 30000 | 0 | 100774.5731 | 100774.5731 | 0 | 7325 | 0 | 0 | 0 | 0 | 0
2022-03-20 01:00 | 0 | 0 | 35871 | 0 | 633 | 0 | 3 | 30000 | 3 | 0 | 30000 | 861924.1515 | 19 | 7325 | 2272.3634 | 153.979 | 22675 | 130774.5731 | 30000 | 0 | 100774.5731 | 100774.5731 | 0 | 7325 | 0 | 0 | 0 | 0 | 0
2022-03-20 02:00 | 0 | 0 | 35871 | 0 | 633 | 0 | 3 | 30000 | 3 | 0 | 30000 | 831924.1515 | 19 | 7325 | 2272.3634 | 153.979 | 22675 | 130774.5731 | 30000 | 0 | 100774.5731 | 100774.5731 | 0 | 7325 | 0 | 0 | 0 | 0 | 0
2022-03-20 03:00 | 0 | 0 | 35871 | 0 | 633 | 0 | 3 | 30000 | 3 | 0 | 30000 | 801924.1515 | 19 | 7325 | 2272.3634 | 153.979 | 22675 | 130774.5731 | 30000 | 0 | 100774.5731 | 100774.5731 | 0 | 7325 | 0 | 0 | 0 | 0 | 0
2022-03-20 04:00 | 0 | 0 | 35871 | 0 | 633 | 0 | 3 | 30000 | 3 | 0 | 30000 | 771924.1515 | 19 | 7325 | 2272.3634 | 153.979 | 22675 | 130774.5731 | 30000 | 0 | 100774.5731 | 100774.5731 | 0 | 7325 | 0 | 0 | 0 | 0 | 0
2022-03-20 05:00 | 0 | 0 | 35871 | 0 | 633 | 0 | 3 | 30000 | 3 | 0 | 30000 | 741924.1515 | 19 | 7325 | 2272.3634 | 153.979 | 22675 | 130774.5731 | 30000 | 0 | 100774.5731 | 100774.5731 | 0 | 7325 | 0 | 0 | 0 | 0 | 0
2022-03-20 06:00 | 0.01035 | 0.00065 | 35871 | 360.1269 | 633 | 68.7944 | 3 | 30000 | 3 | 0 | 29931.2056 | 711924.1515 | 19 | 7685.1269 | 2272.3634 | 161.5492 | 22675 | 130774.5731 | 30360.1269 | 0 | 100414.4462 | 100414.4462 | -5.6843e-14 | 7685.1269 | 0 | 0 | 0 | 0 | 0
2022-03-20 07:00 | 0.12045 | 0.04659 | 35871 | 4191.0421 | 633 | 4930.9738 | 3 | 27983.9579 | 2.7984 | 0 | 23052.9841 | 681992.9459 | 19 | 9500 | 2272.3634 | 199.6997 | 22675 | 130774.5731 | 32175 | 0 | 98599.5731 | 98599.5731 | 0 | 9500 | 0 | 0 | 0 | 0 | 0
2022-03-20 08:00 | 0.25027 | 0.05995 | 35871 | 8708.1121 | 633 | 6344.9641 | 3 | 23466.8879 | 2.3467 | 0 | 17121.9238 | 658939.9618 | 19 | 9500 | 2272.3634 | 199.6997 | 22675 | 130774.5731 | 32175 | 0 | 98599.5731 | 98599.5731 | 0 | 9500 | 0 | 0 | 0 | 0 | 0
2022-03-20 09:00 | 0.386 | 0.00851 | 35871 | 13430.8198 | 633 | 900.678 | 3 | 18744.1802 | 1.8744 | 0 | 17843.5022 | 641818.038 | 19 | 9500 | 2272.3634 | 199.6997 | 22675 | 130774.5731 | 32175 | 0 | 98599.5731 | 98599.5731 | 0 | 9500 | 0 | 0 | 0 | 0 | 0
2022-03-20 10:00 | 0.56097 | 0.03287 | 35871 | 19518.8782 | 633 | 3478.8819 | 3 | 12656.1218 | 1.2656 | 3.638e-12 | 9177.2399 | 623974.5358 | 19 | 9500 | 2272.3634 | 199.6997 | 22675 | 130774.5731 | 32175 | 0 | 98599.5731 | 98599.5731 | 0 | 9500 | 0 | 0 | 0 | 0 | 0
2022-03-20 11:00 | 0.79628 | 0.44462 | 35871 | 27706.4591 | 633 | 47057.5137 | 3 | 4468.5409 | 0.44685 | 42588.9728 | 0 | 614797.296 | 19 | 9500 | 2272.3634 | 199.6997 | 22675 | 130774.5731 | 32175 | 0 | 98599.5731 | 98599.5731 | 5031.4591 | 4468.5409 | 0 | 0 | 0 | 0 | 0
2022-03-20 12:00 | 0.7626 | 0.31872 | 35871 | 26534.5679 | 633 | 33732.5599 | 3 | 5640.4321 | 0.56404 | 28092.1277 | 0 | 657386.2688 | 19 | 9500 | 2272.3634 | 199.6997 | 22675 | 130774.5731 | 32175 | 0 | 98599.5731 | 98599.5731 | 3859.5679 | 5640.4321 | 0 | 0 | 0 | 0 | 0
2022-03-20 13:00 | 0.6692 | 0.23561 | 35871 | 23284.727 | 633 | 24936.3969 | 3 | 8890.273 | 0.88903 | 16046.1239 | 0 | 685478.3965 | 19 | 9500 | 2272.3634 | 199.6997 | 22675 | 130774.5731 | 32175 | 0 | 98599.5731 | 98599.5731 | 609.727 | 8890.273 | 0 | 0 | 0 | 0 | 0
2022-03-20 14:00 | 0.5906 | 0.24408 | 35871 | 20549.8502 | 633 | 25832.8414 | 3 | 11625.1498 | 1.1625 | 14207.6916 | 0 | 701524.5204 | 19 | 9500 | 2272.3634 | 199.6997 | 22675 | 130774.5731 | 32175 | 0 | 98599.5731 | 98599.5731 | 0 | 9500 | 0 | 0 | 0 | 0 | 0
2022-03-20 15:00 | 0.48302 | 0.33012 | 35871 | 16806.6181 | 633 | 34939.1085 | 3 | 15368.3819 | 1.5368 | 19570.7266 | 0 | 715732.2121 | 19 | 9500 | 2272.3634 | 199.6997 | 22675 | 130774.5731 | 32175 | 0 | 98599.5731 | 98599.5731 | 0 | 9500 | 0 | 0 | 0 | 0 | 0
2022-03-20 16:00 | 0.31155 | 0.25244 | 35871 | 10840.3417 | 633 | 26717.6437 | 3 | 21334.6583 | 2.1335 | 5382.9855 | 0 | 735302.9387 | 19 | 9500 | 2272.3634 | 199.6997 | 22675 | 130774.5731 | 32175 | 0 | 98599.5731 | 98599.5731 | 0 | 9500 | 0 | 0 | 0 | 0 | 0
2022-03-20 17:00 | 0.13448 | 0.12072 | 35871 | 4679.2141 | 633 | 12776.7151 | 3 | 27495.7859 | 2.7496 | 0 | 14719.0708 | 740685.9242 | 19 | 9500 | 2272.3634 | 199.6997 | 22675 | 130774.5731 | 32175 | 0 | 98599.5731 | 98599.5731 | 0 | 9500 | 0 | 0 | 0 | 0 | 0
2022-03-20 18:00 | 0.00975 | 0.00049 | 35871 | 339.25 | 633 | 51.8604 | 3 | 30000 | 3 | 0 | 29948.1396 | 725966.8534 | 19 | 7664.25 | 2272.3634 | 161.1104 | 22675 | 130774.5731 | 30339.25 | 0 | 100435.3231 | 100435.3231 | 1.7053e-13 | 7664.25 | 0 | 0 | 0 | 0 | 0
2022-03-20 19:00 | 0 | 0 | 35871 | 0 | 633 | 0 | 3 | 30000 | 3 | 0 | 30000 | 696018.7138 | 19 | 7325 | 2272.3634 | 153.979 | 22675 | 130774.5731 | 30000 | 0 | 100774.5731 | 100774.5731 | 0 | 7325 | 0 | 0 | 0 | 0 | 0
2022-03-20 20:00 | 0 | 0 | 35871 | 0 | 633 | 0 | 3 | 30000 | 3 | 0 | 30000 | 666018.7138 | 19 | 7325 | 2272.3634 | 153.979 | 22675 | 130774.5731 | 30000 | 0 | 100774.5731 | 100774.5731 | 0 | 7325 | 0 | 0 | 0 | 0 | 0
2022-03-20 21:00 | 0 | 0 | 35871 | 0 | 633 | 0 | 3 | 30000 | 3 | 0 | 30000 | 636018.7138 | 19 | 7325 | 2272.3634 | 153.979 | 22675 | 130774.5731 | 30000 | 0 | 100774.5731 | 100774.5731 | 0 | 7325 | 0 | 0 | 0 | 0 | 0
2022-03-20 22:00 | 0 | 0 | 35871 | 0 | 633 | 0 | 3 | 30000 | 3 | 0 | 30000 | 606018.7138 | 19 | 7325 | 2272.3634 | 153.979 | 22675 | 130774.5731 | 30000 | 0 | 100774.5731 | 100774.5731 | 0 | 7325 | 0 | 0 | 0 | 0 | 0
2022-03-20 23:00 | 0 | 0 | 35871 | 0 | 633 | 0 | 3 | 30000 | 3 | 0 | 30000 | 576018.7138 | 19 | 7325 | 2272.3634 | 153.979 | 22675 | 130774.5731 | 30000 | 0 | 100774.5731 | 100774.5731 | 0 | 7325 | 0 | 0 | 0 | 0 | 0
2022-03-21 | 0 | 0 | 35871 | 0 | 633 | 0 | 3 | 29500 | 2.95 | 0 | 29500 | 546018.7138 | 19 | 9500 | 2272.3634 | 199.6997 | 20000 | 128099.5731 | 29500 | 0 | 98599.5731 | 98599.5731 | 0 | 9500 | 0 | 0 | 0 | 0 | 0
2022-03-21 01:00 | 0 | 0 | 35871 | 0 | 633 | 0 | 3 | 29500 | 2.95 | 0 | 29500 | 516518.7138 | 19 | 9500 | 2272.3634 | 199.6997 | 20000 | 128099.5731 | 29500 | 0 | 98599.5731 | 98599.5731 | 0 | 9500 | 0 | 0 | 0 | 0 | 0
2022-03-21 02:00 | 0 | 0 | 35871 | 0 | 633 | 0 | 3 | 29500 | 2.95 | 0 | 29500 | 487018.7138 | 19 | 9500 | 2272.3634 | 199.6997 | 20000 | 128099.5731 | 29500 | 0 | 98599.5731 | 98599.5731 | 0 | 9500 | 0 | 0 | 0 | 0 | 0
2022-03-21 03:00 | 0 | 0 | 35871 | 0 | 633 | 0 | 3 | 29500 | 2.95 | 0 | 29500 | 457518.7138 | 19 | 9500 | 2272.3634 | 199.6997 | 20000 | 128099.5731 | 29500 | 0 | 98599.5731 | 98599.5731 | 0 | 9500 | 0 | 0 | 0 | 0 | 0
2022-03-21 04:00 | 0 | 0 | 35871 | 0 | 633 | 0 | 3 | 29500 | 2.95 | 0 | 29500 | 428018.7138 | 19 | 9500 | 2272.3634 | 199.6997 | 20000 | 128099.5731 | 29500 | 0 | 98599.5731 | 98599.5731 | 0 | 9500 | 0 | 0 | 0 | 0 | 0
2022-03-21 05:00 | 0 | 0 | 35871 | 0 | 633 | 0 | 3 | 29500 | 2.95 | 0 | 29500 | 398518.7138 | 19 | 9500 | 2272.3634 | 199.6997 | 20000 | 128099.5731 | 29500 | 0 | 98599.5731 | 98599.5731 | 0 | 9500 | 0 | 0 | 0 | 0 | 0
2022-03-21 06:00 | 0.0084 | 0 | 35871 | 292.2769 | 633 | 0 | 3 | 29207.7231 | 2.9208 | 0 | 29207.7231 | 369018.7138 | 19 | 9500 | 2272.3634 | 199.6997 | 20000 | 128099.5731 | 29500 | 0 | 98599.5731 | 98599.5731 | 292.2769 | 9207.7231 | 0 | 0 | 0 | 0 | 0
2022-03-21 07:00 | 0.09943 | 0.00683 | 35871 | 3459.6539 | 633 | 722.8708 | 3 | 26040.3461 | 2.604 | 0 | 25317.4753 | 339810.9907 | 19 | 9500 | 2272.3634 | 199.6997 | 20000 | 128099.5731 | 29500 | 0 | 98599.5731 | 98599.5731 | 0 | 9500 | 0 | 0 | 0 | 0 | 0
2022-03-21 08:00 | 0.24002 | 0.00837 | 35871 | 8351.4647 | 633 | 885.8607 | 3 | 21148.5353 | 2.1149 | 0 | 20262.6746 | 314493.5154 | 19 | 9500 | 2272.3634 | 199.6997 | 20000 | 128099.5731 | 29500 | 0 | 98599.5731 | 98599.5731 | 0 | 9500 | 0 | 0 | 0 | 0 | 0
2022-03-21 09:00 | 0.39002 | 0.01947 | 35871 | 13570.6952 | 633 | 2060.6581 | 3 | 15929.3048 | 1.5929 | 0 | 13868.6467 | 294230.8409 | 19 | 9500 | 2272.3634 | 199.6997 | 20000 | 128099.5731 | 29500 | 0 | 98599.5731 | 98599.5731 | 0 | 9500 | 0 | 0 | 0 | 0 | 0
2022-03-21 10:00 | 0.5998 | 0.29978 | 35871 | 20869.963 | 633 | 31727.9957 | 3 | 8630.037 | 0.863 | 23097.9588 | 0 | 280362.1941 | 19 | 9500 | 2272.3634 | 199.6997 | 20000 | 128099.5731 | 29500 | 0 | 98599.5731 | 98599.5731 | 869.963 | 8630.037 | 0 | 0 | 0 | 0 | 0
2022-03-21 11:00 | 0.72058 | 0.29054 | 35871 | 25072.4874 | 633 | 30750.0563 | 3 | 4427.5126 | 0.44275 | 26322.5437 | 0 | 303460.1529 | 19 | 9500 | 2272.3634 | 199.6997 | 20000 | 128099.5731 | 29500 | 0 | 98599.5731 | 98599.5731 | 5072.4874 | 4427.5126 | 0 | 0 | 0 | 0 | 0
2022-03-21 12:00 | 0.71608 | 0.18039 | 35871 | 24915.9105 | 633 | 19092.0447 | 3 | 4584.0895 | 0.45841 | 14507.9552 | 0 | 329782.6966 | 19 | 9500 | 2272.3634 | 199.6997 | 20000 | 128099.5731 | 29500 | 0 | 98599.5731 | 98599.5731 | 4915.9105 | 4584.0895 | 0 | 0 | 0 | 0 | 0
2022-03-21 13:00 | 0.78588 | 0.42722 | 35871 | 27344.5924 | 633 | 45215.9395 | 3 | 2155.4076 | 0.21554 | 43060.5319 | 0 | 344290.6518 | 19 | 9500 | 2272.3634 | 199.6997 | 20000 | 128099.5731 | 29500 | 0 | 98599.5731 | 98599.5731 | 7344.5924 | 2155.4076 | 0 | 0 | 0 | 0 | 0
2022-03-21 14:00 | 0.66908 | 0.35973 | 35871 | 23280.5516 | 633 | 38072.9598 | 3 | 6219.4484 | 0.62194 | 31853.5115 | 0 | 387351.1837 | 19 | 9500 | 2272.3634 | 199.6997 | 20000 | 128099.5731 | 29500 | 0 | 98599.5731 | 98599.5731 | 3280.5516 | 6219.4484 | 0 | 0 | 0 | 0 | 0
2022-03-21 15:00 | 0.48333 | 0.27624 | 35871 | 16817.4045 | 633 | 29236.5786 | 3 | 12682.5955 | 1.2683 | 16553.9831 | 0 | 419204.6952 | 19 | 9500 | 2272.3634 | 199.6997 | 20000 | 128099.5731 | 29500 | 0 | 98599.5731 | 98599.5731 | 0 | 9500 | 0 | 0 | 0 | 0 | 0
2022-03-21 16:00 | 0.27533 | 0.12402 | 35871 | 9580.0716 | 633 | 13125.9792 | 3 | 19919.9284 | 1.992 | 0 | 6793.9493 | 435758.6783 | 19 | 9500 | 2272.3634 | 199.6997 | 20000 | 128099.5731 | 29500 | 0 | 98599.5731 | 98599.5731 | 0 | 9500 | 0 | 0 | 0 | 0 | 0
2022-03-21 17:00 | 0.1126 | 0.01797 | 35871 | 3917.9024 | 633 | 1901.9017 | 3 | 25582.0976 | 2.5582 | 0 | 23680.196 | 428964.729 | 19 | 9500 | 2272.3634 | 199.6997 | 20000 | 128099.5731 | 29500 | 0 | 98599.5731 | 98599.5731 | 1.819e-12 | 9500 | 0 | 0 | 0 | 0 | 0
2022-03-21 18:00 | 0.00843 | 0 | 35871 | 293.3208 | 633 | 0 | 3 | 29206.6792 | 2.9207 | 0 | 29206.6792 | 405284.533 | 19 | 9500 | 2272.3634 | 199.6997 | 20000 | 128099.5731 | 29500 | 0 | 98599.5731 | 98599.5731 | 293.3208 | 9206.6792 | 0 | 0 | 0 | 0 | 0
2022-03-21 19:00 | 0 | 0 | 35871 | 0 | 633 | 0 | 3 | 29500 | 2.95 | 0 | 29500 | 376077.8538 | 19 | 9500 | 2272.3634 | 199.6997 | 20000 | 128099.5731 | 29500 | 0 | 98599.5731 | 98599.5731 | 0 | 9500 | 0 | 0 | 0 | 0 | 0
2022-03-21 20:00 | 0 | 0 | 35871 | 0 | 633 | 0 | 3 | 29500 | 2.95 | 0 | 29500 | 346577.8538 | 19 | 9500 | 2272.3634 | 199.6997 | 20000 | 128099.5731 | 29500 | 0 | 98599.5731 | 98599.5731 | 0 | 9500 | 0 | 0 | 0 | 0 | 0
2022-03-21 21:00 | 0 | 0 | 35871 | 0 | 633 | 0 | 3 | 29500 | 2.95 | 0 | 29500 | 317077.8538 | 19 | 9500 | 2272.3634 | 199.6997 | 20000 | 128099.5731 | 29500 | 0 | 98599.5731 | 98599.5731 | 0 | 9500 | 0 | 0 | 0 | 0 | 0
2022-03-21 22:00 | 0 | 0 | 35871 | 0 | 633 | 0 | 3 | 29500 | 2.95 | 0 | 29500 | 287577.8538 | 19 | 9500 | 2272.3634 | 199.6997 | 20000 | 128099.5731 | 29500 | 0 | 98599.5731 | 98599.5731 | 0 | 9500 | 0 | 0 | 0 | 0 | 0
2022-03-21 23:00 | 0 | 0 | 35871 | 0 | 633 | 0 | 3 | 29500 | 2.95 | 0 | 29500 | 258077.8538 | 19 | 9500 | 2272.3634 | 199.6997 | 20000 | 128099.5731 | 29500 | 0 | 98599.5731 | 98599.5731 | 0 | 9500 | 0 | 0 | 0 | 0 | 0
2022-03-22 | 0 | 0 | 35871 | 0 | 633 | 0 | 3 | 30000 | 3 | 0 | 30000 | 228577.8538 | 19 | 7541.6667 | 2272.3634 | 158.5335 | 22458.3333 | 130557.9064 | 30000 | 0 | 100557.9064 | 100557.9064 | 0 | 7541.6667 | 0 | 0 | 0 | 0 | 0
2022-03-22 01:00 | 0 | 0 | 35871 | 0 | 633 | 0 | 3 | 30000 | 3 | 0 | 30000 | 198577.8538 | 19 | 7541.6667 | 2272.3634 | 158.5335 | 22458.3333 | 130557.9064 | 30000 | 0 | 100557.9064 | 100557.9064 | 0 | 7541.6667 | 0 | 0 | 0 | 0 | 0
2022-03-22 02:00 | 0 | 0 | 35871 | 0 | 633 | 0 | 3 | 30000 | 3 | 0 | 30000 | 168577.8538 | 19 | 7541.6667 | 2272.3634 | 158.5335 | 22458.3333 | 130557.9064 | 30000 | 0 | 100557.9064 | 100557.9064 | 0 | 7541.6667 | 0 | 0 | 0 | 0 | 0
2022-03-22 03:00 | 0 | 0 | 35871 | 0 | 633 | 0 | 3 | 30000 | 3 | 0 | 30000 | 138577.8538 | 19 | 7541.6667 | 2272.3634 | 158.5335 | 22458.3333 | 130557.9064 | 30000 | 0 | 100557.9064 | 100557.9064 | 0 | 7541.6667 | 0 | 0 | 0 | 0 | 0
2022-03-22 04:00 | 0 | 0 | 35871 | 0 | 633 | 0 | 3 | 30000 | 3 | 0 | 30000 | 108577.8538 | 19 | 7541.6667 | 2272.3634 | 158.5335 | 22458.3333 | 130557.9064 | 30000 | 0 | 100557.9064 | 100557.9064 | 0 | 7541.6667 | 0 | 0 | 0 | 0 | 0
2022-03-22 05:00 | 0 | 0 | 35871 | 0 | 633 | 0 | 3 | 30000 | 3 | 0 | 30000 | 78577.8538 | 19 | 7541.6667 | 2272.3634 | 158.5335 | 22458.3333 | 130557.9064 | 30000 | 0 | 100557.9064 | 100557.9064 | 0 | 7541.6667 | 0 | 0 | 0 | 0 | 0
2022-03-22 06:00 | 0.01175 | 0 | 35871 | 408.8397 | 633 | 0 | 3 | 30000 | 3 | 0 | 30000 | 48577.8538 | 19 | 7950.5064 | 2272.3634 | 167.1278 | 22458.3333 | 130557.9064 | 30408.8397 | 0 | 100149.0667 | 100149.0667 | 0 | 7950.5064 | 0 | 0 | 0 | 0 | 0
2022-03-22 07:00 | 0.1403 | 0.0803 | 35871 | 4881.7203 | 633 | 8498.7593 | 3 | 27076.6131 | 2.7077 | 0 | 18577.8538 | 18577.8538 | 19 | 9500 | 2272.3634 | 199.6997 | 22458.3333 | 130557.9064 | 31958.3333 | 0 | 98599.5731 | 98599.5731 | 0 | 9500 | 0 | 0 | 0 | 0 | 0
2022-03-22 08:00 | 0.34942 | 0.28248 | 35871 | 12158.0235 | 633 | 29897.0052 | 3 | 19800.3099 | 1.98 | 0 | 0 | 0 | 19 | 9500 | 2272.3634 | 199.6997 | 22458.3333 | 130557.9064 | 31958.3333 | 0 | 98599.5731 | 98599.5731 | 0 | 9500 | 0 | 0 | 0 | 0 | 0
2022-03-22 09:00 | 0.56985 | 0.45151 | 35871 | 19827.8567 | 633 | 47786.7348 | 3 | 12130.4767 | 1.213 | 4290.1126 | 0 | 0 | 19 | 9500 | 2272.3634 | 199.6997 | 22458.3333 | 130557.9064 | 31958.3333 | 0 | 98599.5731 | 98599.5731 | 0 | 9500 | 0 | 0 | 0 | 0 | 0
2022-03-22 10:00 | 0.7521 | 0.56099 | 35871 | 26169.2217 | 633 | 59373.8352 | 3 | 5789.1116 | 0.57891 | 53584.7236 | 0 | 4290.1126 | 19 | 9500 | 2272.3634 | 199.6997 | 22458.3333 | 130557.9064 | 31958.3333 | 0 | 98599.5731 | 98599.5731 | 3710.8884 | 5789.1116 | 0 | 0 | 0 | 0 | 0
2022-03-22 11:00 | 0.8747 | 0.64722 | 35871 | 30435.0728 | 633 | 68500.2115 | 3 | 1523.2605 | 0.15233 | 66976.9509 | 0 | 57874.8362 | 19 | 9500 | 2272.3634 | 199.6997 | 22458.3333 | 130557.9064 | 31958.3333 | 0 | 98599.5731 | 98599.5731 | 7976.7395 | 1523.2605 | 0 | 0 | 0 | 0 | 0
2022-03-22 12:00 | 0.93353 | 0.78739 | 35871 | 32482.055 | 633 | 83335.4679 | 3 | 0 | 0 | 83335.4679 | 0 | 124851.7871 | 19 | 9500 | 2272.3634 | 199.6997 | 22458.3333 | 130557.9064 | 31958.3333 | 0 | 98599.5731 | 98599.5731 | 9500 | 0 | 0 | 0 | 0 | 0 | 0
2022-03-22 13:00 | 0.89595 | 0.76996 | 35871 | 31174.4638 | 633 | 81490.7185 | 3 | 783.8696 | 0.078387 | 80706.8489 | 0 | 208187.255 | 19 | 9500 | 2272.3634 | 199.6997 | 22458.3333 | 130557.9064 | 31958.3333 | 0 | 98599.5731 | 98599.5731 | 8716.1304 | 783.8696 | 0 | 0 | 0 | 0 | 0
2022-03-22 14:00 | 0.78197 | 0.72677 | 35871 | 27208.5445 | 633 | 76919.5926 | 3 | 4749.7888 | 0.47498 | 72169.8037 | 0 | 288894.1039 | 19 | 9500 | 2272.3634 | 199.6997 | 22458.3333 | 130557.9064 | 31958.3333 | 0 | 98599.5731 | 98599.5731 | 4750.2112 | 4749.7888 | 0 | 0 | 0 | 0 | 0
2022-03-22 15:00 | 0.60685 | 0.64197 | 35871 | 21115.2669 | 633 | 67944.5641 | 3 | 10843.0665 | 1.0843 | 57101.4976 | 0 | 361063.9076 | 19 | 9500 | 2272.3634 | 199.6997 | 22458.3333 | 130557.9064 | 31958.3333 | 0 | 98599.5731 | 98599.5731 | 0 | 9500 | 0 | 0 | 0 | 0 | 0
2022-03-22 16:00 | 0.3872 | 0.49955 | 35871 | 13472.5737 | 633 | 52871.1731 | 3 | 18485.7597 | 1.8486 | 34385.4134 | 0 | 418165.4052 | 19 | 9500 | 2272.3634 | 199.6997 | 22458.3333 | 130557.9064 | 31958.3333 | 0 | 98599.5731 | 98599.5731 | 0 | 9500 | 0 | 0 | 0 | 0 | 0
2022-03-22 17:00 | 0.16132 | 0.26029 | 35871 | 5613.1084 | 633 | 27548.4689 | 3 | 26345.2249 | 2.6345 | 1203.244 | 0 | 452550.8186 | 19 | 9500 | 2272.3634 | 199.6997 | 22458.3333 | 130557.9064 | 31958.3333 | 0 | 98599.5731 | 98599.5731 | 0 | 9500 | 0 | 0 | 0 | 0 | 0
2022-03-22 18:00 | 0.0115 | 0.00126 | 35871 | 400.141 | 633 | 133.3554 | 3 | 30000 | 3 | 0 | 29866.6446 | 453754.0626 | 19 | 7941.8077 | 2272.3634 | 166.9449 | 22458.3333 | 130557.9064 | 30400.141 | 0 | 100157.7654 | 100157.7654 | 1.7053e-13 | 7941.8077 | 0 | 0 | 0 | 0 | 0
2022-03-22 19:00 | 0 | 0 | 35871 | 0 | 633 | 0 | 3 | 30000 | 3 | 0 | 30000 | 423887.418 | 19 | 7541.6667 | 2272.3634 | 158.5335 | 22458.3333 | 130557.9064 | 30000 | 0 | 100557.9064 | 100557.9064 | 0 | 7541.6667 | 0 | 0 | 0 | 0 | 0
2022-03-22 20:00 | 0 | 0 | 35871 | 0 | 633 | 0 | 3 | 30000 | 3 | 0 | 30000 | 393887.418 | 19 | 7541.6667 | 2272.3634 | 158.5335 | 22458.3333 | 130557.9064 | 30000 | 0 | 100557.9064 | 100557.9064 | 0 | 7541.6667 | 0 | 0 | 0 | 0 | 0
2022-03-22 21:00 | 0 | 0 | 35871 | 0 | 633 | 0 | 3 | 30000 | 3 | 0 | 30000 | 363887.418 | 19 | 7541.6667 | 2272.3634 | 158.5335 | 22458.3333 | 130557.9064 | 30000 | 0 | 100557.9064 | 100557.9064 | 0 | 7541.6667 | 0 | 0 | 0 | 0 | 0
2022-03-22 22:00 | 0 | 0 | 35871 | 0 | 633 | 0 | 3 | 30000 | 3 | 0 | 30000 | 333887.418 | 19 | 7541.6667 | 2272.3634 | 158.5335 | 22458.3333 | 130557.9064 | 30000 | 0 | 100557.9064 | 100557.9064 | 0 | 7541.6667 | 0 | 0 | 0 | 0 | 0
2022-03-22 23:00 | 0 | 0 | 35871 | 0 | 633 | 0 | 3 | 30000 | 3 | 0 | 30000 | 303887.418 | 19 | 7541.6667 | 2272.3634 | 158.5335 | 22458.3333 | 130557.9064 | 30000 | 0 | 100557.9064 | 100557.9064 | 0 | 7541.6667 | 0 | 0 | 0 | 0 | 0
2022-03-23 | 0 | 0 | 35871 | 0 | 633 | 0 | 3 | 30000 | 3 | 0 | 30000 | 273887.418 | 19 | 5916.6667 | 2272.3634 | 124.3744 | 24083.3333 | 132182.9064 | 30000 | 0 | 102182.9064 | 102182.9064 | 0 | 5916.6667 | 0 | 0 | 0 | 0 | 0
2022-03-23 01:00 | 0 | 0 | 35871 | 0 | 633 | 0 | 3 | 30000 | 3 | 0 | 30000 | 243887.418 | 19 | 5916.6667 | 2272.3634 | 124.3744 | 24083.3333 | 132182.9064 | 30000 | 0 | 102182.9064 | 102182.9064 | 0 | 5916.6667 | 0 | 0 | 0 | 0 | 0
2022-03-23 02:00 | 0 | 0 | 35871 | 0 | 633 | 0 | 3 | 30000 | 3 | 0 | 30000 | 213887.418 | 19 | 5916.6667 | 2272.3634 | 124.3744 | 24083.3333 | 132182.9064 | 30000 | 0 | 102182.9064 | 102182.9064 | 0 | 5916.6667 | 0 | 0 | 0 | 0 | 0
2022-03-23 03:00 | 0 | 0 | 35871 | 0 | 633 | 0 | 3 | 30000 | 3 | 0 | 30000 | 183887.418 | 19 | 5916.6667 | 2272.3634 | 124.3744 | 24083.3333 | 132182.9064 | 30000 | 0 | 102182.9064 | 102182.9064 | 0 | 5916.6667 | 0 | 0 | 0 | 0 | 0
2022-03-23 04:00 | 0 | 0 | 35871 | 0 | 633 | 0 | 3 | 30000 | 3 | 0 | 30000 | 153887.418 | 19 | 5916.6667 | 2272.3634 | 124.3744 | 24083.3333 | 132182.9064 | 30000 | 0 | 102182.9064 | 102182.9064 | 0 | 5916.6667 | 0 | 0 | 0 | 0 | 0
2022-03-23 05:00 | 0 | 0 | 35871 | 0 | 633 | 0 | 3 | 30000 | 3 | 0 | 30000 | 123887.418 | 19 | 5916.6667 | 2272.3634 | 124.3744 | 24083.3333 | 132182.9064 | 30000 | 0 | 102182.9064 | 102182.9064 | 0 | 5916.6667 | 0 | 0 | 0 | 0 | 0
2022-03-23 06:00 | 0.01438 | 0.0058 | 35871 | 500.3502 | 633 | 613.8581 | 3 | 30000 | 3 | 0 | 29386.1419 | 93887.418 | 19 | 6417.0169 | 2272.3634 | 134.8922 | 24083.3333 | 132182.9064 | 30500.3502 | 0 | 101682.5562 | 101682.5562 | 5.6843e-14 | 6417.0169 | 0 | 0 | 0 | 0 | 0
2022-03-23 07:00 | 0.17777 | 0.35284 | 35871 | 6185.484 | 633 | 37343.7388 | 3 | 27397.8493 | 2.7398 | 9945.8895 | 0 | 64501.2761 | 19 | 9500 | 2272.3634 | 199.6997 | 24083.3333 | 132182.9064 | 33583.3333 | 0 | 98599.5731 | 98599.5731 | 0 | 9500 | 0 | 0 | 0 | 0 | 0
2022-03-23 08:00 | 0.4083 | 0.58134 | 35871 | 14206.7454 | 633 | 61527.6304 | 3 | 19376.5879 | 1.9377 | 42151.0425 | 0 | 74447.1656 | 19 | 9500 | 2272.3634 | 199.6997 | 24083.3333 | 132182.9064 | 33583.3333 | 0 | 98599.5731 | 98599.5731 | 0 | 9500 | 0 | 0 | 0 | 0 | 0
2022-03-23 09:00 | 0.62912 | 0.7416 | 35871 | 21890.1486 | 633 | 78489.1642 | 3 | 11693.1847 | 1.1693 | 66795.9794 | 0 | 116598.2081 | 19 | 9500 | 2272.3634 | 199.6997 | 24083.3333 | 132182.9064 | 33583.3333 | 0 | 98599.5731 | 98599.5731 | 0 | 9500 | 0 | 0 | 0 | 0 | 0
2022-03-23 10:00 | 0.80392 | 0.82777 | 35871 | 27972.2919 | 633 | 87609.1902 | 3 | 5611.0414 | 0.5611 | 81998.1487 | 0 | 183394.1875 | 19 | 9500 | 2272.3634 | 199.6997 | 24083.3333 | 132182.9064 | 33583.3333 | 0 | 98599.5731 | 98599.5731 | 3888.9586 | 5611.0414 | 0 | 0 | 0 | 0 | 0
2022-03-23 11:00 | 0.91128 | 0.88056 | 35871 | 31707.8691 | 633 | 93196.3571 | 3 | 1875.4642 | 0.18755 | 91320.8929 | 0 | 265392.3362 | 19 | 9500 | 2272.3634 | 199.6997 | 24083.3333 | 132182.9064 | 33583.3333 | 0 | 98599.5731 | 98599.5731 | 7624.5358 | 1875.4642 | 0 | 0 | 0 | 0 | 0
2022-03-23 12:00 | 0.9171 | 0.763 | 35871 | 31910.3753 | 633 | 80754.0888 | 3 | 1672.9581 | 0.1673 | 79081.1307 | 0 | 356713.2291 | 19 | 9500 | 2272.3634 | 199.6997 | 24083.3333 | 132182.9064 | 33583.3333 | 0 | 98599.5731 | 98599.5731 | 7827.0419 | 1672.9581 | 0 | 0 | 0 | 0 | 0
2022-03-23 13:00 | 0.88183 | 0.75817 | 35871 | 30683.1602 | 633 | 80242.8932 | 3 | 2900.1731 | 0.29002 | 77342.7201 | 0 | 435794.3598 | 19 | 9500 | 2272.3634 | 199.6997 | 24083.3333 | 132182.9064 | 33583.3333 | 0 | 98599.5731 | 98599.5731 | 6599.8269 | 2900.1731 | 0 | 0 | 0 | 0 | 0
2022-03-23 14:00 | 0.77085 | 0.7214 | 35871 | 26821.6255 | 633 | 76351.2446 | 3 | 6761.7078 | 0.67617 | 69589.5368 | 0 | 513137.0799 | 19 | 9500 | 2272.3634 | 199.6997 | 24083.3333 | 132182.9064 | 33583.3333 | 0 | 98599.5731 | 98599.5731 | 2738.2922 | 6761.7078 | 0 | 0 | 0 | 0 | 0
2022-03-23 15:00 | 0.583 | 0.59865 | 35871 | 20285.4092 | 633 | 63359.6792 | 3 | 13297.9241 | 1.3298 | 50061.7551 | 0 | 582726.6167 | 19 | 9500 | 2272.3634 | 199.6997 | 24083.3333 | 132182.9064 | 33583.3333 | 0 | 98599.5731 | 98599.5731 | 0 | 9500 | 0 | 0 | 0 | 0 | 0
2022-03-23 16:00 | 0.35835 | 0.45526 | 35871 | 12468.7417 | 633 | 48183.6258 | 3 | 21114.5917 | 2.1115 | 27069.0341 | 0 | 632788.3718 | 19 | 9500 | 2272.3634 | 199.6997 | 24083.3333 | 132182.9064 | 33583.3333 | 0 | 98599.5731 | 98599.5731 | 0 | 9500 | 0 | 0 | 0 | 0 | 0
2022-03-23 17:00 | 0.14823 | 0.23739 | 35871 | 5157.6436 | 633 | 25124.7879 | 3 | 28425.6898 | 2.8426 | 0 | 3300.9019 | 659857.406 | 19 | 9500 | 2272.3634 | 199.6997 | 24083.3333 | 132182.9064 | 33583.3333 | 0 | 98599.5731 | 98599.5731 | 0 | 9500 | 0 | 0 | 0 | 0 | 0
2022-03-23 18:00 | 0.0107 | 0.01093 | 35871 | 372.3051 | 633 | 1156.805 | 3 | 30000 | 3 | 0 | 28843.195 | 656556.5041 | 19 | 6288.9718 | 2272.3634 | 132.2006 | 24083.3333 | 132182.9064 | 30372.3051 | 0 | 101810.6013 | 101810.6013 | -5.6843e-14 | 6288.9718 | 0 | 0 | 0 | 0 | 0
2022-03-23 19:00 | 0 | 0 | 35871 | 0 | 633 | 0 | 3 | 30000 | 3 | 0 | 30000 | 627713.309 | 19 | 5916.6667 | 2272.3634 | 124.3744 | 24083.3333 | 132182.9064 | 30000 | 0 | 102182.9064 | 102182.9064 | 0 | 5916.6667 | 0 | 0 | 0 | 0 | 0
2022-03-23 20:00 | 0 | 0 | 35871 | 0 | 633 | 0 | 3 | 30000 | 3 | 0 | 30000 | 597713.309 | 19 | 5916.6667 | 2272.3634 | 124.3744 | 24083.3333 | 132182.9064 | 30000 | 0 | 102182.9064 | 102182.9064 | 0 | 5916.6667 | 0 | 0 | 0 | 0 | 0
2022-03-23 21:00 | 0 | 0 | 35871 | 0 | 633 | 0 | 3 | 30000 | 3 | 0 | 30000 | 567713.309 | 19 | 5916.6667 | 2272.3634 | 124.3744 | 24083.3333 | 132182.9064 | 30000 | 0 | 102182.9064 | 102182.9064 | 0 | 5916.6667 | 0 | 0 | 0 | 0 | 0
2022-03-23 22:00 | 0 | 0 | 35871 | 0 | 633 | 0 | 3 | 30000 | 3 | 0 | 30000 | 537713.309 | 19 | 5916.6667 | 2272.3634 | 124.3744 | 24083.3333 | 132182.9064 | 30000 | 0 | 102182.9064 | 102182.9064 | 0 | 5916.6667 | 0 | 0 | 0 | 0 | 0
2022-03-23 23:00 | 0 | 0 | 35871 | 0 | 633 | 0 | 3 | 30000 | 3 | 0 | 30000 | 507713.309 | 19 | 5916.6667 | 2272.3634 | 124.3744 | 24083.3333 | 132182.9064 | 30000 | 0 | 102182.9064 | 102182.9064 | 0 | 5916.6667 | 0 | 0 | 0 | 0 | 0
2022-03-24 | 0 | 0 | 35871 | 0 | 633 | 0 | 3 | 30000 | 3 | 0 | 30000 | 477713.309 | 19 | 5875 | 2272.3634 | 123.4985 | 24125 | 132224.5731 | 30000 | 0 | 102224.5731 | 102224.5731 | 0 | 5875 | 0 | 0 | 0 | 0 | 0
2022-03-24 01:00 | 0 | 0 | 35871 | 0 | 633 | 0 | 3 | 30000 | 3 | 0 | 30000 | 447713.309 | 19 | 5875 | 2272.3634 | 123.4985 | 24125 | 132224.5731 | 30000 | 0 | 102224.5731 | 102224.5731 | 0 | 5875 | 0 | 0 | 0 | 0 | 0
2022-03-24 02:00 | 0 | 0 | 35871 | 0 | 633 | 0 | 3 | 30000 | 3 | 0 | 30000 | 417713.309 | 19 | 5875 | 2272.3634 | 123.4985 | 24125 | 132224.5731 | 30000 | 0 | 102224.5731 | 102224.5731 | 0 | 5875 | 0 | 0 | 0 | 0 | 0
2022-03-24 03:00 | 0 | 0 | 35871 | 0 | 633 | 0 | 3 | 30000 | 3 | 0 | 30000 | 387713.309 | 19 | 5875 | 2272.3634 | 123.4985 | 24125 | 132224.5731 | 30000 | 0 | 102224.5731 | 102224.5731 | 0 | 5875 | 0 | 0 | 0 | 0 | 0
2022-03-24 04:00 | 0 | 0 | 35871 | 0 | 633 | 0 | 3 | 30000 | 3 | 0 | 30000 | 357713.309 | 19 | 5875 | 2272.3634 | 123.4985 | 24125 | 132224.5731 | 30000 | 0 | 102224.5731 | 102224.5731 | 0 | 5875 | 0 | 0 | 0 | 0 | 0
2022-03-24 05:00 | 0 | 0 | 35871 | 0 | 633 | 0 | 3 | 30000 | 3 | 0 | 30000 | 327713.309 | 19 | 5875 | 2272.3634 | 123.4985 | 24125 | 132224.5731 | 30000 | 0 | 102224.5731 | 102224.5731 | 0 | 5875 | 0 | 0 | 0 | 0 | 0
2022-03-24 06:00 | 0.0191 | 0.08503 | 35871 | 664.582 | 633 | 8999.3711 | 3 | 30000 | 3 | 0 | 21000.6289 | 297713.309 | 19 | 6539.582 | 2272.3634 | 137.4687 | 24125 | 132224.5731 | 30664.582 | 0 | 101559.9911 | 101559.9911 | 1.1369e-13 | 6539.582 | 0 | 0 | 0 | 0 | 0
2022-03-24 07:00 | 0.20823 | 0.62326 | 35871 | 7245.3358 | 633 | 65964.3426 | 3 | 26379.6642 | 2.638 | 39584.6784 | 0 | 276712.6802 | 19 | 9500 | 2272.3634 | 199.6997 | 24125 | 132224.5731 | 33625 | 0 | 98599.5731 | 98599.5731 | 0 | 9500 | 0 | 0 | 0 | 0 | 0
2022-03-24 08:00 | 0.44717 | 0.80089 | 35871 | 15559.222 | 633 | 84764.2755 | 3 | 18065.778 | 1.8066 | 66698.4975 | 0 | 316297.3585 | 19 | 9500 | 2272.3634 | 199.6997 | 24125 | 132224.5731 | 33625 | 0 | 98599.5731 | 98599.5731 | 0 | 9500 | 0 | 0 | 0 | 0 | 0
2022-03-24 09:00 | 0.6637 | 0.90721 | 35871 | 23093.3552 | 633 | 96016.9291 | 3 | 10531.6448 | 1.0532 | 85485.2843 | 0 | 382995.856 | 19 | 9500 | 2272.3634 | 199.6997 | 24125 | 132224.5731 | 33625 | 0 | 98599.5731 | 98599.5731 | 0 | 9500 | 0 | 0 | 0 | 0 | 0
2022-03-24 10:00 | 0.83047 | 0.92709 | 35871 | 28896.0957 | 633 | 98120.9806 | 3 | 4728.9043 | 0.47289 | 93392.0763 | 0 | 468481.1403 | 19 | 9500 | 2272.3634 | 199.6997 | 24125 | 132224.5731 | 33625 | 0 | 98599.5731 | 98599.5731 | 4771.0957 | 4728.9043 | 0 | 0 | 0 | 0 | 0
2022-03-24 11:00 | 0.7805 | 0.75478 | 35871 | 27157.396 | 633 | 79884.1037 | 3 | 6467.604 | 0.64676 | 73416.4998 | 0 | 561873.2166 | 19 | 9500 | 2272.3634 | 199.6997 | 24125 | 132224.5731 | 33625 | 0 | 98599.5731 | 98599.5731 | 3032.396 | 6467.604 | 0 | 0 | 0 | 0 | 0
2022-03-24 12:00 | 0.67267 | 0.54586 | 35871 | 23405.4652 | 633 | 57772.5123 | 3 | 10219.5348 | 1.022 | 47552.9775 | 0 | 635289.7163 | 19 | 9500 | 2272.3634 | 199.6997 | 24125 | 132224.5731 | 33625 | 0 | 98599.5731 | 98599.5731 | 0 | 9500 | 0 | 0 | 0 | 0 | 0
2022-03-24 13:00 | 0.67883 | 0.22803 | 35871 | 23619.8016 | 633 | 24134.1479 | 3 | 10005.1984 | 1.0005 | 14128.9495 | 0 | 682842.6939 | 19 | 9500 | 2272.3634 | 199.6997 | 24125 | 132224.5731 | 33625 | 0 | 98599.5731 | 98599.5731 | 0 | 9500 | 0 | 0 | 0 | 0 | 0
2022-03-24 14:00 | 0.6155 | 0.15923 | 35871 | 21416.2425 | 633 | 16852.521 | 3 | 12208.7575 | 1.2209 | 4643.7635 | 0 | 696971.6434 | 19 | 9500 | 2272.3634 | 199.6997 | 24125 | 132224.5731 | 33625 | 0 | 98599.5731 | 98599.5731 | 0 | 9500 | 0 | 0 | 0 | 0 | 0
2022-03-24 15:00 | 0.39398 | 0.10774 | 35871 | 13708.4829 | 633 | 11402.943 | 3 | 19916.5171 | 1.9917 | 0 | 8513.5741 | 701615.4069 | 19 | 9500 | 2272.3634 | 199.6997 | 24125 | 132224.5731 | 33625 | 0 | 98599.5731 | 98599.5731 | 0 | 9500 | 0 | 0 | 0 | 0 | 0
2022-03-24 16:00 | 0.23793 | 0.14055 | 35871 | 8278.7434 | 633 | 14875.4747 | 3 | 25346.2566 | 2.5346 | 0 | 10470.7819 | 693101.8329 | 19 | 9500 | 2272.3634 | 199.6997 | 24125 | 132224.5731 | 33625 | 0 | 98599.5731 | 98599.5731 | 0 | 9500 | 0 | 0 | 0 | 0 | 0
2022-03-24 17:00 | 0.12535 | 0.06788 | 35871 | 4361.537 | 633 | 7184.2563 | 3 | 29263.463 | 2.9263 | 0 | 22079.2068 | 682631.051 | 19 | 9500 | 2272.3634 | 199.6997 | 24125 | 132224.5731 | 33625 | 0 | 98599.5731 | 98599.5731 | 0 | 9500 | 0 | 0 | 0 | 0 | 0
2022-03-24 18:00 | 0.01168 | 0.00056 | 35871 | 406.4041 | 633 | 59.2691 | 3 | 30000 | 3 | 0 | 29940.7309 | 660551.8442 | 19 | 6281.4041 | 2272.3634 | 132.0415 | 24125 | 132224.5731 | 30406.4041 | 0 | 101818.169 | 101818.169 | -5.6843e-14 | 6281.4041 | 0 | 0 | 0 | 0 | 0
2022-03-24 19:00 | 0 | 0 | 35871 | 0 | 633 | 0 | 3 | 30000 | 3 | 0 | 30000 | 630611.1133 | 19 | 5875 | 2272.3634 | 123.4985 | 24125 | 132224.5731 | 30000 | 0 | 102224.5731 | 102224.5731 | 0 | 5875 | 0 | 0 | 0 | 0 | 0
2022-03-24 20:00 | 0 | 0 | 35871 | 0 | 633 | 0 | 3 | 30000 | 3 | 0 | 30000 | 600611.1133 | 19 | 5875 | 2272.3634 | 123.4985 | 24125 | 132224.5731 | 30000 | 0 | 102224.5731 | 102224.5731 | 0 | 5875 | 0 | 0 | 0 | 0 | 0
2022-03-24 21:00 | 0 | 0 | 35871 | 0 | 633 | 0 | 3 | 30000 | 3 | 0 | 30000 | 570611.1133 | 19 | 5875 | 2272.3634 | 123.4985 | 24125 | 132224.5731 | 30000 | 0 | 102224.5731 | 102224.5731 | 0 | 5875 | 0 | 0 | 0 | 0 | 0
2022-03-24 22:00 | 0 | 0 | 35871 | 0 | 633 | 0 | 3 | 30000 | 3 | 0 | 30000 | 540611.1133 | 19 | 5875 | 2272.3634 | 123.4985 | 24125 | 132224.5731 | 30000 | 0 | 102224.5731 | 102224.5731 | 0 | 5875 | 0 | 0 | 0 | 0 | 0
2022-03-24 23:00 | 0 | 0 | 35871 | 0 | 633 | 0 | 3 | 30000 | 3 | 0 | 30000 | 510611.1133 | 19 | 5875 | 2272.3634 | 123.4985 | 24125 | 132224.5731 | 30000 | 0 | 102224.5731 | 102224.5731 | 0 | 5875 | 0 | 0 | 0 | 0 | 0
2022-03-25 | 0 | 0 | 35871 | 0 | 633 | 0 | 3 | 30000 | 3 | 0 | 30000 | 480611.1133 | 19 | 6458.3333 | 2272.3634 | 135.7608 | 23541.6667 | 131641.2398 | 30000 | 0 | 101641.2398 | 101641.2398 | 0 | 6458.3333 | 0 | 0 | 0 | 0 | 0
2022-03-25 01:00 | 0 | 0 | 35871 | 0 | 633 | 0 | 3 | 30000 | 3 | 0 | 30000 | 450611.1133 | 19 | 6458.3333 | 2272.3634 | 135.7608 | 23541.6667 | 131641.2398 | 30000 | 0 | 101641.2398 | 101641.2398 | 0 | 6458.3333 | 0 | 0 | 0 | 0 | 0
2022-03-25 02:00 | 0 | 0 | 35871 | 0 | 633 | 0 | 3 | 30000 | 3 | 0 | 30000 | 420611.1133 | 19 | 6458.3333 | 2272.3634 | 135.7608 | 23541.6667 | 131641.2398 | 30000 | 0 | 101641.2398 | 101641.2398 | 0 | 6458.3333 | 0 | 0 | 0 | 0 | 0
2022-03-25 03:00 | 0 | 0 | 35871 | 0 | 633 | 0 | 3 | 30000 | 3 | 0 | 30000 | 390611.1133 | 19 | 6458.3333 | 2272.3634 | 135.7608 | 23541.6667 | 131641.2398 | 30000 | 0 | 101641.2398 | 101641.2398 | 0 | 6458.3333 | 0 | 0 | 0 | 0 | 0
2022-03-25 04:00 | 0 | 0 | 35871 | 0 | 633 | 0 | 3 | 30000 | 3 | 0 | 30000 | 360611.1133 | 19 | 6458.3333 | 2272.3634 | 135.7608 | 23541.6667 | 131641.2398 | 30000 | 0 | 101641.2398 | 101641.2398 | 0 | 6458.3333 | 0 | 0 | 0 | 0 | 0
2022-03-25 05:00 | 0 | 0 | 35871 | 0 | 633 | 0 | 3 | 30000 | 3 | 0 | 30000 | 330611.1133 | 19 | 6458.3333 | 2272.3634 | 135.7608 | 23541.6667 | 131641.2398 | 30000 | 0 | 101641.2398 | 101641.2398 | 0 | 6458.3333 | 0 | 0 | 0 | 0 | 0
2022-03-25 06:00 | 0.01683 | 0.0148 | 35871 | 585.5977 | 633 | 1566.3965 | 3 | 30000 | 3 | 0 | 28433.6035 | 300611.1133 | 19 | 7043.931 | 2272.3634 | 148.0706 | 23541.6667 | 131641.2398 | 30585.5977 | 0 | 101055.6421 | 101055.6421 | -2.2737e-13 | 7043.931 | 0 | 0 | 0 | 0 | 0
2022-03-25 07:00 | 0.18218 | 0.31706 | 35871 | 6338.9294 | 633 | 33556.8695 | 3 | 26702.7373 | 2.6703 | 6854.1322 | 0 | 272177.5097 | 19 | 9500 | 2272.3634 | 199.6997 | 23541.6667 | 131641.2398 | 33041.6667 | 0 | 98599.5731 | 98599.5731 | 3.638e-12 | 9500 | 0 | 0 | 0 | 0 | 0
2022-03-25 08:00 | 0.39858 | 0.4896 | 35871 | 13868.5393 | 633 | 51818.089 | 3 | 19173.1274 | 1.9173 | 32644.9616 | 0 | 279031.6419 | 19 | 9500 | 2272.3634 | 199.6997 | 23541.6667 | 131641.2398 | 33041.6667 | 0 | 98599.5731 | 98599.5731 | 0 | 9500 | 0 | 0 | 0 | 0 | 0
2022-03-25 09:00 | 0.62597 | 0.63288 | 35871 | 21780.5448 | 633 | 66982.5003 | 3 | 11261.1219 | 1.1261 | 55721.3784 | 0 | 311676.6035 | 19 | 9500 | 2272.3634 | 199.6997 | 23541.6667 | 131641.2398 | 33041.6667 | 0 | 98599.5731 | 98599.5731 | 0 | 9500 | 0 | 0 | 0 | 0 | 0
2022-03-25 10:00 | 0.72365 | 0.4651 | 35871 | 25179.3077 | 633 | 49225.0678 | 3 | 7862.359 | 0.78624 | 41362.7088 | 0 | 367397.9819 | 19 | 9500 | 2272.3634 | 199.6997 | 23541.6667 | 131641.2398 | 33041.6667 | 0 | 98599.5731 | 98599.5731 | 1637.641 | 7862.359 | 0 | 0 | 0 | 0 | 0
2022-03-25 11:00 | 0.5388 | 0.10845 | 35871 | 18747.476 | 633 | 11478.0877 | 3 | 14294.1907 | 1.4294 | 0 | 2816.103 | 408760.6907 | 19 | 9500 | 2272.3634 | 199.6997 | 23541.6667 | 131641.2398 | 33041.6667 | 0 | 98599.5731 | 98599.5731 | 0 | 9500 | 0 | 0 | 0 | 0 | 0
2022-03-25 12:00 | 0.50385 | 0.17325 | 35871 | 17531.3952 | 633 | 18336.3642 | 3 | 15510.2714 | 1.551 | 2826.0928 | 0 | 405944.5877 | 19 | 9500 | 2272.3634 | 199.6997 | 23541.6667 | 131641.2398 | 33041.6667 | 0 | 98599.5731 | 98599.5731 | 0 | 9500 | 0 | 0 | 0 | 0 | 0
2022-03-25 13:00 | 0.52072 | 0.35021 | 35871 | 18118.3847 | 633 | 37065.3859 | 3 | 14923.282 | 1.4923 | 22142.1039 | 0 | 408770.6805 | 19 | 9500 | 2272.3634 | 199.6997 | 23541.6667 | 131641.2398 | 33041.6667 | 0 | 98599.5731 | 98599.5731 | 0 | 9500 | 0 | 0 | 0 | 0 | 0
2022-03-25 14:00 | 0.48858 | 0.13837 | 35871 | 17000.0776 | 633 | 14644.7487 | 3 | 16041.5891 | 1.6042 | 0 | 1396.8404 | 430912.7844 | 19 | 9500 | 2272.3634 | 199.6997 | 23541.6667 | 131641.2398 | 33041.6667 | 0 | 98599.5731 | 98599.5731 | 0 | 9500 | 0 | 0 | 0 | 0 | 0
2022-03-25 15:00 | 0.366 | 0.07457 | 35871 | 12734.9224 | 633 | 7892.3098 | 3 | 20306.7442 | 2.0307 | 0 | 12414.4344 | 429515.944 | 19 | 9500 | 2272.3634 | 199.6997 | 23541.6667 | 131641.2398 | 33041.6667 | 0 | 98599.5731 | 98599.5731 | 0 | 9500 | 0 | 0 | 0 | 0 | 0
2022-03-25 16:00 | 0.23202 | 0.11678 | 35871 | 8073.1057 | 633 | 12359.7149 | 3 | 24968.5609 | 2.4969 | 0 | 12608.846 | 417101.5096 | 19 | 9500 | 2272.3634 | 199.6997 | 23541.6667 | 131641.2398 | 33041.6667 | 0 | 98599.5731 | 98599.5731 | 0 | 9500 | 0 | 0 | 0 | 0 | 0
2022-03-25 17:00 | 0.11747 | 0.09567 | 35871 | 4087.3534 | 633 | 10125.4832 | 3 | 28954.3133 | 2.8954 | 0 | 18828.8301 | 404492.6636 | 19 | 9500 | 2272.3634 | 199.6997 | 23541.6667 | 131641.2398 | 33041.6667 | 0 | 98599.5731 | 98599.5731 | 0 | 9500 | 0 | 0 | 0 | 0 | 0
2022-03-25 18:00 | 0.01162 | 0.00225 | 35871 | 404.3164 | 633 | 238.1346 | 3 | 30000 | 3 | 0 | 29761.8654 | 385663.8335 | 19 | 6862.6497 | 2272.3634 | 144.2599 | 23541.6667 | 131641.2398 | 30404.3164 | 0 | 101236.9234 | 101236.9234 | 5.6843e-14 | 6862.6497 | 0 | 0 | 0 | 0 | 0
2022-03-25 19:00 | 0 | 0 | 35871 | 0 | 633 | 0 | 3 | 30000 | 3 | 0 | 30000 | 355901.9681 | 19 | 6458.3333 | 2272.3634 | 135.7608 | 23541.6667 | 131641.2398 | 30000 | 0 | 101641.2398 | 101641.2398 | 0 | 6458.3333 | 0 | 0 | 0 | 0 | 0
2022-03-25 20:00 | 0 | 0 | 35871 | 0 | 633 | 0 | 3 | 30000 | 3 | 0 | 30000 | 325901.9681 | 19 | 6458.3333 | 2272.3634 | 135.7608 | 23541.6667 | 131641.2398 | 30000 | 0 | 101641.2398 | 101641.2398 | 0 | 6458.3333 | 0 | 0 | 0 | 0 | 0
2022-03-25 21:00 | 0 | 0 | 35871 | 0 | 633 | 0 | 3 | 30000 | 3 | 0 | 30000 | 295901.9681 | 19 | 6458.3333 | 2272.3634 | 135.7608 | 23541.6667 | 131641.2398 | 30000 | 0 | 101641.2398 | 101641.2398 | 0 | 6458.3333 | 0 | 0 | 0 | 0 | 0
2022-03-25 22:00 | 0 | 0 | 35871 | 0 | 633 | 0 | 3 | 30000 | 3 | 0 | 30000 | 265901.9681 | 19 | 6458.3333 | 2272.3634 | 135.7608 | 23541.6667 | 131641.2398 | 30000 | 0 | 101641.2398 | 101641.2398 | 0 | 6458.3333 | 0 | 0 | 0 | 0 | 0
2022-03-25 23:00 | 0 | 0 | 35871 | 0 | 633 | 0 | 3 | 30000 | 3 | 0 | 30000 | 235901.9681 | 19 | 6458.3333 | 2272.3634 | 135.7608 | 23541.6667 | 131641.2398 | 30000 | 0 | 101641.2398 | 101641.2398 | 0 | 6458.3333 | 0 | 0 | 0 | 0 | 0
2022-03-26 | 0 | 0 | 35871 | 0 | 633 | 0 | 3 | 30000 | 3 | 0 | 30000 | 205901.9681 | 19 | 6904.1667 | 2272.3634 | 145.1326 | 23095.8333 | 131195.4064 | 30000 | 0 | 101195.4064 | 101195.4064 | 0 | 6904.1667 | 0 | 0 | 0 | 0 | 0
2022-03-26 01:00 | 0 | 0 | 35871 | 0 | 633 | 0 | 3 | 30000 | 3 | 0 | 30000 | 175901.9681 | 19 | 6904.1667 | 2272.3634 | 145.1326 | 23095.8333 | 131195.4064 | 30000 | 0 | 101195.4064 | 101195.4064 | 0 | 6904.1667 | 0 | 0 | 0 | 0 | 0
2022-03-26 02:00 | 0 | 0 | 35871 | 0 | 633 | 0 | 3 | 30000 | 3 | 0 | 30000 | 145901.9681 | 19 | 6904.1667 | 2272.3634 | 145.1326 | 23095.8333 | 131195.4064 | 30000 | 0 | 101195.4064 | 101195.4064 | 0 | 6904.1667 | 0 | 0 | 0 | 0 | 0
2022-03-26 03:00 | 0 | 0 | 35871 | 0 | 633 | 0 | 3 | 30000 | 3 | 0 | 30000 | 115901.9681 | 19 | 6904.1667 | 2272.3634 | 145.1326 | 23095.8333 | 131195.4064 | 30000 | 0 | 101195.4064 | 101195.4064 | 0 | 6904.1667 | 0 | 0 | 0 | 0 | 0
2022-03-26 04:00 | 0 | 0 | 35871 | 0 | 633 | 0 | 3 | 30000 | 3 | 0 | 30000 | 85901.9681 | 19 | 6904.1667 | 2272.3634 | 145.1326 | 23095.8333 | 131195.4064 | 30000 | 0 | 101195.4064 | 101195.4064 | 0 | 6904.1667 | 0 | 0 | 0 | 0 | 0
2022-03-26 05:00 | 0 | 0 | 35871 | 0 | 633 | 0 | 3 | 30000 | 3 | 0 | 30000 | 55901.9681 | 19 | 6904.1667 | 2272.3634 | 145.1326 | 23095.8333 | 131195.4064 | 30000 | 0 | 101195.4064 | 101195.4064 | 0 | 6904.1667 | 0 | 0 | 0 | 0 | 0
2022-03-26 06:00 | 0.0198 | 0.03872 | 35871 | 688.9384 | 633 | 4098.0319 | 3 | 30000 | 3 | 0 | 25901.9681 | 25901.9681 | 19 | 7593.1051 | 2272.3634 | 159.6148 | 23095.8333 | 131195.4064 | 30688.9384 | 0 | 100506.468 | 100506.468 | 3.4106e-13 | 7593.1051 | 0 | 0 | 0 | 0 | 0
2022-03-26 07:00 | 0.20562 | 0.50444 | 35871 | 7154.5212 | 633 | 53388.7189 | 3 | 25441.3122 | 2.5441 | 0 | 0 | 0 | 19 | 9500 | 2272.3634 | 199.6997 | 23095.8333 | 131195.4064 | 32595.8333 | 0 | 98599.5731 | 98599.5731 | 0 | 9500 | 0 | 0 | 0 | 0 | 0
2022-03-26 08:00 | 0.43955 | 0.6997 | 35871 | 15294.0851 | 633 | 74054.5687 | 3 | 17301.7482 | 1.7302 | 0 | 0 | 0 | 19 | 9500 | 2272.3634 | 199.6997 | 23095.8333 | 131195.4064 | 32595.8333 | 0 | 98599.5731 | 98599.5731 | 0 | 9500 | 0 | 0 | 0 | 0 | 0
2022-03-26 09:00 | 0.6607 | 0.82906 | 35871 | 22988.9706 | 633 | 87745.7207 | 3 | 9606.8627 | 0.96069 | 0 | 0 | 0 | 19 | 9500 | 2272.3634 | 199.6997 | 23095.8333 | 131195.4064 | 32595.8333 | 0 | 98599.5731 | 98599.5731 | 0 | 9500 | 0 | 0 | 0 | 0 | 0
2022-03-26 10:00 | 0.83297 | 0.89954 | 35871 | 28983.0829 | 633 | 95205.1547 | 3 | 3612.7505 | 0.36128 | 0 | 0 | 0 | 19 | 9500 | 2272.3634 | 199.6997 | 23095.8333 | 131195.4064 | 32595.8333 | 0 | 98599.5731 | 98599.5731 | 5887.2495 | 3612.7505 | 0 | 0 | 0 | 0 | 0
2022-03-26 11:00 | 0.88685 | 0.88016 | 35871 | 30857.8305 | 633 | 93154.022 | 3 | 1738.0029 | 0.1738 | 33949.7808 | 0 | 0 | 19 | 9500 | 2272.3634 | 199.6997 | 23095.8333 | 131195.4064 | 32595.8333 | 0 | 98599.5731 | 98599.5731 | 7761.9971 | 1738.0029 | 0 | 0 | 0 | 0 | 0
2022-03-26 12:00 | 0.92547 | 0.77074 | 35871 | 32201.6083 | 633 | 81573.2718 | 3 | 394.225 | 0.039422 | 81179.0468 | 0 | 33949.7808 | 19 | 9500 | 2272.3634 | 199.6997 | 23095.8333 | 131195.4064 | 32595.8333 | 0 | 98599.5731 | 98599.5731 | 9105.775 | 394.225 | 0 | 0 | 0 | 0 | 0
2022-03-26 13:00 | 0.90053 | 0.77681 | 35871 | 31333.8243 | 633 | 82215.7061 | 3 | 1262.0091 | 0.1262 | 80953.697 | 0 | 115128.8277 | 19 | 9500 | 2272.3634 | 199.6997 | 23095.8333 | 131195.4064 | 32595.8333 | 0 | 98599.5731 | 98599.5731 | 8237.9909 | 1262.0091 | 0 | 0 | 0 | 0 | 0
2022-03-26 14:00 | 0.77872 | 0.69619 | 35871 | 27095.4612 | 633 | 73683.0787 | 3 | 5500.3722 | 0.55004 | 68182.7066 | 0 | 196082.5247 | 19 | 9500 | 2272.3634 | 199.6997 | 23095.8333 | 131195.4064 | 32595.8333 | 0 | 98599.5731 | 98599.5731 | 3999.6278 | 5500.3722 | 0 | 0 | 0 | 0 | 0
2022-03-26 15:00 | 0.61303 | 0.7 | 35871 | 21330.2992 | 633 | 74086.32 | 3 | 11265.5342 | 1.1266 | 62820.7858 | 0 | 264265.2313 | 19 | 9500 | 2272.3634 | 199.6997 | 23095.8333 | 131195.4064 | 32595.8333 | 0 | 98599.5731 | 98599.5731 | 0 | 9500 | 0 | 0 | 0 | 0 | 0
2022-03-26 16:00 | 0.39652 | 0.58595 | 35871 | 13796.8619 | 633 | 62015.5417 | 3 | 18798.9715 | 1.8799 | 43216.5702 | 0 | 327086.0171 | 19 | 9500 | 2272.3634 | 199.6997 | 23095.8333 | 131195.4064 | 32595.8333 | 0 | 98599.5731 | 98599.5731 | 0 | 9500 | 0 | 0 | 0 | 0 | 0
2022-03-26 17:00 | 0.17493 | 0.3562 | 35871 | 6086.6666 | 633 | 37699.3531 | 3 | 26509.1667 | 2.6509 | 11190.1864 | 0 | 370302.5873 | 19 | 9500 | 2272.3634 | 199.6997 | 23095.8333 | 131195.4064 | 32595.8333 | 0 | 98599.5731 | 98599.5731 | 0 | 9500 | 0 | 0 | 0 | 0 | 0
2022-03-26 18:00 | 0.01388 | 0.01337 | 35871 | 482.9528 | 633 | 1415.0487 | 3 | 30000 | 3 | 0 | 28584.9513 | 381492.7737 | 19 | 7387.1195 | 2272.3634 | 155.2848 | 23095.8333 | 131195.4064 | 30482.9528 | 0 | 100712.4536 | 100712.4536 | -2.8422e-13 | 7387.1195 | 0 | 0 | 0 | 0 | 0
2022-03-26 19:00 | 0 | 0 | 35871 | 0 | 633 | 0 | 3 | 30000 | 3 | 0 | 30000 | 352907.8224 | 19 | 6904.1667 | 2272.3634 | 145.1326 | 23095.8333 | 131195.4064 | 30000 | 0 | 101195.4064 | 101195.4064 | 0 | 6904.1667 | 0 | 0 | 0 | 0 | 0
2022-03-26 20:00 | 0 | 0 | 35871 | 0 | 633 | 0 | 3 | 30000 | 3 | 0 | 30000 | 322907.8224 | 19 | 6904.1667 | 2272.3634 | 145.1326 | 23095.8333 | 131195.4064 | 30000 | 0 | 101195.4064 | 101195.4064 | 0 | 6904.1667 | 0 | 0 | 0 | 0 | 0
2022-03-26 21:00 | 0 | 0 | 35871 | 0 | 633 | 0 | 3 | 30000 | 3 | 0 | 30000 | 292907.8224 | 19 | 6904.1667 | 2272.3634 | 145.1326 | 23095.8333 | 131195.4064 | 30000 | 0 | 101195.4064 | 101195.4064 | 0 | 6904.1667 | 0 | 0 | 0 | 0 | 0
2022-03-26 22:00 | 0 | 0 | 35871 | 0 | 633 | 0 | 3 | 30000 | 3 | 0 | 30000 | 262907.8224 | 19 | 6904.1667 | 2272.3634 | 145.1326 | 23095.8333 | 131195.4064 | 30000 | 0 | 101195.4064 | 101195.4064 | 0 | 6904.1667 | 0 | 0 | 0 | 0 | 0
2022-03-26 23:00 | 0 | 0 | 35871 | 0 | 633 | 0 | 3 | 30000 | 3 | 0 | 30000 | 232907.8224 | 19 | 6904.1667 | 2272.3634 | 145.1326 | 23095.8333 | 131195.4064 | 30000 | 0 | 101195.4064 | 101195.4064 | 0 | 6904.1667 | 0 | 0 | 0 | 0 | 0
2022-03-27 | 0 | 0 | 35871 | 0 | 633 | 0 | 3 | 30000 | 3 | 0 | 30000 | 202907.8224 | 19 | 7220.8333 | 2272.3634 | 151.7893 | 22779.1667 | 130878.7398 | 30000 | 0 | 100878.7398 | 100878.7398 | 0 | 7220.8333 | 0 | 0 | 0 | 0 | 0
2022-03-27 01:00 | 0 | 0 | 35871 | 0 | 633 | 0 | 3 | 30000 | 3 | 0 | 30000 | 172907.8224 | 19 | 7220.8333 | 2272.3634 | 151.7893 | 22779.1667 | 130878.7398 | 30000 | 0 | 100878.7398 | 100878.7398 | 0 | 7220.8333 | 0 | 0 | 0 | 0 | 0
2022-03-27 02:00 | 0 | 0 | 35871 | 0 | 633 | 0 | 3 | 30000 | 3 | 0 | 30000 | 142907.8224 | 19 | 7220.8333 | 2272.3634 | 151.7893 | 22779.1667 | 130878.7398 | 30000 | 0 | 100878.7398 | 100878.7398 | 0 | 7220.8333 | 0 | 0 | 0 | 0 | 0
2022-03-27 03:00 | 0 | 0 | 35871 | 0 | 633 | 0 | 3 | 30000 | 3 | 0 | 30000 | 112907.8224 | 19 | 7220.8333 | 2272.3634 | 151.7893 | 22779.1667 | 130878.7398 | 30000 | 0 | 100878.7398 | 100878.7398 | 0 | 7220.8333 | 0 | 0 | 0 | 0 | 0
2022-03-27 04:00 | 0 | 0 | 35871 | 0 | 633 | 0 | 3 | 30000 | 3 | 0 | 30000 | 82907.8224 | 19 | 7220.8333 | 2272.3634 | 151.7893 | 22779.1667 | 130878.7398 | 30000 | 0 | 100878.7398 | 100878.7398 | 0 | 7220.8333 | 0 | 0 | 0 | 0 | 0
2022-03-27 05:00 | 0 | 0 | 35871 | 0 | 633 | 0 | 3 | 30000 | 3 | 0 | 30000 | 52907.8224 | 19 | 7220.8333 | 2272.3634 | 151.7893 | 22779.1667 | 130878.7398 | 30000 | 0 | 100878.7398 | 100878.7398 | 0 | 7220.8333 | 0 | 0 | 0 | 0 | 0
2022-03-27 06:00 | 0.02225 | 0.06701 | 35871 | 774.1859 | 633 | 7092.1776 | 3 | 30000 | 3 | 0 | 22907.8224 | 22907.8224 | 19 | 7995.0192 | 2272.3634 | 168.0635 | 22779.1667 | 130878.7398 | 30774.1859 | 0 | 100104.5539 | 100104.5539 | 3.4106e-13 | 7995.0192 | 0 | 0 | 0 | 0 | 0
2022-03-27 07:00 | 0.21632 | 0.55733 | 35871 | 7526.8263 | 633 | 58986.4696 | 3 | 24752.3404 | 2.4752 | 0 | 0 | 0 | 19 | 9500 | 2272.3634 | 199.6997 | 22779.1667 | 130878.7398 | 32279.1667 | 0 | 98599.5731 | 98599.5731 | 0 | 9500 | 0 | 0 | 0 | 0 | 0
2022-03-27 08:00 | 0.45755 | 0.78186 | 35871 | 15920.3928 | 633 | 82750.1859 | 3 | 16358.7739 | 1.6359 | 0 | 0 | 0 | 19 | 9500 | 2272.3634 | 199.6997 | 22779.1667 | 130878.7398 | 32279.1667 | 0 | 98599.5731 | 98599.5731 | 0 | 9500 | 0 | 0 | 0 | 0 | 0
2022-03-27 09:00 | 0.6816 | 0.9054 | 35871 | 23716.1834 | 633 | 95825.363 | 3 | 8562.9833 | 0.8563 | 0 | 0 | 0 | 19 | 9500 | 2272.3634 | 199.6997 | 22779.1667 | 130878.7398 | 32279.1667 | 0 | 98599.5731 | 98599.5731 | 937.0167 | 8562.9833 | 0 | 0 | 0 | 0 | 0
2022-03-27 10:00 | 0.852 | 0.97008 | 35871 | 29645.2292 | 633 | 102670.939 | 3 | 2633.9374 | 0.26339 | 30000 | 0 | 0 | 19 | 9500 | 2272.3634 | 199.6997 | 22779.1667 | 130878.7398 | 32279.1667 | 0 | 98599.5731 | 98599.5731 | 6866.0626 | 2633.9374 | 0 | 0 | 0 | 0 | 0
2022-03-27 11:00 | 0.9579 | 1.0024 | 35871 | 33330.006 | 633 | 106090.5519 | 3 | 30000 | 3 | 0 | 30000 | 30000 | 19 | 9500 | 2272.3634 | 199.6997 | 22779.1667 | 130878.7398 | 32279.1667 | 0 | 98599.5731 | 98599.5731 | 9500 | 0 | 0 | 0 | 0 | 30000 | 0
2022-03-27 12:00 | 0.9746 | 0.94379 | 35871 | 33911.0803 | 633 | 99888.4685 | 3 | 0 | 0 | 9772.6567 | 0 | 0 | 19 | 9500 | 2272.3634 | 199.6997 | 22779.1667 | 130878.7398 | 32279.1667 | 0 | 98599.5731 | 98599.5731 | 9500 | 0 | 0 | 0 | 0 | 0 | 0
2022-03-27 13:00 | 0.9357 | 0.93327 | 35871 | 32557.5599 | 633 | 98775.057 | 3 | 0 | 0 | 98775.057 | 0 | 9772.6567 | 19 | 9500 | 2272.3634 | 199.6997 | 22779.1667 | 130878.7398 | 32279.1667 | 0 | 98599.5731 | 98599.5731 | 9500 | 0 | 0 | 0 | 0 | 0 | 0
2022-03-27 14:00 | 0.82192 | 0.9002 | 35871 | 28598.5996 | 633 | 95275.0075 | 3 | 3680.5671 | 0.36806 | 91594.4404 | 0 | 108547.7136 | 19 | 9500 | 2272.3634 | 199.6997 | 22779.1667 | 130878.7398 | 32279.1667 | 0 | 98599.5731 | 98599.5731 | 5819.4329 | 3680.5671 | 0 | 0 | 0 | 0 | 0
2022-03-27 15:00 | 0.64922 | 0.84761 | 35871 | 22589.5255 | 633 | 89709.0081 | 3 | 9689.6412 | 0.96896 | 80019.367 | 0 | 200142.154 | 19 | 9500 | 2272.3634 | 199.6997 | 22779.1667 | 130878.7398 | 32279.1667 | 0 | 98599.5731 | 98599.5731 | 0 | 9500 | 0 | 0 | 0 | 0 | 0
2022-03-27 16:00 | 0.43088 | 0.73727 | 35871 | 14992.4136 | 633 | 78030.8874 | 3 | 17286.7531 | 1.7287 | 60744.1343 | 0 | 280161.521 | 19 | 9500 | 2272.3634 | 199.6997 | 22779.1667 | 130878.7398 | 32279.1667 | 0 | 98599.5731 | 98599.5731 | 0 | 9500 | 0 | 0 | 0 | 0 | 0
2022-03-27 17:00 | 0.19538 | 0.53234 | 35871 | 6798.2217 | 633 | 56341.588 | 3 | 25480.945 | 2.5481 | 30860.643 | 0 | 340905.6553 | 19 | 9500 | 2272.3634 | 199.6997 | 22779.1667 | 130878.7398 | 32279.1667 | 0 | 98599.5731 | 98599.5731 | 0 | 9500 | 0 | 0 | 0 | 0 | 0
2022-03-27 18:00 | 0.01645 | 0.05063 | 35871 | 572.3756 | 633 | 5358.5577 | 3 | 30000 | 3 | 0 | 24641.4423 | 371766.2983 | 19 | 7793.2089 | 2272.3634 | 163.8212 | 22779.1667 | 130878.7398 | 30572.3756 | 0 | 100306.3642 | 100306.3642 | -3.4106e-13 | 7793.2089 | 0 | 0 | 0 | 0 | 0
2022-03-27 19:00 | 0 | 0 | 35871 | 0 | 633 | 0 | 3 | 30000 | 3 | 0 | 30000 | 347124.856 | 19 | 7220.8333 | 2272.3634 | 151.7893 | 22779.1667 | 130878.7398 | 30000 | 0 | 100878.7398 | 100878.7398 | 0 | 7220.8333 | 0 | 0 | 0 | 0 | 0
2022-03-27 20:00 | 0 | 0 | 35871 | 0 | 633 | 0 | 3 | 30000 | 3 | 0 | 30000 | 317124.856 | 19 | 7220.8333 | 2272.3634 | 151.7893 | 22779.1667 | 130878.7398 | 30000 | 0 | 100878.7398 | 100878.7398 | 0 | 7220.8333 | 0 | 0 | 0 | 0 | 0
2022-03-27 21:00 | 0 | 0 | 35871 | 0 | 633 | 0 | 3 | 30000 | 3 | 0 | 30000 | 287124.856 | 19 | 7220.8333 | 2272.3634 | 151.7893 | 22779.1667 | 130878.7398 | 30000 | 0 | 100878.7398 | 100878.7398 | 0 | 7220.8333 | 0 | 0 | 0 | 0 | 0
2022-03-27 22:00 | 0 | 0 | 35871 | 0 | 633 | 0 | 3 | 30000 | 3 | 0 | 30000 | 257124.856 | 19 | 7220.8333 | 2272.3634 | 151.7893 | 22779.1667 | 130878.7398 | 30000 | 0 | 100878.7398 | 100878.7398 | 0 | 7220.8333 | 0 | 0 | 0 | 0 | 0
2022-03-27 23:00 | 0 | 0 | 35871 | 0 | 633 | 0 | 3 | 30000 | 3 | 0 | 30000 | 227124.856 | 19 | 7220.8333 | 2272.3634 | 151.7893 | 22779.1667 | 130878.7398 | 30000 | 0 | 100878.7398 | 100878.7398 | 0 | 7220.8333 | 0 | 0 | 0 | 0 | 0
2022-03-28 | 0 | 0 | 35871 | 0 | 633 | 0 | 3 | 30000 | 3 | 0 | 30000 | 197124.856 | 19 | 6583.3333 | 2272.3634 | 138.3884 | 23416.6667 | 131516.2398 | 30000 | 0 | 101516.2398 | 101516.2398 | 0 | 6583.3333 | 0 | 0 | 0 | 0 | 0
2022-03-28 01:00 | 0 | 0 | 35871 | 0 | 633 | 0 | 3 | 30000 | 3 | 0 | 30000 | 167124.856 | 19 | 6583.3333 | 2272.3634 | 138.3884 | 23416.6667 | 131516.2398 | 30000 | 0 | 101516.2398 | 101516.2398 | 0 | 6583.3333 | 0 | 0 | 0 | 0 | 0
2022-03-28 02:00 | 0 | 0 | 35871 | 0 | 633 | 0 | 3 | 30000 | 3 | 0 | 30000 | 137124.856 | 19 | 6583.3333 | 2272.3634 | 138.3884 | 23416.6667 | 131516.2398 | 30000 | 0 | 101516.2398 | 101516.2398 | 0 | 6583.3333 | 0 | 0 | 0 | 0 | 0
2022-03-28 03:00 | 0 | 0 | 35871 | 0 | 633 | 0 | 3 | 30000 | 3 | 0 | 30000 | 107124.856 | 19 | 6583.3333 | 2272.3634 | 138.3884 | 23416.6667 | 131516.2398 | 30000 | 0 | 101516.2398 | 101516.2398 | 0 | 6583.3333 | 0 | 0 | 0 | 0 | 0
2022-03-28 04:00 | 0 | 0 | 35871 | 0 | 633 | 0 | 3 | 30000 | 3 | 0 | 30000 | 77124.856 | 19 | 6583.3333 | 2272.3634 | 138.3884 | 23416.6667 | 131516.2398 | 30000 | 0 | 101516.2398 | 101516.2398 | 0 | 6583.3333 | 0 | 0 | 0 | 0 | 0
2022-03-28 05:00 | 0 | 0 | 35871 | 0 | 633 | 0 | 3 | 30000 | 3 | 0 | 30000 | 47124.856 | 19 | 6583.3333 | 2272.3634 | 138.3884 | 23416.6667 | 131516.2398 | 30000 | 0 | 101516.2398 | 101516.2398 | 0 | 6583.3333 | 0 | 0 | 0 | 0 | 0
2022-03-28 06:00 | 0.02598 | 0.12165 | 35871 | 903.9707 | 633 | 12875.144 | 3 | 30000 | 3 | 0 | 17124.856 | 17124.856 | 19 | 7487.3041 | 2272.3634 | 157.3908 | 23416.6667 | 131516.2398 | 30903.9707 | 0 | 100612.269 | 100612.269 | -1.1369e-13 | 7487.3041 | 0 | 0 | 0 | 0 | 0
2022-03-28 07:00 | 0.22738 | 0.62554 | 35871 | 7911.6575 | 633 | 66205.6523 | 3 | 25005.0091 | 2.5005 | 0 | 0 | 0 | 19 | 9500 | 2272.3634 | 199.6997 | 23416.6667 | 131516.2398 | 32916.6667 | 0 | 98599.5731 | 98599.5731 | 0 | 9500 | 0 | 0 | 0 | 0 | 0
2022-03-28 08:00 | 0.4667 | 0.83488 | 35871 | 16238.7658 | 633 | 88361.6955 | 3 | 16677.9008 | 1.6678 | 0 | 0 | 0 | 19 | 9500 | 2272.3634 | 199.6997 | 23416.6667 | 131516.2398 | 32916.6667 | 0 | 98599.5731 | 98599.5731 | 0 | 9500 | 0 | 0 | 0 | 0 | 0
2022-03-28 09:00 | 0.68378 | 0.93551 | 35871 | 23792.0362 | 633 | 99012.1332 | 3 | 9124.6305 | 0.91246 | 3687.3625 | 0 | 0 | 19 | 9500 | 2272.3634 | 199.6997 | 23416.6667 | 131516.2398 | 32916.6667 | 0 | 98599.5731 | 98599.5731 | 375.3695 | 9124.6305 | 0 | 0 | 0 | 0 | 0
2022-03-28 10:00 | 0.85535 | 0.98236 | 35871 | 29761.7921 | 633 | 103970.6247 | 3 | 3154.8746 | 0.31549 | 100815.7501 | 0 | 3687.3625 | 19 | 9500 | 2272.3634 | 199.6997 | 23416.6667 | 131516.2398 | 32916.6667 | 0 | 98599.5731 | 98599.5731 | 6345.1254 | 3154.8746 | 0 | 0 | 0 | 0 | 0
2022-03-28 11:00 | 0.95992 | 1.0266 | 35871 | 33400.2916 | 633 | 108651.8218 | 3 | 0 | 0 | 108651.8218 | 0 | 104503.1126 | 19 | 9500 | 2272.3634 | 199.6997 | 23416.6667 | 131516.2398 | 32916.6667 | 0 | 98599.5731 | 98599.5731 | 9500 | 0 | 0 | 0 | 0 | 0 | 0
2022-03-28 12:00 | 0.96712 | 0.91386 | 35871 | 33650.8147 | 633 | 96720.7491 | 3 | 0 | 0 | 96720.7491 | 0 | 213154.9344 | 19 | 9500 | 2272.3634 | 199.6997 | 23416.6667 | 131516.2398 | 32916.6667 | 0 | 98599.5731 | 98599.5731 | 9500 | 0 | 0 | 0 | 0 | 0 | 0
2022-03-28 13:00 | 0.92885 | 0.90875 | 35871 | 32319.215 | 633 | 96179.919 | 3 | 597.4517 | 0.059745 | 95582.4673 | 0 | 309875.6835 | 19 | 9500 | 2272.3634 | 199.6997 | 23416.6667 | 131516.2398 | 32916.6667 | 0 | 98599.5731 | 98599.5731 | 8902.5483 | 597.4517 | 0 | 0 | 0 | 0 | 0
2022-03-28 14:00 | 0.81985 | 0.88145 | 35871 | 28526.5742 | 633 | 93290.5525 | 3 | 4390.0925 | 0.43901 | 88900.46 | 0 | 405458.1509 | 19 | 9500 | 2272.3634 | 199.6997 | 23416.6667 | 131516.2398 | 32916.6667 | 0 | 98599.5731 | 98599.5731 | 5109.9075 | 4390.0925 | 0 | 0 | 0 | 0 | 0
2022-03-28 15:00 | 0.64622 | 0.82365 | 35871 | 22485.1409 | 633 | 87173.1392 | 3 | 10431.5258 | 1.0432 | 76741.6135 | 0 | 494358.6109 | 19 | 9500 | 2272.3634 | 199.6997 | 23416.6667 | 131516.2398 | 32916.6667 | 0 | 98599.5731 | 98599.5731 | 0 | 9500 | 0 | 0 | 0 | 0 | 0
2022-03-28 16:00 | 0.42798 | 0.71171 | 35871 | 14891.5085 | 633 | 75325.6783 | 3 | 18025.1582 | 1.8025 | 57300.5201 | 0 | 571100.2244 | 19 | 9500 | 2272.3634 | 199.6997 | 23416.6667 | 131516.2398 | 32916.6667 | 0 | 98599.5731 | 98599.5731 | 0 | 9500 | 0 | 0 | 0 | 0 | 0
2022-03-28 17:00 | 0.1937 | 0.50366 | 35871 | 6739.7663 | 633 | 53306.1656 | 3 | 26176.9003 | 2.6177 | 27129.2653 | 0 | 628400.7444 | 19 | 9500 | 2272.3634 | 199.6997 | 23416.6667 | 131516.2398 | 32916.6667 | 0 | 98599.5731 | 98599.5731 | 0 | 9500 | 0 | 0 | 0 | 0 | 0
2022-03-28 18:00 | 0.01673 | 0.04373 | 35871 | 582.1182 | 633 | 4628.2782 | 3 | 30000 | 3 | 0 | 25371.7218 | 655530.0097 | 19 | 7165.4515 | 2272.3634 | 150.6251 | 23416.6667 | 131516.2398 | 30582.1182 | 0 | 100934.1216 | 100934.1216 | 3.4106e-13 | 7165.4515 | 0 | 0 | 0 | 0 | 0
2022-03-28 19:00 | 0 | 0 | 35871 | 0 | 633 | 0 | 3 | 30000 | 3 | 0 | 30000 | 630158.288 | 19 | 6583.3333 | 2272.3634 | 138.3884 | 23416.6667 | 131516.2398 | 30000 | 0 | 101516.2398 | 101516.2398 | 0 | 6583.3333 | 0 | 0 | 0 | 0 | 0
2022-03-28 20:00 | 0 | 0 | 35871 | 0 | 633 | 0 | 3 | 30000 | 3 | 0 | 30000 | 600158.288 | 19 | 6583.3333 | 2272.3634 | 138.3884 | 23416.6667 | 131516.2398 | 30000 | 0 | 101516.2398 | 101516.2398 | 0 | 6583.3333 | 0 | 0 | 0 | 0 | 0
2022-03-28 21:00 | 0 | 0 | 35871 | 0 | 633 | 0 | 3 | 30000 | 3 | 0 | 30000 | 570158.288 | 19 | 6583.3333 | 2272.3634 | 138.3884 | 23416.6667 | 131516.2398 | 30000 | 0 | 101516.2398 | 101516.2398 | 0 | 6583.3333 | 0 | 0 | 0 | 0 | 0
2022-03-28 22:00 | 0 | 0 | 35871 | 0 | 633 | 0 | 3 | 30000 | 3 | 0 | 30000 | 540158.288 | 19 | 6583.3333 | 2272.3634 | 138.3884 | 23416.6667 | 131516.2398 | 30000 | 0 | 101516.2398 | 101516.2398 | 0 | 6583.3333 | 0 | 0 | 0 | 0 | 0
2022-03-28 23:00 | 0 | 0 | 35871 | 0 | 633 | 0 | 3 | 30000 | 3 | 0 | 30000 | 510158.288 | 19 | 6583.3333 | 2272.3634 | 138.3884 | 23416.6667 | 131516.2398 | 30000 | 0 | 101516.2398 | 101516.2398 | 0 | 6583.3333 | 0 | 0 | 0 | 0 | 0
2022-03-29 | 0 | 0 | 35871 | 0 | 633 | 0 | 3 | 30000 | 3 | 0 | 30000 | 480158.288 | 19 | 6408.3333 | 2272.3634 | 134.7097 | 23591.6667 | 131691.2398 | 30000 | 0 | 101691.2398 | 101691.2398 | 0 | 6408.3333 | 0 | 0 | 0 | 0 | 0
2022-03-29 01:00 | 0 | 0 | 35871 | 0 | 633 | 0 | 3 | 30000 | 3 | 0 | 30000 | 450158.288 | 19 | 6408.3333 | 2272.3634 | 134.7097 | 23591.6667 | 131691.2398 | 30000 | 0 | 101691.2398 | 101691.2398 | 0 | 6408.3333 | 0 | 0 | 0 | 0 | 0
2022-03-29 02:00 | 0 | 0 | 35871 | 0 | 633 | 0 | 3 | 30000 | 3 | 0 | 30000 | 420158.288 | 19 | 6408.3333 | 2272.3634 | 134.7097 | 23591.6667 | 131691.2398 | 30000 | 0 | 101691.2398 | 101691.2398 | 0 | 6408.3333 | 0 | 0 | 0 | 0 | 0
2022-03-29 03:00 | 0 | 0 | 35871 | 0 | 633 | 0 | 3 | 30000 | 3 | 0 | 30000 | 390158.288 | 19 | 6408.3333 | 2272.3634 | 134.7097 | 23591.6667 | 131691.2398 | 30000 | 0 | 101691.2398 | 101691.2398 | 0 | 6408.3333 | 0 | 0 | 0 | 0 | 0
2022-03-29 04:00 | 0 | 0 | 35871 | 0 | 633 | 0 | 3 | 30000 | 3 | 0 | 30000 | 360158.288 | 19 | 6408.3333 | 2272.3634 | 134.7097 | 23591.6667 | 131691.2398 | 30000 | 0 | 101691.2398 | 101691.2398 | 0 | 6408.3333 | 0 | 0 | 0 | 0 | 0
2022-03-29 05:00 | 0 | 0 | 35871 | 0 | 633 | 0 | 3 | 30000 | 3 | 0 | 30000 | 330158.288 | 19 | 6408.3333 | 2272.3634 | 134.7097 | 23591.6667 | 131691.2398 | 30000 | 0 | 101691.2398 | 101691.2398 | 0 | 6408.3333 | 0 | 0 | 0 | 0 | 0
2022-03-29 06:00 | 0.02773 | 0.10287 | 35871 | 964.8617 | 633 | 10887.5139 | 3 | 30000 | 3 | 0 | 19112.4861 | 300158.288 | 19 | 7373.1951 | 2272.3634 | 154.9921 | 23591.6667 | 131691.2398 | 30964.8617 | 0 | 100726.378 | 100726.378 | 1.1369e-13 | 7373.1951 | 0 | 0 | 0 | 0 | 0
2022-03-29 07:00 | 0.23177 | 0.58799 | 35871 | 8064.407 | 633 | 62231.4504 | 3 | 25027.2596 | 2.5027 | 37204.1908 | 0 | 281045.8019 | 19 | 9500 | 2272.3634 | 199.6997 | 23591.6667 | 131691.2398 | 33091.6667 | 0 | 98599.5731 | 98599.5731 | 0 | 9500 | 0 | 0 | 0 | 0 | 0
2022-03-29 08:00 | 0.47302 | 0.77941 | 35871 | 16458.6694 | 633 | 82490.8838 | 3 | 16632.9973 | 1.6633 | 65857.8866 | 0 | 318249.9927 | 19 | 9500 | 2272.3634 | 199.6997 | 23591.6667 | 131691.2398 | 33091.6667 | 0 | 98599.5731 | 98599.5731 | 0 | 9500 | 0 | 0 | 0 | 0 | 0
2022-03-29 09:00 | 0.69578 | 0.87757 | 35871 | 24209.5746 | 633 | 92879.9026 | 3 | 8882.092 | 0.88821 | 83997.8106 | 0 | 384107.8792 | 19 | 9500 | 2272.3634 | 199.6997 | 23591.6667 | 131691.2398 | 33091.6667 | 0 | 98599.5731 | 98599.5731 | 617.908 | 8882.092 | 0 | 0 | 0 | 0 | 0
2022-03-29 10:00 | 0.86578 | 0.92984 | 35871 | 30124.7025 | 633 | 98412.034 | 3 | 2966.9641 | 0.2967 | 95445.0699 | 0 | 468105.6898 | 19 | 9500 | 2272.3634 | 199.6997 | 23591.6667 | 131691.2398 | 33091.6667 | 0 | 98599.5731 | 98599.5731 | 6533.0359 | 2966.9641 | 0 | 0 | 0 | 0 | 0
2022-03-29 11:00 | 0.96525 | 0.93663 | 35871 | 33585.7483 | 633 | 99130.6713 | 3 | 0 | 0 | 99130.6713 | 0 | 563550.7597 | 19 | 9500 | 2272.3634 | 199.6997 | 23591.6667 | 131691.2398 | 33091.6667 | 0 | 98599.5731 | 98599.5731 | 9500 | 0 | 0 | 0 | 0 | 0 | 0
2022-03-29 12:00 | 0.9852 | 0.86802 | 35871 | 34279.9059 | 633 | 91869.1536 | 3 | 0 | 0 | 91869.1536 | 0 | 662681.431 | 19 | 9500 | 2272.3634 | 199.6997 | 23591.6667 | 131691.2398 | 33091.6667 | 0 | 98599.5731 | 98599.5731 | 9500 | 0 | 0 | 0 | 0 | 0 | 0
2022-03-29 13:00 | 0.9378 | 0.81116 | 35871 | 32630.6291 | 633 | 85851.2276 | 3 | 461.0376 | 0.046104 | 85390.19 | 0 | 754550.5845 | 19 | 9500 | 2272.3634 | 199.6997 | 23591.6667 | 131691.2398 | 33091.6667 | 0 | 98599.5731 | 98599.5731 | 9038.9624 | 461.0376 | 0 | 0 | 0 | 0 | 0
2022-03-29 14:00 | 0.81045 | 0.71944 | 35871 | 28199.5024 | 633 | 76143.8029 | 3 | 4892.1643 | 0.48922 | 71251.6387 | 0 | 839940.7746 | 19 | 9500 | 2272.3634 | 199.6997 | 23591.6667 | 131691.2398 | 33091.6667 | 0 | 98599.5731 | 98599.5731 | 4607.8357 | 4892.1643 | 0 | 0 | 0 | 0 | 0
2022-03-29 15:00 | 0.62025 | 0.58761 | 35871 | 21581.5181 | 633 | 62191.2321 | 3 | 11510.1485 | 1.151 | 50681.0836 | 0 | 911192.4132 | 19 | 9500 | 2272.3634 | 199.6997 | 23591.6667 | 131691.2398 | 33091.6667 | 0 | 98599.5731 | 98599.5731 | 0 | 9500 | 0 | 0 | 0 | 0 | 0
2022-03-29 16:00 | 0.3887 | 0.41013 | 35871 | 13524.766 | 633 | 43407.1749 | 3 | 19566.9007 | 1.9567 | 23840.2742 | 0 | 961873.4968 | 19 | 9500 | 2272.3634 | 199.6997 | 23591.6667 | 131691.2398 | 33091.6667 | 0 | 98599.5731 | 98599.5731 | 0 | 9500 | 0 | 0 | 0 | 0 | 0
2022-03-29 17:00 | 0.16493 | 0.17933 | 35871 | 5738.7179 | 633 | 18979.8568 | 3 | 27352.9488 | 2.7353 | 0 | 8373.0919 | 985713.771 | 19 | 9500 | 2272.3634 | 199.6997 | 23591.6667 | 131691.2398 | 33091.6667 | 0 | 98599.5731 | 98599.5731 | 0 | 9500 | 0 | 0 | 0 | 0 | 0
2022-03-29 18:00 | 0.01473 | 0.00043 | 35871 | 512.5284 | 633 | 45.5102 | 3 | 30000 | 3 | 0 | 29954.4898 | 977340.6791 | 19 | 6920.8618 | 2272.3634 | 145.4836 | 23591.6667 | 131691.2398 | 30512.5284 | 0 | 101178.7113 | 101178.7113 | -3.4106e-13 | 6920.8618 | 0 | 0 | 0 | 0 | 0
2022-03-29 19:00 | 0 | 0 | 35871 | 0 | 633 | 0 | 3 | 30000 | 3 | 0 | 30000 | 947386.1892 | 19 | 6408.3333 | 2272.3634 | 134.7097 | 23591.6667 | 131691.2398 | 30000 | 0 | 101691.2398 | 101691.2398 | 0 | 6408.3333 | 0 | 0 | 0 | 0 | 0
2022-03-29 20:00 | 0 | 0 | 35871 | 0 | 633 | 0 | 3 | 30000 | 3 | 0 | 30000 | 917386.1892 | 19 | 6408.3333 | 2272.3634 | 134.7097 | 23591.6667 | 131691.2398 | 30000 | 0 | 101691.2398 | 101691.2398 | 0 | 6408.3333 | 0 | 0 | 0 | 0 | 0
2022-03-29 21:00 | 0 | 0 | 35871 | 0 | 633 | 0 | 3 | 30000 | 3 | 0 | 30000 | 887386.1892 | 19 | 6408.3333 | 2272.3634 | 134.7097 | 23591.6667 | 131691.2398 | 30000 | 0 | 101691.2398 | 101691.2398 | 0 | 6408.3333 | 0 | 0 | 0 | 0 | 0
2022-03-29 22:00 | 0 | 0 | 35871 | 0 | 633 | 0 | 3 | 30000 | 3 | 0 | 30000 | 857386.1892 | 19 | 6408.3333 | 2272.3634 | 134.7097 | 23591.6667 | 131691.2398 | 30000 | 0 | 101691.2398 | 101691.2398 | 0 | 6408.3333 | 0 | 0 | 0 | 0 | 0
2022-03-29 23:00 | 0 | 0 | 35871 | 0 | 633 | 0 | 3 | 30000 | 3 | 0 | 30000 | 827386.1892 | 19 | 6408.3333 | 2272.3634 | 134.7097 | 23591.6667 | 131691.2398 | 30000 | 0 | 101691.2398 | 101691.2398 | 0 | 6408.3333 | 0 | 0 | 0 | 0 | 0
2022-03-30 | 0 | 0 | 35871 | 0 | 633 | 0 | 3 | 30000 | 3 | 0 | 30000 | 797386.1892 | 19 | 7500 | 2272.3634 | 157.6577 | 22500 | 130599.5731 | 30000 | 0 | 100599.5731 | 100599.5731 | 0 | 7500 | 0 | 0 | 0 | 0 | 0
2022-03-30 01:00 | 0 | 0 | 35871 | 0 | 633 | 0 | 3 | 30000 | 3 | 0 | 30000 | 767386.1892 | 19 | 7500 | 2272.3634 | 157.6577 | 22500 | 130599.5731 | 30000 | 0 | 100599.5731 | 100599.5731 | 0 | 7500 | 0 | 0 | 0 | 0 | 0
2022-03-30 02:00 | 0 | 0 | 35871 | 0 | 633 | 0 | 3 | 30000 | 3 | 0 | 30000 | 737386.1892 | 19 | 7500 | 2272.3634 | 157.6577 | 22500 | 130599.5731 | 30000 | 0 | 100599.5731 | 100599.5731 | 0 | 7500 | 0 | 0 | 0 | 0 | 0
2022-03-30 03:00 | 0 | 0 | 35871 | 0 | 633 | 0 | 3 | 30000 | 3 | 0 | 30000 | 707386.1892 | 19 | 7500 | 2272.3634 | 157.6577 | 22500 | 130599.5731 | 30000 | 0 | 100599.5731 | 100599.5731 | 0 | 7500 | 0 | 0 | 0 | 0 | 0
2022-03-30 04:00 | 0 | 0 | 35871 | 0 | 633 | 0 | 3 | 30000 | 3 | 0 | 30000 | 677386.1892 | 19 | 7500 | 2272.3634 | 157.6577 | 22500 | 130599.5731 | 30000 | 0 | 100599.5731 | 100599.5731 | 0 | 7500 | 0 | 0 | 0 | 0 | 0
2022-03-30 05:00 | 0 | 0 | 35871 | 0 | 633 | 0 | 3 | 30000 | 3 | 0 | 30000 | 647386.1892 | 19 | 7500 | 2272.3634 | 157.6577 | 22500 | 130599.5731 | 30000 | 0 | 100599.5731 | 100599.5731 | 0 | 7500 | 0 | 0 | 0 | 0 | 0
2022-03-30 06:00 | 0.01977 | 0 | 35871 | 687.8946 | 633 | 0 | 3 | 30000 | 3 | 0 | 30000 | 617386.1892 | 19 | 8187.8946 | 2272.3634 | 172.1179 | 22500 | 130599.5731 | 30687.8946 | 0 | 99911.6785 | 99911.6785 | 4.5475e-13 | 8187.8946 | 0 | 0 | 0 | 0 | 0
2022-03-30 07:00 | 0.15225 | 0.03027 | 35871 | 5297.519 | 633 | 3203.7042 | 3 | 26702.481 | 2.6702 | 0 | 23498.7769 | 587386.1892 | 19 | 9500 | 2272.3634 | 199.6997 | 22500 | 130599.5731 | 32000 | 0 | 98599.5731 | 98599.5731 | 0 | 9500 | 0 | 0 | 0 | 0 | 0
2022-03-30 08:00 | 0.30738 | 0.08404 | 35871 | 10695.2471 | 633 | 8894.5919 | 3 | 21304.7529 | 2.1305 | 0 | 12410.161 | 563887.4123 | 19 | 9500 | 2272.3634 | 199.6997 | 22500 | 130599.5731 | 32000 | 0 | 98599.5731 | 98599.5731 | 0 | 9500 | 0 | 0 | 0 | 0 | 0
2022-03-30 09:00 | 0.4752 | 0.11535 | 35871 | 16534.5222 | 633 | 12208.3672 | 3 | 15465.4778 | 1.5465 | 1.819e-12 | 3257.1106 | 551477.2514 | 19 | 9500 | 2272.3634 | 199.6997 | 22500 | 130599.5731 | 32000 | 0 | 98599.5731 | 98599.5731 | 0 | 9500 | 0 | 0 | 0 | 0 | 0
2022-03-30 10:00 | 0.66538 | 0.23248 | 35871 | 23151.8106 | 633 | 24605.1252 | 3 | 8848.1894 | 0.88482 | 15756.9358 | 0 | 548220.1408 | 19 | 9500 | 2272.3634 | 199.6997 | 22500 | 130599.5731 | 32000 | 0 | 98599.5731 | 98599.5731 | 651.8106 | 8848.1894 | 0 | 0 | 0 | 0 | 0
2022-03-30 11:00 | 0.78147 | 0.26507 | 35871 | 27191.1471 | 633 | 28054.3726 | 3 | 4808.8529 | 0.48089 | 23245.5197 | 0 | 563977.0766 | 19 | 9500 | 2272.3634 | 199.6997 | 22500 | 130599.5731 | 32000 | 0 | 98599.5731 | 98599.5731 | 4691.1471 | 4808.8529 | 0 | 0 | 0 | 0 | 0
2022-03-30 12:00 | 0.72478 | 0.17018 | 35871 | 25218.6259 | 633 | 18011.4428 | 3 | 6781.3741 | 0.67814 | 11230.0686 | 0 | 587222.5963 | 19 | 9500 | 2272.3634 | 199.6997 | 22500 | 130599.5731 | 32000 | 0 | 98599.5731 | 98599.5731 | 2718.6259 | 6781.3741 | 0 | 0 | 0 | 0 | 0
2022-03-30 13:00 | 0.64638 | 0.17483 | 35871 | 22490.7081 | 633 | 18503.5876 | 3 | 9509.2919 | 0.95093 | 8994.2957 | 0 | 598452.665 | 19 | 9500 | 2272.3634 | 199.6997 | 22500 | 130599.5731 | 32000 | 0 | 98599.5731 | 98599.5731 | 0 | 9500 | 0 | 0 | 0 | 0 | 0
2022-03-30 14:00 | 0.54905 | 0.08181 | 35871 | 19104.1234 | 633 | 8658.5741 | 3 | 12895.8766 | 1.2896 | 0 | 4237.3026 | 607446.9606 | 19 | 9500 | 2272.3634 | 199.6997 | 22500 | 130599.5731 | 32000 | 0 | 98599.5731 | 98599.5731 | 0 | 9500 | 0 | 0 | 0 | 0 | 0
2022-03-30 15:00 | 0.38915 | 0.08849 | 35871 | 13540.4237 | 633 | 9365.5692 | 3 | 18459.5763 | 1.846 | 0 | 9094.0071 | 603209.6581 | 19 | 9500 | 2272.3634 | 199.6997 | 22500 | 130599.5731 | 32000 | 0 | 98599.5731 | 98599.5731 | 0 | 9500 | 0 | 0 | 0 | 0 | 0
2022-03-30 16:00 | 0.23825 | 0.05705 | 35871 | 8289.8778 | 633 | 6038.0351 | 3 | 23710.1222 | 2.371 | 0 | 17672.0871 | 594115.6509 | 19 | 9500 | 2272.3634 | 199.6997 | 22500 | 130599.5731 | 32000 | 0 | 98599.5731 | 98599.5731 | 0 | 9500 | 0 | 0 | 0 | 0 | 0
2022-03-30 17:00 | 0.11645 | 0.02032 | 35871 | 4051.8626 | 633 | 2150.62 | 3 | 27948.1374 | 2.7948 | 0 | 25797.5174 | 576443.5638 | 19 | 9500 | 2272.3634 | 199.6997 | 22500 | 130599.5731 | 32000 | 0 | 98599.5731 | 98599.5731 | 0 | 9500 | 0 | 0 | 0 | 0 | 0
2022-03-30 18:00 | 0.01293 | 0 | 35871 | 449.8977 | 633 | 0 | 3 | 30000 | 3 | 0 | 30000 | 550646.0464 | 19 | 7949.8977 | 2272.3634 | 167.115 | 22500 | 130599.5731 | 30449.8977 | 0 | 100149.6754 | 100149.6754 | -1.1369e-13 | 7949.8977 | 0 | 0 | 0 | 0 | 0
2022-03-30 19:00 | 0 | 0 | 35871 | 0 | 633 | 0 | 3 | 30000 | 3 | 0 | 30000 | 520646.0464 | 19 | 7500 | 2272.3634 | 157.6577 | 22500 | 130599.5731 | 30000 | 0 | 100599.5731 | 100599.5731 | 0 | 7500 | 0 | 0 | 0 | 0 | 0
2022-03-30 20:00 | 0 | 0 | 35871 | 0 | 633 | 0 | 3 | 30000 | 3 | 0 | 30000 | 490646.0464 | 19 | 7500 | 2272.3634 | 157.6577 | 22500 | 130599.5731 | 30000 | 0 | 100599.5731 | 100599.5731 | 0 | 7500 | 0 | 0 | 0 | 0 | 0
2022-03-30 21:00 | 0 | 0 | 35871 | 0 | 633 | 0 | 3 | 30000 | 3 | 0 | 30000 | 460646.0464 | 19 | 7500 | 2272.3634 | 157.6577 | 22500 | 130599.5731 | 30000 | 0 | 100599.5731 | 100599.5731 | 0 | 7500 | 0 | 0 | 0 | 0 | 0
2022-03-30 22:00 | 0 | 0 | 35871 | 0 | 633 | 0 | 3 | 30000 | 3 | 0 | 30000 | 430646.0464 | 19 | 7500 | 2272.3634 | 157.6577 | 22500 | 130599.5731 | 30000 | 0 | 100599.5731 | 100599.5731 | 0 | 7500 | 0 | 0 | 0 | 0 | 0
2022-03-30 23:00 | 0 | 0 | 35871 | 0 | 633 | 0 | 3 | 30000 | 3 | 0 | 30000 | 400646.0464 | 19 | 7500 | 2272.3634 | 157.6577 | 22500 | 130599.5731 | 30000 | 0 | 100599.5731 | 100599.5731 | 0 | 7500 | 0 | 0 | 0 | 0 | 0
2022-03-31 | 0 | 0 | 35871 | 0 | 633 | 0 | 3 | 30000 | 3 | 0 | 30000 | 370646.0464 | 19 | 7675 | 2272.3634 | 161.3363 | 22325 | 130424.5731 | 30000 | 0 | 100424.5731 | 100424.5731 | 0 | 7675 | 0 | 0 | 0 | 0 | 0
2022-03-31 01:00 | 0 | 0 | 35871 | 0 | 633 | 0 | 3 | 30000 | 3 | 0 | 30000 | 340646.0464 | 19 | 7675 | 2272.3634 | 161.3363 | 22325 | 130424.5731 | 30000 | 0 | 100424.5731 | 100424.5731 | 0 | 7675 | 0 | 0 | 0 | 0 | 0
2022-03-31 02:00 | 0 | 0 | 35871 | 0 | 633 | 0 | 3 | 30000 | 3 | 0 | 30000 | 310646.0464 | 19 | 7675 | 2272.3634 | 161.3363 | 22325 | 130424.5731 | 30000 | 0 | 100424.5731 | 100424.5731 | 0 | 7675 | 0 | 0 | 0 | 0 | 0
2022-03-31 03:00 | 0 | 0 | 35871 | 0 | 633 | 0 | 3 | 30000 | 3 | 0 | 30000 | 280646.0464 | 19 | 7675 | 2272.3634 | 161.3363 | 22325 | 130424.5731 | 30000 | 0 | 100424.5731 | 100424.5731 | 0 | 7675 | 0 | 0 | 0 | 0 | 0
2022-03-31 04:00 | 0 | 0 | 35871 | 0 | 633 | 0 | 3 | 30000 | 3 | 0 | 30000 | 250646.0464 | 19 | 7675 | 2272.3634 | 161.3363 | 22325 | 130424.5731 | 30000 | 0 | 100424.5731 | 100424.5731 | 0 | 7675 | 0 | 0 | 0 | 0 | 0
2022-03-31 05:00 | 0 | 0 | 35871 | 0 | 633 | 0 | 3 | 30000 | 3 | 0 | 30000 | 220646.0464 | 19 | 7675 | 2272.3634 | 161.3363 | 22325 | 130424.5731 | 30000 | 0 | 100424.5731 | 100424.5731 | 0 | 7675 | 0 | 0 | 0 | 0 | 0
2022-03-31 06:00 | 0.02817 | 0.03401 | 35871 | 980.1715 | 633 | 3599.5368 | 3 | 30000 | 3 | 0 | 26400.4632 | 190646.0464 | 19 | 8655.1715 | 2272.3634 | 181.9405 | 22325 | 130424.5731 | 30980.1715 | 0 | 99444.4016 | 99444.4016 | 980.1715 | 7675 | 0 | 0 | 0 | 0 | 0
2022-03-31 07:00 | 0.2286 | 0.48633 | 35871 | 7954.1073 | 633 | 51472 | 3 | 23870.8927 | 2.3871 | 27601.1073 | 0 | 164245.5832 | 19 | 9500 | 2272.3634 | 199.6997 | 22325 | 130424.5731 | 31825 | 0 | 98599.5731 | 98599.5731 | 0 | 9500 | 0 | 0 | 0 | 0 | 0
2022-03-31 08:00 | 0.46775 | 0.68216 | 35871 | 16275.3004 | 633 | 72198.1772 | 3 | 15549.6996 | 1.555 | 56648.4777 | 0 | 191846.6905 | 19 | 9500 | 2272.3634 | 199.6997 | 22325 | 130424.5731 | 31825 | 0 | 98599.5731 | 98599.5731 | 0 | 9500 | 0 | 0 | 0 | 0 | 0
2022-03-31 09:00 | 0.6878 | 0.81349 | 35871 | 23931.9116 | 633 | 86097.8292 | 3 | 7893.0884 | 0.78931 | 78204.7408 | 0 | 248495.1682 | 19 | 9500 | 2272.3634 | 199.6997 | 22325 | 130424.5731 | 31825 | 0 | 98599.5731 | 98599.5731 | 1606.9116 | 7893.0884 | 0 | 0 | 0 | 0 | 0
2022-03-31 10:00 | 0.8576 | 0.88023 | 35871 | 29840.0805 | 633 | 93161.4306 | 3 | 1984.9195 | 0.19849 | 91176.5112 | 0 | 326699.909 | 19 | 9500 | 2272.3634 | 199.6997 | 22325 | 130424.5731 | 31825 | 0 | 98599.5731 | 98599.5731 | 7515.0805 | 1984.9195 | 0 | 0 | 0 | 0 | 0
2022-03-31 11:00 | 0.96505 | 0.92628 | 35871 | 33578.7893 | 633 | 98035.2521 | 3 | 0 | 0 | 98035.2521 | 0 | 417876.4201 | 19 | 9500 | 2272.3634 | 199.6997 | 22325 | 130424.5731 | 31825 | 0 | 98599.5731 | 98599.5731 | 9500 | 0 | 0 | 0 | 0 | 0 | 0
2022-03-31 12:00 | 0.99222 | 0.9076 | 35871 | 34524.1659 | 633 | 96058.2058 | 3 | 0 | 0 | 96058.2058 | 0 | 515911.6723 | 19 | 9500 | 2272.3634 | 199.6997 | 22325 | 130424.5731 | 31825 | 0 | 98599.5731 | 98599.5731 | 9500 | 0 | 0 | 0 | 0 | 0 | 0
2022-03-31 13:00 | 0.95167 | 0.90672 | 35871 | 33113.2339 | 633 | 95965.0687 | 3 | 0 | 0 | 95965.0687 | 0 | 611969.878 | 19 | 9500 | 2272.3634 | 199.6997 | 22325 | 130424.5731 | 31825 | 0 | 98599.5731 | 98599.5731 | 9500 | 0 | 0 | 0 | 0 | 0 | 0
2022-03-31 14:00 | 0.8369 | 0.85995 | 35871 | 29119.8267 | 633 | 91015.0441 | 3 | 2705.1733 | 0.27052 | 88309.8708 | 0 | 707934.9467 | 19 | 9500 | 2272.3634 | 199.6997 | 22325 | 130424.5731 | 31825 | 0 | 98599.5731 | 98599.5731 | 6794.8267 | 2705.1733 | 0 | 0 | 0 | 0 | 0
2022-03-31 15:00 | 0.65917 | 0.78524 | 35871 | 22935.7345 | 633 | 83107.917 | 3 | 8889.2655 | 0.88893 | 74218.6515 | 0 | 796244.8175 | 19 | 9500 | 2272.3634 | 199.6997 | 22325 | 130424.5731 | 31825 | 0 | 98599.5731 | 98599.5731 | 610.7345 | 8889.2655 | 0 | 0 | 0 | 0 | 0
2022-03-31 16:00 | 0.4354 | 0.6671 | 35871 | 15149.6864 | 633 | 70604.263 | 3 | 16675.3136 | 1.6675 | 53928.9494 | 0 | 870463.469 | 19 | 9500 | 2272.3634 | 199.6997 | 22325 | 130424.5731 | 31825 | 0 | 98599.5731 | 98599.5731 | 0 | 9500 | 0 | 0 | 0 | 0 | 0
2022-03-31 17:00 | 0.19698 | 0.407 | 35871 | 6853.8935 | 633 | 43075.9032 | 3 | 24971.1065 | 2.4971 | 18104.7967 | 0 | 924392.4184 | 19 | 9500 | 2272.3634 | 199.6997 | 22325 | 130424.5731 | 31825 | 0 | 98599.5731 | 98599.5731 | 0 | 9500 | 0 | 0 | 0 | 0 | 0
2022-03-31 18:00 | 0.01815 | 0.01837 | 35871 | 631.5269 | 633 | 1944.2367 | 3 | 30000 | 3 | 0 | 28055.7633 | 942497.2151 | 19 | 8306.5269 | 2272.3634 | 174.6117 | 22325 | 130424.5731 | 30631.5269 | 0 | 99793.0462 | 99793.0462 | 3.4106e-13 | 8306.5269 | 0 | 0 | 0 | 0 | 0
2022-03-31 19:00 | 0 | 0 | 35871 | 0 | 633 | 0 | 3 | 30000 | 3 | 0 | 30000 | 914441.4518 | 19 | 7675 | 2272.3634 | 161.3363 | 22325 | 130424.5731 | 30000 | 0 | 100424.5731 | 100424.5731 | 0 | 7675 | 0 | 0 | 0 | 0 | 0
2022-03-31 20:00 | 0 | 0 | 35871 | 0 | 633 | 0 | 3 | 30000 | 3 | 0 | 30000 | 884441.4518 | 19 | 7675 | 2272.3634 | 161.3363 | 22325 | 130424.5731 | 30000 | 0 | 100424.5731 | 100424.5731 | 0 | 7675 | 0 | 0 | 0 | 0 | 0
2022-03-31 21:00 | 0 | 0 | 35871 | 0 | 633 | 0 | 3 | 30000 | 3 | 0 | 30000 | 854441.4518 | 19 | 7675 | 2272.3634 | 161.3363 | 22325 | 130424.5731 | 30000 | 0 | 100424.5731 | 100424.5731 | 0 | 7675 | 0 | 0 | 0 | 0 | 0
2022-03-31 22:00 | 0 | 0 | 35871 | 0 | 633 | 0 | 3 | 30000 | 3 | 0 | 30000 | 824441.4518 | 19 | 7675 | 2272.3634 | 161.3363 | 22325 | 130424.5731 | 30000 | 0 | 100424.5731 | 100424.5731 | 0 | 7675 | 0 | 0 | 0 | 0 | 0
2022-03-31 23:00 | 0 | 0 | 35871 | 0 | 633 | 0 | 3 | 30000 | 3 | 0 | 30000 | 794441.4518 | 19 | 7675 | 2272.3634 | 161.3363 | 22325 | 130424.5731 | 30000 | 0 | 100424.5731 | 100424.5731 | 0 | 7675 | 0 | 0 | 0 | 0 | 0
2022-04-01 | 0 | 0 | 35871 | 0 | 633 | 0 | 3 | 30000 | 3 | 0 | 30000 | 764441.4518 | 19 | 5833.3333 | 1930.5507 | 122.6226 | 24166.6667 | 116005.7191 | 30000 | 0 | 86005.7191 | 86005.7191 | 0 | 5833.3333 | 0 | 0 | 0 | 0 | 0
2022-04-01 01:00 | 0 | 0 | 35871 | 0 | 633 | 0 | 3 | 30000 | 3 | 0 | 30000 | 734441.4518 | 19 | 5833.3333 | 1930.5507 | 122.6226 | 24166.6667 | 116005.7191 | 30000 | 0 | 86005.7191 | 86005.7191 | 0 | 5833.3333 | 0 | 0 | 0 | 0 | 0
2022-04-01 02:00 | 0 | 0 | 35871 | 0 | 633 | 0 | 3 | 30000 | 3 | 0 | 30000 | 704441.4518 | 19 | 5833.3333 | 1930.5507 | 122.6226 | 24166.6667 | 116005.7191 | 30000 | 0 | 86005.7191 | 86005.7191 | 0 | 5833.3333 | 0 | 0 | 0 | 0 | 0
2022-04-01 03:00 | 0 | 0 | 35871 | 0 | 633 | 0 | 3 | 30000 | 3 | 0 | 30000 | 674441.4518 | 19 | 5833.3333 | 1930.5507 | 122.6226 | 24166.6667 | 116005.7191 | 30000 | 0 | 86005.7191 | 86005.7191 | 0 | 5833.3333 | 0 | 0 | 0 | 0 | 0
2022-04-01 04:00 | 0 | 0 | 35871 | 0 | 633 | 0 | 3 | 30000 | 3 | 0 | 30000 | 644441.4518 | 19 | 5833.3333 | 1930.5507 | 122.6226 | 24166.6667 | 116005.7191 | 30000 | 0 | 86005.7191 | 86005.7191 | 0 | 5833.3333 | 0 | 0 | 0 | 0 | 0
2022-04-01 05:00 | 0 | 0 | 35871 | 0 | 633 | 0 | 3 | 30000 | 3 | 0 | 30000 | 614441.4518 | 19 | 5833.3333 | 1930.5507 | 122.6226 | 24166.6667 | 116005.7191 | 30000 | 0 | 86005.7191 | 86005.7191 | 0 | 5833.3333 | 0 | 0 | 0 | 0 | 0
2022-04-01 06:00 | 0.0286 | 0.02855 | 35871 | 995.1333 | 633 | 3021.6635 | 3 | 30000 | 3 | 0 | 26978.3365 | 584441.4518 | 19 | 6828.4666 | 1930.5507 | 143.5413 | 24166.6667 | 116005.7191 | 30995.1333 | 0 | 85010.5858 | 85010.5858 | -1.0232e-12 | 6828.4666 | 0 | 0 | 0 | 0 | 0
2022-04-01 07:00 | 0.21945 | 0.40158 | 35871 | 7635.7342 | 633 | 42502.2634 | 3 | 26030.9324 | 2.6031 | 16471.331 | 0 | 557463.1153 | 19 | 9500 | 1930.5507 | 199.6997 | 24166.6667 | 116005.7191 | 33666.6667 | 0 | 82339.0524 | 82339.0524 | 0 | 9500 | 0 | 0 | 0 | 0 | 0
2022-04-01 08:00 | 0.45042 | 0.59267 | 35871 | 15672.3053 | 633 | 62726.7704 | 3 | 17994.3613 | 1.7994 | 44732.4091 | 0 | 573934.4462 | 19 | 9500 | 1930.5507 | 199.6997 | 24166.6667 | 116005.7191 | 33666.6667 | 0 | 82339.0524 | 82339.0524 | 0 | 9500 | 0 | 0 | 0 | 0 | 0
2022-04-01 09:00 | 0.66508 | 0.7171 | 35871 | 23141.3721 | 633 | 75896.143 | 3 | 10525.2945 | 1.0525 | 65370.8484 | 0 | 618666.8553 | 19 | 9500 | 1930.5507 | 199.6997 | 24166.6667 | 116005.7191 | 33666.6667 | 0 | 82339.0524 | 82339.0524 | 0 | 9500 | 0 | 0 | 0 | 0 | 0
2022-04-01 10:00 | 0.83322 | 0.78042 | 35871 | 28991.7816 | 633 | 82597.7798 | 3 | 4674.8851 | 0.46749 | 77922.8947 | 0 | 684037.7037 | 19 | 9500 | 1930.5507 | 199.6997 | 24166.6667 | 116005.7191 | 33666.6667 | 0 | 82339.0524 | 82339.0524 | 4825.1149 | 4674.8851 | 0 | 0 | 0 | 0 | 0
2022-04-01 11:00 | 0.93788 | 0.81589 | 35871 | 32633.4127 | 633 | 86351.8395 | 3 | 1033.254 | 0.10333 | 85318.5855 | 0 | 761960.5984 | 19 | 9500 | 1930.5507 | 199.6997 | 24166.6667 | 116005.7191 | 33666.6667 | 0 | 82339.0524 | 82339.0524 | 8466.746 | 1033.254 | 0 | 0 | 0 | 0 | 0
2022-04-01 12:00 | 0.9774 | 0.85186 | 35871 | 34008.5059 | 633 | 90158.8179 | 3 | 0 | 0 | 90158.8179 | 0 | 847279.1839 | 19 | 9500 | 1930.5507 | 199.6997 | 24166.6667 | 116005.7191 | 33666.6667 | 0 | 82339.0524 | 82339.0524 | 9500 | 0 | 0 | 0 | 0 | 0 | 0
2022-04-01 13:00 | 0.93378 | 0.83582 | 35871 | 32490.7537 | 633 | 88461.1828 | 3 | 1175.913 | 0.11759 | 87285.2699 | 0 | 937438.0018 | 19 | 9500 | 1930.5507 | 199.6997 | 24166.6667 | 116005.7191 | 33666.6667 | 0 | 82339.0524 | 82339.0524 | 8324.087 | 1175.913 | 0 | 0 | 0 | 0 | 0
2022-04-01 14:00 | 0.81795 | 0.7759 | 35871 | 28460.4639 | 633 | 82119.3938 | 3 | 5206.2028 | 0.52062 | 76913.1911 | 0 | 1024723.2717 | 19 | 9500 | 1930.5507 | 199.6997 | 24166.6667 | 116005.7191 | 33666.6667 | 0 | 82339.0524 | 82339.0524 | 4293.7972 | 5206.2028 | 0 | 0 | 0 | 0 | 0
2022-04-01 15:00 | 0.6351 | 0.71317 | 35871 | 22098.2219 | 633 | 75480.2012 | 3 | 11568.4447 | 1.1568 | 63911.7565 | 0 | 1101636.4628 | 19 | 9500 | 1930.5507 | 199.6997 | 24166.6667 | 116005.7191 | 33666.6667 | 0 | 82339.0524 | 82339.0524 | 0 | 9500 | 0 | 0 | 0 | 0 | 0
2022-04-01 16:00 | 0.408 | 0.50948 | 35871 | 14196.307 | 633 | 53922.1404 | 3 | 19470.3597 | 1.947 | 34451.7807 | 0 | 1165548.2193 | 19 | 9500 | 1930.5507 | 199.6997 | 24166.6667 | 116005.7191 | 33666.6667 | 0 | 82339.0524 | 82339.0524 | 0 | 9500 | 0 | 0 | 0 | 0 | 0
2022-04-01 17:00 | 0.17552 | 0.24197 | 35871 | 6107.1956 | 633 | 25609.5241 | 3 | 27559.4711 | 2.7559 | 0 | 1949.947 | 1200000 | 19 | 9500 | 1930.5507 | 199.6997 | 24166.6667 | 116005.7191 | 33666.6667 | 0 | 82339.0524 | 82339.0524 | 0 | 9500 | 0 | 0 | 0 | 0 | 0
2022-04-01 18:00 | 0.01717 | 0.00229 | 35871 | 597.4279 | 633 | 242.3681 | 3 | 30000 | 3 | 0 | 29757.6319 | 1198050.053 | 19 | 6430.7613 | 1930.5507 | 135.1812 | 24166.6667 | 116005.7191 | 30597.4279 | 0 | 85408.2912 | 85408.2912 | -2.2737e-13 | 6430.7613 | 0 | 0 | 0 | 0 | 0
2022-04-01 19:00 | 0 | 0 | 35871 | 0 | 633 | 0 | 3 | 30000 | 3 | 0 | 30000 | 1168292.4211 | 19 | 5833.3333 | 1930.5507 | 122.6226 | 24166.6667 | 116005.7191 | 30000 | 0 | 86005.7191 | 86005.7191 | 0 | 5833.3333 | 0 | 0 | 0 | 0 | 0
2022-04-01 20:00 | 0 | 0 | 35871 | 0 | 633 | 0 | 3 | 30000 | 3 | 0 | 30000 | 1138292.4211 | 19 | 5833.3333 | 1930.5507 | 122.6226 | 24166.6667 | 116005.7191 | 30000 | 0 | 86005.7191 | 86005.7191 | 0 | 5833.3333 | 0 | 0 | 0 | 0 | 0
2022-04-01 21:00 | 0 | 0 | 35871 | 0 | 633 | 0 | 3 | 30000 | 3 | 0 | 30000 | 1108292.4211 | 19 | 5833.3333 | 1930.5507 | 122.6226 | 24166.6667 | 116005.7191 | 30000 | 0 | 86005.7191 | 86005.7191 | 0 | 5833.3333 | 0 | 0 | 0 | 0 | 0
2022-04-01 22:00 | 0 | 0 | 35871 | 0 | 633 | 0 | 3 | 30000 | 3 | 0 | 30000 | 1078292.4211 | 19 | 5833.3333 | 1930.5507 | 122.6226 | 24166.6667 | 116005.7191 | 30000 | 0 | 86005.7191 | 86005.7191 | 0 | 5833.3333 | 0 | 0 | 0 | 0 | 0
2022-04-01 23:00 | 0 | 0 | 35871 | 0 | 633 | 0 | 3 | 30000 | 3 | 0 | 30000 | 1048292.4211 | 19 | 5833.3333 | 1930.5507 | 122.6226 | 24166.6667 | 116005.7191 | 30000 | 0 | 86005.7191 | 86005.7191 | 0 | 5833.3333 | 0 | 0 | 0 | 0 | 0
2022-04-02 | 0 | 0 | 35871 | 0 | 633 | 0 | 3 | 30000 | 3 | 0 | 30000 | 1018292.4211 | 19 | 7916.6667 | 1930.5507 | 166.4164 | 22083.3333 | 113922.3858 | 30000 | 0 | 83922.3858 | 83922.3858 | 0 | 7916.6667 | 0 | 0 | 0 | 0 | 0
2022-04-02 01:00 | 0 | 0 | 35871 | 0 | 633 | 0 | 3 | 30000 | 3 | 0 | 30000 | 988292.4211 | 19 | 7916.6667 | 1930.5507 | 166.4164 | 22083.3333 | 113922.3858 | 30000 | 0 | 83922.3858 | 83922.3858 | 0 | 7916.6667 | 0 | 0 | 0 | 0 | 0
2022-04-02 02:00 | 0 | 0 | 35871 | 0 | 633 | 0 | 3 | 30000 | 3 | 0 | 30000 | 958292.4211 | 19 | 7916.6667 | 1930.5507 | 166.4164 | 22083.3333 | 113922.3858 | 30000 | 0 | 83922.3858 | 83922.3858 | 0 | 7916.6667 | 0 | 0 | 0 | 0 | 0
2022-04-02 03:00 | 0 | 0 | 35871 | 0 | 633 | 0 | 3 | 30000 | 3 | 0 | 30000 | 928292.4211 | 19 | 7916.6667 | 1930.5507 | 166.4164 | 22083.3333 | 113922.3858 | 30000 | 0 | 83922.3858 | 83922.3858 | 0 | 7916.6667 | 0 | 0 | 0 | 0 | 0
2022-04-02 04:00 | 0 | 0 | 35871 | 0 | 633 | 0 | 3 | 30000 | 3 | 0 | 30000 | 898292.4211 | 19 | 7916.6667 | 1930.5507 | 166.4164 | 22083.3333 | 113922.3858 | 30000 | 0 | 83922.3858 | 83922.3858 | 0 | 7916.6667 | 0 | 0 | 0 | 0 | 0
2022-04-02 05:00 | 0 | 0 | 35871 | 0 | 633 | 0 | 3 | 30000 | 3 | 0 | 30000 | 868292.4211 | 19 | 7916.6667 | 1930.5507 | 166.4164 | 22083.3333 | 113922.3858 | 30000 | 0 | 83922.3858 | 83922.3858 | 0 | 7916.6667 | 0 | 0 | 0 | 0 | 0
2022-04-02 06:00 | 0.02865 | 0.00264 | 35871 | 996.873 | 633 | 279.4113 | 3 | 30000 | 3 | 0 | 29720.5887 | 838292.4211 | 19 | 8913.5397 | 1930.5507 | 187.3717 | 22083.3333 | 113922.3858 | 30996.873 | 0 | 82925.5127 | 82925.5127 | 996.873 | 7916.6667 | 0 | 0 | 0 | 0 | 0
2022-04-02 07:00 | 0.1836 | 0.08123 | 35871 | 6388.3381 | 633 | 8597.1882 | 3 | 25194.9952 | 2.5195 | 0 | 16597.807 | 808571.8324 | 19 | 9500 | 1930.5507 | 199.6997 | 22083.3333 | 113922.3858 | 31583.3333 | 0 | 82339.0524 | 82339.0524 | 0 | 9500 | 0 | 0 | 0 | 0 | 0
2022-04-02 08:00 | 0.37008 | 0.19848 | 35871 | 12876.8855 | 633 | 21006.6468 | 3 | 18706.4478 | 1.8706 | 2300.199 | 0 | 791974.0254 | 19 | 9500 | 1930.5507 | 199.6997 | 22083.3333 | 113922.3858 | 31583.3333 | 0 | 82339.0524 | 82339.0524 | 0 | 9500 | 0 | 0 | 0 | 0 | 0
2022-04-02 09:00 | 0.5665 | 0.30312 | 35871 | 19711.2939 | 633 | 32081.4933 | 3 | 11872.0395 | 1.1872 | 20209.4538 | 0 | 794274.2244 | 19 | 9500 | 1930.5507 | 199.6997 | 22083.3333 | 113922.3858 | 31583.3333 | 0 | 82339.0524 | 82339.0524 | 0 | 9500 | 0 | 0 | 0 | 0 | 0
2022-04-02 10:00 | 0.71088 | 0.27629 | 35871 | 24734.9772 | 633 | 29241.8705 | 3 | 6848.3561 | 0.68484 | 22393.5144 | 0 | 814483.6782 | 19 | 9500 | 1930.5507 | 199.6997 | 22083.3333 | 113922.3858 | 31583.3333 | 0 | 82339.0524 | 82339.0524 | 2651.6439 | 6848.3561 | 0 | 0 | 0 | 0 | 0
2022-04-02 11:00 | 0.65025 | 0.07136 | 35871 | 22625.3642 | 633 | 7552.5711 | 3 | 8957.9691 | 0.8958 | 0 | 1405.398 | 836877.1926 | 19 | 9500 | 1930.5507 | 199.6997 | 22083.3333 | 113922.3858 | 31583.3333 | 0 | 82339.0524 | 82339.0524 | 542.0309 | 8957.9691 | 0 | 0 | 0 | 0 | 0
2022-04-02 12:00 | 0.6412 | 0.05984 | 35871 | 22310.4706 | 633 | 6333.322 | 3 | 9272.8627 | 0.92729 | 0 | 2939.5407 | 835471.7946 | 19 | 9500 | 1930.5507 | 199.6997 | 22083.3333 | 113922.3858 | 31583.3333 | 0 | 82339.0524 | 82339.0524 | 227.1373 | 9272.8627 | 0 | 0 | 0 | 0 | 0
2022-04-02 13:00 | 0.6077 | 0.07208 | 35871 | 21144.8425 | 633 | 7628.7742 | 3 | 10438.4908 | 1.0438 | 0 | 2809.7166 | 832532.2539 | 19 | 9500 | 1930.5507 | 199.6997 | 22083.3333 | 113922.3858 | 31583.3333 | 0 | 82339.0524 | 82339.0524 | 0 | 9500 | 0 | 0 | 0 | 0 | 0
2022-04-02 14:00 | 0.60055 | 0.13269 | 35871 | 20896.0592 | 633 | 14043.5911 | 3 | 10687.2742 | 1.0687 | 3356.317 | 0 | 829722.5373 | 19 | 9500 | 1930.5507 | 199.6997 | 22083.3333 | 113922.3858 | 31583.3333 | 0 | 82339.0524 | 82339.0524 | 0 | 9500 | 0 | 0 | 0 | 0 | 0
2022-04-02 15:00 | 0.43988 | 0.04308 | 35871 | 15305.5674 | 633 | 4559.4838 | 3 | 16277.7659 | 1.6278 | 0 | 11718.2821 | 833078.8543 | 19 | 9500 | 1930.5507 | 199.6997 | 22083.3333 | 113922.3858 | 31583.3333 | 0 | 82339.0524 | 82339.0524 | 0 | 9500 | 0 | 0 | 0 | 0 | 0
2022-04-02 16:00 | 0.29505 | 0.03463 | 35871 | 10266.2264 | 633 | 3665.1561 | 3 | 21317.1069 | 2.1317 | 0 | 17651.9509 | 821360.5722 | 19 | 9500 | 1930.5507 | 199.6997 | 22083.3333 | 113922.3858 | 31583.3333 | 0 | 82339.0524 | 82339.0524 | 0 | 9500 | 0 | 0 | 0 | 0 | 0
2022-04-02 17:00 | 0.12518 | 0.00787 | 35871 | 4355.6218 | 633 | 832.9419 | 3 | 27227.7115 | 2.7228 | 0 | 26394.7696 | 803708.6213 | 19 | 9500 | 1930.5507 | 199.6997 | 22083.3333 | 113922.3858 | 31583.3333 | 0 | 82339.0524 | 82339.0524 | 0 | 9500 | 0 | 0 | 0 | 0 | 0
2022-04-02 18:00 | 0.0135 | 0 | 35871 | 469.7307 | 633 | 0 | 3 | 30000 | 3 | 0 | 30000 | 777313.8517 | 19 | 8386.3974 | 1930.5507 | 176.2906 | 22083.3333 | 113922.3858 | 30469.7307 | 0 | 83452.655 | 83452.655 | 2.2737e-13 | 8386.3974 | 0 | 0 | 0 | 0 | 0
2022-04-02 19:00 | 0 | 0 | 35871 | 0 | 633 | 0 | 3 | 30000 | 3 | 0 | 30000 | 747313.8517 | 19 | 7916.6667 | 1930.5507 | 166.4164 | 22083.3333 | 113922.3858 | 30000 | 0 | 83922.3858 | 83922.3858 | 0 | 7916.6667 | 0 | 0 | 0 | 0 | 0
2022-04-02 20:00 | 0 | 0 | 35871 | 0 | 633 | 0 | 3 | 30000 | 3 | 0 | 30000 | 717313.8517 | 19 | 7916.6667 | 1930.5507 | 166.4164 | 22083.3333 | 113922.3858 | 30000 | 0 | 83922.3858 | 83922.3858 | 0 | 7916.6667 | 0 | 0 | 0 | 0 | 0
2022-04-02 21:00 | 0 | 0 | 35871 | 0 | 633 | 0 | 3 | 30000 | 3 | 0 | 30000 | 687313.8517 | 19 | 7916.6667 | 1930.5507 | 166.4164 | 22083.3333 | 113922.3858 | 30000 | 0 | 83922.3858 | 83922.3858 | 0 | 7916.6667 | 0 | 0 | 0 | 0 | 0
2022-04-02 22:00 | 0 | 0 | 35871 | 0 | 633 | 0 | 3 | 30000 | 3 | 0 | 30000 | 657313.8517 | 19 | 7916.6667 | 1930.5507 | 166.4164 | 22083.3333 | 113922.3858 | 30000 | 0 | 83922.3858 | 83922.3858 | 0 | 7916.6667 | 0 | 0 | 0 | 0 | 0
2022-04-02 23:00 | 0 | 0 | 35871 | 0 | 633 | 0 | 3 | 30000 | 3 | 0 | 30000 | 627313.8517 | 19 | 7916.6667 | 1930.5507 | 166.4164 | 22083.3333 | 113922.3858 | 30000 | 0 | 83922.3858 | 83922.3858 | 0 | 7916.6667 | 0 | 0 | 0 | 0 | 0
2022-04-03 | 0 | 0 | 35871 | 0 | 633 | 0 | 3 | 30000 | 3 | 0 | 30000 | 597313.8517 | 19 | 7291.6667 | 1930.5507 | 153.2783 | 22708.3333 | 114547.3858 | 30000 | 0 | 84547.3858 | 84547.3858 | 0 | 7291.6667 | 0 | 0 | 0 | 0 | 0
2022-04-03 01:00 | 0 | 0 | 35871 | 0 | 633 | 0 | 3 | 30000 | 3 | 0 | 30000 | 567313.8517 | 19 | 7291.6667 | 1930.5507 | 153.2783 | 22708.3333 | 114547.3858 | 30000 | 0 | 84547.3858 | 84547.3858 | 0 | 7291.6667 | 0 | 0 | 0 | 0 | 0
2022-04-03 02:00 | 0 | 0 | 35871 | 0 | 633 | 0 | 3 | 30000 | 3 | 0 | 30000 | 537313.8517 | 19 | 7291.6667 | 1930.5507 | 153.2783 | 22708.3333 | 114547.3858 | 30000 | 0 | 84547.3858 | 84547.3858 | 0 | 7291.6667 | 0 | 0 | 0 | 0 | 0
2022-04-03 03:00 | 0 | 0 | 35871 | 0 | 633 | 0 | 3 | 30000 | 3 | 0 | 30000 | 507313.8517 | 19 | 7291.6667 | 1930.5507 | 153.2783 | 22708.3333 | 114547.3858 | 30000 | 0 | 84547.3858 | 84547.3858 | 0 | 7291.6667 | 0 | 0 | 0 | 0 | 0
2022-04-03 04:00 | 0 | 0 | 35871 | 0 | 633 | 0 | 3 | 30000 | 3 | 0 | 30000 | 477313.8517 | 19 | 7291.6667 | 1930.5507 | 153.2783 | 22708.3333 | 114547.3858 | 30000 | 0 | 84547.3858 | 84547.3858 | 0 | 7291.6667 | 0 | 0 | 0 | 0 | 0
2022-04-03 05:00 | 0 | 0 | 35871 | 0 | 633 | 0 | 3 | 30000 | 3 | 0 | 30000 | 447313.8517 | 19 | 7291.6667 | 1930.5507 | 153.2783 | 22708.3333 | 114547.3858 | 30000 | 0 | 84547.3858 | 84547.3858 | 0 | 7291.6667 | 0 | 0 | 0 | 0 | 0
2022-04-03 06:00 | 0.02998 | 0 | 35871 | 1043.1502 | 633 | 0 | 3 | 30000 | 3 | 0 | 30000 | 417313.8517 | 19 | 8334.8169 | 1930.5507 | 175.2064 | 22708.3333 | 114547.3858 | 31043.1502 | 0 | 83504.2356 | 83504.2356 | -9.0949e-13 | 8334.8169 | 0 | 0 | 0 | 0 | 0
2022-04-03 07:00 | 0.18457 | 0.0755 | 35871 | 6422.0892 | 633 | 7990.7388 | 3 | 25786.2442 | 2.5786 | 0 | 17795.5054 | 387313.8517 | 19 | 9500 | 1930.5507 | 199.6997 | 22708.3333 | 114547.3858 | 32208.3333 | 0 | 82339.0524 | 82339.0524 | 0 | 9500 | 0 | 0 | 0 | 0 | 0
2022-04-03 08:00 | 0.38498 | 0.21154 | 35871 | 13395.3291 | 633 | 22388.8859 | 3 | 18813.0043 | 1.8813 | 3575.8816 | 0 | 369518.3463 | 19 | 9500 | 1930.5507 | 199.6997 | 22708.3333 | 114547.3858 | 32208.3333 | 0 | 82339.0524 | 82339.0524 | 0 | 9500 | 0 | 0 | 0 | 0 | 0
2022-04-03 09:00 | 0.58097 | 0.45257 | 35871 | 20214.7756 | 633 | 47898.9226 | 3 | 11993.5577 | 1.1994 | 35905.3649 | 0 | 373094.228 | 19 | 9500 | 1930.5507 | 199.6997 | 22708.3333 | 114547.3858 | 32208.3333 | 0 | 82339.0524 | 82339.0524 | 0 | 9500 | 0 | 0 | 0 | 0 | 0
2022-04-03 10:00 | 0.66295 | 0.12627 | 35871 | 23067.2591 | 633 | 13364.1138 | 3 | 9141.0743 | 0.91411 | 4223.0395 | 0 | 408999.5929 | 19 | 9500 | 1930.5507 | 199.6997 | 22708.3333 | 114547.3858 | 32208.3333 | 0 | 82339.0524 | 82339.0524 | 358.9257 | 9141.0743 | 0 | 0 | 0 | 0 | 0
2022-04-03 11:00 | 0.77353 | 0.19089 | 35871 | 26914.8758 | 633 | 20203.3395 | 3 | 5293.4575 | 0.52935 | 14909.8819 | 0 | 413222.6324 | 19 | 9500 | 1930.5507 | 199.6997 | 22708.3333 | 114547.3858 | 32208.3333 | 0 | 82339.0524 | 82339.0524 | 4206.5425 | 5293.4575 | 0 | 0 | 0 | 0 | 0
2022-04-03 12:00 | 0.7909 | 0.28363 | 35871 | 27519.2627 | 633 | 30018.7185 | 3 | 4689.0707 | 0.46891 | 25329.6478 | 0 | 428132.5143 | 19 | 9500 | 1930.5507 | 199.6997 | 22708.3333 | 114547.3858 | 32208.3333 | 0 | 82339.0524 | 82339.0524 | 4810.9293 | 4689.0707 | 0 | 0 | 0 | 0 | 0
2022-04-03 13:00 | 0.6861 | 0.10871 | 35871 | 23872.7603 | 633 | 11505.6055 | 3 | 8335.573 | 0.83356 | 3170.0325 | 0 | 453462.1621 | 19 | 9500 | 1930.5507 | 199.6997 | 22708.3333 | 114547.3858 | 32208.3333 | 0 | 82339.0524 | 82339.0524 | 1164.427 | 8335.573 | 0 | 0 | 0 | 0 | 0
2022-04-03 14:00 | 0.595 | 0.12737 | 35871 | 20702.9476 | 633 | 13480.5351 | 3 | 11505.3857 | 1.1505 | 1975.1494 | 0 | 456632.1946 | 19 | 9500 | 1930.5507 | 199.6997 | 22708.3333 | 114547.3858 | 32208.3333 | 0 | 82339.0524 | 82339.0524 | 0 | 9500 | 0 | 0 | 0 | 0 | 0
2022-04-03 15:00 | 0.44452 | 0.04292 | 35871 | 15467.0156 | 633 | 4542.5498 | 3 | 16741.3177 | 1.6741 | 0 | 12198.7679 | 458607.344 | 19 | 9500 | 1930.5507 | 199.6997 | 22708.3333 | 114547.3858 | 32208.3333 | 0 | 82339.0524 | 82339.0524 | 9500 | 0 | 0 | 0 | 0 | 0 | 0
2022-04-03 16:00 | 0.25975 | 0.07061 | 35871 | 9037.9675 | 633 | 7473.1929 | 3 | 23170.3659 | 2.317 | 0 | 15697.1729 | 446408.5761 | 19 | 9500 | 1930.5507 | 199.6997 | 22708.3333 | 114547.3858 | 32208.3333 | 0 | 82339.0524 | 82339.0524 | 0 | 9500 | 0 | 0 | 0 | 0 | 0
2022-04-03 17:00 | 0.13265 | 0.03649 | 35871 | 4615.5395 | 633 | 3862.014 | 3 | 27592.7938 | 2.7593 | 0 | 23730.7798 | 430711.4032 | 19 | 9500 | 1930.5507 | 199.6997 | 22708.3333 | 114547.3858 | 32208.3333 | 0 | 82339.0524 | 82339.0524 | 0 | 9500 | 0 | 0 | 0 | 0 | 0
2022-04-03 18:00 | 0.01593 | 0 | 35871 | 554.2823 | 633 | 0 | 3 | 30000 | 3 | 0 | 30000 | 406980.6234 | 19 | 7845.9489 | 1930.5507 | 164.9299 | 22708.3333 | 114547.3858 | 30554.2823 | 0 | 83993.1035 | 83993.1035 | -1.1369e-13 | 7845.9489 | 0 | 0 | 0 | 0 | 0
2022-04-03 19:00 | 0 | 0 | 35871 | 0 | 633 | 0 | 3 | 30000 | 3 | 0 | 30000 | 376980.6234 | 19 | 7291.6667 | 1930.5507 | 153.2783 | 22708.3333 | 114547.3858 | 30000 | 0 | 84547.3858 | 84547.3858 | 0 | 7291.6667 | 0 | 0 | 0 | 0 | 0
2022-04-03 20:00 | 0 | 0 | 35871 | 0 | 633 | 0 | 3 | 30000 | 3 | 0 | 30000 | 346980.6234 | 19 | 7291.6667 | 1930.5507 | 153.2783 | 22708.3333 | 114547.3858 | 30000 | 0 | 84547.3858 | 84547.3858 | 0 | 7291.6667 | 0 | 0 | 0 | 0 | 0
2022-04-03 21:00 | 0 | 0 | 35871 | 0 | 633 | 0 | 3 | 30000 | 3 | 0 | 30000 | 316980.6234 | 19 | 7291.6667 | 1930.5507 | 153.2783 | 22708.3333 | 114547.3858 | 30000 | 0 | 84547.3858 | 84547.3858 | 0 | 7291.6667 | 0 | 0 | 0 | 0 | 0
2022-04-03 22:00 | 0 | 0 | 35871 | 0 | 633 | 0 | 3 | 30000 | 3 | 0 | 30000 | 286980.6234 | 19 | 7291.6667 | 1930.5507 | 153.2783 | 22708.3333 | 114547.3858 | 30000 | 0 | 84547.3858 | 84547.3858 | 0 | 7291.6667 | 0 | 0 | 0 | 0 | 0
2022-04-03 23:00 | 0 | 0 | 35871 | 0 | 633 | 0 | 3 | 30000 | 3 | 0 | 30000 | 256980.6234 | 19 | 7291.6667 | 1930.5507 | 153.2783 | 22708.3333 | 114547.3858 | 30000 | 0 | 84547.3858 | 84547.3858 | 0 | 7291.6667 | 0 | 0 | 0 | 0 | 0
2022-04-04 | 0 | 0 | 35871 | 0 | 633 | 0 | 3 | 30000 | 3 | 0 | 30000 | 226980.6234 | 19 | 6950 | 1930.5507 | 146.0961 | 23050 | 114889.0524 | 30000 | 0 | 84889.0524 | 84889.0524 | 0 | 6950 | 0 | 0 | 0 | 0 | 0
2022-04-04 01:00 | 0 | 0 | 35871 | 0 | 633 | 0 | 3 | 30000 | 3 | 0 | 30000 | 196980.6234 | 19 | 6950 | 1930.5507 | 146.0961 | 23050 | 114889.0524 | 30000 | 0 | 84889.0524 | 84889.0524 | 0 | 6950 | 0 | 0 | 0 | 0 | 0
2022-04-04 02:00 | 0 | 0 | 35871 | 0 | 633 | 0 | 3 | 30000 | 3 | 0 | 30000 | 166980.6234 | 19 | 6950 | 1930.5507 | 146.0961 | 23050 | 114889.0524 | 30000 | 0 | 84889.0524 | 84889.0524 | 0 | 6950 | 0 | 0 | 0 | 0 | 0
2022-04-04 03:00 | 0 | 0 | 35871 | 0 | 633 | 0 | 3 | 30000 | 3 | 0 | 30000 | 136980.6234 | 19 | 6950 | 1930.5507 | 146.0961 | 23050 | 114889.0524 | 30000 | 0 | 84889.0524 | 84889.0524 | 0 | 6950 | 0 | 0 | 0 | 0 | 0
2022-04-04 04:00 | 0 | 0 | 35871 | 0 | 633 | 0 | 3 | 30000 | 3 | 0 | 30000 | 106980.6234 | 19 | 6950 | 1930.5507 | 146.0961 | 23050 | 114889.0524 | 30000 | 0 | 84889.0524 | 84889.0524 | 0 | 6950 | 0 | 0 | 0 | 0 | 0
2022-04-04 05:00 | 0 | 0 | 35871 | 0 | 633 | 0 | 3 | 30000 | 3 | 0 | 30000 | 76980.6234 | 19 | 6950 | 1930.5507 | 146.0961 | 23050 | 114889.0524 | 30000 | 0 | 84889.0524 | 84889.0524 | 0 | 6950 | 0 | 0 | 0 | 0 | 0
2022-04-04 06:00 | 0.03073 | 0.00725 | 35871 | 1069.2464 | 633 | 767.3226 | 3 | 30000 | 3 | 0 | 29232.6774 | 46980.6234 | 19 | 8019.2464 | 1930.5507 | 168.5727 | 23050 | 114889.0524 | 31069.2464 | 0 | 83819.8061 | 83819.8061 | 0 | 8019.2464 | 0 | 0 | 0 | 0 | 0
2022-04-04 07:00 | 0.21193 | 0.26292 | 35871 | 7374.0768 | 633 | 27826.8218 | 3 | 25175.9232 | 2.5176 | 2650.8986 | 0 | 17747.946 | 19 | 9500 | 1930.5507 | 199.6997 | 23050 | 114889.0524 | 32550 | 0 | 82339.0524 | 82339.0524 | 0 | 9500 | 0 | 0 | 0 | 0 | 0
2022-04-04 08:00 | 0.43512 | 0.44801 | 35871 | 15139.9438 | 633 | 47416.3032 | 3 | 17410.0562 | 1.741 | 30006.247 | 0 | 20398.8446 | 19 | 9500 | 1930.5507 | 199.6997 | 23050 | 114889.0524 | 32550 | 0 | 82339.0524 | 82339.0524 | 0 | 9500 | 0 | 0 | 0 | 0 | 0
2022-04-04 09:00 | 0.65708 | 0.60809 | 35871 | 22863.0132 | 633 | 64358.7862 | 3 | 9686.9868 | 0.9687 | 54671.7994 | 0 | 50405.0916 | 19 | 9500 | 1930.5507 | 199.6997 | 23050 | 114889.0524 | 32550 | 0 | 82339.0524 | 82339.0524 | 0 | 9500 | 0 | 0 | 0 | 0 | 0
2022-04-04 10:00 | 0.82997 | 0.69623 | 35871 | 28878.6983 | 633 | 73687.3122 | 3 | 3671.3017 | 0.36713 | 70016.0105 | 0 | 105076.8909 | 19 | 9500 | 1930.5507 | 199.6997 | 23050 | 114889.0524 | 32550 | 0 | 82339.0524 | 82339.0524 | 5828.6983 | 3671.3017 | 0 | 0 | 0 | 0 | 0
2022-04-04 11:00 | 0.9368 | 0.74367 | 35871 | 32595.8342 | 633 | 78708.248 | 3 | 0 | 0 | 78708.248 | 0 | 175092.9014 | 19 | 9500 | 1930.5507 | 199.6997 | 23050 | 114889.0524 | 32550 | 0 | 82339.0524 | 82339.0524 | 9500 | 0 | 0 | 0 | 0 | 0 | 0
2022-04-04 12:00 | 0.96072 | 0.71689 | 35871 | 33428.1275 | 633 | 75873.9171 | 3 | 0 | 0 | 75873.9171 | 0 | 253801.1494 | 19 | 9500 | 1930.5507 | 199.6997 | 23050 | 114889.0524 | 32550 | 0 | 82339.0524 | 82339.0524 | 9500 | 0 | 0 | 0 | 0 | 0 | 0
2022-04-04 13:00 | 0.9181 | 0.70904 | 35871 | 31945.1701 | 633 | 75043.0919 | 3 | 604.8299 | 0.060483 | 74438.2621 | 0 | 329675.0665 | 19 | 9500 | 1930.5507 | 199.6997 | 23050 | 114889.0524 | 32550 | 0 | 82339.0524 | 82339.0524 | 8895.1701 | 604.8299 | 0 | 0 | 0 | 0 | 0
2022-04-04 14:00 | 0.80317 | 0.66161 | 35871 | 27946.1957 | 633 | 70023.2145 | 3 | 4603.8043 | 0.46038 | 65419.4103 | 0 | 404113.3286 | 19 | 9500 | 1930.5507 | 199.6997 | 23050 | 114889.0524 | 32550 | 0 | 82339.0524 | 82339.0524 | 4896.1957 | 4603.8043 | 0 | 0 | 0 | 0 | 0
2022-04-04 15:00 | 0.62617 | 0.58495 | 35871 | 21787.5037 | 633 | 61909.7041 | 3 | 10762.4963 | 1.0762 | 51147.2079 | 0 | 469532.7388 | 19 | 9500 | 1930.5507 | 199.6997 | 23050 | 114889.0524 | 32550 | 0 | 82339.0524 | 82339.0524 | 0 | 9500 | 0 | 0 | 0 | 0 | 0
2022-04-04 16:00 | 0.40623 | 0.45642 | 35871 | 14134.72 | 633 | 48306.3974 | 3 | 18415.28 | 1.8415 | 29891.1174 | 0 | 520679.9467 | 19 | 9500 | 1930.5507 | 199.6997 | 23050 | 114889.0524 | 32550 | 0 | 82339.0524 | 82339.0524 | 0 | 9500 | 0 | 0 | 0 | 0 | 0
2022-04-04 17:00 | 0.18212 | 0.24733 | 35871 | 6336.8417 | 633 | 26176.8136 | 3 | 26213.1583 | 2.6213 | 0 | 36.3447 | 550571.0641 | 19 | 9500 | 1930.5507 | 199.6997 | 23050 | 114889.0524 | 32550 | 0 | 82339.0524 | 82339.0524 | 0 | 9500 | 0 | 0 | 0 | 0 | 0
2022-04-04 18:00 | 0.0191 | 0.00357 | 35871 | 664.582 | 633 | 377.8402 | 3 | 30000 | 3 | 0 | 29622.1598 | 550534.7195 | 19 | 7614.582 | 1930.5507 | 160.0663 | 23050 | 114889.0524 | 30664.582 | 0 | 84224.4704 | 84224.4704 | 1.1369e-13 | 7614.582 | 0 | 0 | 0 | 0 | 0
2022-04-04 19:00 | 0 | 0 | 35871 | 0 | 633 | 0 | 3 | 30000 | 3 | 0 | 30000 | 520912.5597 | 19 | 6950 | 1930.5507 | 146.0961 | 23050 | 114889.0524 | 30000 | 0 | 84889.0524 | 84889.0524 | 0 | 6950 | 0 | 0 | 0 | 0 | 0
2022-04-04 20:00 | 0 | 0 | 35871 | 0 | 633 | 0 | 3 | 30000 | 3 | 0 | 30000 | 490912.5597 | 19 | 6950 | 1930.5507 | 146.0961 | 23050 | 114889.0524 | 30000 | 0 | 84889.0524 | 84889.0524 | 0 | 6950 | 0 | 0 | 0 | 0 | 0
2022-04-04 21:00 | 0 | 0 | 35871 | 0 | 633 | 0 | 3 | 30000 | 3 | 0 | 30000 | 460912.5597 | 19 | 6950 | 1930.5507 | 146.0961 | 23050 | 114889.0524 | 30000 | 0 | 84889.0524 | 84889.0524 | 0 | 6950 | 0 | 0 | 0 | 0 | 0
2022-04-04 22:00 | 0 | 0 | 35871 | 0 | 633 | 0 | 3 | 30000 | 3 | 0 | 30000 | 430912.5597 | 19 | 6950 | 1930.5507 | 146.0961 | 23050 | 114889.0524 | 30000 | 0 | 84889.0524 | 84889.0524 | 0 | 6950 | 0 | 0 | 0 | 0 | 0
2022-04-04 23:00 | 0 | 0 | 35871 | 0 | 633 | 0 | 3 | 30000 | 3 | 0 | 30000 | 400912.5597 | 19 | 6950 | 1930.5507 | 146.0961 | 23050 | 114889.0524 | 30000 | 0 | 84889.0524 | 84889.0524 | 0 | 6950 | 0 | 0 | 0 | 0 | 0
2022-04-05 | 0 | 0 | 35871 | 0 | 633 | 0 | 3 | 30000 | 3 | 0 | 30000 | 370912.5597 | 19 | 7341.6667 | 1930.5507 | 154.3293 | 22658.3333 | 114497.3858 | 30000 | 0 | 84497.3858 | 84497.3858 | 0 | 7341.6667 | 0 | 0 | 0 | 0 | 0
2022-04-05 01:00 | 0 | 0 | 35871 | 0 | 633 | 0 | 3 | 30000 | 3 | 0 | 30000 | 340912.5597 | 19 | 7341.6667 | 1930.5507 | 154.3293 | 22658.3333 | 114497.3858 | 30000 | 0 | 84497.3858 | 84497.3858 | 0 | 7341.6667 | 0 | 0 | 0 | 0 | 0
2022-04-05 02:00 | 0 | 0 | 35871 | 0 | 633 | 0 | 3 | 30000 | 3 | 0 | 30000 | 310912.5597 | 19 | 7341.6667 | 1930.5507 | 154.3293 | 22658.3333 | 114497.3858 | 30000 | 0 | 84497.3858 | 84497.3858 | 0 | 7341.6667 | 0 | 0 | 0 | 0 | 0
2022-04-05 03:00 | 0 | 0 | 35871 | 0 | 633 | 0 | 3 | 30000 | 3 | 0 | 30000 | 280912.5597 | 19 | 7341.6667 | 1930.5507 | 154.3293 | 22658.3333 | 114497.3858 | 30000 | 0 | 84497.3858 | 84497.3858 | 0 | 7341.6667 | 0 | 0 | 0 | 0 | 0
2022-04-05 04:00 | 0 | 0 | 35871 | 0 | 633 | 0 | 3 | 30000 | 3 | 0 | 30000 | 250912.5597 | 19 | 7341.6667 | 1930.5507 | 154.3293 | 22658.3333 | 114497.3858 | 30000 | 0 | 84497.3858 | 84497.3858 | 0 | 7341.6667 | 0 | 0 | 0 | 0 | 0
2022-04-05 05:00 | 0 | 0 | 35871 | 0 | 633 | 0 | 3 | 30000 | 3 | 0 | 30000 | 220912.5597 | 19 | 7341.6667 | 1930.5507 | 154.3293 | 22658.3333 | 114497.3858 | 30000 | 0 | 84497.3858 | 84497.3858 | 0 | 7341.6667 | 0 | 0 | 0 | 0 | 0
2022-04-05 06:00 | 0.03488 | 0.01756 | 35871 | 1213.6451 | 633 | 1858.5083 | 3 | 30000 | 3 | 0 | 28141.4917 | 190912.5597 | 19 | 8555.3117 | 1930.5507 | 179.8414 | 22658.3333 | 114497.3858 | 31213.6451 | 0 | 83283.7407 | 83283.7407 | 1213.6451 | 7341.6667 | 0 | 0 | 0 | 0 | 0
2022-04-05 07:00 | 0.22525 | 0.32192 | 35871 | 7837.5445 | 633 | 34071.2402 | 3 | 24320.7889 | 2.4321 | 9750.4513 | 0 | 162771.068 | 19 | 9500 | 1930.5507 | 199.6997 | 22658.3333 | 114497.3858 | 32158.3333 | 0 | 82339.0524 | 82339.0524 | 0 | 9500 | 0 | 0 | 0 | 0 | 0
2022-04-05 08:00 | 0.449 | 0.48711 | 35871 | 15622.8966 | 633 | 51554.5533 | 3 | 16535.4367 | 1.6535 | 35019.1166 | 0 | 172521.5193 | 19 | 9500 | 1930.5507 | 199.6997 | 22658.3333 | 114497.3858 | 32158.3333 | 0 | 82339.0524 | 82339.0524 | 0 | 9500 | 0 | 0 | 0 | 0 | 0
2022-04-05 09:00 | 0.6641 | 0.60585 | 35871 | 23107.2732 | 633 | 64121.71 | 3 | 9051.0602 | 0.90511 | 55070.6498 | 0 | 207540.6359 | 19 | 9500 | 1930.5507 | 199.6997 | 22658.3333 | 114497.3858 | 32158.3333 | 0 | 82339.0524 | 82339.0524 | 448.9398 | 9051.0602 | 0 | 0 | 0 | 0 | 0
2022-04-05 10:00 | 0.83217 | 0.68171 | 35871 | 28955.247 | 633 | 72150.5503 | 3 | 3203.0864 | 0.32031 | 68947.4639 | 0 | 262611.2857 | 19 | 9500 | 1930.5507 | 199.6997 | 22658.3333 | 114497.3858 | 32158.3333 | 0 | 82339.0524 | 82339.0524 | 6296.9136 | 3203.0864 | 0 | 0 | 0 | 0 | 0
2022-04-05 11:00 | 0.93542 | 0.70733 | 35871 | 32547.8173 | 633 | 74862.1096 | 3 | 0 | 0 | 74862.1096 | 0 | 331558.7496 | 19 | 9500 | 1930.5507 | 199.6997 | 22658.3333 | 114497.3858 | 32158.3333 | 0 | 82339.0524 | 82339.0524 | 9500 | 0 | 0 | 0 | 0 | 0 | 0
2022-04-05 12:00 | 0.9589 | 0.68519 | 35871 | 33364.8008 | 633 | 72518.8651 | 3 | 0 | 0 | 72518.8651 | 0 | 406420.8592 | 19 | 9500 | 1930.5507 | 199.6997 | 22658.3333 | 114497.3858 | 32158.3333 | 0 | 82339.0524 | 82339.0524 | 9500 | 0 | 0 | 0 | 0 | 0 | 0
2022-04-05 13:00 | 0.914 | 0.70377 | 35871 | 31802.5112 | 633 | 74485.3278 | 3 | 355.8222 | 0.035582 | 74129.5056 | 0 | 478939.7244 | 19 | 9500 | 1930.5507 | 199.6997 | 22658.3333 | 114497.3858 | 32158.3333 | 0 | 82339.0524 | 82339.0524 | 9144.1778 | 355.8222 | 0 | 0 | 0 | 0 | 0
2022-04-05 14:00 | 0.73165 | 0.32691 | 35871 | 25457.6666 | 633 | 34599.3698 | 3 | 6700.6667 | 0.67007 | 27898.7031 | 0 | 553069.23 | 19 | 9500 | 1930.5507 | 199.6997 | 22658.3333 | 114497.3858 | 32158.3333 | 0 | 82339.0524 | 82339.0524 | 2799.3333 | 6700.6667 | 0 | 0 | 0 | 0 | 0
2022-04-05 15:00 | 0.53708 | 0.27527 | 35871 | 18687.6288 | 633 | 29133.9162 | 3 | 13470.7046 | 1.3471 | 15663.2116 | 0 | 580967.9331 | 19 | 9500 | 1930.5507 | 199.6997 | 22658.3333 | 114497.3858 | 32158.3333 | 0 | 82339.0524 | 82339.0524 | 0 | 9500 | 0 | 0 | 0 | 0 | 0
2022-04-05 16:00 | 0.3352 | 0.14182 | 35871 | 11663.2404 | 633 | 15009.8884 | 3 | 20495.0929 | 2.0495 | 0 | 5485.2045 | 596631.1447 | 19 | 9500 | 1930.5507 | 199.6997 | 22658.3333 | 114497.3858 | 32158.3333 | 0 | 82339.0524 | 82339.0524 | 0 | 9500 | 0 | 0 | 0 | 0 | 0
2022-04-05 17:00 | 0.15448 | 0.04654 | 35871 | 5375.1115 | 633 | 4925.6819 | 3 | 26783.2218 | 2.6783 | 0 | 21857.5399 | 591145.9402 | 19 | 9500 | 1930.5507 | 199.6997 | 22658.3333 | 114497.3858 | 32158.3333 | 0 | 82339.0524 | 82339.0524 | 0 | 9500 | 0 | 0 | 0 | 0 | 0
2022-04-05 18:00 | 0.01938 | 0 | 35871 | 674.3246 | 633 | 0 | 3 | 30000 | 3 | 0 | 30000 | 569288.4003 | 19 | 8015.9912 | 1930.5507 | 168.5043 | 22658.3333 | 114497.3858 | 30674.3246 | 0 | 83823.0612 | 83823.0612 | -4.5475e-13 | 8015.9912 | 0 | 0 | 0 | 0 | 0
2022-04-05 19:00 | 0 | 0 | 35871 | 0 | 633 | 0 | 3 | 30000 | 3 | 0 | 30000 | 539288.4003 | 19 | 7341.6667 | 1930.5507 | 154.3293 | 22658.3333 | 114497.3858 | 30000 | 0 | 84497.3858 | 84497.3858 | 0 | 7341.6667 | 0 | 0 | 0 | 0 | 0
2022-04-05 20:00 | 0 | 0 | 35871 | 0 | 633 | 0 | 3 | 30000 | 3 | 0 | 30000 | 509288.4003 | 19 | 7341.6667 | 1930.5507 | 154.3293 | 22658.3333 | 114497.3858 | 30000 | 0 | 84497.3858 | 84497.3858 | 0 | 7341.6667 | 0 | 0 | 0 | 0 | 0
2022-04-05 21:00 | 0 | 0 | 35871 | 0 | 633 | 0 | 3 | 30000 | 3 | 0 | 30000 | 479288.4003 | 19 | 7341.6667 | 1930.5507 | 154.3293 | 22658.3333 | 114497.3858 | 30000 | 0 | 84497.3858 | 84497.3858 | 0 | 7341.6667 | 0 | 0 | 0 | 0 | 0
2022-04-05 22:00 | 0 | 0 | 35871 | 0 | 633 | 0 | 3 | 30000 | 3 | 0 | 30000 | 449288.4003 | 19 | 7341.6667 | 1930.5507 | 154.3293 | 22658.3333 | 114497.3858 | 30000 | 0 | 84497.3858 | 84497.3858 | 0 | 7341.6667 | 0 | 0 | 0 | 0 | 0
2022-04-05 23:00 | 0 | 0 | 35871 | 0 | 633 | 0 | 3 | 30000 | 3 | 0 | 30000 | 419288.4003 | 19 | 7341.6667 | 1930.5507 | 154.3293 | 22658.3333 | 114497.3858 | 30000 | 0 | 84497.3858 | 84497.3858 | 0 | 7341.6667 | 0 | 0 | 0 | 0 | 0
2022-04-06 | 0 | 0 | 35871 | 0 | 633 | 0 | 3 | 30000 | 3 | 0 | 30000 | 389288.4003 | 19 | 6500 | 1930.5507 | 136.6366 | 23500 | 115339.0524 | 30000 | 0 | 85339.0524 | 85339.0524 | 0 | 6500 | 0 | 0 | 0 | 0 | 0
2022-04-06 01:00 | 0 | 0 | 35871 | 0 | 633 | 0 | 3 | 30000 | 3 | 0 | 30000 | 359288.4003 | 19 | 6500 | 1930.5507 | 136.6366 | 23500 | 115339.0524 | 30000 | 0 | 85339.0524 | 85339.0524 | 0 | 6500 | 0 | 0 | 0 | 0 | 0
2022-04-06 02:00 | 0 | 0 | 35871 | 0 | 633 | 0 | 3 | 30000 | 3 | 0 | 30000 | 329288.4003 | 19 | 6500 | 1930.5507 | 136.6366 | 23500 | 115339.0524 | 30000 | 0 | 85339.0524 | 85339.0524 | 0 | 6500 | 0 | 0 | 0 | 0 | 0
2022-04-06 03:00 | 0 | 0 | 35871 | 0 | 633 | 0 | 3 | 30000 | 3 | 0 | 30000 | 299288.4003 | 19 | 6500 | 1930.5507 | 136.6366 | 23500 | 115339.0524 | 30000 | 0 | 85339.0524 | 85339.0524 | 0 | 6500 | 0 | 0 | 0 | 0 | 0
2022-04-06 04:00 | 0 | 0 | 35871 | 0 | 633 | 0 | 3 | 30000 | 3 | 0 | 30000 | 269288.4003 | 19 | 6500 | 1930.5507 | 136.6366 | 23500 | 115339.0524 | 30000 | 0 | 85339.0524 | 85339.0524 | 0 | 6500 | 0 | 0 | 0 | 0 | 0
2022-04-06 05:00 | 0 | 0 | 35871 | 0 | 633 | 0 | 3 | 30000 | 3 | 0 | 30000 | 239288.4003 | 19 | 6500 | 1930.5507 | 136.6366 | 23500 | 115339.0524 | 30000 | 0 | 85339.0524 | 85339.0524 | 0 | 6500 | 0 | 0 | 0 | 0 | 0
2022-04-06 06:00 | 0.03317 | 0.00376 | 35871 | 1154.1458 | 633 | 397.9494 | 3 | 30000 | 3 | 0 | 29602.0506 | 209288.4003 | 19 | 7654.1458 | 1930.5507 | 160.898 | 23500 | 115339.0524 | 31154.1458 | 0 | 84184.9066 | 84184.9066 | 1.1369e-12 | 7654.1458 | 0 | 0 | 0 | 0 | 0
2022-04-06 07:00 | 0.1966 | 0.08455 | 35871 | 6840.6714 | 633 | 8948.5691 | 3 | 26159.3286 | 2.6159 | 0 | 17210.7595 | 179686.3497 | 19 | 9500 | 1930.5507 | 199.6997 | 23500 | 115339.0524 | 33000 | 0 | 82339.0524 | 82339.0524 | 0 | 9500 | 0 | 0 | 0 | 0 | 0
2022-04-06 08:00 | 0.38783 | 0.1604 | 35871 | 13494.4944 | 633 | 16976.351 | 3 | 19505.5056 | 1.9506 | 0 | 2529.1545 | 162475.5902 | 19 | 9500 | 1930.5507 | 199.6997 | 23500 | 115339.0524 | 33000 | 0 | 82339.0524 | 82339.0524 | 0 | 9500 | 0 | 0 | 0 | 0 | 0
2022-04-06 09:00 | 0.58067 | 0.26877 | 35871 | 20204.3372 | 633 | 28445.9718 | 3 | 12795.6628 | 1.2796 | 15650.3089 | 0 | 159946.4357 | 19 | 9500 | 1930.5507 | 199.6997 | 23500 | 115339.0524 | 33000 | 0 | 82339.0524 | 82339.0524 | 0 | 9500 | 0 | 0 | 0 | 0 | 0
2022-04-06 10:00 | 0.78912 | 0.46524 | 35871 | 27457.3278 | 633 | 49239.885 | 3 | 5542.6722 | 0.55427 | 43697.2128 | 0 | 175596.7446 | 19 | 9500 | 1930.5507 | 199.6997 | 23500 | 115339.0524 | 33000 | 0 | 82339.0524 | 82339.0524 | 3957.3278 | 5542.6722 | 0 | 0 | 0 | 0 | 0
2022-04-06 11:00 | 0.89853 | 0.53741 | 35871 | 31264.2345 | 633 | 56878.1846 | 3 | 1735.7655 | 0.17358 | 55142.4192 | 0 | 219293.9574 | 19 | 9500 | 1930.5507 | 199.6997 | 23500 | 115339.0524 | 33000 | 0 | 82339.0524 | 82339.0524 | 7764.2345 | 1735.7655 | 0 | 0 | 0 | 0 | 0
2022-04-06 12:00 | 0.95347 | 0.63105 | 35871 | 33175.8647 | 633 | 66788.8175 | 3 | 0 | 0 | 66788.8175 | 0 | 274436.3766 | 19 | 9500 | 1930.5507 | 199.6997 | 23500 | 115339.0524 | 33000 | 0 | 82339.0524 | 82339.0524 | 9500 | 0 | 0 | 0 | 0 | 0 | 0
2022-04-06 13:00 | 0.9021 | 0.57918 | 35871 | 31388.4522 | 633 | 61299.0212 | 3 | 1611.5478 | 0.16115 | 59687.4734 | 0 | 341225.1941 | 19 | 9500 | 1930.5507 | 199.6997 | 23500 | 115339.0524 | 33000 | 0 | 82339.0524 | 82339.0524 | 7888.4522 | 1611.5478 | 0 | 0 | 0 | 0 | 0
2022-04-06 14:00 | 0.77695 | 0.51708 | 35871 | 27033.8742 | 633 | 54726.5062 | 3 | 5966.1258 | 0.59661 | 48760.3805 | 0 | 400912.6675 | 19 | 9500 | 1930.5507 | 199.6997 | 23500 | 115339.0524 | 33000 | 0 | 82339.0524 | 82339.0524 | 3533.8742 | 5966.1258 | 0 | 0 | 0 | 0 | 0
2022-04-06 15:00 | 0.59178 | 0.41553 | 35871 | 20590.9082 | 633 | 43978.6979 | 3 | 12409.0918 | 1.2409 | 31569.6061 | 0 | 449673.0479 | 19 | 9500 | 1930.5507 | 199.6997 | 23500 | 115339.0524 | 33000 | 0 | 82339.0524 | 82339.0524 | 0 | 9500 | 0 | 0 | 0 | 0 | 0
2022-04-06 16:00 | 0.3706 | 0.25403 | 35871 | 12894.9788 | 633 | 26885.9255 | 3 | 20105.0212 | 2.0105 | 6780.9044 | 0 | 481242.654 | 19 | 9500 | 1930.5507 | 199.6997 | 23500 | 115339.0524 | 33000 | 0 | 82339.0524 | 82339.0524 | 0 | 9500 | 0 | 0 | 0 | 0 | 0
2022-04-06 17:00 | 0.15965 | 0.07024 | 35871 | 5555.001 | 633 | 7434.033 | 3 | 27444.999 | 2.7445 | 0 | 20010.966 | 488023.5584 | 19 | 9500 | 1930.5507 | 199.6997 | 23500 | 115339.0524 | 33000 | 0 | 82339.0524 | 82339.0524 | 0 | 9500 | 0 | 0 | 0 | 0 | 0
2022-04-06 18:00 | 0.01883 | 0 | 35871 | 655.1874 | 633 | 0 | 3 | 30000 | 3 | 0 | 30000 | 468012.5924 | 19 | 7155.1874 | 1930.5507 | 150.4093 | 23500 | 115339.0524 | 30655.1874 | 0 | 84683.865 | 84683.865 | 0 | 7155.1874 | 0 | 0 | 0 | 0 | 0
2022-04-06 19:00 | 0 | 0 | 35871 | 0 | 633 | 0 | 3 | 30000 | 3 | 0 | 30000 | 438012.5924 | 19 | 6500 | 1930.5507 | 136.6366 | 23500 | 115339.0524 | 30000 | 0 | 85339.0524 | 85339.0524 | 0 | 6500 | 0 | 0 | 0 | 0 | 0
2022-04-06 20:00 | 0 | 0 | 35871 | 0 | 633 | 0 | 3 | 30000 | 3 | 0 | 30000 | 408012.5924 | 19 | 6500 | 1930.5507 | 136.6366 | 23500 | 115339.0524 | 30000 | 0 | 85339.0524 | 85339.0524 | 0 | 6500 | 0 | 0 | 0 | 0 | 0
2022-04-06 21:00 | 0 | 0 | 35871 | 0 | 633 | 0 | 3 | 30000 | 3 | 0 | 30000 | 378012.5924 | 19 | 6500 | 1930.5507 | 136.6366 | 23500 | 115339.0524 | 30000 | 0 | 85339.0524 | 85339.0524 | 0 | 6500 | 0 | 0 | 0 | 0 | 0
2022-04-06 22:00 | 0 | 0 | 35871 | 0 | 633 | 0 | 3 | 30000 | 3 | 0 | 30000 | 348012.5924 | 19 | 6500 | 1930.5507 | 136.6366 | 23500 | 115339.0524 | 30000 | 0 | 85339.0524 | 85339.0524 | 0 | 6500 | 0 | 0 | 0 | 0 | 0
2022-04-06 23:00 | 0 | 0 | 35871 | 0 | 633 | 0 | 3 | 30000 | 3 | 0 | 30000 | 318012.5924 | 19 | 6500 | 1930.5507 | 136.6366 | 23500 | 115339.0524 | 30000 | 0 | 85339.0524 | 85339.0524 | 0 | 6500 | 0 | 0 | 0 | 0 | 0
2022-04-07 | 0 | 0 | 35871 | 0 | 633 | 0 | 3 | 30000 | 3 | 0 | 30000 | 288012.5924 | 19 | 6916.6667 | 1930.5507 | 145.3954 | 23083.3333 | 114922.3858 | 30000 | 0 | 84922.3858 | 84922.3858 | 0 | 6916.6667 | 0 | 0 | 0 | 0 | 0
2022-04-07 01:00 | 0 | 0 | 35871 | 0 | 633 | 0 | 3 | 30000 | 3 | 0 | 30000 | 258012.5924 | 19 | 6916.6667 | 1930.5507 | 145.3954 | 23083.3333 | 114922.3858 | 30000 | 0 | 84922.3858 | 84922.3858 | 0 | 6916.6667 | 0 | 0 | 0 | 0 | 0
2022-04-07 02:00 | 0 | 0 | 35871 | 0 | 633 | 0 | 3 | 30000 | 3 | 0 | 30000 | 228012.5924 | 19 | 6916.6667 | 1930.5507 | 145.3954 | 23083.3333 | 114922.3858 | 30000 | 0 | 84922.3858 | 84922.3858 | 0 | 6916.6667 | 0 | 0 | 0 | 0 | 0
2022-04-07 03:00 | 0 | 0 | 35871 | 0 | 633 | 0 | 3 | 30000 | 3 | 0 | 30000 | 198012.5924 | 19 | 6916.6667 | 1930.5507 | 145.3954 | 23083.3333 | 114922.3858 | 30000 | 0 | 84922.3858 | 84922.3858 | 0 | 6916.6667 | 0 | 0 | 0 | 0 | 0
2022-04-07 04:00 | 0 | 0 | 35871 | 0 | 633 | 0 | 3 | 30000 | 3 | 0 | 30000 | 168012.5924 | 19 | 6916.6667 | 1930.5507 | 145.3954 | 23083.3333 | 114922.3858 | 30000 | 0 | 84922.3858 | 84922.3858 | 0 | 6916.6667 | 0 | 0 | 0 | 0 | 0
2022-04-07 05:00 | 0 | 0 | 35871 | 0 | 633 | 0 | 3 | 30000 | 3 | 0 | 30000 | 138012.5924 | 19 | 6916.6667 | 1930.5507 | 145.3954 | 23083.3333 | 114922.3858 | 30000 | 0 | 84922.3858 | 84922.3858 | 0 | 6916.6667 | 0 | 0 | 0 | 0 | 0
2022-04-07 06:00 | 0.04472 | 0.07104 | 35871 | 1556.0266 | 633 | 7518.7031 | 3 | 30000 | 3 | 0 | 22481.2969 | 108012.5924 | 19 | 8472.6933 | 1930.5507 | 178.1047 | 23083.3333 | 114922.3858 | 31556.0266 | 0 | 83366.3592 | 83366.3592 | 1556.0266 | 6916.6667 | 0 | 0 | 0 | 0 | 0
2022-04-07 07:00 | 0.25138 | 0.45191 | 35871 | 8746.7344 | 633 | 47829.0698 | 3 | 23836.5989 | 2.3837 | 23992.4709 | 0 | 85531.2955 | 19 | 9500 | 1930.5507 | 199.6997 | 23083.3333 | 114922.3858 | 32583.3333 | 0 | 82339.0524 | 82339.0524 | 0 | 9500 | 0 | 0 | 0 | 0 | 0
2022-04-07 08:00 | 0.48583 | 0.63475 | 35871 | 16904.3917 | 633 | 67180.4166 | 3 | 15678.9416 | 1.5679 | 51501.475 | 0 | 109523.7664 | 19 | 9500 | 1930.5507 | 199.6997 | 23083.3333 | 114922.3858 | 32583.3333 | 0 | 82339.0524 | 82339.0524 | 0 | 9500 | 0 | 0 | 0 | 0 | 0
2022-04-07 09:00 | 0.6985 | 0.72812 | 35871 | 24304.2167 | 633 | 77062.4733 | 3 | 8279.1166 | 0.82791 | 68783.3567 | 0 | 161025.2414 | 19 | 9500 | 1930.5507 | 199.6997 | 23083.3333 | 114922.3858 | 32583.3333 | 0 | 82339.0524 | 82339.0524 | 1220.8834 | 8279.1166 | 0 | 0 | 0 | 0 | 0
2022-04-07 10:00 | 0.8625 | 0.77605 | 35871 | 30010.5754 | 633 | 82135.2695 | 3 | 2572.758 | 0.25728 | 79562.5115 | 0 | 229808.598 | 19 | 9500 | 1930.5507 | 199.6997 | 23083.3333 | 114922.3858 | 32583.3333 | 0 | 82339.0524 | 82339.0524 | 6927.242 | 2572.758 | 0 | 0 | 0 | 0 | 0
2022-04-07 11:00 | 0.96155 | 0.79709 | 35871 | 33457.0072 | 633 | 84362.0926 | 3 | 0 | 0 | 84362.0926 | 0 | 309371.1095 | 19 | 9500 | 1930.5507 | 199.6997 | 23083.3333 | 114922.3858 | 32583.3333 | 0 | 82339.0524 | 82339.0524 | 9500 | 0 | 0 | 0 | 0 | 0 | 0
2022-04-07 12:00 | 0.97508 | 0.7228 | 35871 | 33927.7818 | 633 | 76499.4173 | 3 | 0 | 0 | 76499.4173 | 0 | 393733.2021 | 19 | 9500 | 1930.5507 | 199.6997 | 23083.3333 | 114922.3858 | 32583.3333 | 0 | 82339.0524 | 82339.0524 | 9500 | 0 | 0 | 0 | 0 | 0 | 0
2022-04-07 13:00 | 0.92097 | 0.66219 | 35871 | 32045.0314 | 633 | 70084.6003 | 3 | 538.3019 | 0.05383 | 69546.2984 | 0 | 470232.6194 | 19 | 9500 | 1930.5507 | 199.6997 | 23083.3333 | 114922.3858 | 32583.3333 | 0 | 82339.0524 | 82339.0524 | 8961.6981 | 538.3019 | 0 | 0 | 0 | 0 | 0
2022-04-07 14:00 | 0.7937 | 0.58366 | 35871 | 27616.6883 | 633 | 61773.1736 | 3 | 4966.645 | 0.49666 | 56806.5286 | 0 | 539778.9178 | 19 | 9500 | 1930.5507 | 199.6997 | 23083.3333 | 114922.3858 | 32583.3333 | 0 | 82339.0524 | 82339.0524 | 4533.355 | 4966.645 | 0 | 0 | 0 | 0 | 0
2022-04-07 15:00 | 0.6112 | 0.49583 | 35871 | 21266.6245 | 633 | 52477.4572 | 3 | 11316.7088 | 1.1317 | 41160.7484 | 0 | 596585.4464 | 19 | 9500 | 1930.5507 | 199.6997 | 23083.3333 | 114922.3858 | 32583.3333 | 0 | 82339.0524 | 82339.0524 | 0 | 9500 | 0 | 0 | 0 | 0 | 0
2022-04-07 16:00 | 0.3932 | 0.36041 | 35871 | 13681.3429 | 633 | 38144.9294 | 3 | 18901.9904 | 1.8902 | 19242.939 | 0 | 637746.1949 | 19 | 9500 | 1930.5507 | 199.6997 | 23083.3333 | 114922.3858 | 32583.3333 | 0 | 82339.0524 | 82339.0524 | 0 | 9500 | 0 | 0 | 0 | 0 | 0
2022-04-07 17:00 | 0.17675 | 0.17009 | 35871 | 6149.9933 | 633 | 18001.9174 | 3 | 18001.9174 | 1.8002 | 0 | 0 | 656989.1338 | 19 | 1068.5773 | 1930.5507 | 22.4626 | 23083.3333 | 114922.3858 | 24151.9107 | 0 | 90770.4751 | 90770.4751 | 3.638e-12 | 1068.5773 | 0 | 0 | 0 | 0 | 0
2022-04-07 18:00 | 0.0203 | 0.0008 | 35871 | 706.3359 | 633 | 84.6701 | 3 | 22376.9975 | 2.2377 | 0 | 22292.3274 | 656989.1338 | 19 | 1.1369e-13 | 1930.5507 | 2.3898e-15 | 23083.3333 | 114922.3858 | 23083.3333 | 0 | 91839.0524 | 91839.0524 | 1.1369e-13 | 0 | 0 | 0 | 0 | 0 | 0
2022-04-07 19:00 | 0 | 0 | 35871 | 0 | 633 | 0 | 3 | 23083.3333 | 2.3083 | 0 | 23083.3333 | 634696.8064 | 19 | 0 | 1930.5507 | 0 | 23083.3333 | 114922.3858 | 23083.3333 | 0 | 91839.0524 | 91839.0524 | 0 | 0 | 0 | 0 | 0 | 0 | 0
2022-04-07 20:00 | 0 | 0 | 35871 | 0 | 633 | 0 | 3 | 23083.3333 | 2.3083 | 0 | 23083.3333 | 611613.4731 | 19 | 0 | 1930.5507 | 0 | 23083.3333 | 114922.3858 | 23083.3333 | 0 | 91839.0524 | 91839.0524 | 0 | 0 | 0 | 0 | 0 | 0 | 0
2022-04-07 21:00 | 0 | 0 | 35871 | 0 | 633 | 0 | 3 | 23083.3333 | 2.3083 | 0 | 23083.3333 | 588530.1398 | 19 | 0 | 1930.5507 | 0 | 23083.3333 | 114922.3858 | 23083.3333 | 0 | 91839.0524 | 91839.0524 | 0 | 0 | 0 | 0 | 0 | 0 | 0
2022-04-07 22:00 | 0 | 0 | 35871 | 0 | 633 | 0 | 3 | 23083.3333 | 2.3083 | 0 | 23083.3333 | 565446.8064 | 19 | 0 | 1930.5507 | 0 | 23083.3333 | 114922.3858 | 23083.3333 | 0 | 91839.0524 | 91839.0524 | 0 | 0 | 0 | 0 | 0 | 0 | 0
2022-04-07 23:00 | 0 | 0 | 35871 | 0 | 633 | 0 | 3 | 23083.3333 | 2.3083 | 0 | 23083.3333 | 542363.4731 | 19 | 0 | 1930.5507 | 0 | 23083.3333 | 114922.3858 | 23083.3333 | 0 | 91839.0524 | 91839.0524 | 0 | 0 | 0 | 0 | 0 | 0 | 0
2022-04-08 | 0 | 0 | 35871 | 0 | 633 | 0 | 3 | 22541.6667 | 2.2542 | 0 | 22541.6667 | 519280.1398 | 19 | 0 | 1930.5507 | 0 | 22541.6667 | 114380.7191 | 22541.6667 | 0 | 91839.0524 | 91839.0524 | 0 | 0 | 0 | 0 | 0 | 0 | 0
2022-04-08 01:00 | 0 | 0 | 35871 | 0 | 633 | 0 | 3 | 22541.6667 | 2.2542 | 0 | 22541.6667 | 496738.4731 | 19 | 0 | 1930.5507 | 0 | 22541.6667 | 114380.7191 | 22541.6667 | 0 | 91839.0524 | 91839.0524 | 0 | 0 | 0 | 0 | 0 | 0 | 0
2022-04-08 02:00 | 0 | 0 | 35871 | 0 | 633 | 0 | 3 | 22541.6667 | 2.2542 | 0 | 22541.6667 | 474196.8064 | 19 | 0 | 1930.5507 | 0 | 22541.6667 | 114380.7191 | 22541.6667 | 0 | 91839.0524 | 91839.0524 | 0 | 0 | 0 | 0 | 0 | 0 | 0
2022-04-08 03:00 | 0 | 0 | 35871 | 0 | 633 | 0 | 3 | 22541.6667 | 2.2542 | 0 | 22541.6667 | 451655.1398 | 19 | 0 | 1930.5507 | 0 | 22541.6667 | 114380.7191 | 22541.6667 | 0 | 91839.0524 | 91839.0524 | 0 | 0 | 0 | 0 | 0 | 0 | 0
2022-04-08 04:00 | 0 | 0 | 35871 | 0 | 633 | 0 | 3 | 22541.6667 | 2.2542 | 0 | 22541.6667 | 429113.4731 | 19 | 0 | 1930.5507 | 0 | 22541.6667 | 114380.7191 | 22541.6667 | 0 | 91839.0524 | 91839.0524 | 0 | 0 | 0 | 0 | 0 | 0 | 0
2022-04-08 05:00 | 0 | 0 | 35871 | 0 | 633 | 0 | 3 | 22541.6667 | 2.2542 | 0 | 22541.6667 | 406571.8064 | 19 | 0 | 1930.5507 | 0 | 22541.6667 | 114380.7191 | 22541.6667 | 0 | 91839.0524 | 91839.0524 | 0 | 0 | 0 | 0 | 0 | 0 | 0
2022-04-08 06:00 | 0.03112 | 0 | 35871 | 1082.8164 | 633 | 0 | 3 | 30000 | 3 | 0 | 30000 | 384030.1398 | 19 | 8541.1497 | 1930.5507 | 179.5437 | 22541.6667 | 114380.7191 | 31082.8164 | 0 | 83297.9027 | 83297.9027 | 1082.8164 | 7458.3333 | 0 | 0 | 0 | 0 | 0
2022-04-08 07:00 | 0.1501 | 0.00222 | 35871 | 5222.71 | 633 | 234.9595 | 3 | 25631.8114 | 2.5632 | 0 | 25396.852 | 354030.1398 | 19 | 8312.8548 | 1930.5507 | 174.7447 | 22541.6667 | 114380.7191 | 30854.5214 | 0 | 83526.1977 | 83526.1977 | 0 | 8312.8548 | 0 | 0 | 0 | 0 | 0
2022-04-08 08:00 | 0.29973 | 0.01436 | 35871 | 10429.0664 | 633 | 1519.8279 | 3 | 12112.6003 | 1.2113 | 0 | 10592.7723 | 328633.2878 | 19 | 7.276e-12 | 1930.5507 | 1.5295e-13 | 22541.6667 | 114380.7191 | 22541.6667 | 0 | 91839.0524 | 91839.0524 | 7.276e-12 | 0 | 0 | 0 | 0 | 0 | 0
2022-04-08 09:00 | 0.45725 | 0.02418 | 35871 | 15909.9543 | 633 | 2559.1532 | 3 | 6631.7124 | 0.66317 | 0 | 4072.5592 | 318040.5155 | 19 | 0 | 1930.5507 | 0 | 22541.6667 | 114380.7191 | 22541.6667 | 0 | 91839.0524 | 91839.0524 | 0 | 0 | 0 | 0 | 0 | 0 | 0
2022-04-08 10:00 | 0.62567 | 0.05897 | 35871 | 21770.1063 | 633 | 6241.2433 | 3 | 771.5604 | 0.077156 | 5469.6829 | 0 | 313967.9563 | 19 | 0 | 1930.5507 | 0 | 22541.6667 | 114380.7191 | 22541.6667 | 0 | 91839.0524 | 91839.0524 | 0 | 0 | 0 | 0 | 0 | 0 | 0
2022-04-08 11:00 | 0.72212 | 0.07565 | 35871 | 25126.0715 | 633 | 8006.6144 | 3 | 0 | 0 | 8006.6144 | 0 | 319437.6392 | 19 | 2584.4049 | 1930.5507 | 54.3268 | 22541.6667 | 114380.7191 | 25126.0715 | 0 | 89254.6476 | 89254.6476 | 2584.4049 | 0 | 0 | 0 | 0 | 0 | 0
2022-04-08 12:00 | 0.71483 | 0.06323 | 35871 | 24872.4169 | 633 | 6692.1114 | 3 | 0 | 0 | 6692.1114 | 0 | 327444.2536 | 19 | 2330.7503 | 1930.5507 | 48.9948 | 22541.6667 | 114380.7191 | 24872.4169 | 0 | 89508.3022 | 89508.3022 | 2330.7503 | 0 | 0 | 0 | 0 | 0 | 0
2022-04-08 13:00 | 0.46485 | 0.00264 | 35871 | 16174.3953 | 633 | 279.4113 | 3 | 6367.2713 | 0.63673 | 0 | 6087.8601 | 334136.3651 | 19 | 0 | 1930.5507 | 0 | 22541.6667 | 114380.7191 | 22541.6667 | 0 | 91839.0524 | 91839.0524 | 0 | 0 | 0 | 0 | 0 | 0 | 0
2022-04-08 14:00 | 0.36148 | 0.00317 | 35871 | 12577.6496 | 633 | 335.5052 | 3 | 9964.0171 | 0.9964 | 0 | 9628.5119 | 328048.505 | 19 | 7.276e-12 | 1930.5507 | 1.5295e-13 | 22541.6667 | 114380.7191 | 22541.6667 | 0 | 91839.0524 | 91839.0524 | 7.276e-12 | 0 | 0 | 0 | 0 | 0 | 0
2022-04-08 15:00 | 0.2692 | 0 | 35871 | 9366.779 | 633 | 0 | 3 | 13174.8877 | 1.3175 | 0 | 13174.8877 | 318419.9931 | 19 | 0 | 1930.5507 | 0 | 22541.6667 | 114380.7191 | 22541.6667 | 0 | 91839.0524 | 91839.0524 | 0 | 0 | 0 | 0 | 0 | 0 | 0
2022-04-08 16:00 | 0.16768 | 0 | 35871 | 5834.4038 | 633 | 0 | 3 | 16707.2629 | 1.6707 | 0 | 16707.2629 | 305245.1055 | 19 | 0 | 1930.5507 | 0 | 22541.6667 | 114380.7191 | 22541.6667 | 0 | 91839.0524 | 91839.0524 | 0 | 0 | 0 | 0 | 0 | 0 | 0
2022-04-08 17:00 | 0.0783 | 0.00059 | 35871 | 2724.4383 | 633 | 62.4442 | 3 | 19817.2283 | 1.9817 | 0 | 19754.7842 | 288537.8426 | 19 | 0 | 1930.5507 | 0 | 22541.6667 | 114380.7191 | 22541.6667 | 0 | 91839.0524 | 91839.0524 | 0 | 0 | 0 | 0 | 0 | 0 | 0
2022-04-08 18:00 | 0.01145 | 0 | 35871 | 398.4013 | 633 | 0 | 3 | 22143.2654 | 2.2143 | 0 | 22143.2654 | 268783.0584 | 19 | 0 | 1930.5507 | 0 | 22541.6667 | 114380.7191 | 22541.6667 | 0 | 91839.0524 | 91839.0524 | 0 | 0 | 0 | 0 | 0 | 0 | 0
2022-04-08 19:00 | 0 | 0 | 35871 | 0 | 633 | 0 | 3 | 22541.6667 | 2.2542 | 0 | 22541.6667 | 246639.793 | 19 | 0 | 1930.5507 | 0 | 22541.6667 | 114380.7191 | 22541.6667 | 0 | 91839.0524 | 91839.0524 | 0 | 0 | 0 | 0 | 0 | 0 | 0
2022-04-08 20:00 | 0 | 0 | 35871 | 0 | 633 | 0 | 3 | 22541.6667 | 2.2542 | 0 | 22541.6667 | 224098.1264 | 19 | 0 | 1930.5507 | 0 | 22541.6667 | 114380.7191 | 22541.6667 | 0 | 91839.0524 | 91839.0524 | 0 | 0 | 0 | 0 | 0 | 0 | 0
2022-04-08 21:00 | 0 | 0 | 35871 | 0 | 633 | 0 | 3 | 22541.6667 | 2.2542 | 0 | 22541.6667 | 201556.4597 | 19 | 0 | 1930.5507 | 0 | 22541.6667 | 114380.7191 | 22541.6667 | 0 | 91839.0524 | 91839.0524 | 0 | 0 | 0 | 0 | 0 | 0 | 0
2022-04-08 22:00 | 0 | 0 | 35871 | 0 | 633 | 0 | 3 | 22541.6667 | 2.2542 | 0 | 22541.6667 | 179014.793 | 19 | 0 | 1930.5507 | 0 | 22541.6667 | 114380.7191 | 22541.6667 | 0 | 91839.0524 | 91839.0524 | 0 | 0 | 0 | 0 | 0 | 0 | 0
2022-04-08 23:00 | 0 | 0 | 35871 | 0 | 633 | 0 | 3 | 22541.6667 | 2.2542 | 0 | 22541.6667 | 156473.1264 | 19 | 0 | 1930.5507 | 0 | 22541.6667 | 114380.7191 | 22541.6667 | 0 | 91839.0524 | 91839.0524 | 0 | 0 | 0 | 0 | 0 | 0 | 0
2022-04-09 | 0 | 0 | 35871 | 0 | 633 | 0 | 3 | 21541.6667 | 2.1542 | 0 | 21541.6667 | 133931.4597 | 19 | 0 | 1930.5507 | 0 | 21541.6667 | 113380.7191 | 21541.6667 | 0 | 91839.0524 | 91839.0524 | 0 | 0 | 0 | 0 | 0 | 0 | 0
2022-04-09 01:00 | 0 | 0 | 35871 | 0 | 633 | 0 | 3 | 21541.6667 | 2.1542 | 0 | 21541.6667 | 112389.793 | 19 | 0 | 1930.5507 | 0 | 21541.6667 | 113380.7191 | 21541.6667 | 0 | 91839.0524 | 91839.0524 | 0 | 0 | 0 | 0 | 0 | 0 | 0
2022-04-09 02:00 | 0 | 0 | 35871 | 0 | 633 | 0 | 3 | 21541.6667 | 2.1542 | 0 | 21541.6667 | 90848.1264 | 19 | 0 | 1930.5507 | 0 | 21541.6667 | 113380.7191 | 21541.6667 | 0 | 91839.0524 | 91839.0524 | 0 | 0 | 0 | 0 | 0 | 0 | 0
2022-04-09 03:00 | 0 | 0 | 35871 | 0 | 633 | 0 | 3 | 21541.6667 | 2.1542 | 0 | 21541.6667 | 69306.4597 | 19 | 0 | 1930.5507 | 0 | 21541.6667 | 113380.7191 | 21541.6667 | 0 | 91839.0524 | 91839.0524 | 0 | 0 | 0 | 0 | 0 | 0 | 0
2022-04-09 04:00 | 0 | 0 | 35871 | 0 | 633 | 0 | 3 | 21541.6667 | 2.1542 | 0 | 21541.6667 | 47764.793 | 19 | 0 | 1930.5507 | 0 | 21541.6667 | 113380.7191 | 21541.6667 | 0 | 91839.0524 | 91839.0524 | 0 | 0 | 0 | 0 | 0 | 0 | 0
2022-04-09 05:00 | 0 | 0 | 35871 | 0 | 633 | 0 | 3 | 21541.6667 | 2.1542 | 0 | 21541.6667 | 26223.1264 | 19 | 0 | 1930.5507 | 0 | 21541.6667 | 113380.7191 | 21541.6667 | 0 | 91839.0524 | 91839.0524 | 0 | 0 | 0 | 0 | 0 | 0 | 0
2022-04-09 06:00 | 0.05333 | 0.14177 | 35871 | 1855.6104 | 633 | 15004.5966 | 3 | 19686.0562 | 1.9686 | 0 | 4681.4597 | 4681.4597 | 19 | 0 | 1930.5507 | 0 | 21541.6667 | 113380.7191 | 21541.6667 | 0 | 91839.0524 | 91839.0524 | 0 | 0 | 0 | 0 | 0 | 0 | 0
2022-04-09 07:00 | 0.27505 | 0.59815 | 35871 | 9570.329 | 633 | 63306.7604 | 3 | 21471.3377 | 2.1471 | 0 | 0 | 0 | 19 | 9500 | 1930.5507 | 199.6997 | 21541.6667 | 113380.7191 | 31041.6667 | 0 | 82339.0524 | 82339.0524 | 0 | 9500 | 0 | 0 | 0 | 0 | 0
2022-04-09 08:00 | 0.50975 | 0.75406 | 35871 | 17736.685 | 633 | 79807.9007 | 3 | 13304.9817 | 1.3305 | 0 | 0 | 0 | 19 | 9500 | 1930.5507 | 199.6997 | 21541.6667 | 113380.7191 | 31041.6667 | 0 | 82339.0524 | 82339.0524 | 0 | 9500 | 0 | 0 | 0 | 0 | 0
2022-04-09 09:00 | 0.71988 | 0.87166 | 35871 | 25048.131 | 633 | 92254.4024 | 3 | 5993.5357 | 0.59935 | 0 | 0 | 0 | 19 | 9500 | 1930.5507 | 199.6997 | 21541.6667 | 113380.7191 | 31041.6667 | 0 | 82339.0524 | 82339.0524 | 3506.4643 | 5993.5357 | 0 | 0 | 0 | 0 | 0
2022-04-09 10:00 | 0.88505 | 0.92213 | 35871 | 30795.1997 | 633 | 97596.0261 | 3 | 246.467 | 0.024647 | 33060.4193 | 0 | 0 | 19 | 9500 | 1930.5507 | 199.6997 | 21541.6667 | 113380.7191 | 31041.6667 | 0 | 82339.0524 | 82339.0524 | 9253.533 | 246.467 | 0 | 0 | 0 | 0 | 0
2022-04-09 11:00 | 0.99033 | 0.98111 | 35871 | 34458.4036 | 633 | 103838.3277 | 3 | 30000 | 3 | 0 | 30000 | 33060.4193 | 19 | 9500 | 1930.5507 | 199.6997 | 21541.6667 | 113380.7191 | 31041.6667 | 0 | 82339.0524 | 82339.0524 | 9500 | 0 | 0 | 0 | 0 | 30000 | 0
2022-04-09 12:00 | 1.0094 | 0.90603 | 35871 | 35121.9418 | 633 | 95892.0407 | 3 | 0 | 0 | 95892.0407 | 0 | 3060.4193 | 19 | 9500 | 1930.5507 | 199.6997 | 21541.6667 | 113380.7191 | 31041.6667 | 0 | 82339.0524 | 82339.0524 | 9500 | 0 | 0 | 0 | 0 | 0 | 0
2022-04-09 13:00 | 0.97183 | 0.91126 | 35871 | 33814.6985 | 633 | 96445.5714 | 3 | 0 | 0 | 96445.5714 | 0 | 98952.46 | 19 | 9500 | 1930.5507 | 199.6997 | 21541.6667 | 113380.7191 | 31041.6667 | 0 | 82339.0524 | 82339.0524 | 9500 | 0 | 0 | 0 | 0 | 0 | 0
2022-04-09 14:00 | 0.8614 | 0.90818 | 35871 | 29972.301 | 633 | 96119.5916 | 3 | 1069.3656 | 0.10694 | 95050.2259 | 0 | 195398.0314 | 19 | 9500 | 1930.5507 | 199.6997 | 21541.6667 | 113380.7191 | 31041.6667 | 0 | 82339.0524 | 82339.0524 | 8430.6344 | 1069.3656 | 0 | 0 | 0 | 0 | 0
2022-04-09 15:00 | 0.68978 | 0.86862 | 35871 | 24000.8054 | 633 | 91932.6561 | 3 | 7040.8612 | 0.70409 | 84891.7949 | 0 | 290448.2573 | 19 | 9500 | 1930.5507 | 199.6997 | 21541.6667 | 113380.7191 | 31041.6667 | 0 | 82339.0524 | 82339.0524 | 2459.1388 | 7040.8612 | 0 | 0 | 0 | 0 | 0
2022-04-09 16:00 | 0.47227 | 0.77274 | 35871 | 16432.5733 | 633 | 81784.947 | 3 | 14609.0934 | 1.4609 | 67175.8536 | 0 | 375340.0522 | 19 | 9500 | 1930.5507 | 199.6997 | 21541.6667 | 113380.7191 | 31041.6667 | 0 | 82339.0524 | 82339.0524 | 0 | 9500 | 0 | 0 | 0 | 0 | 0
2022-04-09 17:00 | 0.23185 | 0.58687 | 35871 | 8067.1906 | 633 | 62112.9123 | 3 | 22974.4761 | 2.2974 | 39138.4363 | 0 | 442515.9058 | 19 | 9500 | 1930.5507 | 199.6997 | 21541.6667 | 113380.7191 | 31041.6667 | 0 | 82339.0524 | 82339.0524 | 0 | 9500 | 0 | 0 | 0 | 0 | 0
2022-04-09 18:00 | 0.02858 | 0.0932 | 35871 | 994.4374 | 633 | 9864.0643 | 3 | 30000 | 3 | 0 | 20135.9357 | 481654.3421 | 19 | 9452.7707 | 1930.5507 | 198.7069 | 21541.6667 | 113380.7191 | 30994.4374 | 0 | 82386.2817 | 82386.2817 | 994.4374 | 8458.3333 | 0 | 0 | 0 | 0 | 0
2022-04-09 19:00 | 0 | 0 | 35871 | 0 | 633 | 0 | 3 | 30000 | 3 | 0 | 30000 | 461518.4064 | 19 | 8458.3333 | 1930.5507 | 177.8028 | 21541.6667 | 113380.7191 | 30000 | 0 | 83380.7191 | 83380.7191 | 0 | 8458.3333 | 0 | 0 | 0 | 0 | 0
2022-04-09 20:00 | 0 | 0 | 35871 | 0 | 633 | 0 | 3 | 30000 | 3 | 0 | 30000 | 431518.4064 | 19 | 8458.3333 | 1930.5507 | 177.8028 | 21541.6667 | 113380.7191 | 30000 | 0 | 83380.7191 | 83380.7191 | 0 | 8458.3333 | 0 | 0 | 0 | 0 | 0
2022-04-09 21:00 | 0 | 0 | 35871 | 0 | 633 | 0 | 3 | 30000 | 3 | 0 | 30000 | 401518.4064 | 19 | 8458.3333 | 1930.5507 | 177.8028 | 21541.6667 | 113380.7191 | 30000 | 0 | 83380.7191 | 83380.7191 | 0 | 8458.3333 | 0 | 0 | 0 | 0 | 0
2022-04-09 22:00 | 0 | 0 | 35871 | 0 | 633 | 0 | 3 | 30000 | 3 | 0 | 30000 | 371518.4064 | 19 | 8458.3333 | 1930.5507 | 177.8028 | 21541.6667 | 113380.7191 | 30000 | 0 | 83380.7191 | 83380.7191 | 0 | 8458.3333 | 0 | 0 | 0 | 0 | 0
2022-04-09 23:00 | 0 | 0 | 35871 | 0 | 633 | 0 | 3 | 30000 | 3 | 0 | 30000 | 341518.4064 | 19 | 8458.3333 | 1930.5507 | 177.8028 | 21541.6667 | 113380.7191 | 30000 | 0 | 83380.7191 | 83380.7191 | 0 | 8458.3333 | 0 | 0 | 0 | 0 | 0
2022-04-10 | 0 | 0 | 35871 | 0 | 633 | 0 | 3 | 30000 | 3 | 0 | 30000 | 311518.4064 | 19 | 7875 | 1930.5507 | 165.5405 | 22125 | 113964.0524 | 30000 | 0 | 83964.0524 | 83964.0524 | 0 | 7875 | 0 | 0 | 0 | 0 | 0
2022-04-10 01:00 | 0 | 0 | 35871 | 0 | 633 | 0 | 3 | 30000 | 3 | 0 | 30000 | 281518.4064 | 19 | 7875 | 1930.5507 | 165.5405 | 22125 | 113964.0524 | 30000 | 0 | 83964.0524 | 83964.0524 | 0 | 7875 | 0 | 0 | 0 | 0 | 0
2022-04-10 02:00 | 0 | 0 | 35871 | 0 | 633 | 0 | 3 | 30000 | 3 | 0 | 30000 | 251518.4064 | 19 | 7875 | 1930.5507 | 165.5405 | 22125 | 113964.0524 | 30000 | 0 | 83964.0524 | 83964.0524 | 0 | 7875 | 0 | 0 | 0 | 0 | 0
2022-04-10 03:00 | 0 | 0 | 35871 | 0 | 633 | 0 | 3 | 30000 | 3 | 0 | 30000 | 221518.4064 | 19 | 7875 | 1930.5507 | 165.5405 | 22125 | 113964.0524 | 30000 | 0 | 83964.0524 | 83964.0524 | 0 | 7875 | 0 | 0 | 0 | 0 | 0
2022-04-10 04:00 | 0 | 0 | 35871 | 0 | 633 | 0 | 3 | 30000 | 3 | 0 | 30000 | 191518.4064 | 19 | 7875 | 1930.5507 | 165.5405 | 22125 | 113964.0524 | 30000 | 0 | 83964.0524 | 83964.0524 | 0 | 7875 | 0 | 0 | 0 | 0 | 0
2022-04-10 05:00 | 0 | 0 | 35871 | 0 | 633 | 0 | 3 | 30000 | 3 | 0 | 30000 | 161518.4064 | 19 | 7875 | 1930.5507 | 165.5405 | 22125 | 113964.0524 | 30000 | 0 | 83964.0524 | 83964.0524 | 0 | 7875 | 0 | 0 | 0 | 0 | 0
2022-04-10 06:00 | 0.05495 | 0.1184 | 35871 | 1911.9781 | 633 | 12531.1718 | 3 | 29713.0219 | 2.9713 | 0 | 17181.8501 | 131518.4064 | 19 | 9500 | 1930.5507 | 199.6997 | 22125 | 113964.0524 | 31625 | 0 | 82339.0524 | 82339.0524 | 1911.9781 | 7588.0219 | 0 | 0 | 0 | 0 | 0
2022-04-10 07:00 | 0.26973 | 0.49709 | 35871 | 9385.2203 | 633 | 52610.8126 | 3 | 22239.7797 | 2.224 | 30371.0329 | 0 | 114336.5563 | 19 | 9500 | 1930.5507 | 199.6997 | 22125 | 113964.0524 | 31625 | 0 | 82339.0524 | 82339.0524 | 0 | 9500 | 0 | 0 | 0 | 0 | 0
2022-04-10 08:00 | 0.505 | 0.66943 | 35871 | 17571.4093 | 633 | 70850.8646 | 3 | 14053.5906 | 1.4054 | 56797.2739 | 0 | 144707.5892 | 19 | 9500 | 1930.5507 | 199.6997 | 22125 | 113964.0524 | 31625 | 0 | 82339.0524 | 82339.0524 | 0 | 9500 | 0 | 0 | 0 | 0 | 0
2022-04-10 09:00 | 0.7005 | 0.66193 | 35871 | 24373.8064 | 633 | 70057.0826 | 3 | 7251.1936 | 0.72512 | 62805.889 | 0 | 201504.8631 | 19 | 9500 | 1930.5507 | 199.6997 | 22125 | 113964.0524 | 31625 | 0 | 82339.0524 | 82339.0524 | 2248.8064 | 7251.1936 | 0 | 0 | 0 | 0 | 0
2022-04-10 10:00 | 0.8445 | 0.60662 | 35871 | 29384.2677 | 633 | 64203.2049 | 3 | 2240.7323 | 0.22407 | 61962.4726 | 0 | 264310.7521 | 19 | 9500 | 1930.5507 | 199.6997 | 22125 | 113964.0524 | 31625 | 0 | 82339.0524 | 82339.0524 | 7259.2677 | 2240.7323 | 0 | 0 | 0 | 0 | 0
2022-04-10 11:00 | 0.92233 | 0.60259 | 35871 | 32092.3524 | 633 | 63776.6794 | 3 | 0 | 0 | 63776.6794 | 0 | 326273.2247 | 19 | 9500 | 1930.5507 | 199.6997 | 22125 | 113964.0524 | 31625 | 0 | 82339.0524 | 82339.0524 | 9500 | 0 | 0 | 0 | 0 | 0 | 0
2022-04-10 12:00 | 0.81808 | 0.24762 | 35871 | 28464.9872 | 633 | 26207.5065 | 3 | 3160.0128 | 0.316 | 23047.4938 | 0 | 390049.9041 | 19 | 9500 | 1930.5507 | 199.6997 | 22125 | 113964.0524 | 31625 | 0 | 82339.0524 | 82339.0524 | 6339.9872 | 3160.0128 | 0 | 0 | 0 | 0 | 0
2022-04-10 13:00 | 0.7028 | 0.17073 | 35871 | 24453.8346 | 633 | 18069.6534 | 3 | 7171.1654 | 0.71712 | 10898.4881 | 0 | 413097.3979 | 19 | 9500 | 1930.5507 | 199.6997 | 22125 | 113964.0524 | 31625 | 0 | 82339.0524 | 82339.0524 | 2328.8346 | 7171.1654 | 0 | 0 | 0 | 0 | 0
2022-04-10 14:00 | 0.59975 | 0.16535 | 35871 | 20868.2233 | 633 | 17500.2472 | 3 | 10756.7767 | 1.0757 | 6743.4704 | 0 | 423995.886 | 19 | 9500 | 1930.5507 | 199.6997 | 22125 | 113964.0524 | 31625 | 0 | 82339.0524 | 82339.0524 | 0 | 9500 | 0 | 0 | 0 | 0 | 0
2022-04-10 15:00 | 0.49062 | 0.14686 | 35871 | 17071.0591 | 633 | 15543.3099 | 3 | 14553.9409 | 1.4554 | 989.3691 | 0 | 430739.3564 | 19 | 9500 | 1930.5507 | 199.6997 | 22125 | 113964.0524 | 31625 | 0 | 82339.0524 | 82339.0524 | 0 | 9500 | 0 | 0 | 0 | 0 | 0
2022-04-10 16:00 | 0.3119 | 0.11456 | 35871 | 10852.52 | 633 | 12124.7555 | 3 | 20772.48 | 2.0772 | 0 | 8647.7246 | 431728.7255 | 19 | 9500 | 1930.5507 | 199.6997 | 22125 | 113964.0524 | 31625 | 0 | 82339.0524 | 82339.0524 | 0 | 9500 | 0 | 0 | 0 | 0 | 0
2022-04-10 17:00 | 0.1493 | 0.03468 | 35871 | 5194.8741 | 633 | 3670.448 | 3 | 26430.1259 | 2.643 | 0 | 22759.6779 | 423081.0009 | 19 | 9500 | 1930.5507 | 199.6997 | 22125 | 113964.0524 | 31625 | 0 | 82339.0524 | 82339.0524 | 0 | 9500 | 0 | 0 | 0 | 0 | 0
2022-04-10 18:00 | 0.02073 | 0 | 35871 | 721.2977 | 633 | 0 | 3 | 30000 | 3 | 0 | 30000 | 400321.3229 | 19 | 8596.2977 | 1930.5507 | 180.703 | 22125 | 113964.0524 | 30721.2977 | 0 | 83242.7548 | 83242.7548 | 721.2977 | 7875 | 0 | 0 | 0 | 0 | 0
2022-04-10 19:00 | 0 | 0 | 35871 | 0 | 633 | 0 | 3 | 30000 | 3 | 0 | 30000 | 370321.3229 | 19 | 7875 | 1930.5507 | 165.5405 | 22125 | 113964.0524 | 30000 | 0 | 83964.0524 | 83964.0524 | 0 | 7875 | 0 | 0 | 0 | 0 | 0
2022-04-10 20:00 | 0 | 0 | 35871 | 0 | 633 | 0 | 3 | 30000 | 3 | 0 | 30000 | 340321.3229 | 19 | 7875 | 1930.5507 | 165.5405 | 22125 | 113964.0524 | 30000 | 0 | 83964.0524 | 83964.0524 | 0 | 7875 | 0 | 0 | 0 | 0 | 0
2022-04-10 21:00 | 0 | 0 | 35871 | 0 | 633 | 0 | 3 | 30000 | 3 | 0 | 30000 | 310321.3229 | 19 | 7875 | 1930.5507 | 165.5405 | 22125 | 113964.0524 | 30000 | 0 | 83964.0524 | 83964.0524 | 0 | 7875 | 0 | 0 | 0 | 0 | 0
2022-04-10 22:00 | 0 | 0 | 35871 | 0 | 633 | 0 | 3 | 30000 | 3 | 0 | 30000 | 280321.3229 | 19 | 7875 | 1930.5507 | 165.5405 | 22125 | 113964.0524 | 30000 | 0 | 83964.0524 | 83964.0524 | 0 | 7875 | 0 | 0 | 0 | 0 | 0
2022-04-10 23:00 | 0 | 0 | 35871 | 0 | 633 | 0 | 3 | 30000 | 3 | 0 | 30000 | 250321.3229 | 19 | 7875 | 1930.5507 | 165.5405 | 22125 | 113964.0524 | 30000 | 0 | 83964.0524 | 83964.0524 | 0 | 7875 | 0 | 0 | 0 | 0 | 0
2022-04-11 | 0 | 0 | 35871 | 0 | 633 | 0 | 3 | 30000 | 3 | 0 | 30000 | 220321.3229 | 19 | 8237.5 | 1930.5507 | 173.1607 | 21762.5 | 113601.5524 | 30000 | 0 | 83601.5524 | 83601.5524 | 0 | 8237.5 | 0 | 0 | 0 | 0 | 0
2022-04-11 01:00 | 0 | 0 | 35871 | 0 | 633 | 0 | 3 | 30000 | 3 | 0 | 30000 | 190321.3229 | 19 | 8237.5 | 1930.5507 | 173.1607 | 21762.5 | 113601.5524 | 30000 | 0 | 83601.5524 | 83601.5524 | 0 | 8237.5 | 0 | 0 | 0 | 0 | 0
2022-04-11 02:00 | 0 | 0 | 35871 | 0 | 633 | 0 | 3 | 30000 | 3 | 0 | 30000 | 160321.3229 | 19 | 8237.5 | 1930.5507 | 173.1607 | 21762.5 | 113601.5524 | 30000 | 0 | 83601.5524 | 83601.5524 | 0 | 8237.5 | 0 | 0 | 0 | 0 | 0
2022-04-11 03:00 | 0 | 0 | 35871 | 0 | 633 | 0 | 3 | 30000 | 3 | 0 | 30000 | 130321.3229 | 19 | 8237.5 | 1930.5507 | 173.1607 | 21762.5 | 113601.5524 | 30000 | 0 | 83601.5524 | 83601.5524 | 0 | 8237.5 | 0 | 0 | 0 | 0 | 0
2022-04-11 04:00 | 0 | 0 | 35871 | 0 | 633 | 0 | 3 | 30000 | 3 | 0 | 30000 | 100321.3229 | 19 | 8237.5 | 1930.5507 | 173.1607 | 21762.5 | 113601.5524 | 30000 | 0 | 83601.5524 | 83601.5524 | 0 | 8237.5 | 0 | 0 | 0 | 0 | 0
2022-04-11 05:00 | 0 | 0 | 35871 | 0 | 633 | 0 | 3 | 30000 | 3 | 0 | 30000 | 70321.3229 | 19 | 8237.5 | 1930.5507 | 173.1607 | 21762.5 | 113601.5524 | 30000 | 0 | 83601.5524 | 83601.5524 | 0 | 8237.5 | 0 | 0 | 0 | 0 | 0
2022-04-11 06:00 | 0.0432 | 0.0027 | 35871 | 1503.1384 | 633 | 285.7615 | 3 | 29759.3616 | 2.9759 | 0 | 29473.6001 | 40321.3229 | 19 | 9500 | 1930.5507 | 199.6997 | 21762.5 | 113601.5524 | 31262.5 | 0 | 82339.0524 | 82339.0524 | 1503.1384 | 7996.8616 | 0 | 0 | 0 | 0 | 0
2022-04-11 07:00 | 0.21173 | 0.12328 | 35871 | 7367.1178 | 633 | 13047.6593 | 3 | 23895.3822 | 2.3895 | 0 | 10847.7228 | 10847.7228 | 19 | 9500 | 1930.5507 | 199.6997 | 21762.5 | 113601.5524 | 31262.5 | 0 | 82339.0524 | 82339.0524 | 0 | 9500 | 0 | 0 | 0 | 0 | 0
2022-04-11 08:00 | 0.43265 | 0.28783 | 35871 | 15054.0005 | 633 | 30463.2364 | 3 | 16208.4995 | 1.6208 | 0 | 0 | 0 | 19 | 9500 | 1930.5507 | 199.6997 | 21762.5 | 113601.5524 | 31262.5 | 0 | 82339.0524 | 82339.0524 | 0 | 9500 | 0 | 0 | 0 | 0 | 0
2022-04-11 09:00 | 0.65135 | 0.42377 | 35871 | 22663.6386 | 633 | 44850.7998 | 3 | 8598.8614 | 0.85989 | 18048.5279 | 0 | 0 | 19 | 9500 | 1930.5507 | 199.6997 | 21762.5 | 113601.5524 | 31262.5 | 0 | 82339.0524 | 82339.0524 | 901.1386 | 8598.8614 | 0 | 0 | 0 | 0 | 0
2022-04-11 10:00 | 0.8251 | 0.51501 | 35871 | 28709.2472 | 633 | 54507.4224 | 3 | 2553.2528 | 0.25533 | 51954.1696 | 0 | 18048.5279 | 19 | 9500 | 1930.5507 | 199.6997 | 21762.5 | 113601.5524 | 31262.5 | 0 | 82339.0524 | 82339.0524 | 6946.7472 | 2553.2528 | 0 | 0 | 0 | 0 | 0
2022-04-11 11:00 | 0.93375 | 0.57511 | 35871 | 32489.7099 | 633 | 60868.2621 | 3 | 0 | 0 | 60868.2621 | 0 | 70002.6975 | 19 | 9500 | 1930.5507 | 199.6997 | 21762.5 | 113601.5524 | 31262.5 | 0 | 82339.0524 | 82339.0524 | 9500 | 0 | 0 | 0 | 0 | 0 | 0
2022-04-11 12:00 | 0.96805 | 0.62814 | 35871 | 33683.1739 | 633 | 66480.8301 | 3 | 0 | 0 | 66480.8301 | 0 | 130870.9596 | 19 | 9500 | 1930.5507 | 199.6997 | 21762.5 | 113601.5524 | 31262.5 | 0 | 82339.0524 | 82339.0524 | 9500 | 0 | 0 | 0 | 0 | 0 | 0
2022-04-11 13:00 | 0.92775 | 0.61564 | 35871 | 32280.9406 | 633 | 65157.8601 | 3 | 0 | 0 | 65157.8601 | 0 | 197351.7897 | 19 | 9500 | 1930.5507 | 199.6997 | 21762.5 | 113601.5524 | 31262.5 | 0 | 82339.0524 | 82339.0524 | 9500 | 0 | 0 | 0 | 0 | 0 | 0
2022-04-11 14:00 | 0.80285 | 0.56902 | 35871 | 27935.0614 | 633 | 60223.7112 | 3 | 3327.4386 | 0.33274 | 56896.2725 | 0 | 262509.6498 | 19 | 9500 | 1930.5507 | 199.6997 | 21762.5 | 113601.5524 | 31262.5 | 0 | 82339.0524 | 82339.0524 | 6172.5614 | 3327.4386 | 0 | 0 | 0 | 0 | 0
2022-04-11 15:00 | 0.62112 | 0.47051 | 35871 | 21611.7897 | 633 | 49797.6492 | 3 | 9650.7103 | 0.96507 | 40146.9388 | 0 | 319405.9223 | 19 | 9500 | 1930.5507 | 199.6997 | 21762.5 | 113601.5524 | 31262.5 | 0 | 82339.0524 | 82339.0524 | 0 | 9500 | 0 | 0 | 0 | 0 | 0
2022-04-11 16:00 | 0.40173 | 0.37338 | 35871 | 13978.1431 | 633 | 39517.6431 | 3 | 17284.3569 | 1.7284 | 22233.2862 | 0 | 359552.8611 | 19 | 9500 | 1930.5507 | 199.6997 | 21762.5 | 113601.5524 | 31262.5 | 0 | 82339.0524 | 82339.0524 | 0 | 9500 | 0 | 0 | 0 | 0 | 0
2022-04-11 17:00 | 0.18405 | 0.17852 | 35871 | 6403.9958 | 633 | 18894.1284 | 3 | 24858.5042 | 2.4859 | 0 | 5964.3758 | 381786.1473 | 19 | 9500 | 1930.5507 | 199.6997 | 21762.5 | 113601.5524 | 31262.5 | 0 | 82339.0524 | 82339.0524 | 0 | 9500 | 0 | 0 | 0 | 0 | 0
2022-04-11 18:00 | 0.0238 | 0.002 | 35871 | 828.1179 | 633 | 211.6752 | 3 | 30000 | 3 | 0 | 29788.3248 | 375821.7715 | 19 | 9065.6179 | 1930.5507 | 190.5685 | 21762.5 | 113601.5524 | 30828.1179 | 0 | 82773.4345 | 82773.4345 | 828.1179 | 8237.5 | 0 | 0 | 0 | 0 | 0
2022-04-11 19:00 | 0 | 0 | 35871 | 0 | 633 | 0 | 3 | 30000 | 3 | 0 | 30000 | 346033.4467 | 19 | 8237.5 | 1930.5507 | 173.1607 | 21762.5 | 113601.5524 | 30000 | 0 | 83601.5524 | 83601.5524 | 0 | 8237.5 | 0 | 0 | 0 | 0 | 0
2022-04-11 20:00 | 0 | 0 | 35871 | 0 | 633 | 0 | 3 | 30000 | 3 | 0 | 30000 | 316033.4467 | 19 | 8237.5 | 1930.5507 | 173.1607 | 21762.5 | 113601.5524 | 30000 | 0 | 83601.5524 | 83601.5524 | 0 | 8237.5 | 0 | 0 | 0 | 0 | 0
2022-04-11 21:00 | 0 | 0 | 35871 | 0 | 633 | 0 | 3 | 30000 | 3 | 0 | 30000 | 286033.4467 | 19 | 8237.5 | 1930.5507 | 173.1607 | 21762.5 | 113601.5524 | 30000 | 0 | 83601.5524 | 83601.5524 | 0 | 8237.5 | 0 | 0 | 0 | 0 | 0
2022-04-11 22:00 | 0 | 0 | 35871 | 0 | 633 | 0 | 3 | 30000 | 3 | 0 | 30000 | 256033.4467 | 19 | 8237.5 | 1930.5507 | 173.1607 | 21762.5 | 113601.5524 | 30000 | 0 | 83601.5524 | 83601.5524 | 0 | 8237.5 | 0 | 0 | 0 | 0 | 0
2022-04-11 23:00 | 0 | 0 | 35871 | 0 | 633 | 0 | 3 | 30000 | 3 | 0 | 30000 | 226033.4467 | 19 | 8237.5 | 1930.5507 | 173.1607 | 21762.5 | 113601.5524 | 30000 | 0 | 83601.5524 | 83601.5524 | 0 | 8237.5 | 0 | 0 | 0 | 0 | 0
2022-04-12 | 0 | 0 | 35871 | 0 | 633 | 0 | 3 | 30000 | 3 | 0 | 30000 | 196033.4467 | 19 | 9262.5 | 1930.5507 | 194.7072 | 20737.5 | 112576.5524 | 30000 | 0 | 82576.5524 | 82576.5524 | 0 | 9262.5 | 0 | 0 | 0 | 0 | 0
2022-04-12 01:00 | 0 | 0 | 35871 | 0 | 633 | 0 | 3 | 30000 | 3 | 0 | 30000 | 166033.4467 | 19 | 9262.5 | 1930.5507 | 194.7072 | 20737.5 | 112576.5524 | 30000 | 0 | 82576.5524 | 82576.5524 | 0 | 9262.5 | 0 | 0 | 0 | 0 | 0
2022-04-12 02:00 | 0 | 0 | 35871 | 0 | 633 | 0 | 3 | 30000 | 3 | 0 | 30000 | 136033.4467 | 19 | 9262.5 | 1930.5507 | 194.7072 | 20737.5 | 112576.5524 | 30000 | 0 | 82576.5524 | 82576.5524 | 0 | 9262.5 | 0 | 0 | 0 | 0 | 0
2022-04-12 03:00 | 0 | 0 | 35871 | 0 | 633 | 0 | 3 | 30000 | 3 | 0 | 30000 | 106033.4467 | 19 | 9262.5 | 1930.5507 | 194.7072 | 20737.5 | 112576.5524 | 30000 | 0 | 82576.5524 | 82576.5524 | 0 | 9262.5 | 0 | 0 | 0 | 0 | 0
2022-04-12 04:00 | 0 | 0 | 35871 | 0 | 633 | 0 | 3 | 30000 | 3 | 0 | 30000 | 76033.4467 | 19 | 9262.5 | 1930.5507 | 194.7072 | 20737.5 | 112576.5524 | 30000 | 0 | 82576.5524 | 82576.5524 | 0 | 9262.5 | 0 | 0 | 0 | 0 | 0
2022-04-12 05:00 | 0 | 0 | 35871 | 0 | 633 | 0 | 3 | 30000 | 3 | 0 | 30000 | 46033.4467 | 19 | 9262.5 | 1930.5507 | 194.7072 | 20737.5 | 112576.5524 | 30000 | 0 | 82576.5524 | 82576.5524 | 0 | 9262.5 | 0 | 0 | 0 | 0 | 0
2022-04-12 06:00 | 0.05985 | 0.11453 | 35871 | 2082.473 | 633 | 12121.5803 | 3 | 28155.027 | 2.8155 | 0 | 16033.4467 | 16033.4467 | 19 | 9500 | 1930.5507 | 199.6997 | 20737.5 | 112576.5524 | 30237.5 | 0 | 82339.0524 | 82339.0524 | 2082.473 | 7417.527 | 0 | 0 | 0 | 0 | 0
2022-04-12 07:00 | 0.2833 | 0.58479 | 35871 | 9857.3867 | 633 | 61892.7701 | 3 | 20380.1133 | 2.038 | 0 | 0 | 0 | 19 | 9500 | 1930.5507 | 199.6997 | 20737.5 | 112576.5524 | 30237.5 | 0 | 82339.0524 | 82339.0524 | 0 | 9500 | 0 | 0 | 0 | 0 | 0
2022-04-12 08:00 | 0.5313 | 0.78989 | 35871 | 18486.5144 | 633 | 83600.0619 | 3 | 11750.9856 | 1.1751 | 0 | 0 | 0 | 19 | 9500 | 1930.5507 | 199.6997 | 20737.5 | 112576.5524 | 30237.5 | 0 | 82339.0524 | 82339.0524 | 0 | 9500 | 0 | 0 | 0 | 0 | 0
2022-04-12 09:00 | 0.75342 | 0.93244 | 35871 | 26215.151 | 633 | 98687.2117 | 3 | 4022.349 | 0.40223 | 0 | 0 | 0 | 19 | 9500 | 1930.5507 | 199.6997 | 20737.5 | 112576.5524 | 30237.5 | 0 | 82339.0524 | 82339.0524 | 5477.651 | 4022.349 | 0 | 0 | 0 | 0 | 0
2022-04-12 10:00 | 0.91962 | 1.0025 | 35871 | 31998.0583 | 633 | 106101.1356 | 3 | 0 | 0 | 0 | 0 | 0 | 19 | 9500 | 1930.5507 | 199.6997 | 20737.5 | 112576.5524 | 30237.5 | 0 | 82339.0524 | 82339.0524 | 9500 | 0 | 0 | 0 | 0 | 0 | 0
2022-04-12 11:00 | 1.0208 | 1.0262 | 35871 | 35517.9074 | 633 | 108609.4867 | 3 | 0 | 0 | 0 | 0 | 0 | 19 | 9500 | 1930.5507 | 199.6997 | 20737.5 | 112576.5524 | 30237.5 | 0 | 82339.0524 | 82339.0524 | 9500 | 0 | 0 | 0 | 0 | 0 | 0
2022-04-12 12:00 | 1.039 | 0.95527 | 35871 | 36152.9138 | 633 | 101103.4842 | 3 | 0 | 0 | 0 | 0 | 0 | 19 | 9500 | 1930.5507 | 199.6997 | 20737.5 | 112576.5524 | 30237.5 | 0 | 82339.0524 | 82339.0524 | 9500 | 0 | 0 | 0 | 0 | 0 | 0
2022-04-12 13:00 | 0.99485 | 0.95733 | 35871 | 34615.6764 | 633 | 101321.5096 | 3 | 0 | 0 | 26602.4653 | 0 | 0 | 19 | 9500 | 1930.5507 | 199.6997 | 20737.5 | 112576.5524 | 30237.5 | 0 | 82339.0524 | 82339.0524 | 9500 | 0 | 0 | 0 | 0 | 0 | 0
2022-04-12 14:00 | 0.8803 | 0.94354 | 35871 | 30629.9241 | 633 | 99862.0091 | 3 | 0 | 0 | 99862.0091 | 0 | 26602.4653 | 19 | 9500 | 1930.5507 | 199.6997 | 20737.5 | 112576.5524 | 30237.5 | 0 | 82339.0524 | 82339.0524 | 9500 | 0 | 0 | 0 | 0 | 0 | 0
2022-04-12 15:00 | 0.70575 | 0.90878 | 35871 | 24556.4795 | 633 | 96183.0941 | 3 | 5681.0205 | 0.5681 | 90502.0736 | 0 | 126464.4744 | 19 | 9500 | 1930.5507 | 199.6997 | 20737.5 | 112576.5524 | 30237.5 | 0 | 82339.0524 | 82339.0524 | 3818.9795 | 5681.0205 | 0 | 0 | 0 | 0 | 0
2022-04-12 16:00 | 0.48673 | 0.81813 | 35871 | 16935.7071 | 633 | 86588.9157 | 3 | 13301.7929 | 1.3302 | 73287.1228 | 0 | 216966.548 | 19 | 9500 | 1930.5507 | 199.6997 | 20737.5 | 112576.5524 | 30237.5 | 0 | 82339.0524 | 82339.0524 | 0 | 9500 | 0 | 0 | 0 | 0 | 0
2022-04-12 17:00 | 0.24595 | 0.68178 | 35871 | 8557.7983 | 633 | 72157.9589 | 3 | 21679.7017 | 2.168 | 50478.2572 | 0 | 290253.6708 | 19 | 9500 | 1930.5507 | 199.6997 | 20737.5 | 112576.5524 | 30237.5 | 0 | 82339.0524 | 82339.0524 | 0 | 9500 | 0 | 0 | 0 | 0 | 0
2022-04-12 18:00 | 0.03485 | 0.17284 | 35871 | 1212.6012 | 633 | 18292.9708 | 3 | 29024.8988 | 2.9025 | 0 | 10731.928 | 340731.928 | 19 | 9500 | 1930.5507 | 199.6997 | 20737.5 | 112576.5524 | 30237.5 | 0 | 82339.0524 | 82339.0524 | 1212.6012 | 8287.3988 | 0 | 0 | 0 | 0 | 0
2022-04-12 19:00 | 0 | 0 | 35871 | 0 | 633 | 0 | 3 | 30000 | 3 | 0 | 30000 | 330000 | 19 | 9262.5 | 1930.5507 | 194.7072 | 20737.5 | 112576.5524 | 30000 | 0 | 82576.5524 | 82576.5524 | 0 | 9262.5 | 0 | 0 | 0 | 0 | 0
2022-04-12 20:00 | 0 | 0 | 35871 | 0 | 633 | 0 | 3 | 30000 | 3 | 0 | 30000 | 300000 | 19 | 9262.5 | 1930.5507 | 194.7072 | 20737.5 | 112576.5524 | 30000 | 0 | 82576.5524 | 82576.5524 | 0 | 9262.5 | 0 | 0 | 0 | 0 | 0
2022-04-12 21:00 | 0 | 0 | 35871 | 0 | 633 | 0 | 3 | 30000 | 3 | 0 | 30000 | 270000 | 19 | 9262.5 | 1930.5507 | 194.7072 | 20737.5 | 112576.5524 | 30000 | 0 | 82576.5524 | 82576.5524 | 0 | 9262.5 | 0 | 0 | 0 | 0 | 0
2022-04-12 22:00 | 0 | 0 | 35871 | 0 | 633 | 0 | 3 | 30000 | 3 | 0 | 30000 | 240000 | 19 | 9262.5 | 1930.5507 | 194.7072 | 20737.5 | 112576.5524 | 30000 | 0 | 82576.5524 | 82576.5524 | 0 | 9262.5 | 0 | 0 | 0 | 0 | 0
2022-04-12 23:00 | 0 | 0 | 35871 | 0 | 633 | 0 | 3 | 30000 | 3 | 0 | 30000 | 210000 | 19 | 9262.5 | 1930.5507 | 194.7072 | 20737.5 | 112576.5524 | 30000 | 0 | 82576.5524 | 82576.5524 | 0 | 9262.5 | 0 | 0 | 0 | 0 | 0
2022-04-13 | 0 | 0 | 35871 | 0 | 633 | 0 | 3 | 30000 | 3 | 0 | 30000 | 180000 | 19 | 7708.3333 | 1930.5507 | 162.037 | 22291.6667 | 114130.7191 | 30000 | 0 | 84130.7191 | 84130.7191 | 0 | 7708.3333 | 0 | 0 | 0 | 0 | 0
2022-04-13 01:00 | 0 | 0 | 35871 | 0 | 633 | 0 | 3 | 30000 | 3 | 0 | 30000 | 150000 | 19 | 7708.3333 | 1930.5507 | 162.037 | 22291.6667 | 114130.7191 | 30000 | 0 | 84130.7191 | 84130.7191 | 0 | 7708.3333 | 0 | 0 | 0 | 0 | 0
2022-04-13 02:00 | 0 | 0 | 35871 | 0 | 633 | 0 | 3 | 30000 | 3 | 0 | 30000 | 120000 | 19 | 7708.3333 | 1930.5507 | 162.037 | 22291.6667 | 114130.7191 | 30000 | 0 | 84130.7191 | 84130.7191 | 0 | 7708.3333 | 0 | 0 | 0 | 0 | 0
2022-04-13 03:00 | 0 | 0 | 35871 | 0 | 633 | 0 | 3 | 30000 | 3 | 0 | 30000 | 90000 | 19 | 7708.3333 | 1930.5507 | 162.037 | 22291.6667 | 114130.7191 | 30000 | 0 | 84130.7191 | 84130.7191 | 0 | 7708.3333 | 0 | 0 | 0 | 0 | 0
2022-04-13 04:00 | 0 | 0 | 35871 | 0 | 633 | 0 | 3 | 30000 | 3 | 0 | 30000 | 60000 | 19 | 7708.3333 | 1930.5507 | 162.037 | 22291.6667 | 114130.7191 | 30000 | 0 | 84130.7191 | 84130.7191 | 0 | 7708.3333 | 0 | 0 | 0 | 0 | 0
2022-04-13 05:00 | 0 | 0 | 35871 | 0 | 633 | 0 | 3 | 30000 | 3 | 0 | 30000 | 30000 | 19 | 7708.3333 | 1930.5507 | 162.037 | 22291.6667 | 114130.7191 | 30000 | 0 | 84130.7191 | 84130.7191 | 0 | 7708.3333 | 0 | 0 | 0 | 0 | 0
2022-04-13 06:00 | 0.07457 | 0.3531 | 35871 | 2594.6535 | 633 | 37371.2566 | 3 | 29197.0132 | 2.9197 | 0 | 0 | 0 | 19 | 9500 | 1930.5507 | 199.6997 | 22291.6667 | 114130.7191 | 31791.6667 | 0 | 82339.0524 | 82339.0524 | 0 | 9500 | 0 | 0 | 0 | 0 | 0
2022-04-13 07:00 | 0.30458 | 0.74694 | 35871 | 10597.8215 | 633 | 79054.3369 | 3 | 21193.8452 | 2.1194 | 17005.9744 | 0 | 0 | 19 | 9500 | 1930.5507 | 199.6997 | 22291.6667 | 114130.7191 | 31791.6667 | 0 | 82339.0524 | 82339.0524 | 0 | 9500 | 0 | 0 | 0 | 0 | 0
2022-04-13 08:00 | 0.5416 | 0.88141 | 35871 | 18844.9016 | 633 | 93286.319 | 3 | 12946.7651 | 1.2947 | 80339.5539 | 0 | 17005.9744 | 19 | 9500 | 1930.5507 | 199.6997 | 22291.6667 | 114130.7191 | 31791.6667 | 0 | 82339.0524 | 82339.0524 | 0 | 9500 | 0 | 0 | 0 | 0 | 0
2022-04-13 09:00 | 0.75165 | 0.96672 | 35871 | 26153.564 | 633 | 102315.3247 | 3 | 5638.1026 | 0.56381 | 96677.222 | 0 | 97345.5283 | 19 | 9500 | 1930.5507 | 199.6997 | 22291.6667 | 114130.7191 | 31791.6667 | 0 | 82339.0524 | 82339.0524 | 3861.8974 | 5638.1026 | 0 | 0 | 0 | 0 | 0
2022-04-13 10:00 | 0.91262 | 1.0009 | 35871 | 31754.4943 | 633 | 105937.0873 | 3 | 37.1724 | 0.0037172 | 105899.9149 | 0 | 194022.7504 | 19 | 9500 | 1930.5507 | 199.6997 | 22291.6667 | 114130.7191 | 31791.6667 | 0 | 82339.0524 | 82339.0524 | 9462.8276 | 37.1724 | 0 | 0 | 0 | 0 | 0
2022-04-13 11:00 | 1.0106 | 1.0304 | 35871 | 35163.6956 | 633 | 109054.0047 | 3 | 0 | 0 | 109054.0047 | 0 | 299922.6653 | 19 | 9500 | 1930.5507 | 199.6997 | 22291.6667 | 114130.7191 | 31791.6667 | 0 | 82339.0524 | 82339.0524 | 9500 | 0 | 0 | 0 | 0 | 0 | 0
2022-04-13 12:00 | 1.0112 | 0.89771 | 35871 | 35183.5287 | 633 | 95011.4719 | 3 | 0 | 0 | 95011.4719 | 0 | 408976.67 | 19 | 9500 | 1930.5507 | 199.6997 | 22291.6667 | 114130.7191 | 31791.6667 | 0 | 82339.0524 | 82339.0524 | 9500 | 0 | 0 | 0 | 0 | 0 | 0
2022-04-13 13:00 | 0.96762 | 0.8865 | 35871 | 33668.2121 | 633 | 93825.0324 | 3 | 0 | 0 | 93825.0324 | 0 | 503988.1419 | 19 | 9500 | 1930.5507 | 199.6997 | 22291.6667 | 114130.7191 | 31791.6667 | 0 | 82339.0524 | 82339.0524 | 9500 | 0 | 0 | 0 | 0 | 0 | 0
2022-04-13 14:00 | 0.84533 | 0.81106 | 35871 | 29413.1475 | 633 | 85840.6439 | 3 | 2378.5192 | 0.23785 | 83462.1246 | 0 | 597813.1743 | 19 | 9500 | 1930.5507 | 199.6997 | 22291.6667 | 114130.7191 | 31791.6667 | 0 | 82339.0524 | 82339.0524 | 7121.4808 | 2378.5192 | 0 | 0 | 0 | 0 | 0
2022-04-13 15:00 | 0.6615 | 0.74079 | 35871 | 23016.8065 | 633 | 78403.4357 | 3 | 8774.8602 | 0.87749 | 69628.5755 | 0 | 681275.2989 | 19 | 9500 | 1930.5507 | 199.6997 | 22291.6667 | 114130.7191 | 31791.6667 | 0 | 82339.0524 | 82339.0524 | 725.1398 | 8774.8602 | 0 | 0 | 0 | 0 | 0
2022-04-13 16:00 | 0.43185 | 0.52896 | 35871 | 15026.1646 | 633 | 55983.8569 | 3 | 16765.5021 | 1.6766 | 39218.3548 | 0 | 750903.8744 | 19 | 9500 | 1930.5507 | 199.6997 | 22291.6667 | 114130.7191 | 31791.6667 | 0 | 82339.0524 | 82339.0524 | 0 | 9500 | 0 | 0 | 0 | 0 | 0
2022-04-13 17:00 | 0.19843 | 0.24177 | 35871 | 6904.3461 | 633 | 25588.3566 | 3 | 24887.3206 | 2.4887 | 701.0359 | 0 | 790122.2293 | 19 | 9500 | 1930.5507 | 199.6997 | 22291.6667 | 114130.7191 | 31791.6667 | 0 | 82339.0524 | 82339.0524 | 0 | 9500 | 0 | 0 | 0 | 0 | 0
2022-04-13 18:00 | 0.02608 | 0.00952 | 35871 | 907.4502 | 633 | 1007.574 | 3 | 30000 | 3 | 0 | 28992.426 | 790823.2652 | 19 | 8615.7835 | 1930.5507 | 181.1126 | 22291.6667 | 114130.7191 | 30907.4502 | 0 | 83223.2689 | 83223.2689 | 907.4502 | 7708.3333 | 0 | 0 | 0 | 0 | 0
2022-04-13 19:00 | 0 | 0 | 35871 | 0 | 633 | 0 | 3 | 30000 | 3 | 0 | 30000 | 761830.8392 | 19 | 7708.3333 | 1930.5507 | 162.037 | 22291.6667 | 114130.7191 | 30000 | 0 | 84130.7191 | 84130.7191 | 0 | 7708.3333 | 0 | 0 | 0 | 0 | 0
2022-04-13 20:00 | 0 | 0 | 35871 | 0 | 633 | 0 | 3 | 30000 | 3 | 0 | 30000 | 731830.8392 | 19 | 7708.3333 | 1930.5507 | 162.037 | 22291.6667 | 114130.7191 | 30000 | 0 | 84130.7191 | 84130.7191 | 0 | 7708.3333 | 0 | 0 | 0 | 0 | 0
2022-04-13 21:00 | 0 | 0 | 35871 | 0 | 633 | 0 | 3 | 30000 | 3 | 0 | 30000 | 701830.8392 | 19 | 7708.3333 | 1930.5507 | 162.037 | 22291.6667 | 114130.7191 | 30000 | 0 | 84130.7191 | 84130.7191 | 0 | 7708.3333 | 0 | 0 | 0 | 0 | 0
2022-04-13 22:00 | 0 | 0 | 35871 | 0 | 633 | 0 | 3 | 30000 | 3 | 0 | 30000 | 671830.8392 | 19 | 7708.3333 | 1930.5507 | 162.037 | 22291.6667 | 114130.7191 | 30000 | 0 | 84130.7191 | 84130.7191 | 0 | 7708.3333 | 0 | 0 | 0 | 0 | 0
2022-04-13 23:00 | 0 | 0 | 35871 | 0 | 633 | 0 | 3 | 30000 | 3 | 0 | 30000 | 641830.8392 | 19 | 7708.3333 | 1930.5507 | 162.037 | 22291.6667 | 114130.7191 | 30000 | 0 | 84130.7191 | 84130.7191 | 0 | 7708.3333 | 0 | 0 | 0 | 0 | 0
2022-04-14 | 0 | 0 | 35871 | 0 | 633 | 0 | 3 | 30000 | 3 | 0 | 30000 | 611830.8392 | 19 | 7833.3333 | 1930.5507 | 164.6647 | 22166.6667 | 114005.7191 | 30000 | 0 | 84005.7191 | 84005.7191 | 0 | 7833.3333 | 0 | 0 | 0 | 0 | 0
2022-04-14 01:00 | 0 | 0 | 35871 | 0 | 633 | 0 | 3 | 30000 | 3 | 0 | 30000 | 581830.8392 | 19 | 7833.3333 | 1930.5507 | 164.6647 | 22166.6667 | 114005.7191 | 30000 | 0 | 84005.7191 | 84005.7191 | 0 | 7833.3333 | 0 | 0 | 0 | 0 | 0
2022-04-14 02:00 | 0 | 0 | 35871 | 0 | 633 | 0 | 3 | 30000 | 3 | 0 | 30000 | 551830.8392 | 19 | 7833.3333 | 1930.5507 | 164.6647 | 22166.6667 | 114005.7191 | 30000 | 0 | 84005.7191 | 84005.7191 | 0 | 7833.3333 | 0 | 0 | 0 | 0 | 0
2022-04-14 03:00 | 0 | 0 | 35871 | 0 | 633 | 0 | 3 | 30000 | 3 | 0 | 30000 | 521830.8392 | 19 | 7833.3333 | 1930.5507 | 164.6647 | 22166.6667 | 114005.7191 | 30000 | 0 | 84005.7191 | 84005.7191 | 0 | 7833.3333 | 0 | 0 | 0 | 0 | 0
2022-04-14 04:00 | 0 | 0 | 35871 | 0 | 633 | 0 | 3 | 30000 | 3 | 0 | 30000 | 491830.8392 | 19 | 7833.3333 | 1930.5507 | 164.6647 | 22166.6667 | 114005.7191 | 30000 | 0 | 84005.7191 | 84005.7191 | 0 | 7833.3333 | 0 | 0 | 0 | 0 | 0
2022-04-14 05:00 | 0 | 0 | 35871 | 0 | 633 | 0 | 3 | 30000 | 3 | 0 | 30000 | 461830.8392 | 19 | 7833.3333 | 1930.5507 | 164.6647 | 22166.6667 | 114005.7191 | 30000 | 0 | 84005.7191 | 84005.7191 | 0 | 7833.3333 | 0 | 0 | 0 | 0 | 0
2022-04-14 06:00 | 0.04947 | 0.00776 | 35871 | 1721.3022 | 633 | 821.2998 | 3 | 29945.3644 | 2.9945 | 0 | 29124.0647 | 431830.8392 | 19 | 9500 | 1930.5507 | 199.6997 | 22166.6667 | 114005.7191 | 31666.6667 | 0 | 82339.0524 | 82339.0524 | 1721.3022 | 7778.6978 | 0 | 0 | 0 | 0 | 0
2022-04-14 07:00 | 0.19968 | 0.09023 | 35871 | 6947.8396 | 633 | 9549.7266 | 3 | 24718.827 | 2.4719 | 0 | 15169.1004 | 402706.7745 | 19 | 9500 | 1930.5507 | 199.6997 | 22166.6667 | 114005.7191 | 31666.6667 | 0 | 82339.0524 | 82339.0524 | 6947.8396 | 2552.1604 | 0 | 0 | 0 | 0 | 0
2022-04-14 08:00 | 0.40177 | 0.1828 | 35871 | 13979.5349 | 633 | 19347.1133 | 3 | 17687.1317 | 1.7687 | 1659.9815 | 0 | 387537.6741 | 19 | 9500 | 1930.5507 | 199.6997 | 22166.6667 | 114005.7191 | 31666.6667 | 0 | 82339.0524 | 82339.0524 | 0 | 9500 | 0 | 0 | 0 | 0 | 0
2022-04-14 09:00 | 0.55005 | 0.18753 | 35871 | 19138.9182 | 633 | 19847.7251 | 3 | 12527.7484 | 1.2528 | 7319.9767 | 0 | 389197.6557 | 19 | 9500 | 1930.5507 | 199.6997 | 22166.6667 | 114005.7191 | 31666.6667 | 0 | 82339.0524 | 82339.0524 | 0 | 9500 | 0 | 0 | 0 | 0 | 0
2022-04-14 10:00 | 0.63028 | 0.22477 | 35871 | 21930.5107 | 633 | 23789.1174 | 3 | 9736.156 | 0.97362 | 14052.9613 | 0 | 396517.6324 | 19 | 9500 | 1930.5507 | 199.6997 | 22166.6667 | 114005.7191 | 31666.6667 | 0 | 82339.0524 | 82339.0524 | 0 | 9500 | 0 | 0 | 0 | 0 | 0
2022-04-14 11:00 | 0.7556 | 0.30949 | 35871 | 26291.0038 | 633 | 32755.6788 | 3 | 5375.6629 | 0.53757 | 27380.0159 | 0 | 410570.5937 | 19 | 9500 | 1930.5507 | 199.6997 | 22166.6667 | 114005.7191 | 31666.6667 | 0 | 82339.0524 | 82339.0524 | 4124.3371 | 5375.6629 | 0 | 0 | 0 | 0 | 0
2022-04-14 12:00 | 0.87288 | 0.43031 | 35871 | 30371.7461 | 633 | 45542.9777 | 3 | 1294.9205 | 0.12949 | 44248.0571 | 0 | 437950.6096 | 19 | 9500 | 1930.5507 | 199.6997 | 22166.6667 | 114005.7191 | 31666.6667 | 0 | 82339.0524 | 82339.0524 | 8205.0795 | 1294.9205 | 0 | 0 | 0 | 0 | 0
2022-04-14 13:00 | 0.8755 | 0.50591 | 35871 | 30462.9087 | 633 | 53544.3002 | 3 | 1203.758 | 0.12038 | 52340.5422 | 0 | 482198.6668 | 19 | 9500 | 1930.5507 | 199.6997 | 22166.6667 | 114005.7191 | 31666.6667 | 0 | 82339.0524 | 82339.0524 | 8296.242 | 1203.758 | 0 | 0 | 0 | 0 | 0
2022-04-14 14:00 | 0.77033 | 0.49996 | 35871 | 26803.5322 | 633 | 52914.5665 | 3 | 4863.1345 | 0.48631 | 48051.432 | 0 | 534539.209 | 19 | 9500 | 1930.5507 | 199.6997 | 22166.6667 | 114005.7191 | 31666.6667 | 0 | 82339.0524 | 82339.0524 | 4636.8655 | 4863.1345 | 0 | 0 | 0 | 0 | 0
2022-04-14 15:00 | 0.59295 | 0.42859 | 35871 | 20631.6182 | 633 | 45360.937 | 3 | 11035.0485 | 1.1035 | 34325.8885 | 0 | 582590.641 | 19 | 9500 | 1930.5507 | 199.6997 | 22166.6667 | 114005.7191 | 31666.6667 | 0 | 82339.0524 | 82339.0524 | 0 | 9500 | 0 | 0 | 0 | 0 | 0
2022-04-14 16:00 | 0.37605 | 0.28942 | 35871 | 13084.6109 | 633 | 30631.5182 | 3 | 18582.0558 | 1.8582 | 12049.4624 | 0 | 616916.5295 | 19 | 9500 | 1930.5507 | 199.6997 | 22166.6667 | 114005.7191 | 31666.6667 | 0 | 82339.0524 | 82339.0524 | 0 | 9500 | 0 | 0 | 0 | 0 | 0
2022-04-14 17:00 | 0.17365 | 0.13381 | 35871 | 6042.1292 | 633 | 14162.1293 | 3 | 25624.5375 | 2.5625 | 0 | 11462.4082 | 628965.9919 | 19 | 9500 | 1930.5507 | 199.6997 | 22166.6667 | 114005.7191 | 31666.6667 | 0 | 82339.0524 | 82339.0524 | 0 | 9500 | 0 | 0 | 0 | 0 | 0
2022-04-14 18:00 | 0.02377 | 0.00125 | 35871 | 827.0741 | 633 | 132.297 | 3 | 30000 | 3 | 0 | 29867.703 | 617503.5837 | 19 | 8660.4074 | 1930.5507 | 182.0506 | 22166.6667 | 114005.7191 | 30827.0741 | 0 | 83178.645 | 83178.645 | -3.4106e-13 | 8660.4074 | 0 | 0 | 0 | 0 | 0
2022-04-14 19:00 | 0 | 0 | 35871 | 0 | 633 | 0 | 3 | 30000 | 3 | 0 | 30000 | 587635.8807 | 19 | 7833.3333 | 1930.5507 | 164.6647 | 22166.6667 | 114005.7191 | 30000 | 0 | 84005.7191 | 84005.7191 | 0 | 7833.3333 | 0 | 0 | 0 | 0 | 0
2022-04-14 20:00 | 0 | 0 | 35871 | 0 | 633 | 0 | 3 | 30000 | 3 | 0 | 30000 | 557635.8807 | 19 | 7833.3333 | 1930.5507 | 164.6647 | 22166.6667 | 114005.7191 | 30000 | 0 | 84005.7191 | 84005.7191 | 0 | 7833.3333 | 0 | 0 | 0 | 0 | 0
2022-04-14 21:00 | 0 | 0 | 35871 | 0 | 633 | 0 | 3 | 30000 | 3 | 0 | 30000 | 527635.8807 | 19 | 7833.3333 | 1930.5507 | 164.6647 | 22166.6667 | 114005.7191 | 30000 | 0 | 84005.7191 | 84005.7191 | 0 | 7833.3333 | 0 | 0 | 0 | 0 | 0
2022-04-14 22:00 | 0 | 0 | 35871 | 0 | 633 | 0 | 3 | 30000 | 3 | 0 | 30000 | 497635.8807 | 19 | 7833.3333 | 1930.5507 | 164.6647 | 22166.6667 | 114005.7191 | 30000 | 0 | 84005.7191 | 84005.7191 | 0 | 7833.3333 | 0 | 0 | 0 | 0 | 0
2022-04-14 23:00 | 0 | 0 | 35871 | 0 | 633 | 0 | 3 | 30000 | 3 | 0 | 30000 | 467635.8807 | 19 | 7833.3333 | 1930.5507 | 164.6647 | 22166.6667 | 114005.7191 | 30000 | 0 | 84005.7191 | 84005.7191 | 0 | 7833.3333 | 0 | 0 | 0 | 0 | 0
2022-04-15 | 0 | 0 | 35871 | 0 | 633 | 0 | 3 | 30000 | 3 | 0 | 30000 | 437635.8807 | 19 | 7666.6667 | 1930.5507 | 161.1612 | 22333.3333 | 114172.3858 | 30000 | 0 | 84172.3858 | 84172.3858 | 0 | 7666.6667 | 0 | 0 | 0 | 0 | 0
2022-04-15 01:00 | 0 | 0 | 35871 | 0 | 633 | 0 | 3 | 30000 | 3 | 0 | 30000 | 407635.8807 | 19 | 7666.6667 | 1930.5507 | 161.1612 | 22333.3333 | 114172.3858 | 30000 | 0 | 84172.3858 | 84172.3858 | 0 | 7666.6667 | 0 | 0 | 0 | 0 | 0
2022-04-15 02:00 | 0 | 0 | 35871 | 0 | 633 | 0 | 3 | 30000 | 3 | 0 | 30000 | 377635.8807 | 19 | 7666.6667 | 1930.5507 | 161.1612 | 22333.3333 | 114172.3858 | 30000 | 0 | 84172.3858 | 84172.3858 | 0 | 7666.6667 | 0 | 0 | 0 | 0 | 0
2022-04-15 03:00 | 0 | 0 | 35871 | 0 | 633 | 0 | 3 | 30000 | 3 | 0 | 30000 | 347635.8807 | 19 | 7666.6667 | 1930.5507 | 161.1612 | 22333.3333 | 114172.3858 | 30000 | 0 | 84172.3858 | 84172.3858 | 0 | 7666.6667 | 0 | 0 | 0 | 0 | 0
2022-04-15 04:00 | 0 | 0 | 35871 | 0 | 633 | 0 | 3 | 30000 | 3 | 0 | 30000 | 317635.8807 | 19 | 7666.6667 | 1930.5507 | 161.1612 | 22333.3333 | 114172.3858 | 30000 | 0 | 84172.3858 | 84172.3858 | 0 | 7666.6667 | 0 | 0 | 0 | 0 | 0
2022-04-15 05:00 | 0 | 0 | 35871 | 0 | 633 | 0 | 3 | 30000 | 3 | 0 | 30000 | 287635.8807 | 19 | 7666.6667 | 1930.5507 | 161.1612 | 22333.3333 | 114172.3858 | 30000 | 0 | 84172.3858 | 84172.3858 | 0 | 7666.6667 | 0 | 0 | 0 | 0 | 0
2022-04-15 06:00 | 0.05828 | 0.05063 | 35871 | 2027.845 | 633 | 5358.5577 | 3 | 29805.4883 | 2.9805 | 0 | 24446.9306 | 257635.8807 | 19 | 9500 | 1930.5507 | 199.6997 | 22333.3333 | 114172.3858 | 31833.3333 | 0 | 82339.0524 | 82339.0524 | 2027.845 | 7472.155 | 0 | 0 | 0 | 0 | 0
2022-04-15 07:00 | 0.25482 | 0.32963 | 35871 | 8866.4288 | 633 | 34887.2481 | 3 | 22966.9046 | 2.2967 | 11920.3435 | 0 | 233188.95 | 19 | 9500 | 1930.5507 | 199.6997 | 22333.3333 | 114172.3858 | 31833.3333 | 0 | 82339.0524 | 82339.0524 | 0 | 9500 | 0 | 0 | 0 | 0 | 0
2022-04-15 08:00 | 0.4918 | 0.53989 | 35871 | 17112.1171 | 633 | 57140.6619 | 3 | 14721.2163 | 1.4721 | 42419.4456 | 0 | 245109.2936 | 19 | 9500 | 1930.5507 | 199.6997 | 22333.3333 | 114172.3858 | 31833.3333 | 0 | 82339.0524 | 82339.0524 | 0 | 9500 | 0 | 0 | 0 | 0 | 0
2022-04-15 09:00 | 0.70588 | 0.66556 | 35871 | 24561.0028 | 633 | 70441.2731 | 3 | 7272.3305 | 0.72723 | 63168.9426 | 0 | 287528.7392 | 19 | 9500 | 1930.5507 | 199.6997 | 22333.3333 | 114172.3858 | 31833.3333 | 0 | 82339.0524 | 82339.0524 | 2227.6695 | 7272.3305 | 0 | 0 | 0 | 0 | 0
2022-04-15 10:00 | 0.86922 | 0.73907 | 35871 | 30244.3969 | 633 | 78221.395 | 3 | 1588.9364 | 0.15889 | 76632.4586 | 0 | 350697.6817 | 19 | 9500 | 1930.5507 | 199.6997 | 22333.3333 | 114172.3858 | 31833.3333 | 0 | 82339.0524 | 82339.0524 | 7911.0636 | 1588.9364 | 0 | 0 | 0 | 0 | 0
2022-04-15 11:00 | 0.96808 | 0.78507 | 35871 | 33684.2177 | 633 | 83089.9246 | 3 | 0 | 0 | 83089.9246 | 0 | 427330.1403 | 19 | 9500 | 1930.5507 | 199.6997 | 22333.3333 | 114172.3858 | 31833.3333 | 0 | 82339.0524 | 82339.0524 | 9500 | 0 | 0 | 0 | 0 | 0 | 0
2022-04-15 12:00 | 0.9815 | 0.73241 | 35871 | 34151.1649 | 633 | 77516.5166 | 3 | 0 | 0 | 77516.5166 | 0 | 510420.065 | 19 | 9500 | 1930.5507 | 199.6997 | 22333.3333 | 114172.3858 | 31833.3333 | 0 | 82339.0524 | 82339.0524 | 9500 | 0 | 0 | 0 | 0 | 0 | 0
2022-04-15 13:00 | 0.93495 | 0.71825 | 35871 | 32531.4637 | 633 | 76017.8562 | 3 | 0 | 0 | 76017.8562 | 0 | 587936.5816 | 19 | 9500 | 1930.5507 | 199.6997 | 22333.3333 | 114172.3858 | 31833.3333 | 0 | 82339.0524 | 82339.0524 | 9500 | 0 | 0 | 0 | 0 | 0 | 0
2022-04-15 14:00 | 0.81417 | 0.6696 | 35871 | 28328.9393 | 633 | 70868.857 | 3 | 3504.394 | 0.35044 | 67364.4629 | 0 | 663954.4378 | 19 | 9500 | 1930.5507 | 199.6997 | 22333.3333 | 114172.3858 | 31833.3333 | 0 | 82339.0524 | 82339.0524 | 5995.606 | 3504.394 | 0 | 0 | 0 | 0 | 0
2022-04-15 15:00 | 0.6336 | 0.58135 | 35871 | 22046.0296 | 633 | 61528.6888 | 3 | 9787.3037 | 0.97873 | 51741.3851 | 0 | 731318.9007 | 19 | 9500 | 1930.5507 | 199.6997 | 22333.3333 | 114172.3858 | 31833.3333 | 0 | 82339.0524 | 82339.0524 | 0 | 9500 | 0 | 0 | 0 | 0 | 0
2022-04-15 16:00 | 0.4127 | 0.43894 | 35871 | 14359.8428 | 633 | 46456.3561 | 3 | 17473.4905 | 1.7473 | 28982.8657 | 0 | 783060.2858 | 19 | 9500 | 1930.5507 | 199.6997 | 22333.3333 | 114172.3858 | 31833.3333 | 0 | 82339.0524 | 82339.0524 | 0 | 9500 | 0 | 0 | 0 | 0 | 0
2022-04-15 17:00 | 0.19085 | 0.21763 | 35871 | 6640.6009 | 633 | 23033.4369 | 3 | 25192.7324 | 2.5193 | 0 | 2159.2955 | 812043.1514 | 19 | 9500 | 1930.5507 | 199.6997 | 22333.3333 | 114172.3858 | 31833.3333 | 0 | 82339.0524 | 82339.0524 | 0 | 9500 | 0 | 0 | 0 | 0 | 0
2022-04-15 18:00 | 0.026 | 0.00601 | 35871 | 904.6666 | 633 | 636.084 | 3 | 30000 | 3 | 0 | 29363.916 | 809883.8559 | 19 | 8571.3333 | 1930.5507 | 180.1782 | 22333.3333 | 114172.3858 | 30904.6666 | 0 | 83267.7191 | 83267.7191 | 0 | 8571.3333 | 0 | 0 | 0 | 0 | 0
2022-04-15 19:00 | 0 | 0 | 35871 | 0 | 633 | 0 | 3 | 30000 | 3 | 0 | 30000 | 780519.9399 | 19 | 7666.6667 | 1930.5507 | 161.1612 | 22333.3333 | 114172.3858 | 30000 | 0 | 84172.3858 | 84172.3858 | 0 | 7666.6667 | 0 | 0 | 0 | 0 | 0
2022-04-15 20:00 | 0 | 0 | 35871 | 0 | 633 | 0 | 3 | 30000 | 3 | 0 | 30000 | 750519.9399 | 19 | 7666.6667 | 1930.5507 | 161.1612 | 22333.3333 | 114172.3858 | 30000 | 0 | 84172.3858 | 84172.3858 | 0 | 7666.6667 | 0 | 0 | 0 | 0 | 0
2022-04-15 21:00 | 0 | 0 | 35871 | 0 | 633 | 0 | 3 | 30000 | 3 | 0 | 30000 | 720519.9399 | 19 | 7666.6667 | 1930.5507 | 161.1612 | 22333.3333 | 114172.3858 | 30000 | 0 | 84172.3858 | 84172.3858 | 0 | 7666.6667 | 0 | 0 | 0 | 0 | 0
2022-04-15 22:00 | 0 | 0 | 35871 | 0 | 633 | 0 | 3 | 30000 | 3 | 0 | 30000 | 690519.9399 | 19 | 7666.6667 | 1930.5507 | 161.1612 | 22333.3333 | 114172.3858 | 30000 | 0 | 84172.3858 | 84172.3858 | 0 | 7666.6667 | 0 | 0 | 0 | 0 | 0
2022-04-15 23:00 | 0 | 0 | 35871 | 0 | 633 | 0 | 3 | 30000 | 3 | 0 | 30000 | 660519.9399 | 19 | 7666.6667 | 1930.5507 | 161.1612 | 22333.3333 | 114172.3858 | 30000 | 0 | 84172.3858 | 84172.3858 | 0 | 7666.6667 | 0 | 0 | 0 | 0 | 0
2022-04-16 | 0 | 0 | 35871 | 0 | 633 | 0 | 3 | 30000 | 3 | 0 | 30000 | 630519.9399 | 19 | 7458.3333 | 1930.5507 | 156.7818 | 22541.6667 | 114380.7191 | 30000 | 0 | 84380.7191 | 84380.7191 | 0 | 7458.3333 | 0 | 0 | 0 | 0 | 0
2022-04-16 01:00 | 0 | 0 | 35871 | 0 | 633 | 0 | 3 | 30000 | 3 | 0 | 30000 | 600519.9399 | 19 | 7458.3333 | 1930.5507 | 156.7818 | 22541.6667 | 114380.7191 | 30000 | 0 | 84380.7191 | 84380.7191 | 0 | 7458.3333 | 0 | 0 | 0 | 0 | 0
2022-04-16 02:00 | 0 | 0 | 35871 | 0 | 633 | 0 | 3 | 30000 | 3 | 0 | 30000 | 570519.9399 | 19 | 7458.3333 | 1930.5507 | 156.7818 | 22541.6667 | 114380.7191 | 30000 | 0 | 84380.7191 | 84380.7191 | 0 | 7458.3333 | 0 | 0 | 0 | 0 | 0
2022-04-16 03:00 | 0 | 0 | 35871 | 0 | 633 | 0 | 3 | 30000 | 3 | 0 | 30000 | 540519.9399 | 19 | 7458.3333 | 1930.5507 | 156.7818 | 22541.6667 | 114380.7191 | 30000 | 0 | 84380.7191 | 84380.7191 | 0 | 7458.3333 | 0 | 0 | 0 | 0 | 0
2022-04-16 04:00 | 0 | 0 | 35871 | 0 | 633 | 0 | 3 | 30000 | 3 | 0 | 30000 | 510519.9399 | 19 | 7458.3333 | 1930.5507 | 156.7818 | 22541.6667 | 114380.7191 | 30000 | 0 | 84380.7191 | 84380.7191 | 0 | 7458.3333 | 0 | 0 | 0 | 0 | 0
2022-04-16 05:00 | 0 | 0 | 35871 | 0 | 633 | 0 | 3 | 30000 | 3 | 0 | 30000 | 480519.9399 | 19 | 7458.3333 | 1930.5507 | 156.7818 | 22541.6667 | 114380.7191 | 30000 | 0 | 84380.7191 | 84380.7191 | 0 | 7458.3333 | 0 | 0 | 0 | 0 | 0
2022-04-16 06:00 | 0.05615 | 0.00902 | 35871 | 1953.732 | 633 | 954.6552 | 3 | 30000 | 3 | 0 | 29045.3448 | 450519.9399 | 19 | 9412.0653 | 1930.5507 | 197.8512 | 22541.6667 | 114380.7191 | 31953.732 | 0 | 82426.9871 | 82426.9871 | 1953.732 | 7458.3333 | 0 | 0 | 0 | 0 | 0
2022-04-16 07:00 | 0.22452 | 0.08303 | 35871 | 7812.1442 | 633 | 8787.6959 | 3 | 24229.5225 | 2.423 | 0 | 15441.8265 | 421474.5951 | 19 | 9500 | 1930.5507 | 199.6997 | 22541.6667 | 114380.7191 | 32041.6667 | 0 | 82339.0524 | 82339.0524 | 0 | 9500 | 0 | 0 | 0 | 0 | 0
2022-04-16 08:00 | 0.4407 | 0.37641 | 35871 | 15334.0992 | 633 | 39838.331 | 3 | 16707.5675 | 1.6708 | 23130.7636 | 0 | 406032.7685 | 19 | 9500 | 1930.5507 | 199.6997 | 22541.6667 | 114380.7191 | 32041.6667 | 0 | 82339.0524 | 82339.0524 | 0 | 9500 | 0 | 0 | 0 | 0 | 0
2022-04-16 09:00 | 0.61288 | 0.35835 | 35871 | 21325.0799 | 633 | 37926.904 | 3 | 10716.5867 | 1.0717 | 27210.3172 | 0 | 429163.5321 | 19 | 9500 | 1930.5507 | 199.6997 | 22541.6667 | 114380.7191 | 32041.6667 | 0 | 82339.0524 | 82339.0524 | 0 | 9500 | 0 | 0 | 0 | 0 | 0
2022-04-16 10:00 | 0.74492 | 0.22509 | 35871 | 25919.3946 | 633 | 23822.9854 | 3 | 6122.2721 | 0.61223 | 17700.7133 | 0 | 456373.8493 | 19 | 9500 | 1930.5507 | 199.6997 | 22541.6667 | 114380.7191 | 32041.6667 | 0 | 82339.0524 | 82339.0524 | 3377.7279 | 6122.2721 | 0 | 0 | 0 | 0 | 0
2022-04-16 11:00 | 0.91875 | 0.49388 | 35871 | 31967.7868 | 633 | 52271.0739 | 3 | 73.8799 | 0.007388 | 52197.194 | 0 | 474074.5626 | 19 | 9500 | 1930.5507 | 199.6997 | 22541.6667 | 114380.7191 | 32041.6667 | 0 | 82339.0524 | 82339.0524 | 9426.1201 | 73.8799 | 0 | 0 | 0 | 0 | 0
2022-04-16 12:00 | 0.96633 | 0.63209 | 35871 | 33623.3267 | 633 | 66898.8886 | 3 | 0 | 0 | 66898.8886 | 0 | 526271.7566 | 19 | 9500 | 1930.5507 | 199.6997 | 22541.6667 | 114380.7191 | 32041.6667 | 0 | 82339.0524 | 82339.0524 | 9500 | 0 | 0 | 0 | 0 | 0 | 0
2022-04-16 13:00 | 0.93842 | 0.72278 | 35871 | 32652.2019 | 633 | 76497.3005 | 3 | 0 | 0 | 76497.3005 | 0 | 593170.6452 | 19 | 9500 | 1930.5507 | 199.6997 | 22541.6667 | 114380.7191 | 32041.6667 | 0 | 82339.0524 | 82339.0524 | 9500 | 0 | 0 | 0 | 0 | 0 | 0
2022-04-16 14:00 | 0.82792 | 0.70315 | 35871 | 28807.3688 | 633 | 74419.7084 | 3 | 3234.2979 | 0.32343 | 71185.4105 | 0 | 669667.9457 | 19 | 9500 | 1930.5507 | 199.6997 | 22541.6667 | 114380.7191 | 32041.6667 | 0 | 82339.0524 | 82339.0524 | 6265.7021 | 3234.2979 | 0 | 0 | 0 | 0 | 0
2022-04-16 15:00 | 0.6535 | 0.643 | 35871 | 22738.4475 | 633 | 68053.5768 | 3 | 9303.2191 | 0.93032 | 58750.3577 | 0 | 740853.3563 | 19 | 9500 | 1930.5507 | 199.6997 | 22541.6667 | 114380.7191 | 32041.6667 | 0 | 82339.0524 | 82339.0524 | 196.7809 | 9303.2191 | 0 | 0 | 0 | 0 | 0
2022-04-16 16:00 | 0.43588 | 0.50086 | 35871 | 15166.3879 | 633 | 53009.8203 | 3 | 16875.2787 | 1.6875 | 36134.5416 | 0 | 799603.714 | 19 | 9500 | 1930.5507 | 199.6997 | 22541.6667 | 114380.7191 | 32041.6667 | 0 | 82339.0524 | 82339.0524 | 0 | 9500 | 0 | 0 | 0 | 0 | 0
2022-04-16 17:00 | 0.2103 | 0.32606 | 35871 | 7317.3612 | 633 | 34509.4079 | 3 | 24724.3055 | 2.4724 | 9785.1024 | 0 | 835738.2556 | 19 | 9500 | 1930.5507 | 199.6997 | 22541.6667 | 114380.7191 | 32041.6667 | 0 | 82339.0524 | 82339.0524 | 0 | 9500 | 0 | 0 | 0 | 0 | 0
2022-04-16 18:00 | 0.03073 | 0.02936 | 35871 | 1069.2464 | 633 | 3107.3919 | 3 | 30000 | 3 | 0 | 26892.6081 | 845523.3579 | 19 | 8527.5797 | 1930.5507 | 179.2584 | 22541.6667 | 114380.7191 | 31069.2464 | 0 | 83311.4727 | 83311.4727 | 1069.2464 | 7458.3333 | 0 | 0 | 0 | 0 | 0
2022-04-16 19:00 | 0 | 0 | 35871 | 0 | 633 | 0 | 3 | 30000 | 3 | 0 | 30000 | 818630.7498 | 19 | 7458.3333 | 1930.5507 | 156.7818 | 22541.6667 | 114380.7191 | 30000 | 0 | 84380.7191 | 84380.7191 | 0 | 7458.3333 | 0 | 0 | 0 | 0 | 0
2022-04-16 20:00 | 0 | 0 | 35871 | 0 | 633 | 0 | 3 | 30000 | 3 | 0 | 30000 | 788630.7498 | 19 | 7458.3333 | 1930.5507 | 156.7818 | 22541.6667 | 114380.7191 | 30000 | 0 | 84380.7191 | 84380.7191 | 0 | 7458.3333 | 0 | 0 | 0 | 0 | 0
2022-04-16 21:00 | 0 | 0 | 35871 | 0 | 633 | 0 | 3 | 30000 | 3 | 0 | 30000 | 758630.7498 | 19 | 7458.3333 | 1930.5507 | 156.7818 | 22541.6667 | 114380.7191 | 30000 | 0 | 84380.7191 | 84380.7191 | 0 | 7458.3333 | 0 | 0 | 0 | 0 | 0
2022-04-16 22:00 | 0 | 0 | 35871 | 0 | 633 | 0 | 3 | 30000 | 3 | 0 | 30000 | 728630.7498 | 19 | 7458.3333 | 1930.5507 | 156.7818 | 22541.6667 | 114380.7191 | 30000 | 0 | 84380.7191 | 84380.7191 | 0 | 7458.3333 | 0 | 0 | 0 | 0 | 0
2022-04-16 23:00 | 0 | 0 | 35871 | 0 | 633 | 0 | 3 | 30000 | 3 | 0 | 30000 | 698630.7498 | 19 | 7458.3333 | 1930.5507 | 156.7818 | 22541.6667 | 114380.7191 | 30000 | 0 | 84380.7191 | 84380.7191 | 0 | 7458.3333 | 0 | 0 | 0 | 0 | 0
2022-04-17 | 0 | 0 | 35871 | 0 | 633 | 0 | 3 | 30000 | 3 | 0 | 30000 | 668630.7498 | 19 | 8020.8333 | 1930.5507 | 168.6061 | 21979.1667 | 113818.2191 | 30000 | 0 | 83818.2191 | 83818.2191 | 0 | 8020.8333 | 0 | 0 | 0 | 0 | 0
2022-04-17 01:00 | 0 | 0 | 35871 | 0 | 633 | 0 | 3 | 30000 | 3 | 0 | 30000 | 638630.7498 | 19 | 8020.8333 | 1930.5507 | 168.6061 | 21979.1667 | 113818.2191 | 30000 | 0 | 83818.2191 | 83818.2191 | 0 | 8020.8333 | 0 | 0 | 0 | 0 | 0
2022-04-17 02:00 | 0 | 0 | 35871 | 0 | 633 | 0 | 3 | 30000 | 3 | 0 | 30000 | 608630.7498 | 19 | 8020.8333 | 1930.5507 | 168.6061 | 21979.1667 | 113818.2191 | 30000 | 0 | 83818.2191 | 83818.2191 | 0 | 8020.8333 | 0 | 0 | 0 | 0 | 0
2022-04-17 03:00 | 0 | 0 | 35871 | 0 | 633 | 0 | 3 | 30000 | 3 | 0 | 30000 | 578630.7498 | 19 | 8020.8333 | 1930.5507 | 168.6061 | 21979.1667 | 113818.2191 | 30000 | 0 | 83818.2191 | 83818.2191 | 0 | 8020.8333 | 0 | 0 | 0 | 0 | 0
2022-04-17 04:00 | 0 | 0 | 35871 | 0 | 633 | 0 | 3 | 30000 | 3 | 0 | 30000 | 548630.7498 | 19 | 8020.8333 | 1930.5507 | 168.6061 | 21979.1667 | 113818.2191 | 30000 | 0 | 83818.2191 | 83818.2191 | 0 | 8020.8333 | 0 | 0 | 0 | 0 | 0
2022-04-17 05:00 | 0 | 0 | 35871 | 0 | 633 | 0 | 3 | 30000 | 3 | 0 | 30000 | 518630.7498 | 19 | 8020.8333 | 1930.5507 | 168.6061 | 21979.1667 | 113818.2191 | 30000 | 0 | 83818.2191 | 83818.2191 | 0 | 8020.8333 | 0 | 0 | 0 | 0 | 0
2022-04-17 06:00 | 0.07755 | 0.19429 | 35871 | 2698.3422 | 633 | 20563.1873 | 3 | 28780.8245 | 2.8781 | 0 | 8217.6372 | 488630.7498 | 19 | 9500 | 1930.5507 | 199.6997 | 21979.1667 | 113818.2191 | 31479.1667 | 0 | 82339.0524 | 82339.0524 | 0 | 9500 | 0 | 0 | 0 | 0 | 0
2022-04-17 07:00 | 0.29617 | 0.5482 | 35871 | 10305.1966 | 633 | 58020.1723 | 3 | 21173.97 | 2.1174 | 36846.2023 | 0 | 480413.1126 | 19 | 9500 | 1930.5507 | 199.6997 | 21979.1667 | 113818.2191 | 31479.1667 | 0 | 82339.0524 | 82339.0524 | 0 | 9500 | 0 | 0 | 0 | 0 | 0
2022-04-17 08:00 | 0.5322 | 0.7254 | 35871 | 18517.8298 | 633 | 76774.595 | 3 | 12961.3369 | 1.2961 | 63813.2582 | 0 | 517259.3149 | 19 | 9500 | 1930.5507 | 199.6997 | 21979.1667 | 113818.2191 | 31479.1667 | 0 | 82339.0524 | 82339.0524 | 0 | 9500 | 0 | 0 | 0 | 0 | 0
2022-04-17 09:00 | 0.74167 | 0.82459 | 35871 | 25806.3112 | 633 | 87272.6266 | 3 | 5672.8554 | 0.56729 | 81599.7712 | 0 | 581072.5731 | 19 | 9500 | 1930.5507 | 199.6997 | 21979.1667 | 113818.2191 | 31479.1667 | 0 | 82339.0524 | 82339.0524 | 3827.1446 | 5672.8554 | 0 | 0 | 0 | 0 | 0
2022-04-17 10:00 | 0.90145 | 0.87863 | 35871 | 31365.8356 | 633 | 92992.0905 | 3 | 113.3311 | 0.011333 | 92878.7594 | 0 | 662672.3443 | 19 | 9500 | 1930.5507 | 199.6997 | 21979.1667 | 113818.2191 | 31479.1667 | 0 | 82339.0524 | 82339.0524 | 9386.6689 | 113.3311 | 0 | 0 | 0 | 0 | 0
2022-04-17 11:00 | 0.99685 | 0.9061 | 35871 | 34685.2662 | 633 | 95899.4494 | 3 | 0 | 0 | 95899.4494 | 0 | 755551.1037 | 19 | 9500 | 1930.5507 | 199.6997 | 21979.1667 | 113818.2191 | 31479.1667 | 0 | 82339.0524 | 82339.0524 | 9500 | 0 | 0 | 0 | 0 | 0 | 0
2022-04-17 12:00 | 0.99697 | 0.81749 | 35871 | 34689.4415 | 633 | 86521.1796 | 3 | 0 | 0 | 86521.1796 | 0 | 851450.553 | 19 | 9500 | 1930.5507 | 199.6997 | 21979.1667 | 113818.2191 | 31479.1667 | 0 | 82339.0524 | 82339.0524 | 9500 | 0 | 0 | 0 | 0 | 0 | 0
2022-04-17 13:00 | 0.94805 | 0.78837 | 35871 | 32987.2765 | 633 | 83439.1887 | 3 | 0 | 0 | 83439.1887 | 0 | 937971.7327 | 19 | 9500 | 1930.5507 | 199.6997 | 21979.1667 | 113818.2191 | 31479.1667 | 0 | 82339.0524 | 82339.0524 | 9500 | 0 | 0 | 0 | 0 | 0 | 0
2022-04-17 14:00 | 0.83012 | 0.74112 | 35871 | 28883.9175 | 633 | 78438.3621 | 3 | 2595.2492 | 0.25952 | 75843.1129 | 0 | 1021410.9214 | 19 | 9500 | 1930.5507 | 199.6997 | 21979.1667 | 113818.2191 | 31479.1667 | 0 | 82339.0524 | 82339.0524 | 6904.7508 | 2595.2492 | 0 | 0 | 0 | 0 | 0
2022-04-17 15:00 | 0.64995 | 0.64892 | 35871 | 22614.9258 | 633 | 68680.1354 | 3 | 8864.2409 | 0.88642 | 59815.8945 | 0 | 1097254.0343 | 19 | 9500 | 1930.5507 | 199.6997 | 21979.1667 | 113818.2191 | 31479.1667 | 0 | 82339.0524 | 82339.0524 | 635.7591 | 8864.2409 | 0 | 0 | 0 | 0 | 0
2022-04-17 16:00 | 0.42865 | 0.50775 | 35871 | 14914.821 | 633 | 53739.0414 | 3 | 16564.3456 | 1.6564 | 37174.6958 | 0 | 1157069.9288 | 19 | 9500 | 1930.5507 | 199.6997 | 21979.1667 | 113818.2191 | 31479.1667 | 0 | 82339.0524 | 82339.0524 | 0 | 9500 | 0 | 0 | 0 | 0 | 0
2022-04-17 17:00 | 0.20215 | 0.28535 | 35871 | 7033.783 | 633 | 30200.7592 | 3 | 24445.3837 | 2.4445 | 5755.3755 | 0 | 1194244.6245 | 19 | 9500 | 1930.5507 | 199.6997 | 21979.1667 | 113818.2191 | 31479.1667 | 0 | 82339.0524 | 82339.0524 | 0 | 9500 | 0 | 0 | 0 | 0 | 0
2022-04-17 18:00 | 0.02865 | 0.01005 | 35871 | 996.873 | 633 | 1063.6679 | 3 | 30000 | 3 | 0 | 28936.3321 | 1200000 | 19 | 9017.7064 | 1930.5507 | 189.5614 | 21979.1667 | 113818.2191 | 30996.873 | 0 | 82821.3461 | 82821.3461 | 996.873 | 8020.8333 | 0 | 0 | 0 | 0 | 0
2022-04-17 19:00 | 0 | 0 | 35871 | 0 | 633 | 0 | 3 | 30000 | 3 | 0 | 30000 | 1171063.6679 | 19 | 8020.8333 | 1930.5507 | 168.6061 | 21979.1667 | 113818.2191 | 30000 | 0 | 83818.2191 | 83818.2191 | 0 | 8020.8333 | 0 | 0 | 0 | 0 | 0
2022-04-17 20:00 | 0 | 0 | 35871 | 0 | 633 | 0 | 3 | 30000 | 3 | 0 | 30000 | 1141063.6679 | 19 | 8020.8333 | 1930.5507 | 168.6061 | 21979.1667 | 113818.2191 | 30000 | 0 | 83818.2191 | 83818.2191 | 0 | 8020.8333 | 0 | 0 | 0 | 0 | 0
2022-04-17 21:00 | 0 | 0 | 35871 | 0 | 633 | 0 | 3 | 30000 | 3 | 0 | 30000 | 1111063.6679 | 19 | 8020.8333 | 1930.5507 | 168.6061 | 21979.1667 | 113818.2191 | 30000 | 0 | 83818.2191 | 83818.2191 | 0 | 8020.8333 | 0 | 0 | 0 | 0 | 0
2022-04-17 22:00 | 0 | 0 | 35871 | 0 | 633 | 0 | 3 | 30000 | 3 | 0 | 30000 | 1081063.6679 | 19 | 8020.8333 | 1930.5507 | 168.6061 | 21979.1667 | 113818.2191 | 30000 | 0 | 83818.2191 | 83818.2191 | 0 | 8020.8333 | 0 | 0 | 0 | 0 | 0
2022-04-17 23:00 | 0 | 0 | 35871 | 0 | 633 | 0 | 3 | 30000 | 3 | 0 | 30000 | 1051063.6679 | 19 | 8020.8333 | 1930.5507 | 168.6061 | 21979.1667 | 113818.2191 | 30000 | 0 | 83818.2191 | 83818.2191 | 0 | 8020.8333 | 0 | 0 | 0 | 0 | 0
2022-04-18 | 0 | 0 | 35871 | 0 | 633 | 0 | 3 | 30000 | 3 | 0 | 30000 | 1021063.6679 | 19 | 7325 | 1930.5507 | 153.979 | 22675 | 114514.0524 | 30000 | 0 | 84514.0524 | 84514.0524 | 0 | 7325 | 0 | 0 | 0 | 0 | 0
2022-04-18 01:00 | 0 | 0 | 35871 | 0 | 633 | 0 | 3 | 30000 | 3 | 0 | 30000 | 991063.6679 | 19 | 7325 | 1930.5507 | 153.979 | 22675 | 114514.0524 | 30000 | 0 | 84514.0524 | 84514.0524 | 0 | 7325 | 0 | 0 | 0 | 0 | 0
2022-04-18 02:00 | 0 | 0 | 35871 | 0 | 633 | 0 | 3 | 30000 | 3 | 0 | 30000 | 961063.6679 | 19 | 7325 | 1930.5507 | 153.979 | 22675 | 114514.0524 | 30000 | 0 | 84514.0524 | 84514.0524 | 0 | 7325 | 0 | 0 | 0 | 0 | 0
2022-04-18 03:00 | 0 | 0 | 35871 | 0 | 633 | 0 | 3 | 30000 | 3 | 0 | 30000 | 931063.6679 | 19 | 7325 | 1930.5507 | 153.979 | 22675 | 114514.0524 | 30000 | 0 | 84514.0524 | 84514.0524 | 0 | 7325 | 0 | 0 | 0 | 0 | 0
2022-04-18 04:00 | 0 | 0 | 35871 | 0 | 633 | 0 | 3 | 30000 | 3 | 0 | 30000 | 901063.6679 | 19 | 7325 | 1930.5507 | 153.979 | 22675 | 114514.0524 | 30000 | 0 | 84514.0524 | 84514.0524 | 0 | 7325 | 0 | 0 | 0 | 0 | 0
2022-04-18 05:00 | 0 | 0 | 35871 | 0 | 633 | 0 | 3 | 30000 | 3 | 0 | 30000 | 871063.6679 | 19 | 7325 | 1930.5507 | 153.979 | 22675 | 114514.0524 | 30000 | 0 | 84514.0524 | 84514.0524 | 0 | 7325 | 0 | 0 | 0 | 0 | 0
2022-04-18 06:00 | 0.05042 | 0.00335 | 35871 | 1754.3573 | 633 | 354.556 | 3 | 30000 | 3 | 0 | 29645.444 | 841063.6679 | 19 | 9079.3573 | 1930.5507 | 190.8574 | 22675 | 114514.0524 | 31754.3573 | 0 | 82759.6951 | 82759.6951 | 1754.3573 | 7325 | 0 | 0 | 0 | 0 | 0
2022-04-18 07:00 | 0.19112 | 0.05942 | 35871 | 6649.9956 | 633 | 6288.8702 | 3 | 25525.0044 | 2.5525 | 0 | 19236.1343 | 811418.2238 | 19 | 9500 | 1930.5507 | 199.6997 | 22675 | 114514.0524 | 32175 | 0 | 82339.0524 | 82339.0524 | 0 | 9500 | 0 | 0 | 0 | 0 | 0
2022-04-18 08:00 | 0.3945 | 0.15018 | 35871 | 13726.5762 | 633 | 15894.6908 | 3 | 18448.4238 | 1.8448 | 2.1828e-11 | 2553.733 | 792182.0896 | 19 | 9500 | 1930.5507 | 199.6997 | 22675 | 114514.0524 | 32175 | 0 | 82339.0524 | 82339.0524 | 0 | 9500 | 0 | 0 | 0 | 0 | 0
2022-04-18 09:00 | 0.59375 | 0.2189 | 35871 | 20659.4541 | 633 | 23167.8506 | 3 | 11515.5459 | 1.1516 | 11652.3047 | 0 | 789628.3566 | 19 | 9500 | 1930.5507 | 199.6997 | 22675 | 114514.0524 | 32175 | 0 | 82339.0524 | 82339.0524 | 0 | 9500 | 0 | 0 | 0 | 0 | 0
2022-04-18 10:00 | 0.75858 | 0.31877 | 35871 | 26394.6925 | 633 | 33737.8518 | 3 | 5780.3075 | 0.57803 | 27957.5442 | 0 | 801280.6613 | 19 | 9500 | 1930.5507 | 199.6997 | 22675 | 114514.0524 | 32175 | 0 | 82339.0524 | 82339.0524 | 3719.6925 | 5780.3075 | 0 | 0 | 0 | 0 | 0
2022-04-18 11:00 | 0.8587 | 0.32428 | 35871 | 29878.3549 | 633 | 34321.0169 | 3 | 2296.6451 | 0.22966 | 32024.3718 | 0 | 829238.2055 | 19 | 9500 | 1930.5507 | 199.6997 | 22675 | 114514.0524 | 32175 | 0 | 82339.0524 | 82339.0524 | 7203.3549 | 2296.6451 | 0 | 0 | 0 | 0 | 0
2022-04-18 12:00 | 0.91 | 0.41458 | 35871 | 31663.3317 | 633 | 43878.1522 | 3 | 511.6683 | 0.051167 | 43366.4839 | 0 | 861262.5773 | 19 | 9500 | 1930.5507 | 199.6997 | 22675 | 114514.0524 | 32175 | 0 | 82339.0524 | 82339.0524 | 8988.3317 | 511.6683 | 0 | 0 | 0 | 0 | 0
2022-04-18 13:00 | 0.80878 | 0.33041 | 35871 | 28141.395 | 633 | 34969.8014 | 3 | 4033.605 | 0.40336 | 30936.1964 | 0 | 904629.0612 | 19 | 9500 | 1930.5507 | 199.6997 | 22675 | 114514.0524 | 32175 | 0 | 82339.0524 | 82339.0524 | 5466.395 | 4033.605 | 0 | 0 | 0 | 0 | 0
2022-04-18 14:00 | 0.68845 | 0.28348 | 35871 | 23954.5283 | 633 | 30002.8428 | 3 | 8220.4717 | 0.82205 | 21782.3711 | 0 | 935565.2576 | 19 | 9500 | 1930.5507 | 199.6997 | 22675 | 114514.0524 | 32175 | 0 | 82339.0524 | 82339.0524 | 1279.5283 | 8220.4717 | 0 | 0 | 0 | 0 | 0
2022-04-18 15:00 | 0.47142 | 0.05072 | 35871 | 16402.9976 | 633 | 5368.0831 | 3 | 15772.0024 | 1.5772 | 0 | 10403.9193 | 957347.6287 | 19 | 9500 | 1930.5507 | 199.6997 | 22675 | 114514.0524 | 32175 | 0 | 82339.0524 | 82339.0524 | 0 | 9500 | 0 | 0 | 0 | 0 | 0
2022-04-18 16:00 | 0.31292 | 0.02561 | 35871 | 10888.0107 | 633 | 2710.5009 | 3 | 21286.9893 | 2.1287 | 0 | 18576.4883 | 946943.7094 | 19 | 9500 | 1930.5507 | 199.6997 | 22675 | 114514.0524 | 32175 | 0 | 82339.0524 | 82339.0524 | 0 | 9500 | 0 | 0 | 0 | 0 | 0
2022-04-18 17:00 | 0.14232 | 0.00509 | 35871 | 4952.0059 | 633 | 538.7134 | 3 | 27222.9941 | 2.7223 | 0 | 26684.2807 | 928367.221 | 19 | 9500 | 1930.5507 | 199.6997 | 22675 | 114514.0524 | 32175 | 0 | 82339.0524 | 82339.0524 | 4952.0059 | 4547.9941 | 0 | 0 | 0 | 0 | 0
2022-04-18 18:00 | 0.0236 | 0 | 35871 | 821.1589 | 633 | 0 | 3 | 30000 | 3 | 0 | 30000 | 901682.9403 | 19 | 8146.1589 | 1930.5507 | 171.2406 | 22675 | 114514.0524 | 30821.1589 | 0 | 83692.8935 | 83692.8935 | 5.6843e-13 | 8146.1589 | 0 | 0 | 0 | 0 | 0
2022-04-18 19:00 | 0 | 0 | 35871 | 0 | 633 | 0 | 3 | 30000 | 3 | 0 | 30000 | 871682.9403 | 19 | 7325 | 1930.5507 | 153.979 | 22675 | 114514.0524 | 30000 | 0 | 84514.0524 | 84514.0524 | 0 | 7325 | 0 | 0 | 0 | 0 | 0
2022-04-18 20:00 | 0 | 0 | 35871 | 0 | 633 | 0 | 3 | 30000 | 3 | 0 | 30000 | 841682.9403 | 19 | 7325 | 1930.5507 | 153.979 | 22675 | 114514.0524 | 30000 | 0 | 84514.0524 | 84514.0524 | 0 | 7325 | 0 | 0 | 0 | 0 | 0
2022-04-18 21:00 | 0 | 0 | 35871 | 0 | 633 | 0 | 3 | 30000 | 3 | 0 | 30000 | 811682.9403 | 19 | 7325 | 1930.5507 | 153.979 | 22675 | 114514.0524 | 30000 | 0 | 84514.0524 | 84514.0524 | 0 | 7325 | 0 | 0 | 0 | 0 | 0
2022-04-18 22:00 | 0 | 0 | 35871 | 0 | 633 | 0 | 3 | 30000 | 3 | 0 | 30000 | 781682.9403 | 19 | 7325 | 1930.5507 | 153.979 | 22675 | 114514.0524 | 30000 | 0 | 84514.0524 | 84514.0524 | 0 | 7325 | 0 | 0 | 0 | 0 | 0
2022-04-18 23:00 | 0 | 0 | 35871 | 0 | 633 | 0 | 3 | 30000 | 3 | 0 | 30000 | 751682.9403 | 19 | 7325 | 1930.5507 | 153.979 | 22675 | 114514.0524 | 30000 | 0 | 84514.0524 | 84514.0524 | 0 | 7325 | 0 | 0 | 0 | 0 | 0
2022-04-19 | 0 | 0 | 35871 | 0 | 633 | 0 | 3 | 30000 | 3 | 0 | 30000 | 721682.9403 | 19 | 6983.3333 | 1930.5507 | 146.7968 | 23016.6667 | 114855.7191 | 30000 | 0 | 84855.7191 | 84855.7191 | 0 | 6983.3333 | 0 | 0 | 0 | 0 | 0
2022-04-19 01:00 | 0 | 0 | 35871 | 0 | 633 | 0 | 3 | 30000 | 3 | 0 | 30000 | 691682.9403 | 19 | 6983.3333 | 1930.5507 | 146.7968 | 23016.6667 | 114855.7191 | 30000 | 0 | 84855.7191 | 84855.7191 | 0 | 6983.3333 | 0 | 0 | 0 | 0 | 0
2022-04-19 02:00 | 0 | 0 | 35871 | 0 | 633 | 0 | 3 | 30000 | 3 | 0 | 30000 | 661682.9403 | 19 | 6983.3333 | 1930.5507 | 146.7968 | 23016.6667 | 114855.7191 | 30000 | 0 | 84855.7191 | 84855.7191 | 0 | 6983.3333 | 0 | 0 | 0 | 0 | 0
2022-04-19 03:00 | 0 | 0 | 35871 | 0 | 633 | 0 | 3 | 30000 | 3 | 0 | 30000 | 631682.9403 | 19 | 6983.3333 | 1930.5507 | 146.7968 | 23016.6667 | 114855.7191 | 30000 | 0 | 84855.7191 | 84855.7191 | 0 | 6983.3333 | 0 | 0 | 0 | 0 | 0
2022-04-19 04:00 | 0 | 0 | 35871 | 0 | 633 | 0 | 3 | 30000 | 3 | 0 | 30000 | 601682.9403 | 19 | 6983.3333 | 1930.5507 | 146.7968 | 23016.6667 | 114855.7191 | 30000 | 0 | 84855.7191 | 84855.7191 | 0 | 6983.3333 | 0 | 0 | 0 | 0 | 0
2022-04-19 05:00 | 0 | 0 | 35871 | 0 | 633 | 0 | 3 | 30000 | 3 | 0 | 30000 | 571682.9403 | 19 | 6983.3333 | 1930.5507 | 146.7968 | 23016.6667 | 114855.7191 | 30000 | 0 | 84855.7191 | 84855.7191 | 0 | 6983.3333 | 0 | 0 | 0 | 0 | 0
2022-04-19 06:00 | 0.0425 | 0 | 35871 | 1478.782 | 633 | 0 | 3 | 30000 | 3 | 0 | 30000 | 541682.9403 | 19 | 8462.1153 | 1930.5507 | 177.8823 | 23016.6667 | 114855.7191 | 31478.782 | 0 | 83376.9371 | 83376.9371 | 1478.782 | 6983.3333 | 0 | 0 | 0 | 0 | 0
2022-04-19 07:00 | 0.15485 | 0.00325 | 35871 | 5387.9856 | 633 | 343.9722 | 3 | 27128.681 | 2.7129 | 0 | 26784.7088 | 511682.9403 | 19 | 9500 | 1930.5507 | 199.6997 | 23016.6667 | 114855.7191 | 32516.6667 | 0 | 82339.0524 | 82339.0524 | 0 | 9500 | 0 | 0 | 0 | 0 | 0
2022-04-19 08:00 | 0.2799 | 0.00872 | 35871 | 9739.0841 | 633 | 922.9039 | 3 | 22777.5826 | 2.2778 | 0 | 21854.6787 | 484898.2315 | 19 | 9500 | 1930.5507 | 199.6997 | 23016.6667 | 114855.7191 | 32516.6667 | 0 | 82339.0524 | 82339.0524 | 0 | 9500 | 0 | 0 | 0 | 0 | 0
2022-04-19 09:00 | 0.419 | 0.01147 | 35871 | 14579.0505 | 633 | 1213.9573 | 3 | 17937.6161 | 1.7938 | 0 | 16723.6589 | 463043.5528 | 19 | 9500 | 1930.5507 | 199.6997 | 23016.6667 | 114855.7191 | 32516.6667 | 0 | 82339.0524 | 82339.0524 | 0 | 9500 | 0 | 0 | 0 | 0 | 0
2022-04-19 10:00 | 0.3731 | 0.00022 | 35871 | 12981.966 | 633 | 23.2843 | 3 | 19534.7007 | 1.9535 | 0 | 19511.4164 | 446319.8939 | 19 | 9500 | 1930.5507 | 199.6997 | 23016.6667 | 114855.7191 | 32516.6667 | 0 | 82339.0524 | 82339.0524 | 0 | 9500 | 0 | 0 | 0 | 0 | 0
2022-04-19 11:00 | 0.41738 | 0.00088 | 35871 | 14522.6828 | 633 | 93.1371 | 3 | 17993.9838 | 1.7994 | 0 | 17900.8467 | 426808.4775 | 19 | 9500 | 1930.5507 | 199.6997 | 23016.6667 | 114855.7191 | 32516.6667 | 0 | 82339.0524 | 82339.0524 | 0 | 9500 | 0 | 0 | 0 | 0 | 0
2022-04-19 12:00 | 0.4696 | 0.00779 | 35871 | 16339.671 | 633 | 824.4749 | 3 | 16176.9957 | 1.6177 | 0 | 15352.5208 | 408907.6308 | 19 | 9500 | 1930.5507 | 199.6997 | 23016.6667 | 114855.7191 | 32516.6667 | 0 | 82339.0524 | 82339.0524 | 0 | 9500 | 0 | 0 | 0 | 0 | 0
2022-04-19 13:00 | 0.462 | 0.0262 | 35871 | 16075.2299 | 633 | 2772.9451 | 3 | 16441.4367 | 1.6441 | 0 | 13668.4916 | 393555.11 | 19 | 9500 | 1930.5507 | 199.6997 | 23016.6667 | 114855.7191 | 32516.6667 | 0 | 82339.0524 | 82339.0524 | 0 | 9500 | 0 | 0 | 0 | 0 | 0
2022-04-19 14:00 | 0.49088 | 0.04879 | 35871 | 17080.1058 | 633 | 5163.8165 | 3 | 15436.5609 | 1.5437 | 0 | 10272.7444 | 379886.6184 | 19 | 9500 | 1930.5507 | 199.6997 | 23016.6667 | 114855.7191 | 32516.6667 | 0 | 82339.0524 | 82339.0524 | 0 | 9500 | 0 | 0 | 0 | 0 | 0
2022-04-19 15:00 | 0.42345 | 0.07782 | 35871 | 14733.8877 | 633 | 8236.282 | 3 | 17782.779 | 1.7783 | 0 | 9546.4969 | 369613.874 | 19 | 9500 | 1930.5507 | 199.6997 | 23016.6667 | 114855.7191 | 32516.6667 | 0 | 82339.0524 | 82339.0524 | 0 | 9500 | 0 | 0 | 0 | 0 | 0
2022-04-19 16:00 | 0.25175 | 0.04482 | 35871 | 8759.6085 | 633 | 4743.6412 | 3 | 23757.0581 | 2.3757 | 0 | 19013.4169 | 360067.3771 | 19 | 9500 | 1930.5507 | 199.6997 | 23016.6667 | 114855.7191 | 32516.6667 | 0 | 82339.0524 | 82339.0524 | 8759.6085 | 740.3915 | 0 | 0 | 0 | 0 | 0
2022-04-19 17:00 | 0.12568 | 0.00938 | 35871 | 4373.0193 | 633 | 992.7567 | 3 | 28143.6474 | 2.8144 | 0 | 27150.8907 | 341053.9601 | 19 | 9500 | 1930.5507 | 199.6997 | 23016.6667 | 114855.7191 | 32516.6667 | 0 | 82339.0524 | 82339.0524 | 0 | 9500 | 0 | 0 | 0 | 0 | 0
2022-04-19 18:00 | 0.02273 | 0 | 35871 | 790.8874 | 633 | 0 | 3 | 30000 | 3 | 0 | 30000 | 313903.0694 | 19 | 7774.2207 | 1930.5507 | 163.4221 | 23016.6667 | 114855.7191 | 30790.8874 | 0 | 84064.8317 | 84064.8317 | 790.8874 | 6983.3333 | 0 | 0 | 0 | 0 | 0
2022-04-19 19:00 | 0 | 0 | 35871 | 0 | 633 | 0 | 3 | 23016.6667 | 2.3017 | 0 | 23016.6667 | 283903.0694 | 19 | 0 | 1930.5507 | 0 | 23016.6667 | 114855.7191 | 23016.6667 | 0 | 91839.0524 | 91839.0524 | 0 | 0 | 0 | 0 | 0 | 0 | 0
2022-04-19 20:00 | 0 | 0 | 35871 | 0 | 633 | 0 | 3 | 23016.6667 | 2.3017 | 0 | 23016.6667 | 260886.4028 | 19 | 0 | 1930.5507 | 0 | 23016.6667 | 114855.7191 | 23016.6667 | 0 | 91839.0524 | 91839.0524 | 0 | 0 | 0 | 0 | 0 | 0 | 0
2022-04-19 21:00 | 0 | 0 | 35871 | 0 | 633 | 0 | 3 | 23016.6667 | 2.3017 | 0 | 23016.6667 | 237869.7361 | 19 | 0 | 1930.5507 | 0 | 23016.6667 | 114855.7191 | 23016.6667 | 0 | 91839.0524 | 91839.0524 | 0 | 0 | 0 | 0 | 0 | 0 | 0
2022-04-19 22:00 | 0 | 0 | 35871 | 0 | 633 | 0 | 3 | 23016.6667 | 2.3017 | 0 | 23016.6667 | 214853.0694 | 19 | 0 | 1930.5507 | 0 | 23016.6667 | 114855.7191 | 23016.6667 | 0 | 91839.0524 | 91839.0524 | 0 | 0 | 0 | 0 | 0 | 0 | 0
2022-04-19 23:00 | 0 | 0 | 35871 | 0 | 633 | 0 | 3 | 23016.6667 | 2.3017 | 0 | 23016.6667 | 191836.4028 | 19 | 0 | 1930.5507 | 0 | 23016.6667 | 114855.7191 | 23016.6667 | 0 | 91839.0524 | 91839.0524 | 0 | 0 | 0 | 0 | 0 | 0 | 0
2022-04-20 | 0 | 0 | 35871 | 0 | 633 | 0 | 3 | 24104.1667 | 2.4104 | 0 | 24104.1667 | 168819.7361 | 19 | 0 | 1930.5507 | 0 | 24104.1667 | 115943.2191 | 24104.1667 | 0 | 91839.0524 | 91839.0524 | 0 | 0 | 0 | 0 | 0 | 0 | 0
2022-04-20 01:00 | 0 | 0 | 35871 | 0 | 633 | 0 | 3 | 24104.1667 | 2.4104 | 0 | 24104.1667 | 144715.5694 | 19 | 0 | 1930.5507 | 0 | 24104.1667 | 115943.2191 | 24104.1667 | 0 | 91839.0524 | 91839.0524 | 0 | 0 | 0 | 0 | 0 | 0 | 0
2022-04-20 02:00 | 0 | 0 | 35871 | 0 | 633 | 0 | 3 | 24104.1667 | 2.4104 | 0 | 24104.1667 | 120611.4028 | 19 | 0 | 1930.5507 | 0 | 24104.1667 | 115943.2191 | 24104.1667 | 0 | 91839.0524 | 91839.0524 | 0 | 0 | 0 | 0 | 0 | 0 | 0
2022-04-20 03:00 | 0 | 0 | 35871 | 0 | 633 | 0 | 3 | 30000 | 3 | 0 | 30000 | 96507.2361 | 19 | 5895.8333 | 1930.5507 | 123.9364 | 24104.1667 | 115943.2191 | 30000 | 0 | 85943.2191 | 85943.2191 | 0 | 5895.8333 | 0 | 0 | 0 | 0 | 0
2022-04-20 04:00 | 0 | 0 | 35871 | 0 | 633 | 0 | 3 | 24104.1667 | 2.4104 | 0 | 24104.1667 | 66507.2361 | 19 | 0 | 1930.5507 | 0 | 24104.1667 | 115943.2191 | 24104.1667 | 0 | 91839.0524 | 91839.0524 | 0 | 0 | 0 | 0 | 0 | 0 | 0
2022-04-20 05:00 | 0 | 0 | 35871 | 0 | 633 | 0 | 3 | 25176.6094 | 2.5177 | 0 | 25176.6094 | 42403.0694 | 19 | 1072.4427 | 1930.5507 | 22.5438 | 24104.1667 | 115943.2191 | 25176.6094 | 0 | 90766.6097 | 90766.6097 | 0 | 1072.4427 | 0 | 0 | 0 | 0 | 0
2022-04-20 06:00 | 0.078 | 0.12069 | 35871 | 2713.9999 | 633 | 12773.5399 | 3 | 30000 | 3 | 0 | 17226.4601 | 17226.4601 | 19 | 8609.8332 | 1930.5507 | 180.9875 | 24104.1667 | 115943.2191 | 32713.9999 | 0 | 83229.2192 | 83229.2192 | 2713.9999 | 5895.8333 | 0 | 0 | 0 | 0 | 0
2022-04-20 07:00 | 0.27977 | 0.36304 | 35871 | 9734.5608 | 633 | 38423.2823 | 3 | 23869.6059 | 2.387 | 8147.9065 | 0 | 0 | 19 | 9500 | 1930.5507 | 199.6997 | 24104.1667 | 115943.2191 | 33604.1667 | 0 | 82339.0524 | 82339.0524 | 0 | 9500 | 0 | 0 | 0 | 0 | 0
2022-04-20 08:00 | 0.49985 | 0.51264 | 35871 | 17392.2158 | 633 | 54256.5873 | 3 | 16211.9509 | 1.6212 | 38044.6364 | 0 | 8147.9065 | 19 | 9500 | 1930.5507 | 199.6997 | 24104.1667 | 115943.2191 | 33604.1667 | 0 | 82339.0524 | 82339.0524 | 0 | 9500 | 0 | 0 | 0 | 0 | 0
2022-04-20 09:00 | 0.7109 | 0.64257 | 35871 | 24735.6731 | 633 | 68008.0666 | 3 | 8868.4936 | 0.88685 | 59139.573 | 0 | 46192.5428 | 19 | 9500 | 1930.5507 | 199.6997 | 24104.1667 | 115943.2191 | 33604.1667 | 0 | 82339.0524 | 82339.0524 | 631.5064 | 8868.4936 | 0 | 0 | 0 | 0 | 0
2022-04-20 10:00 | 0.88003 | 0.73194 | 35871 | 30620.5294 | 633 | 77466.7729 | 3 | 2983.6372 | 0.29836 | 74483.1357 | 0 | 105332.1159 | 19 | 9500 | 1930.5507 | 199.6997 | 24104.1667 | 115943.2191 | 33604.1667 | 0 | 82339.0524 | 82339.0524 | 6516.3628 | 2983.6372 | 0 | 0 | 0 | 0 | 0
2022-04-20 11:00 | 0.98625 | 0.77575 | 35871 | 34316.4405 | 633 | 82103.5182 | 3 | 0 | 0 | 82103.5182 | 0 | 179815.2516 | 19 | 9500 | 1930.5507 | 199.6997 | 24104.1667 | 115943.2191 | 33604.1667 | 0 | 82339.0524 | 82339.0524 | 9500 | 0 | 0 | 0 | 0 | 0 | 0
2022-04-20 12:00 | 0.99415 | 0.66386 | 35871 | 34591.32 | 633 | 70261.3491 | 3 | 0 | 0 | 70261.3491 | 0 | 261918.7698 | 19 | 9500 | 1930.5507 | 199.6997 | 24104.1667 | 115943.2191 | 33604.1667 | 0 | 82339.0524 | 82339.0524 | 9500 | 0 | 0 | 0 | 0 | 0 | 0
2022-04-20 13:00 | 0.9676 | 0.74271 | 35871 | 33667.5162 | 633 | 78606.6439 | 3 | 0 | 0 | 78606.6439 | 0 | 332180.119 | 19 | 9500 | 1930.5507 | 199.6997 | 24104.1667 | 115943.2191 | 33604.1667 | 0 | 82339.0524 | 82339.0524 | 9500 | 0 | 0 | 0 | 0 | 0 | 0
2022-04-20 14:00 | 0.85892 | 0.73921 | 35871 | 29886.0097 | 633 | 78236.2123 | 3 | 3718.1569 | 0.37182 | 74518.0554 | 0 | 410786.7628 | 19 | 9500 | 1930.5507 | 199.6997 | 24104.1667 | 115943.2191 | 33604.1667 | 0 | 82339.0524 | 82339.0524 | 5781.8431 | 3718.1569 | 0 | 0 | 0 | 0 | 0
2022-04-20 15:00 | 0.69122 | 0.73316 | 35871 | 24050.91 | 633 | 77595.8948 | 3 | 9553.2566 | 0.95533 | 68042.6382 | 0 | 485304.8182 | 19 | 9500 | 1930.5507 | 199.6997 | 24104.1667 | 115943.2191 | 33604.1667 | 0 | 82339.0524 | 82339.0524 | 0 | 9500 | 0 | 0 | 0 | 0 | 0
2022-04-20 16:00 | 0.47915 | 0.66182 | 35871 | 16671.962 | 633 | 70045.4404 | 3 | 16932.2047 | 1.6932 | 53113.2357 | 0 | 553347.4564 | 19 | 9500 | 1930.5507 | 199.6997 | 24104.1667 | 115943.2191 | 33604.1667 | 0 | 82339.0524 | 82339.0524 | 0 | 9500 | 0 | 0 | 0 | 0 | 0
2022-04-20 17:00 | 0.24798 | 0.51685 | 35871 | 8628.4319 | 633 | 54702.1636 | 3 | 24975.7348 | 2.4976 | 29726.4288 | 0 | 606460.6921 | 19 | 9500 | 1930.5507 | 199.6997 | 24104.1667 | 115943.2191 | 33604.1667 | 0 | 82339.0524 | 82339.0524 | 0 | 9500 | 0 | 0 | 0 | 0 | 0
2022-04-20 18:00 | 0.0413 | 0.12259 | 35871 | 1437.0281 | 633 | 12974.6314 | 3 | 30000 | 3 | 0 | 17025.3686 | 636187.1209 | 19 | 7332.8615 | 1930.5507 | 154.1442 | 24104.1667 | 115943.2191 | 31437.0281 | 0 | 84506.191 | 84506.191 | 0 | 7332.8615 | 0 | 0 | 0 | 0 | 0
2022-04-20 19:00 | 0 | 0 | 35871 | 0 | 633 | 0 | 3 | 30000 | 3 | 0 | 30000 | 619161.7523 | 19 | 5895.8333 | 1930.5507 | 123.9364 | 24104.1667 | 115943.2191 | 30000 | 0 | 85943.2191 | 85943.2191 | 0 | 5895.8333 | 0 | 0 | 0 | 0 | 0
2022-04-20 20:00 | 0 | 0 | 35871 | 0 | 633 | 0 | 3 | 30000 | 3 | 0 | 30000 | 589161.7523 | 19 | 5895.8333 | 1930.5507 | 123.9364 | 24104.1667 | 115943.2191 | 30000 | 0 | 85943.2191 | 85943.2191 | 0 | 5895.8333 | 0 | 0 | 0 | 0 | 0
2022-04-20 21:00 | 0 | 0 | 35871 | 0 | 633 | 0 | 3 | 30000 | 3 | 0 | 30000 | 559161.7523 | 19 | 5895.8333 | 1930.5507 | 123.9364 | 24104.1667 | 115943.2191 | 30000 | 0 | 85943.2191 | 85943.2191 | 0 | 5895.8333 | 0 | 0 | 0 | 0 | 0
2022-04-20 22:00 | 0 | 0 | 35871 | 0 | 633 | 0 | 3 | 30000 | 3 | 0 | 30000 | 529161.7523 | 19 | 5895.8333 | 1930.5507 | 123.9364 | 24104.1667 | 115943.2191 | 30000 | 0 | 85943.2191 | 85943.2191 | 0 | 5895.8333 | 0 | 0 | 0 | 0 | 0
2022-04-20 23:00 | 0 | 0 | 35871 | 0 | 633 | 0 | 3 | 30000 | 3 | 0 | 30000 | 499161.7523 | 19 | 5895.8333 | 1930.5507 | 123.9364 | 24104.1667 | 115943.2191 | 30000 | 0 | 85943.2191 | 85943.2191 | 0 | 5895.8333 | 0 | 0 | 0 | 0 | 0
2022-04-21 | 0 | 0 | 35871 | 0 | 633 | 0 | 3 | 30000 | 3 | 0 | 30000 | 469161.7523 | 19 | 6270.8333 | 1930.5507 | 131.8193 | 23729.1667 | 115568.2191 | 30000 | 0 | 85568.2191 | 85568.2191 | 0 | 6270.8333 | 0 | 0 | 0 | 0 | 0
2022-04-21 01:00 | 0 | 0 | 35871 | 0 | 633 | 0 | 3 | 30000 | 3 | 0 | 30000 | 439161.7523 | 19 | 6270.8333 | 1930.5507 | 131.8193 | 23729.1667 | 115568.2191 | 30000 | 0 | 85568.2191 | 85568.2191 | 0 | 6270.8333 | 0 | 0 | 0 | 0 | 0
2022-04-21 02:00 | 0 | 0 | 35871 | 0 | 633 | 0 | 3 | 30000 | 3 | 0 | 30000 | 409161.7523 | 19 | 6270.8333 | 1930.5507 | 131.8193 | 23729.1667 | 115568.2191 | 30000 | 0 | 85568.2191 | 85568.2191 | 0 | 6270.8333 | 0 | 0 | 0 | 0 | 0
2022-04-21 03:00 | 0 | 0 | 35871 | 0 | 633 | 0 | 3 | 30000 | 3 | 0 | 30000 | 379161.7523 | 19 | 6270.8333 | 1930.5507 | 131.8193 | 23729.1667 | 115568.2191 | 30000 | 0 | 85568.2191 | 85568.2191 | 0 | 6270.8333 | 0 | 0 | 0 | 0 | 0
2022-04-21 04:00 | 0 | 0 | 35871 | 0 | 633 | 0 | 3 | 30000 | 3 | 0 | 30000 | 349161.7523 | 19 | 6270.8333 | 1930.5507 | 131.8193 | 23729.1667 | 115568.2191 | 30000 | 0 | 85568.2191 | 85568.2191 | 0 | 6270.8333 | 0 | 0 | 0 | 0 | 0
2022-04-21 05:00 | 0 | 0 | 35871 | 0 | 633 | 0 | 3 | 30000 | 3 | 0 | 30000 | 319161.7523 | 19 | 6270.8333 | 1930.5507 | 131.8193 | 23729.1667 | 115568.2191 | 30000 | 0 | 85568.2191 | 85568.2191 | 0 | 6270.8333 | 0 | 0 | 0 | 0 | 0
2022-04-21 06:00 | 0.1052 | 0.36814 | 35871 | 3660.4203 | 633 | 38963.0541 | 3 | 29568.7463 | 2.9569 | 9394.3077 | 0 | 289161.7523 | 19 | 9500 | 1930.5507 | 199.6997 | 23729.1667 | 115568.2191 | 33229.1667 | 0 | 82339.0524 | 82339.0524 | 0 | 9500 | 0 | 0 | 0 | 0 | 0
2022-04-21 07:00 | 0.33767 | 0.73223 | 35871 | 11749.1838 | 633 | 77497.4658 | 3 | 21479.9829 | 2.148 | 56017.4829 | 0 | 298556.06 | 19 | 9500 | 1930.5507 | 199.6997 | 23729.1667 | 115568.2191 | 33229.1667 | 0 | 82339.0524 | 82339.0524 | 0 | 9500 | 0 | 0 | 0 | 0 | 0
2022-04-21 08:00 | 0.57453 | 0.85477 | 35871 | 19990.6967 | 633 | 90466.8054 | 3 | 13238.47 | 1.3238 | 77228.3353 | 0 | 354573.5429 | 19 | 9500 | 1930.5507 | 199.6997 | 23729.1667 | 115568.2191 | 33229.1667 | 0 | 82339.0524 | 82339.0524 | 0 | 9500 | 0 | 0 | 0 | 0 | 0
2022-04-21 09:00 | 0.78167 | 0.94008 | 35871 | 27198.106 | 633 | 99495.811 | 3 | 6031.0606 | 0.60311 | 93464.7504 | 0 | 431801.8783 | 19 | 9500 | 1930.5507 | 199.6997 | 23729.1667 | 115568.2191 | 33229.1667 | 0 | 82339.0524 | 82339.0524 | 3468.9394 | 6031.0606 | 0 | 0 | 0 | 0 | 0
2022-04-21 10:00 | 0.93953 | 0.9795 | 35871 | 32690.8242 | 633 | 103667.9292 | 3 | 538.3425 | 0.053834 | 103129.5867 | 0 | 525266.6287 | 19 | 9500 | 1930.5507 | 199.6997 | 23729.1667 | 115568.2191 | 33229.1667 | 0 | 82339.0524 | 82339.0524 | 8961.6575 | 538.3425 | 0 | 0 | 0 | 0 | 0
2022-04-21 11:00 | 1.0346 | 1.0075 | 35871 | 35998.7725 | 633 | 106636.6739 | 3 | 0 | 0 | 106636.6739 | 0 | 628396.2154 | 19 | 9500 | 1930.5507 | 199.6997 | 23729.1667 | 115568.2191 | 33229.1667 | 0 | 82339.0524 | 82339.0524 | 9500 | 0 | 0 | 0 | 0 | 0 | 0
2022-04-21 12:00 | 1.0433 | 0.92243 | 35871 | 36303.2276 | 633 | 97627.7774 | 3 | 0 | 0 | 97627.7774 | 0 | 735032.8893 | 19 | 9500 | 1930.5507 | 199.6997 | 23729.1667 | 115568.2191 | 33229.1667 | 0 | 82339.0524 | 82339.0524 | 9500 | 0 | 0 | 0 | 0 | 0 | 0
2022-04-21 13:00 | 0.99822 | 0.91796 | 35871 | 34732.9351 | 633 | 97154.6833 | 3 | 0 | 0 | 97154.6833 | 0 | 832660.6666 | 19 | 9500 | 1930.5507 | 199.6997 | 23729.1667 | 115568.2191 | 33229.1667 | 0 | 82339.0524 | 82339.0524 | 9500 | 0 | 0 | 0 | 0 | 0 | 0
2022-04-21 14:00 | 0.88495 | 0.8904 | 35871 | 30791.7202 | 633 | 94237.799 | 3 | 2437.4465 | 0.24374 | 91800.3526 | 0 | 929815.3499 | 19 | 9500 | 1930.5507 | 199.6997 | 23729.1667 | 115568.2191 | 33229.1667 | 0 | 82339.0524 | 82339.0524 | 7062.5535 | 2437.4465 | 0 | 0 | 0 | 0 | 0
2022-04-21 15:00 | 0.71083 | 0.84968 | 35871 | 24733.2374 | 633 | 89928.092 | 3 | 8495.9292 | 0.84959 | 81432.1627 | 0 | 1021615.7025 | 19 | 9500 | 1930.5507 | 199.6997 | 23729.1667 | 115568.2191 | 33229.1667 | 0 | 82339.0524 | 82339.0524 | 1004.0708 | 8495.9292 | 0 | 0 | 0 | 0 | 0
2022-04-21 16:00 | 0.49217 | 0.74161 | 35871 | 17124.9912 | 633 | 78490.2225 | 3 | 16104.1755 | 1.6104 | 62386.047 | 0 | 1103047.8653 | 19 | 9500 | 1930.5507 | 199.6997 | 23729.1667 | 115568.2191 | 33229.1667 | 0 | 82339.0524 | 82339.0524 | 0 | 9500 | 0 | 0 | 0 | 0 | 0
2022-04-21 17:00 | 0.25365 | 0.55717 | 35871 | 8825.7188 | 633 | 58969.5356 | 3 | 24403.4479 | 2.4403 | 34566.0877 | 0 | 1165433.9123 | 19 | 9500 | 1930.5507 | 199.6997 | 23729.1667 | 115568.2191 | 33229.1667 | 0 | 82339.0524 | 82339.0524 | 0 | 9500 | 0 | 0 | 0 | 0 | 0
2022-04-21 18:00 | 0.04222 | 0.1261 | 35871 | 1469.0394 | 633 | 13346.1214 | 3 | 30000 | 3 | 0 | 16653.8786 | 1200000 | 19 | 7739.8727 | 1930.5507 | 162.7 | 23729.1667 | 115568.2191 | 31469.0394 | 0 | 84099.1797 | 84099.1797 | 2.2737e-13 | 7739.8727 | 0 | 0 | 0 | 0 | 0
2022-04-21 19:00 | 0 | 0 | 35871 | 0 | 633 | 0 | 3 | 30000 | 3 | 0 | 30000 | 1183346.1214 | 19 | 6270.8333 | 1930.5507 | 131.8193 | 23729.1667 | 115568.2191 | 30000 | 0 | 85568.2191 | 85568.2191 | 0 | 6270.8333 | 0 | 0 | 0 | 0 | 0
2022-04-21 20:00 | 0 | 0 | 35871 | 0 | 633 | 0 | 3 | 30000 | 3 | 0 | 30000 | 1153346.1214 | 19 | 6270.8333 | 1930.5507 | 131.8193 | 23729.1667 | 115568.2191 | 30000 | 0 | 85568.2191 | 85568.2191 | 0 | 6270.8333 | 0 | 0 | 0 | 0 | 0
2022-04-21 21:00 | 0 | 0 | 35871 | 0 | 633 | 0 | 3 | 30000 | 3 | 0 | 30000 | 1123346.1214 | 19 | 6270.8333 | 1930.5507 | 131.8193 | 23729.1667 | 115568.2191 | 30000 | 0 | 85568.2191 | 85568.2191 | 0 | 6270.8333 | 0 | 0 | 0 | 0 | 0
2022-04-21 22:00 | 0 | 0 | 35871 | 0 | 633 | 0 | 3 | 30000 | 3 | 0 | 30000 | 1093346.1214 | 19 | 6270.8333 | 1930.5507 | 131.8193 | 23729.1667 | 115568.2191 | 30000 | 0 | 85568.2191 | 85568.2191 | 0 | 6270.8333 | 0 | 0 | 0 | 0 | 0
2022-04-21 23:00 | 0 | 0 | 35871 | 0 | 633 | 0 | 3 | 30000 | 3 | 0 | 30000 | 1063346.1214 | 19 | 6270.8333 | 1930.5507 | 131.8193 | 23729.1667 | 115568.2191 | 30000 | 0 | 85568.2191 | 85568.2191 | 0 | 6270.8333 | 0 | 0 | 0 | 0 | 0
2022-04-22 | 0 | 0 | 35871 | 0 | 633 | 0 | 3 | 30000 | 3 | 0 | 30000 | 1033346.1214 | 19 | 6791.6667 | 1930.5507 | 142.7678 | 23208.3333 | 115047.3858 | 30000 | 0 | 85047.3858 | 85047.3858 | 0 | 6791.6667 | 0 | 0 | 0 | 0 | 0
2022-04-22 01:00 | 0 | 0 | 35871 | 0 | 633 | 0 | 3 | 30000 | 3 | 0 | 30000 | 1003346.1214 | 19 | 6791.6667 | 1930.5507 | 142.7678 | 23208.3333 | 115047.3858 | 30000 | 0 | 85047.3858 | 85047.3858 | 0 | 6791.6667 | 0 | 0 | 0 | 0 | 0
2022-04-22 02:00 | 0 | 0 | 35871 | 0 | 633 | 0 | 3 | 30000 | 3 | 0 | 30000 | 973346.1214 | 19 | 6791.6667 | 1930.5507 | 142.7678 | 23208.3333 | 115047.3858 | 30000 | 0 | 85047.3858 | 85047.3858 | 0 | 6791.6667 | 0 | 0 | 0 | 0 | 0
2022-04-22 03:00 | 0 | 0 | 35871 | 0 | 633 | 0 | 3 | 30000 | 3 | 0 | 30000 | 943346.1214 | 19 | 6791.6667 | 1930.5507 | 142.7678 | 23208.3333 | 115047.3858 | 30000 | 0 | 85047.3858 | 85047.3858 | 0 | 6791.6667 | 0 | 0 | 0 | 0 | 0
2022-04-22 04:00 | 0 | 0 | 35871 | 0 | 633 | 0 | 3 | 30000 | 3 | 0 | 30000 | 913346.1214 | 19 | 6791.6667 | 1930.5507 | 142.7678 | 23208.3333 | 115047.3858 | 30000 | 0 | 85047.3858 | 85047.3858 | 0 | 6791.6667 | 0 | 0 | 0 | 0 | 0
2022-04-22 05:00 | 0 | 0 | 35871 | 0 | 633 | 0 | 3 | 30000 | 3 | 0 | 30000 | 883346.1214 | 19 | 6791.6667 | 1930.5507 | 142.7678 | 23208.3333 | 115047.3858 | 30000 | 0 | 85047.3858 | 85047.3858 | 0 | 6791.6667 | 0 | 0 | 0 | 0 | 0
2022-04-22 06:00 | 0.09372 | 0.19213 | 35871 | 3260.9752 | 633 | 20334.5781 | 3 | 29447.3581 | 2.9447 | 0 | 9112.78 | 853346.1214 | 19 | 9500 | 1930.5507 | 199.6997 | 23208.3333 | 115047.3858 | 32708.3333 | 0 | 82339.0524 | 82339.0524 | 0 | 9500 | 0 | 0 | 0 | 0 | 0
2022-04-22 07:00 | 0.28738 | 0.28555 | 35871 | 9999.3497 | 633 | 30221.9267 | 3 | 22708.9836 | 2.2709 | 7512.9431 | 0 | 844233.3413 | 19 | 9500 | 1930.5507 | 199.6997 | 23208.3333 | 115047.3858 | 32708.3333 | 0 | 82339.0524 | 82339.0524 | 0 | 9500 | 0 | 0 | 0 | 0 | 0
2022-04-22 08:00 | 0.48623 | 0.35053 | 35871 | 16918.3096 | 633 | 37099.2539 | 3 | 15790.0237 | 1.579 | 21309.2302 | 0 | 851746.2844 | 19 | 9500 | 1930.5507 | 199.6997 | 23208.3333 | 115047.3858 | 32708.3333 | 0 | 82339.0524 | 82339.0524 | 0 | 9500 | 0 | 0 | 0 | 0 | 0
2022-04-22 09:00 | 0.64733 | 0.31812 | 35871 | 22523.7632 | 633 | 33669.0573 | 3 | 10184.5701 | 1.0185 | 23484.4872 | 0 | 873055.5147 | 19 | 9500 | 1930.5507 | 199.6997 | 23208.3333 | 115047.3858 | 32708.3333 | 0 | 82339.0524 | 82339.0524 | 0 | 9500 | 0 | 0 | 0 | 0 | 0
2022-04-22 10:00 | 0.69865 | 0.10256 | 35871 | 24309.4359 | 633 | 10854.7043 | 3 | 8398.8974 | 0.83989 | 2455.8068 | 0 | 896540.0018 | 19 | 9500 | 1930.5507 | 199.6997 | 23208.3333 | 115047.3858 | 32708.3333 | 0 | 82339.0524 | 82339.0524 | 1101.1026 | 8398.8974 | 0 | 0 | 0 | 0 | 0
2022-04-22 11:00 | 0.74888 | 0.09935 | 35871 | 26057.1822 | 633 | 10514.9656 | 3 | 6651.1511 | 0.66512 | 3863.8145 | 0 | 898995.8087 | 19 | 9500 | 1930.5507 | 199.6997 | 23208.3333 | 115047.3858 | 32708.3333 | 0 | 82339.0524 | 82339.0524 | 2848.8489 | 6651.1511 | 0 | 0 | 0 | 0 | 0
2022-04-22 12:00 | 0.9138 | 0.40816 | 35871 | 31795.5522 | 633 | 43198.6748 | 3 | 912.7811 | 0.091278 | 42285.8937 | 0 | 902859.6231 | 19 | 9500 | 1930.5507 | 199.6997 | 23208.3333 | 115047.3858 | 32708.3333 | 0 | 82339.0524 | 82339.0524 | 8587.2189 | 912.7811 | 0 | 0 | 0 | 0 | 0
2022-04-22 13:00 | 0.83095 | 0.41562 | 35871 | 28912.7972 | 633 | 43988.2233 | 3 | 3795.5361 | 0.37955 | 40192.6872 | 0 | 945145.5168 | 19 | 9500 | 1930.5507 | 199.6997 | 23208.3333 | 115047.3858 | 32708.3333 | 0 | 82339.0524 | 82339.0524 | 5704.4639 | 3795.5361 | 0 | 0 | 0 | 0 | 0
2022-04-22 14:00 | 0.73765 | 0.40458 | 35871 | 25666.4359 | 633 | 42819.7762 | 3 | 7041.8975 | 0.70419 | 35777.8787 | 0 | 985338.204 | 19 | 9500 | 1930.5507 | 199.6997 | 23208.3333 | 115047.3858 | 32708.3333 | 0 | 82339.0524 | 82339.0524 | 2458.1025 | 7041.8975 | 0 | 0 | 0 | 0 | 0
2022-04-22 15:00 | 0.55147 | 0.27498 | 35871 | 19188.327 | 633 | 29103.2232 | 3 | 13520.0064 | 1.352 | 15583.2169 | 0 | 1021116.0828 | 19 | 9500 | 1930.5507 | 199.6997 | 23208.3333 | 115047.3858 | 32708.3333 | 0 | 82339.0524 | 82339.0524 | 0 | 9500 | 0 | 0 | 0 | 0 | 0
2022-04-22 16:00 | 0.35075 | 0.15199 | 35871 | 12204.3007 | 633 | 16086.2568 | 3 | 20504.0327 | 2.0504 | 2.0009e-11 | 4417.7759 | 1036699.2996 | 19 | 9500 | 1930.5507 | 199.6997 | 23208.3333 | 115047.3858 | 32708.3333 | 0 | 82339.0524 | 82339.0524 | 0 | 9500 | 0 | 0 | 0 | 0 | 0
2022-04-22 17:00 | 0.17275 | 0.05184 | 35871 | 6010.8138 | 633 | 5486.6212 | 3 | 26697.5195 | 2.6698 | 0 | 21210.8984 | 1032281.5238 | 19 | 9500 | 1930.5507 | 199.6997 | 23208.3333 | 115047.3858 | 32708.3333 | 0 | 82339.0524 | 82339.0524 | 0 | 9500 | 0 | 0 | 0 | 0 | 0
2022-04-22 18:00 | 0.0319 | 0.0016 | 35871 | 1109.9564 | 633 | 169.3402 | 3 | 30000 | 3 | 0 | 29830.6598 | 1011070.6254 | 19 | 7901.623 | 1930.5507 | 166.1002 | 23208.3333 | 115047.3858 | 31109.9564 | 0 | 83937.4294 | 83937.4294 | -2.2737e-13 | 7901.623 | 0 | 0 | 0 | 0 | 0
2022-04-22 19:00 | 0 | 0 | 35871 | 0 | 633 | 0 | 3 | 30000 | 3 | 0 | 30000 | 981239.9656 | 19 | 6791.6667 | 1930.5507 | 142.7678 | 23208.3333 | 115047.3858 | 30000 | 0 | 85047.3858 | 85047.3858 | 0 | 6791.6667 | 0 | 0 | 0 | 0 | 0
2022-04-22 20:00 | 0 | 0 | 35871 | 0 | 633 | 0 | 3 | 30000 | 3 | 0 | 30000 | 951239.9656 | 19 | 6791.6667 | 1930.5507 | 142.7678 | 23208.3333 | 115047.3858 | 30000 | 0 | 85047.3858 | 85047.3858 | 0 | 6791.6667 | 0 | 0 | 0 | 0 | 0
2022-04-22 21:00 | 0 | 0 | 35871 | 0 | 633 | 0 | 3 | 30000 | 3 | 0 | 30000 | 921239.9656 | 19 | 6791.6667 | 1930.5507 | 142.7678 | 23208.3333 | 115047.3858 | 30000 | 0 | 85047.3858 | 85047.3858 | 0 | 6791.6667 | 0 | 0 | 0 | 0 | 0
2022-04-22 22:00 | 0 | 0 | 35871 | 0 | 633 | 0 | 3 | 30000 | 3 | 0 | 30000 | 891239.9656 | 19 | 6791.6667 | 1930.5507 | 142.7678 | 23208.3333 | 115047.3858 | 30000 | 0 | 85047.3858 | 85047.3858 | 0 | 6791.6667 | 0 | 0 | 0 | 0 | 0
2022-04-22 23:00 | 0 | 0 | 35871 | 0 | 633 | 0 | 3 | 30000 | 3 | 0 | 30000 | 861239.9656 | 19 | 6791.6667 | 1930.5507 | 142.7678 | 23208.3333 | 115047.3858 | 30000 | 0 | 85047.3858 | 85047.3858 | 0 | 6791.6667 | 0 | 0 | 0 | 0 | 0
2022-04-23 | 0 | 0 | 35871 | 0 | 633 | 0 | 3 | 30000 | 3 | 0 | 30000 | 831239.9656 | 19 | 7166.6667 | 1930.5507 | 150.6507 | 22833.3333 | 114672.3858 | 30000 | 0 | 84672.3858 | 84672.3858 | 0 | 7166.6667 | 0 | 0 | 0 | 0 | 0
2022-04-23 01:00 | 0 | 0 | 35871 | 0 | 633 | 0 | 3 | 30000 | 3 | 0 | 30000 | 801239.9656 | 19 | 7166.6667 | 1930.5507 | 150.6507 | 22833.3333 | 114672.3858 | 30000 | 0 | 84672.3858 | 84672.3858 | 0 | 7166.6667 | 0 | 0 | 0 | 0 | 0
2022-04-23 02:00 | 0 | 0 | 35871 | 0 | 633 | 0 | 3 | 30000 | 3 | 0 | 30000 | 771239.9656 | 19 | 7166.6667 | 1930.5507 | 150.6507 | 22833.3333 | 114672.3858 | 30000 | 0 | 84672.3858 | 84672.3858 | 0 | 7166.6667 | 0 | 0 | 0 | 0 | 0
2022-04-23 03:00 | 0 | 0 | 35871 | 0 | 633 | 0 | 3 | 30000 | 3 | 0 | 30000 | 741239.9656 | 19 | 7166.6667 | 1930.5507 | 150.6507 | 22833.3333 | 114672.3858 | 30000 | 0 | 84672.3858 | 84672.3858 | 0 | 7166.6667 | 0 | 0 | 0 | 0 | 0
2022-04-23 04:00 | 0 | 0 | 35871 | 0 | 633 | 0 | 3 | 30000 | 3 | 0 | 30000 | 711239.9656 | 19 | 7166.6667 | 1930.5507 | 150.6507 | 22833.3333 | 114672.3858 | 30000 | 0 | 84672.3858 | 84672.3858 | 0 | 7166.6667 | 0 | 0 | 0 | 0 | 0
2022-04-23 05:00 | 0 | 0 | 35871 | 0 | 633 | 0 | 3 | 30000 | 3 | 0 | 30000 | 681239.9656 | 19 | 7166.6667 | 1930.5507 | 150.6507 | 22833.3333 | 114672.3858 | 30000 | 0 | 84672.3858 | 84672.3858 | 0 | 7166.6667 | 0 | 0 | 0 | 0 | 0
2022-04-23 06:00 | 0.0656 | 0.00201 | 35871 | 2282.5435 | 633 | 212.7336 | 3 | 30000 | 3 | 0 | 29787.2664 | 651239.9656 | 19 | 9449.2101 | 1930.5507 | 198.632 | 22833.3333 | 114672.3858 | 32282.5435 | 0 | 82389.8423 | 82389.8423 | 2282.5435 | 7166.6667 | 0 | 0 | 0 | 0 | 0
2022-04-23 07:00 | 0.20332 | 0.01649 | 35871 | 7074.493 | 633 | 1745.262 | 3 | 25258.8404 | 2.5259 | 0 | 23513.5783 | 621452.6992 | 19 | 9500 | 1930.5507 | 199.6997 | 22833.3333 | 114672.3858 | 32333.3333 | 0 | 82339.0524 | 82339.0524 | 0 | 9500 | 0 | 0 | 0 | 0 | 0
2022-04-23 08:00 | 0.3562 | 0.03634 | 35871 | 12393.9327 | 633 | 3846.1384 | 3 | 19939.4006 | 1.9939 | 0 | 16093.2623 | 597939.1208 | 19 | 9500 | 1930.5507 | 199.6997 | 22833.3333 | 114672.3858 | 32333.3333 | 0 | 82339.0524 | 82339.0524 | 9500 | 0 | 0 | 0 | 0 | 0 | 0
2022-04-23 09:00 | 0.48327 | 0.03125 | 35871 | 16815.3168 | 633 | 3307.425 | 3 | 15518.0165 | 1.5518 | 1.819e-12 | 12210.5915 | 581845.8586 | 19 | 9500 | 1930.5507 | 199.6997 | 22833.3333 | 114672.3858 | 32333.3333 | 0 | 82339.0524 | 82339.0524 | 0 | 9500 | 0 | 0 | 0 | 0 | 0
2022-04-23 10:00 | 0.55297 | 0.06166 | 35871 | 19240.5193 | 633 | 6525.9464 | 3 | 13092.8141 | 1.3093 | 0 | 6566.8677 | 569635.2671 | 19 | 9500 | 1930.5507 | 199.6997 | 22833.3333 | 114672.3858 | 32333.3333 | 0 | 82339.0524 | 82339.0524 | 0 | 9500 | 0 | 0 | 0 | 0 | 0
2022-04-23 11:00 | 0.64835 | 0.05733 | 35871 | 22559.254 | 633 | 6067.6696 | 3 | 9774.0794 | 0.97741 | 0 | 3706.4098 | 563068.3994 | 19 | 9500 | 1930.5507 | 199.6997 | 22833.3333 | 114672.3858 | 32333.3333 | 0 | 82339.0524 | 82339.0524 | 0 | 9500 | 0 | 0 | 0 | 0 | 0
2022-04-23 12:00 | 0.40173 | 0.08385 | 35871 | 13978.1431 | 633 | 8874.4828 | 3 | 18355.1902 | 1.8355 | 0 | 9480.7074 | 559361.9897 | 19 | 9500 | 1930.5507 | 199.6997 | 22833.3333 | 114672.3858 | 32333.3333 | 0 | 82339.0524 | 82339.0524 | 0 | 9500 | 0 | 0 | 0 | 0 | 0
2022-04-23 13:00 | 0.69038 | 0.16343 | 35871 | 24021.6824 | 633 | 17297.039 | 3 | 8311.651 | 0.83117 | 8985.388 | 0 | 549881.2822 | 19 | 9500 | 1930.5507 | 199.6997 | 22833.3333 | 114672.3858 | 32333.3333 | 0 | 82339.0524 | 82339.0524 | 1188.349 | 8311.651 | 0 | 0 | 0 | 0 | 0
2022-04-23 14:00 | 0.25633 | 0.07002 | 35871 | 8918.969 | 633 | 7410.7488 | 3 | 23414.3643 | 2.3414 | 0 | 16003.6156 | 558866.6702 | 19 | 9500 | 1930.5507 | 199.6997 | 22833.3333 | 114672.3858 | 32333.3333 | 0 | 82339.0524 | 82339.0524 | 0 | 9500 | 0 | 0 | 0 | 0 | 0
2022-04-23 15:00 | 0.08275 | 0.00583 | 35871 | 2879.2755 | 633 | 617.0332 | 3 | 29454.0578 | 2.9454 | 0 | 28837.0246 | 542863.0546 | 19 | 9500 | 1930.5507 | 199.6997 | 22833.3333 | 114672.3858 | 32333.3333 | 0 | 82339.0524 | 82339.0524 | 0 | 9500 | 0 | 0 | 0 | 0 | 0
2022-04-23 16:00 | 0.1113 | 0.03888 | 35871 | 3872.669 | 633 | 4114.9659 | 3 | 27869.3403 | 2.7869 | 0 | 23754.3744 | 514026.03 | 19 | 8908.676 | 1930.5507 | 187.2695 | 22833.3333 | 114672.3858 | 31742.0093 | 0 | 82930.3764 | 82930.3764 | 0 | 8908.676 | 0 | 0 | 0 | 0 | 0
2022-04-23 17:00 | 0.08562 | 0.01919 | 35871 | 2979.1368 | 633 | 2031.0235 | 3 | 29354.1966 | 2.9354 | 0 | 27323.173 | 490271.6556 | 19 | 9500 | 1930.5507 | 199.6997 | 22833.3333 | 114672.3858 | 32333.3333 | 0 | 82339.0524 | 82339.0524 | 0 | 9500 | 0 | 0 | 0 | 0 | 0
2022-04-23 18:00 | 0.02173 | 0.00028 | 35871 | 756.0925 | 633 | 29.6345 | 3 | 22077.2408 | 2.2077 | 0 | 22047.6063 | 462948.4826 | 19 | 4.5475e-13 | 1930.5507 | 9.5593e-15 | 22833.3333 | 114672.3858 | 22833.3333 | 0 | 91839.0524 | 91839.0524 | 4.5475e-13 | 0 | 0 | 0 | 0 | 0 | 0
2022-04-23 19:00 | 0 | 0 | 35871 | 0 | 633 | 0 | 3 | 30000 | 3 | 0 | 30000 | 440900.8763 | 19 | 7166.6667 | 1930.5507 | 150.6507 | 22833.3333 | 114672.3858 | 30000 | 0 | 84672.3858 | 84672.3858 | 0 | 7166.6667 | 0 | 0 | 0 | 0 | 0
2022-04-23 20:00 | 0 | 0 | 35871 | 0 | 633 | 0 | 3 | 22833.3333 | 2.2833 | 0 | 22833.3333 | 410900.8763 | 19 | 0 | 1930.5507 | 0 | 22833.3333 | 114672.3858 | 22833.3333 | 0 | 91839.0524 | 91839.0524 | 0 | 0 | 0 | 0 | 0 | 0 | 0
2022-04-23 21:00 | 0 | 0 | 35871 | 0 | 633 | 0 | 3 | 22833.3333 | 2.2833 | 0 | 22833.3333 | 388067.5429 | 19 | 0 | 1930.5507 | 0 | 22833.3333 | 114672.3858 | 22833.3333 | 0 | 91839.0524 | 91839.0524 | 0 | 0 | 0 | 0 | 0 | 0 | 0
2022-04-23 22:00 | 0 | 0 | 35871 | 0 | 633 | 0 | 3 | 22833.3333 | 2.2833 | 0 | 22833.3333 | 365234.2096 | 19 | 0 | 1930.5507 | 0 | 22833.3333 | 114672.3858 | 22833.3333 | 0 | 91839.0524 | 91839.0524 | 0 | 0 | 0 | 0 | 0 | 0 | 0
2022-04-23 23:00 | 0 | 0 | 35871 | 0 | 633 | 0 | 3 | 22833.3333 | 2.2833 | 0 | 22833.3333 | 342400.8763 | 19 | 0 | 1930.5507 | 0 | 22833.3333 | 114672.3858 | 22833.3333 | 0 | 91839.0524 | 91839.0524 | 0 | 0 | 0 | 0 | 0 | 0 | 0
2022-04-24 | 0 | 0 | 35871 | 0 | 633 | 0 | 3 | 23833.3333 | 2.3833 | 0 | 23833.3333 | 319567.5429 | 19 | 0 | 1930.5507 | 0 | 23833.3333 | 115672.3858 | 23833.3333 | 0 | 91839.0524 | 91839.0524 | 0 | 0 | 0 | 0 | 0 | 0 | 0
2022-04-24 01:00 | 0 | 0 | 35871 | 0 | 633 | 0 | 3 | 23833.3333 | 2.3833 | 0 | 23833.3333 | 295734.2096 | 19 | 0 | 1930.5507 | 0 | 23833.3333 | 115672.3858 | 23833.3333 | 0 | 91839.0524 | 91839.0524 | 0 | 0 | 0 | 0 | 0 | 0 | 0
2022-04-24 02:00 | 0 | 0 | 35871 | 0 | 633 | 0 | 3 | 23833.3333 | 2.3833 | 0 | 23833.3333 | 271900.8763 | 19 | 0 | 1930.5507 | 0 | 23833.3333 | 115672.3858 | 23833.3333 | 0 | 91839.0524 | 91839.0524 | 0 | 0 | 0 | 0 | 0 | 0 | 0
2022-04-24 03:00 | 0 | 0 | 35871 | 0 | 633 | 0 | 3 | 23833.3333 | 2.3833 | 0 | 23833.3333 | 248067.5429 | 19 | 0 | 1930.5507 | 0 | 23833.3333 | 115672.3858 | 23833.3333 | 0 | 91839.0524 | 91839.0524 | 0 | 0 | 0 | 0 | 0 | 0 | 0
2022-04-24 04:00 | 0 | 0 | 35871 | 0 | 633 | 0 | 3 | 23833.3333 | 2.3833 | 0 | 23833.3333 | 224234.2096 | 19 | 0 | 1930.5507 | 0 | 23833.3333 | 115672.3858 | 23833.3333 | 0 | 91839.0524 | 91839.0524 | 0 | 0 | 0 | 0 | 0 | 0 | 0
2022-04-24 05:00 | 0 | 0 | 35871 | 0 | 633 | 0 | 3 | 23833.3333 | 2.3833 | 0 | 23833.3333 | 200400.8763 | 19 | 0 | 1930.5507 | 0 | 23833.3333 | 115672.3858 | 23833.3333 | 0 | 91839.0524 | 91839.0524 | 0 | 0 | 0 | 0 | 0 | 0 | 0
2022-04-24 06:00 | 0.06878 | 0.01349 | 35871 | 2393.1912 | 633 | 1427.7492 | 3 | 30000 | 3 | 0 | 28572.2508 | 176567.5429 | 19 | 8559.8578 | 1930.5507 | 179.937 | 23833.3333 | 115672.3858 | 32393.1912 | 0 | 83279.1946 | 83279.1946 | 2393.1912 | 6166.6667 | 0 | 0 | 0 | 0 | 0
2022-04-24 07:00 | 0.20873 | 0.07254 | 35871 | 7262.7332 | 633 | 7677.4595 | 3 | 26070.6001 | 2.6071 | 0 | 18393.1406 | 147995.2922 | 19 | 9500 | 1930.5507 | 199.6997 | 23833.3333 | 115672.3858 | 33333.3333 | 0 | 82339.0524 | 82339.0524 | 0 | 9500 | 0 | 0 | 0 | 0 | 0
2022-04-24 08:00 | 0.40915 | 0.18401 | 35871 | 14236.3211 | 633 | 19475.1768 | 3 | 19097.0123 | 1.9097 | 378.1645 | 0 | 129602.1515 | 19 | 9500 | 1930.5507 | 199.6997 | 23833.3333 | 115672.3858 | 33333.3333 | 0 | 82339.0524 | 82339.0524 | 0 | 9500 | 0 | 0 | 0 | 0 | 0
2022-04-24 09:00 | 0.60525 | 0.27218 | 35871 | 21059.5951 | 633 | 28806.878 | 3 | 2773.7383 | 0.27737 | 26033.1397 | 0 | 129980.3161 | 19 | 0 | 1930.5507 | 0 | 23833.3333 | 115672.3858 | 23833.3333 | 0 | 91839.0524 | 91839.0524 | 0 | 0 | 0 | 0 | 0 | 0 | 0
2022-04-24 10:00 | 0.76142 | 0.33084 | 35871 | 26493.5099 | 633 | 35015.3116 | 3 | 0 | 0 | 35015.3116 | 0 | 156013.4558 | 19 | 2660.1766 | 1930.5507 | 55.9196 | 23833.3333 | 115672.3858 | 26493.5099 | 0 | 89178.8758 | 89178.8758 | 2660.1766 | 0 | 0 | 0 | 0 | 0 | 0
2022-04-24 11:00 | 0.8553 | 0.35117 | 35871 | 29760.0523 | 633 | 37166.99 | 3 | 0 | 0 | 37166.99 | 0 | 191028.7673 | 19 | 5926.719 | 1930.5507 | 124.5857 | 23833.3333 | 115672.3858 | 29760.0523 | 0 | 85912.3334 | 85912.3334 | 5926.719 | 0 | 0 | 0 | 0 | 0 | 0
2022-04-24 12:00 | 0.93842 | 0.52998 | 35871 | 32652.2019 | 633 | 56091.8112 | 3 | 0 | 0 | 56091.8112 | 0 | 228195.7573 | 19 | 8818.8686 | 1930.5507 | 185.3816 | 23833.3333 | 115672.3858 | 32652.2019 | 0 | 83020.1839 | 83020.1839 | 8818.8686 | 0 | 0 | 0 | 0 | 0 | 0
2022-04-24 13:00 | 0.87017 | 0.47497 | 35871 | 30277.452 | 633 | 50269.6849 | 3 | 0 | 0 | 50269.6849 | 0 | 284287.5686 | 19 | 6444.1187 | 1930.5507 | 135.462 | 23833.3333 | 115672.3858 | 30277.452 | 0 | 85394.9337 | 85394.9337 | 6444.1187 | 0 | 0 | 0 | 0 | 0 | 0
2022-04-24 14:00 | 0.7223 | 0.37447 | 35871 | 25132.3346 | 633 | 39633.0061 | 3 | 0 | 0 | 39633.0061 | 0 | 334557.2535 | 19 | 1299.0013 | 1930.5507 | 27.3063 | 23833.3333 | 115672.3858 | 25132.3346 | 0 | 90540.0512 | 90540.0512 | 1299.0013 | 0 | 0 | 0 | 0 | 0 | 0
2022-04-24 15:00 | 0.52703 | 0.27101 | 35871 | 18337.9403 | 633 | 28683.048 | 3 | 5495.393 | 0.54954 | 23187.655 | 0 | 374190.2595 | 19 | 0 | 1930.5507 | 0 | 23833.3333 | 115672.3858 | 23833.3333 | 0 | 91839.0524 | 91839.0524 | 0 | 0 | 0 | 0 | 0 | 0 | 0
2022-04-24 16:00 | 0.29645 | 0.13944 | 35871 | 10314.9392 | 633 | 14757.9949 | 3 | 13518.3941 | 1.3518 | 1239.6008 | 0 | 397377.9145 | 19 | 0 | 1930.5507 | 0 | 23833.3333 | 115672.3858 | 23833.3333 | 0 | 91839.0524 | 91839.0524 | 0 | 0 | 0 | 0 | 0 | 0 | 0
2022-04-24 17:00 | 0.12365 | 0.03175 | 35871 | 4302.3857 | 633 | 3360.3438 | 3 | 19530.9477 | 1.9531 | 0 | 16170.6039 | 398617.5153 | 19 | 0 | 1930.5507 | 0 | 23833.3333 | 115672.3858 | 23833.3333 | 0 | 91839.0524 | 91839.0524 | 0 | 0 | 0 | 0 | 0 | 0 | 0
2022-04-24 18:00 | 0.0201 | 0 | 35871 | 699.3769 | 633 | 0 | 3 | 23133.9564 | 2.3134 | 0 | 23133.9564 | 382446.9115 | 19 | 0 | 1930.5507 | 0 | 23833.3333 | 115672.3858 | 23833.3333 | 0 | 91839.0524 | 91839.0524 | 0 | 0 | 0 | 0 | 0 | 0 | 0
2022-04-24 19:00 | 0 | 0 | 35871 | 0 | 633 | 0 | 3 | 23833.3333 | 2.3833 | 0 | 23833.3333 | 359312.955 | 19 | 0 | 1930.5507 | 0 | 23833.3333 | 115672.3858 | 23833.3333 | 0 | 91839.0524 | 91839.0524 | 0 | 0 | 0 | 0 | 0 | 0 | 0
2022-04-24 20:00 | 0 | 0 | 35871 | 0 | 633 | 0 | 3 | 23833.3333 | 2.3833 | 0 | 23833.3333 | 335479.6217 | 19 | 0 | 1930.5507 | 0 | 23833.3333 | 115672.3858 | 23833.3333 | 0 | 91839.0524 | 91839.0524 | 0 | 0 | 0 | 0 | 0 | 0 | 0
2022-04-24 21:00 | 0 | 0 | 35871 | 0 | 633 | 0 | 3 | 23833.3333 | 2.3833 | 0 | 23833.3333 | 311646.2884 | 19 | 0 | 1930.5507 | 0 | 23833.3333 | 115672.3858 | 23833.3333 | 0 | 91839.0524 | 91839.0524 | 0 | 0 | 0 | 0 | 0 | 0 | 0
2022-04-24 22:00 | 0 | 0 | 35871 | 0 | 633 | 0 | 3 | 23833.3333 | 2.3833 | 0 | 23833.3333 | 287812.955 | 19 | 0 | 1930.5507 | 0 | 23833.3333 | 115672.3858 | 23833.3333 | 0 | 91839.0524 | 91839.0524 | 0 | 0 | 0 | 0 | 0 | 0 | 0
2022-04-24 23:00 | 0 | 0 | 35871 | 0 | 633 | 0 | 3 | 23833.3333 | 2.3833 | 0 | 23833.3333 | 263979.6217 | 19 | 0 | 1930.5507 | 0 | 23833.3333 | 115672.3858 | 23833.3333 | 0 | 91839.0524 | 91839.0524 | 0 | 0 | 0 | 0 | 0 | 0 | 0
2022-04-25 | 0 | 0 | 35871 | 0 | 633 | 0 | 3 | 23166.6667 | 2.3167 | 0 | 23166.6667 | 240146.2884 | 19 | 0 | 1930.5507 | 0 | 23166.6667 | 115005.7191 | 23166.6667 | 0 | 91839.0524 | 91839.0524 | 0 | 0 | 0 | 0 | 0 | 0 | 0
2022-04-25 01:00 | 0 | 0 | 35871 | 0 | 633 | 0 | 3 | 23166.6667 | 2.3167 | 0 | 23166.6667 | 216979.6217 | 19 | 0 | 1930.5507 | 0 | 23166.6667 | 115005.7191 | 23166.6667 | 0 | 91839.0524 | 91839.0524 | 0 | 0 | 0 | 0 | 0 | 0 | 0
2022-04-25 02:00 | 0 | 0 | 35871 | 0 | 633 | 0 | 3 | 23166.6667 | 2.3167 | 0 | 23166.6667 | 193812.955 | 19 | 0 | 1930.5507 | 0 | 23166.6667 | 115005.7191 | 23166.6667 | 0 | 91839.0524 | 91839.0524 | 0 | 0 | 0 | 0 | 0 | 0 | 0
2022-04-25 03:00 | 0 | 0 | 35871 | 0 | 633 | 0 | 3 | 23166.6667 | 2.3167 | 0 | 23166.6667 | 170646.2884 | 19 | 0 | 1930.5507 | 0 | 23166.6667 | 115005.7191 | 23166.6667 | 0 | 91839.0524 | 91839.0524 | 0 | 0 | 0 | 0 | 0 | 0 | 0
2022-04-25 04:00 | 0 | 0 | 35871 | 0 | 633 | 0 | 3 | 23166.6667 | 2.3167 | 0 | 23166.6667 | 147479.6217 | 19 | 0 | 1930.5507 | 0 | 23166.6667 | 115005.7191 | 23166.6667 | 0 | 91839.0524 | 91839.0524 | 0 | 0 | 0 | 0 | 0 | 0 | 0
2022-04-25 05:00 | 0 | 0 | 35871 | 0 | 633 | 0 | 3 | 23166.6667 | 2.3167 | 0 | 23166.6667 | 124312.955 | 19 | 0 | 1930.5507 | 0 | 23166.6667 | 115005.7191 | 23166.6667 | 0 | 91839.0524 | 91839.0524 | 0 | 0 | 0 | 0 | 0 | 0 | 0
2022-04-25 06:00 | 0.0675 | 0.00781 | 35871 | 2348.6537 | 633 | 826.5917 | 3 | 20818.0129 | 2.0818 | 0 | 19991.4213 | 101146.2884 | 19 | 0 | 1930.5507 | 0 | 23166.6667 | 115005.7191 | 23166.6667 | 0 | 91839.0524 | 91839.0524 | 0 | 0 | 0 | 0 | 0 | 0 | 0
2022-04-25 07:00 | 0.19907 | 0.06915 | 35871 | 6926.6148 | 633 | 7318.67 | 3 | 16240.0519 | 1.624 | 0 | 8921.3819 | 81154.8671 | 19 | 0 | 1930.5507 | 0 | 23166.6667 | 115005.7191 | 23166.6667 | 0 | 91839.0524 | 91839.0524 | 0 | 0 | 0 | 0 | 0 | 0 | 0
2022-04-25 08:00 | 0.3669 | 0.19503 | 35871 | 12766.2378 | 633 | 20641.5071 | 3 | 10400.4289 | 1.04 | 10241.0783 | 0 | 72233.4852 | 19 | 0 | 1930.5507 | 0 | 23166.6667 | 115005.7191 | 23166.6667 | 0 | 91839.0524 | 91839.0524 | 0 | 0 | 0 | 0 | 0 | 0 | 0
2022-04-25 09:00 | 0.54565 | 0.266 | 35871 | 18985.8208 | 633 | 28152.8016 | 3 | 4180.8459 | 0.41808 | 23971.9557 | 0 | 82474.5635 | 19 | 0 | 1930.5507 | 0 | 23166.6667 | 115005.7191 | 23166.6667 | 0 | 91839.0524 | 91839.0524 | 0 | 0 | 0 | 0 | 0 | 0 | 0
2022-04-25 10:00 | 0.73062 | 0.38702 | 35871 | 25421.8279 | 633 | 40961.268 | 3 | 0 | 0 | 40961.268 | 0 | 106446.5192 | 19 | 2255.1613 | 1930.5507 | 47.4058 | 23166.6667 | 115005.7191 | 25421.8279 | 0 | 89583.8912 | 89583.8912 | 2255.1613 | 0 | 0 | 0 | 0 | 0 | 0
2022-04-25 11:00 | 0.80517 | 0.42969 | 35871 | 28015.7855 | 633 | 45477.3583 | 3 | 0 | 0 | 45477.3583 | 0 | 147407.7872 | 19 | 4849.1188 | 1930.5507 | 101.9334 | 23166.6667 | 115005.7191 | 28015.7855 | 0 | 86989.9336 | 86989.9336 | 4849.1188 | 0 | 0 | 0 | 0 | 0 | 0
2022-04-25 12:00 | 0.80878 | 0.30951 | 35871 | 28141.395 | 633 | 32757.7956 | 3 | 0 | 0 | 32757.7956 | 0 | 192885.1455 | 19 | 4974.7283 | 1930.5507 | 104.5739 | 23166.6667 | 115005.7191 | 28141.395 | 0 | 86864.3241 | 86864.3241 | 4974.7283 | 0 | 0 | 0 | 0 | 0 | 0
2022-04-25 13:00 | 0.8188 | 0.44437 | 35871 | 28490.0396 | 633 | 47031.0543 | 3 | 0 | 0 | 47031.0543 | 0 | 225642.9411 | 19 | 5323.3729 | 1930.5507 | 111.9027 | 23166.6667 | 115005.7191 | 28490.0396 | 0 | 86515.6795 | 86515.6795 | 5323.3729 | 0 | 0 | 0 | 0 | 0 | 0
2022-04-25 14:00 | 0.68672 | 0.20705 | 35871 | 23894.3331 | 633 | 21913.6751 | 3 | 0 | 0 | 21913.6751 | 0 | 272673.9954 | 19 | 727.6665 | 1930.5507 | 15.2963 | 23166.6667 | 115005.7191 | 23894.3331 | 0 | 91111.386 | 91111.386 | 727.6665 | 0 | 0 | 0 | 0 | 0 | 0
2022-04-25 15:00 | 0.49942 | 0.13316 | 35871 | 17377.254 | 633 | 14093.3348 | 3 | 5789.4127 | 0.57894 | 8303.9221 | 0 | 294587.6705 | 19 | 0 | 1930.5507 | 0 | 23166.6667 | 115005.7191 | 23166.6667 | 0 | 91839.0524 | 91839.0524 | 0 | 0 | 0 | 0 | 0 | 0 | 0
2022-04-25 16:00 | 0.32292 | 0.10922 | 35871 | 11235.9594 | 633 | 11559.5827 | 3 | 11930.7072 | 1.1931 | 0 | 371.1246 | 302891.5926 | 19 | 0 | 1930.5507 | 0 | 23166.6667 | 115005.7191 | 23166.6667 | 0 | 91839.0524 | 91839.0524 | 0 | 0 | 0 | 0 | 0 | 0 | 0
2022-04-25 17:00 | 0.16012 | 0.04843 | 35871 | 5571.3546 | 633 | 5125.715 | 3 | 17595.3121 | 1.7595 | 0 | 12469.5971 | 302520.468 | 19 | 0 | 1930.5507 | 0 | 23166.6667 | 115005.7191 | 23166.6667 | 0 | 91839.0524 | 91839.0524 | 0 | 0 | 0 | 0 | 0 | 0 | 0
2022-04-25 18:00 | 0.03033 | 0.0009 | 35871 | 1055.3284 | 633 | 95.2538 | 3 | 22111.3383 | 2.2111 | 0 | 22016.0844 | 290050.8709 | 19 | 6.8212e-13 | 1930.5507 | 1.4339e-14 | 23166.6667 | 115005.7191 | 23166.6667 | 0 | 91839.0524 | 91839.0524 | 6.8212e-13 | 0 | 0 | 0 | 0 | 0 | 0
2022-04-25 19:00 | 0 | 0 | 35871 | 0 | 633 | 0 | 3 | 23166.6667 | 2.3167 | 0 | 23166.6667 | 268034.7865 | 19 | 0 | 1930.5507 | 0 | 23166.6667 | 115005.7191 | 23166.6667 | 0 | 91839.0524 | 91839.0524 | 0 | 0 | 0 | 0 | 0 | 0 | 0
2022-04-25 20:00 | 0 | 0 | 35871 | 0 | 633 | 0 | 3 | 23166.6667 | 2.3167 | 0 | 23166.6667 | 244868.1198 | 19 | 0 | 1930.5507 | 0 | 23166.6667 | 115005.7191 | 23166.6667 | 0 | 91839.0524 | 91839.0524 | 0 | 0 | 0 | 0 | 0 | 0 | 0
2022-04-25 21:00 | 0 | 0 | 35871 | 0 | 633 | 0 | 3 | 23166.6667 | 2.3167 | 0 | 23166.6667 | 221701.4532 | 19 | 0 | 1930.5507 | 0 | 23166.6667 | 115005.7191 | 23166.6667 | 0 | 91839.0524 | 91839.0524 | 0 | 0 | 0 | 0 | 0 | 0 | 0
2022-04-25 22:00 | 0 | 0 | 35871 | 0 | 633 | 0 | 3 | 23166.6667 | 2.3167 | 0 | 23166.6667 | 198534.7865 | 19 | 0 | 1930.5507 | 0 | 23166.6667 | 115005.7191 | 23166.6667 | 0 | 91839.0524 | 91839.0524 | 0 | 0 | 0 | 0 | 0 | 0 | 0
2022-04-25 23:00 | 0 | 0 | 35871 | 0 | 633 | 0 | 3 | 23166.6667 | 2.3167 | 0 | 23166.6667 | 175368.1198 | 19 | 0 | 1930.5507 | 0 | 23166.6667 | 115005.7191 | 23166.6667 | 0 | 91839.0524 | 91839.0524 | 0 | 0 | 0 | 0 | 0 | 0 | 0
2022-04-26 | 0 | 0 | 35871 | 0 | 633 | 0 | 3 | 22625 | 2.2625 | 0 | 22625 | 152201.4532 | 19 | 0 | 1930.5507 | 0 | 22625 | 114464.0524 | 22625 | 0 | 91839.0524 | 91839.0524 | 0 | 0 | 0 | 0 | 0 | 0 | 0
2022-04-26 01:00 | 0 | 0 | 35871 | 0 | 633 | 0 | 3 | 22625 | 2.2625 | 0 | 22625 | 129576.4532 | 19 | 0 | 1930.5507 | 0 | 22625 | 114464.0524 | 22625 | 0 | 91839.0524 | 91839.0524 | 0 | 0 | 0 | 0 | 0 | 0 | 0
2022-04-26 02:00 | 0 | 0 | 35871 | 0 | 633 | 0 | 3 | 22625 | 2.2625 | 0 | 22625 | 106951.4532 | 19 | 0 | 1930.5507 | 0 | 22625 | 114464.0524 | 22625 | 0 | 91839.0524 | 91839.0524 | 0 | 0 | 0 | 0 | 0 | 0 | 0
2022-04-26 03:00 | 0 | 0 | 35871 | 0 | 633 | 0 | 3 | 22625 | 2.2625 | 0 | 22625 | 84326.4532 | 19 | 0 | 1930.5507 | 0 | 22625 | 114464.0524 | 22625 | 0 | 91839.0524 | 91839.0524 | 0 | 0 | 0 | 0 | 0 | 0 | 0
2022-04-26 04:00 | 0 | 0 | 35871 | 0 | 633 | 0 | 3 | 22625 | 2.2625 | 0 | 22625 | 61701.4532 | 19 | 0 | 1930.5507 | 0 | 22625 | 114464.0524 | 22625 | 0 | 91839.0524 | 91839.0524 | 0 | 0 | 0 | 0 | 0 | 0 | 0
2022-04-26 05:00 | 0 | 0 | 35871 | 0 | 633 | 0 | 3 | 22625 | 2.2625 | 0 | 22625 | 39076.4532 | 19 | 0 | 1930.5507 | 0 | 22625 | 114464.0524 | 22625 | 0 | 91839.0524 | 91839.0524 | 0 | 0 | 0 | 0 | 0 | 0 | 0
2022-04-26 06:00 | 0.07905 | 0.03767 | 35871 | 2750.5345 | 633 | 3986.9024 | 3 | 19874.4655 | 1.9874 | 0 | 15887.5631 | 16451.4532 | 19 | 0 | 1930.5507 | 0 | 22625 | 114464.0524 | 22625 | 0 | 91839.0524 | 91839.0524 | 0 | 0 | 0 | 0 | 0 | 0 | 0
2022-04-26 07:00 | 0.23243 | 0.13203 | 35871 | 8087.3716 | 633 | 13973.7383 | 3 | 14537.6284 | 1.4538 | 0 | 563.89 | 563.89 | 19 | 0 | 1930.5507 | 0 | 22625 | 114464.0524 | 22625 | 0 | 91839.0524 | 91839.0524 | 0 | 0 | 0 | 0 | 0 | 0 | 0
2022-04-26 08:00 | 0.44205 | 0.27117 | 35871 | 15381.0723 | 633 | 28699.982 | 3 | 16743.9277 | 1.6744 | 11956.0543 | 0 | 0 | 19 | 9500 | 1930.5507 | 199.6997 | 22625 | 114464.0524 | 32125 | 0 | 82339.0524 | 82339.0524 | 0 | 9500 | 0 | 0 | 0 | 0 | 0
2022-04-26 09:00 | 0.65015 | 0.39473 | 35871 | 22621.8847 | 633 | 41777.2758 | 3 | 9503.1153 | 0.95031 | 32274.1606 | 0 | 11956.0543 | 19 | 9500 | 1930.5507 | 199.6997 | 22625 | 114464.0524 | 32125 | 0 | 82339.0524 | 82339.0524 | 0 | 9500 | 0 | 0 | 0 | 0 | 0
2022-04-26 10:00 | 0.81065 | 0.46695 | 35871 | 28206.4614 | 633 | 49420.8673 | 3 | 3918.5386 | 0.39185 | 45502.3287 | 0 | 44230.2149 | 19 | 9500 | 1930.5507 | 199.6997 | 22625 | 114464.0524 | 32125 | 0 | 82339.0524 | 82339.0524 | 5581.4614 | 3918.5386 | 0 | 0 | 0 | 0 | 0
2022-04-26 11:00 | 0.90395 | 0.49421 | 35871 | 31452.8227 | 633 | 52306.0003 | 3 | 672.1773 | 0.067218 | 51633.823 | 0 | 89732.5435 | 19 | 9500 | 1930.5507 | 199.6997 | 22625 | 114464.0524 | 32125 | 0 | 82339.0524 | 82339.0524 | 8827.8227 | 672.1773 | 0 | 0 | 0 | 0 | 0
2022-04-26 12:00 | 0.97245 | 0.63066 | 35871 | 33836.2713 | 633 | 66747.5408 | 3 | 0 | 0 | 66747.5408 | 0 | 141366.3666 | 19 | 9500 | 1930.5507 | 199.6997 | 22625 | 114464.0524 | 32125 | 0 | 82339.0524 | 82339.0524 | 9500 | 0 | 0 | 0 | 0 | 0 | 0
2022-04-26 13:00 | 0.83772 | 0.54307 | 35871 | 29148.3585 | 633 | 57477.2254 | 3 | 2976.6415 | 0.29766 | 54500.5839 | 0 | 208113.9074 | 19 | 9500 | 1930.5507 | 199.6997 | 22625 | 114464.0524 | 32125 | 0 | 82339.0524 | 82339.0524 | 6523.3585 | 2976.6415 | 0 | 0 | 0 | 0 | 0
2022-04-26 14:00 | 0.6939 | 0.321 | 35871 | 24144.1603 | 633 | 33973.8696 | 3 | 7980.8397 | 0.79808 | 25993.0299 | 0 | 262614.4913 | 19 | 9500 | 1930.5507 | 199.6997 | 22625 | 114464.0524 | 32125 | 0 | 82339.0524 | 82339.0524 | 1519.1603 | 7980.8397 | 0 | 0 | 0 | 0 | 0
2022-04-26 15:00 | 0.4469 | 0.21101 | 35871 | 15549.8274 | 633 | 22332.792 | 3 | 8614.0779 | 0.86141 | 13718.7141 | 0 | 288607.5212 | 19 | 1538.9053 | 1930.5507 | 32.3494 | 22625 | 114464.0524 | 24163.9053 | 0 | 90300.1471 | 90300.1471 | 0 | 1538.9053 | 0 | 0 | 0 | 0 | 0
2022-04-26 16:00 | 0.24975 | 0.14117 | 35871 | 8690.0188 | 633 | 14941.094 | 3 | 13934.9812 | 1.3935 | 1006.1128 | 0 | 302326.2353 | 19 | 0 | 1930.5507 | 0 | 22625 | 114464.0524 | 22625 | 0 | 91839.0524 | 91839.0524 | 0 | 0 | 0 | 0 | 0 | 0 | 0
2022-04-26 17:00 | 0.11897 | 0.05497 | 35871 | 4139.5457 | 633 | 5817.8929 | 3 | 18485.4543 | 1.8485 | 0 | 12667.5614 | 303332.3481 | 19 | 0 | 1930.5507 | 0 | 22625 | 114464.0524 | 22625 | 0 | 91839.0524 | 91839.0524 | 0 | 0 | 0 | 0 | 0 | 0 | 0
2022-04-26 18:00 | 0.02608 | 0.00275 | 35871 | 907.4502 | 633 | 291.0534 | 3 | 21717.5498 | 2.1718 | 0 | 21426.4964 | 290664.7866 | 19 | 2.2737e-13 | 1930.5507 | 4.7796e-15 | 22625 | 114464.0524 | 22625 | 0 | 91839.0524 | 91839.0524 | 2.2737e-13 | 0 | 0 | 0 | 0 | 0 | 0
2022-04-26 19:00 | 0 | 0 | 35871 | 0 | 633 | 0 | 3 | 22625 | 2.2625 | 0 | 22625 | 269238.2902 | 19 | 0 | 1930.5507 | 0 | 22625 | 114464.0524 | 22625 | 0 | 91839.0524 | 91839.0524 | 0 | 0 | 0 | 0 | 0 | 0 | 0
2022-04-26 20:00 | 0 | 0 | 35871 | 0 | 633 | 0 | 3 | 22625 | 2.2625 | 0 | 22625 | 246613.2902 | 19 | 0 | 1930.5507 | 0 | 22625 | 114464.0524 | 22625 | 0 | 91839.0524 | 91839.0524 | 0 | 0 | 0 | 0 | 0 | 0 | 0
2022-04-26 21:00 | 0 | 0 | 35871 | 0 | 633 | 0 | 3 | 22625 | 2.2625 | 0 | 22625 | 223988.2902 | 19 | 0 | 1930.5507 | 0 | 22625 | 114464.0524 | 22625 | 0 | 91839.0524 | 91839.0524 | 0 | 0 | 0 | 0 | 0 | 0 | 0
2022-04-26 22:00 | 0 | 0 | 35871 | 0 | 633 | 0 | 3 | 22625 | 2.2625 | 0 | 22625 | 201363.2902 | 19 | 0 | 1930.5507 | 0 | 22625 | 114464.0524 | 22625 | 0 | 91839.0524 | 91839.0524 | 0 | 0 | 0 | 0 | 0 | 0 | 0
2022-04-26 23:00 | 0 | 0 | 35871 | 0 | 633 | 0 | 3 | 22625 | 2.2625 | 0 | 22625 | 178738.2902 | 19 | 0 | 1930.5507 | 0 | 22625 | 114464.0524 | 22625 | 0 | 91839.0524 | 91839.0524 | 0 | 0 | 0 | 0 | 0 | 0 | 0
2022-04-27 | 0 | 0 | 35871 | 0 | 633 | 0 | 3 | 23637.5 | 2.3638 | 0 | 23637.5 | 156113.2902 | 19 | 0 | 1930.5507 | 0 | 23637.5 | 115476.5524 | 23637.5 | 0 | 91839.0524 | 91839.0524 | 0 | 0 | 0 | 0 | 0 | 0 | 0
2022-04-27 01:00 | 0 | 0 | 35871 | 0 | 633 | 0 | 3 | 23637.5 | 2.3637 | 0 | 23637.5 | 132475.7902 | 19 | 0 | 1930.5507 | 0 | 23637.5 | 115476.5524 | 23637.5 | 0 | 91839.0524 | 91839.0524 | 0 | 0 | 0 | 0 | 0 | 0 | 0
2022-04-27 02:00 | 0 | 0 | 35871 | 0 | 633 | 0 | 3 | 23637.5 | 2.3638 | 0 | 23637.5 | 108838.2902 | 19 | 0 | 1930.5507 | 0 | 23637.5 | 115476.5524 | 23637.5 | 0 | 91839.0524 | 91839.0524 | 0 | 0 | 0 | 0 | 0 | 0 | 0
2022-04-27 03:00 | 0 | 0 | 35871 | 0 | 633 | 0 | 3 | 23637.5 | 2.3637 | 0 | 23637.5 | 85200.7902 | 19 | 0 | 1930.5507 | 0 | 23637.5 | 115476.5524 | 23637.5 | 0 | 91839.0524 | 91839.0524 | 0 | 0 | 0 | 0 | 0 | 0 | 0
2022-04-27 04:00 | 0 | 0 | 35871 | 0 | 633 | 0 | 3 | 23637.5 | 2.3638 | 0 | 23637.5 | 61563.2902 | 19 | 0 | 1930.5507 | 0 | 23637.5 | 115476.5524 | 23637.5 | 0 | 91839.0524 | 91839.0524 | 0 | 0 | 0 | 0 | 0 | 0 | 0
2022-04-27 05:00 | 0 | 0 | 35871 | 0 | 633 | 0 | 3 | 23637.5 | 2.3638 | 0 | 23637.5 | 37925.7902 | 19 | 0 | 1930.5507 | 0 | 23637.5 | 115476.5524 | 23637.5 | 0 | 91839.0524 | 91839.0524 | 0 | 0 | 0 | 0 | 0 | 0 | 0
2022-04-27 06:00 | 0.08768 | 0.05951 | 35871 | 3050.8142 | 633 | 6298.3956 | 3 | 20586.6858 | 2.0587 | 0 | 14288.2902 | 14288.2902 | 19 | 0 | 1930.5507 | 0 | 23637.5 | 115476.5524 | 23637.5 | 0 | 91839.0524 | 91839.0524 | 0 | 0 | 0 | 0 | 0 | 0 | 0
2022-04-27 07:00 | 0.2718 | 0.27139 | 35871 | 9457.2457 | 633 | 28723.2663 | 3 | 23680.2543 | 2.368 | 5043.0119 | 0 | 0 | 19 | 9500 | 1930.5507 | 199.6997 | 23637.5 | 115476.5524 | 33137.5 | 0 | 82339.0524 | 82339.0524 | 0 | 9500 | 0 | 0 | 0 | 0 | 0
2022-04-27 08:00 | 0.49738 | 0.44353 | 35871 | 17306.2724 | 633 | 46942.1507 | 3 | 15831.2276 | 1.5831 | 31110.9232 | 0 | 5043.0119 | 19 | 9500 | 1930.5507 | 199.6997 | 23637.5 | 115476.5524 | 33137.5 | 0 | 82339.0524 | 82339.0524 | 0 | 9500 | 0 | 0 | 0 | 0 | 0
2022-04-27 09:00 | 0.69922 | 0.52561 | 35871 | 24329.269 | 633 | 55629.3009 | 3 | 8808.231 | 0.88082 | 46821.0699 | 0 | 36153.9351 | 19 | 9500 | 1930.5507 | 199.6997 | 23637.5 | 115476.5524 | 33137.5 | 0 | 82339.0524 | 82339.0524 | 691.769 | 8808.231 | 0 | 0 | 0 | 0 | 0
2022-04-27 10:00 | 0.85885 | 0.61342 | 35871 | 29883.5741 | 633 | 64922.9006 | 3 | 3253.9259 | 0.32539 | 61668.9747 | 0 | 82975.005 | 19 | 9500 | 1930.5507 | 199.6997 | 23637.5 | 115476.5524 | 33137.5 | 0 | 82339.0524 | 82339.0524 | 6246.0741 | 3253.9259 | 0 | 0 | 0 | 0 | 0
2022-04-27 11:00 | 0.94362 | 0.60428 | 35871 | 32833.1352 | 633 | 63955.5449 | 3 | 304.3648 | 0.030436 | 63651.1802 | 0 | 144643.9797 | 19 | 9500 | 1930.5507 | 199.6997 | 23637.5 | 115476.5524 | 33137.5 | 0 | 82339.0524 | 82339.0524 | 9195.6352 | 304.3648 | 0 | 0 | 0 | 0 | 0
2022-04-27 12:00 | 0.8846 | 0.55487 | 35871 | 30779.542 | 633 | 58726.1091 | 3 | 2357.958 | 0.2358 | 56368.1511 | 0 | 208295.1599 | 19 | 9500 | 1930.5507 | 199.6997 | 23637.5 | 115476.5524 | 33137.5 | 0 | 82339.0524 | 82339.0524 | 7142.042 | 2357.958 | 0 | 0 | 0 | 0 | 0
2022-04-27 13:00 | 0.8521 | 0.48853 | 35871 | 29648.7087 | 633 | 51704.8427 | 3 | 1153.1664 | 0.11532 | 50551.6763 | 0 | 264663.311 | 19 | 7164.3751 | 1930.5507 | 150.6025 | 23637.5 | 115476.5524 | 30801.8751 | 0 | 84674.6773 | 84674.6773 | 6011.2087 | 1153.1664 | 0 | 0 | 0 | 0 | 0
2022-04-27 14:00 | 0.6585 | 0.31151 | 35871 | 22912.4219 | 633 | 32969.4708 | 3 | 725.0781 | 0.072508 | 32244.3927 | 0 | 315214.9873 | 19 | 0 | 1930.5507 | 0 | 23637.5 | 115476.5524 | 23637.5 | 0 | 91839.0524 | 91839.0524 | 0 | 0 | 0 | 0 | 0 | 0 | 0
2022-04-27 15:00 | 0.44692 | 0.25607 | 35871 | 15550.5233 | 633 | 27101.8342 | 3 | 8086.9767 | 0.8087 | 19014.8575 | 0 | 347459.38 | 19 | 0 | 1930.5507 | 0 | 23637.5 | 115476.5524 | 23637.5 | 0 | 91839.0524 | 91839.0524 | 0 | 0 | 0 | 0 | 0 | 0 | 0
2022-04-27 16:00 | 0.26067 | 0.15241 | 35871 | 9069.9788 | 633 | 16130.7086 | 3 | 14567.5212 | 1.4568 | 1563.1874 | 0 | 366474.2375 | 19 | 0 | 1930.5507 | 0 | 23637.5 | 115476.5524 | 23637.5 | 0 | 91839.0524 | 91839.0524 | 0 | 0 | 0 | 0 | 0 | 0 | 0
2022-04-27 17:00 | 0.1246 | 0.04868 | 35871 | 4335.4408 | 633 | 5152.1744 | 3 | 19302.0592 | 1.9302 | 0 | 14149.8848 | 368037.4249 | 19 | 0 | 1930.5507 | 0 | 23637.5 | 115476.5524 | 23637.5 | 0 | 91839.0524 | 91839.0524 | 0 | 0 | 0 | 0 | 0 | 0 | 0
2022-04-27 18:00 | 0.02745 | 0.00358 | 35871 | 955.1192 | 633 | 378.8986 | 3 | 22682.3808 | 2.2682 | 0 | 22303.4822 | 353887.5401 | 19 | 4.5475e-13 | 1930.5507 | 9.5593e-15 | 23637.5 | 115476.5524 | 23637.5 | 0 | 91839.0524 | 91839.0524 | 4.5475e-13 | 0 | 0 | 0 | 0 | 0 | 0
2022-04-27 19:00 | 0 | 0 | 35871 | 0 | 633 | 0 | 3 | 23637.5 | 2.3638 | 0 | 23637.5 | 331584.0579 | 19 | 0 | 1930.5507 | 0 | 23637.5 | 115476.5524 | 23637.5 | 0 | 91839.0524 | 91839.0524 | 0 | 0 | 0 | 0 | 0 | 0 | 0
2022-04-27 20:00 | 0 | 0 | 35871 | 0 | 633 | 0 | 3 | 23637.5 | 2.3638 | 0 | 23637.5 | 307946.5579 | 19 | 0 | 1930.5507 | 0 | 23637.5 | 115476.5524 | 23637.5 | 0 | 91839.0524 | 91839.0524 | 0 | 0 | 0 | 0 | 0 | 0 | 0
2022-04-27 21:00 | 0 | 0 | 35871 | 0 | 633 | 0 | 3 | 23637.5 | 2.3638 | 0 | 23637.5 | 284309.0579 | 19 | 0 | 1930.5507 | 0 | 23637.5 | 115476.5524 | 23637.5 | 0 | 91839.0524 | 91839.0524 | 0 | 0 | 0 | 0 | 0 | 0 | 0
2022-04-27 22:00 | 0 | 0 | 35871 | 0 | 633 | 0 | 3 | 23637.5 | 2.3638 | 0 | 23637.5 | 260671.5579 | 19 | 0 | 1930.5507 | 0 | 23637.5 | 115476.5524 | 23637.5 | 0 | 91839.0524 | 91839.0524 | 0 | 0 | 0 | 0 | 0 | 0 | 0
2022-04-27 23:00 | 0 | 0 | 35871 | 0 | 633 | 0 | 3 | 23637.5 | 2.3638 | 0 | 23637.5 | 237034.0579 | 19 | 0 | 1930.5507 | 0 | 23637.5 | 115476.5524 | 23637.5 | 0 | 91839.0524 | 91839.0524 | 0 | 0 | 0 | 0 | 0 | 0 | 0
2022-04-28 | 0 | 0 | 35871 | 0 | 633 | 0 | 3 | 23058.3333 | 2.3058 | 0 | 23058.3333 | 213396.5579 | 19 | 0 | 1930.5507 | 0 | 23058.3333 | 114897.3858 | 23058.3333 | 0 | 91839.0524 | 91839.0524 | 0 | 0 | 0 | 0 | 0 | 0 | 0
2022-04-28 01:00 | 0 | 0 | 35871 | 0 | 633 | 0 | 3 | 23058.3333 | 2.3058 | 0 | 23058.3333 | 190338.2245 | 19 | 0 | 1930.5507 | 0 | 23058.3333 | 114897.3858 | 23058.3333 | 0 | 91839.0524 | 91839.0524 | 0 | 0 | 0 | 0 | 0 | 0 | 0
2022-04-28 02:00 | 0 | 0 | 35871 | 0 | 633 | 0 | 3 | 23058.3333 | 2.3058 | 0 | 23058.3333 | 167279.8912 | 19 | 0 | 1930.5507 | 0 | 23058.3333 | 114897.3858 | 23058.3333 | 0 | 91839.0524 | 91839.0524 | 0 | 0 | 0 | 0 | 0 | 0 | 0
2022-04-28 03:00 | 0 | 0 | 35871 | 0 | 633 | 0 | 3 | 23058.3333 | 2.3058 | 0 | 23058.3333 | 144221.5579 | 19 | 0 | 1930.5507 | 0 | 23058.3333 | 114897.3858 | 23058.3333 | 0 | 91839.0524 | 91839.0524 | 0 | 0 | 0 | 0 | 0 | 0 | 0
2022-04-28 04:00 | 0 | 0 | 35871 | 0 | 633 | 0 | 3 | 23058.3333 | 2.3058 | 0 | 23058.3333 | 121163.2245 | 19 | 0 | 1930.5507 | 0 | 23058.3333 | 114897.3858 | 23058.3333 | 0 | 91839.0524 | 91839.0524 | 0 | 0 | 0 | 0 | 0 | 0 | 0
2022-04-28 05:00 | 0 | 0 | 35871 | 0 | 633 | 0 | 3 | 23058.3333 | 2.3058 | 0 | 23058.3333 | 98104.8912 | 19 | 0 | 1930.5507 | 0 | 23058.3333 | 114897.3858 | 23058.3333 | 0 | 91839.0524 | 91839.0524 | 0 | 0 | 0 | 0 | 0 | 0 | 0
2022-04-28 06:00 | 0.07832 | 0.02865 | 35871 | 2725.1342 | 633 | 3032.2472 | 3 | 20333.1991 | 2.0333 | 0 | 17300.9519 | 75046.5579 | 19 | 0 | 1930.5507 | 0 | 23058.3333 | 114897.3858 | 23058.3333 | 0 | 91839.0524 | 91839.0524 | 0 | 0 | 0 | 0 | 0 | 0 | 0
2022-04-28 07:00 | 0.21768 | 0.1179 | 35871 | 7574.1473 | 633 | 12478.253 | 3 | 15484.186 | 1.5484 | 0 | 3005.933 | 57745.606 | 19 | 0 | 1930.5507 | 0 | 23058.3333 | 114897.3858 | 23058.3333 | 0 | 91839.0524 | 91839.0524 | 0 | 0 | 0 | 0 | 0 | 0 | 0
2022-04-28 08:00 | 0.41148 | 0.25258 | 35871 | 14317.3931 | 633 | 26732.461 | 3 | 8740.9402 | 0.87409 | 17991.5208 | 0 | 54739.673 | 19 | 0 | 1930.5507 | 0 | 23058.3333 | 114897.3858 | 23058.3333 | 0 | 91839.0524 | 91839.0524 | 0 | 0 | 0 | 0 | 0 | 0 | 0
2022-04-28 09:00 | 0.59512 | 0.32639 | 35871 | 20707.123 | 633 | 34544.3343 | 3 | 2351.2103 | 0.23512 | 32193.124 | 0 | 72731.1938 | 19 | 0 | 1930.5507 | 0 | 23058.3333 | 114897.3858 | 23058.3333 | 0 | 91839.0524 | 91839.0524 | 0 | 0 | 0 | 0 | 0 | 0 | 0
2022-04-28 10:00 | 0.76808 | 0.43426 | 35871 | 26725.2437 | 633 | 45961.0362 | 3 | 0 | 0 | 45961.0362 | 0 | 104924.3177 | 19 | 3666.9104 | 1930.5507 | 77.0822 | 23058.3333 | 114897.3858 | 26725.2437 | 0 | 88172.142 | 88172.142 | 3666.9104 | 0 | 0 | 0 | 0 | 0 | 0
2022-04-28 11:00 | 0.93638 | 0.56561 | 35871 | 32581.2204 | 633 | 59862.8049 | 3 | 0 | 0 | 59862.8049 | 0 | 150885.3539 | 19 | 9500 | 1930.5507 | 199.6997 | 23058.3333 | 114897.3858 | 32558.3333 | 0 | 82339.0524 | 82339.0524 | 9500 | 0 | 0 | 0 | 0 | 0 | 0
2022-04-28 12:00 | 0.91422 | 0.50658 | 35871 | 31810.1661 | 633 | 53615.2114 | 3 | 0 | 0 | 53615.2114 | 0 | 210748.1589 | 19 | 8751.8327 | 1930.5507 | 183.9725 | 23058.3333 | 114897.3858 | 31810.1661 | 0 | 83087.2197 | 83087.2197 | 8751.8327 | 0 | 0 | 0 | 0 | 0 | 0
2022-04-28 13:00 | 0.77853 | 0.33146 | 35871 | 27088.8501 | 633 | 35080.9309 | 3 | 0 | 0 | 35080.9309 | 0 | 264363.3703 | 19 | 4030.5168 | 1930.5507 | 84.7256 | 23058.3333 | 114897.3858 | 27088.8501 | 0 | 87808.5356 | 87808.5356 | 4030.5168 | 0 | 0 | 0 | 0 | 0 | 0
2022-04-28 14:00 | 0.52717 | 0.24571 | 35871 | 18342.8116 | 633 | 26005.3567 | 3 | 4715.5217 | 0.47155 | 21289.835 | 0 | 299444.3012 | 19 | 0 | 1930.5507 | 0 | 23058.3333 | 114897.3858 | 23058.3333 | 0 | 91839.0524 | 91839.0524 | 0 | 0 | 0 | 0 | 0 | 0 | 0
2022-04-28 15:00 | 0.4031 | 0.10967 | 35871 | 14025.8121 | 633 | 11607.2096 | 3 | 9032.5212 | 0.90325 | 2574.6884 | 0 | 320734.1361 | 19 | 0 | 1930.5507 | 0 | 23058.3333 | 114897.3858 | 23058.3333 | 0 | 91839.0524 | 91839.0524 | 0 | 0 | 0 | 0 | 0 | 0 | 0
2022-04-28 16:00 | 0.1205 | 0.00979 | 35871 | 4192.7818 | 633 | 1036.1501 | 3 | 18865.5515 | 1.8866 | 0 | 17829.4014 | 323308.8245 | 19 | 0 | 1930.5507 | 0 | 23058.3333 | 114897.3858 | 23058.3333 | 0 | 91839.0524 | 91839.0524 | 0 | 0 | 0 | 0 | 0 | 0 | 0
2022-04-28 17:00 | 0.10265 | 0.00271 | 35871 | 3571.6934 | 633 | 286.8199 | 3 | 19486.6399 | 1.9487 | 0 | 19199.82 | 305479.4231 | 19 | 0 | 1930.5507 | 0 | 23058.3333 | 114897.3858 | 23058.3333 | 0 | 91839.0524 | 91839.0524 | 0 | 0 | 0 | 0 | 0 | 0 | 0
2022-04-28 18:00 | 0.02258 | 0 | 35871 | 785.6682 | 633 | 0 | 3 | 22272.6652 | 2.2273 | 0 | 22272.6652 | 286279.6031 | 19 | -4.5475e-13 | 1930.5507 | -9.5593e-15 | 23058.3333 | 114897.3858 | 23058.3333 | 0 | 91839.0524 | 91839.0524 | -4.5475e-13 | 0 | 0 | 0 | 0 | 0 | 0
2022-04-28 19:00 | 0 | 0 | 35871 | 0 | 633 | 0 | 3 | 23058.3333 | 2.3058 | 0 | 23058.3333 | 264006.9379 | 19 | 0 | 1930.5507 | 0 | 23058.3333 | 114897.3858 | 23058.3333 | 0 | 91839.0524 | 91839.0524 | 0 | 0 | 0 | 0 | 0 | 0 | 0
2022-04-28 20:00 | 0 | 0 | 35871 | 0 | 633 | 0 | 3 | 23058.3333 | 2.3058 | 0 | 23058.3333 | 240948.6046 | 19 | 0 | 1930.5507 | 0 | 23058.3333 | 114897.3858 | 23058.3333 | 0 | 91839.0524 | 91839.0524 | 0 | 0 | 0 | 0 | 0 | 0 | 0
2022-04-28 21:00 | 0 | 0 | 35871 | 0 | 633 | 0 | 3 | 23058.3333 | 2.3058 | 0 | 23058.3333 | 217890.2712 | 19 | 0 | 1930.5507 | 0 | 23058.3333 | 114897.3858 | 23058.3333 | 0 | 91839.0524 | 91839.0524 | 0 | 0 | 0 | 0 | 0 | 0 | 0
2022-04-28 22:00 | 0 | 0 | 35871 | 0 | 633 | 0 | 3 | 23058.3333 | 2.3058 | 0 | 23058.3333 | 194831.9379 | 19 | 0 | 1930.5507 | 0 | 23058.3333 | 114897.3858 | 23058.3333 | 0 | 91839.0524 | 91839.0524 | 0 | 0 | 0 | 0 | 0 | 0 | 0
2022-04-28 23:00 | 0 | 0 | 35871 | 0 | 633 | 0 | 3 | 23058.3333 | 2.3058 | 0 | 23058.3333 | 171773.6046 | 19 | 0 | 1930.5507 | 0 | 23058.3333 | 114897.3858 | 23058.3333 | 0 | 91839.0524 | 91839.0524 | 0 | 0 | 0 | 0 | 0 | 0 | 0
2022-04-29 | 0 | 0 | 35871 | 0 | 633 | 0 | 3 | 22358.3333 | 2.2358 | 0 | 22358.3333 | 148715.2712 | 19 | 0 | 1930.5507 | 0 | 22358.3333 | 114197.3858 | 22358.3333 | 0 | 91839.0524 | 91839.0524 | 0 | 0 | 0 | 0 | 0 | 0 | 0
2022-04-29 01:00 | 0 | 0 | 35871 | 0 | 633 | 0 | 3 | 22358.3333 | 2.2358 | 0 | 22358.3333 | 126356.9379 | 19 | 0 | 1930.5507 | 0 | 22358.3333 | 114197.3858 | 22358.3333 | 0 | 91839.0524 | 91839.0524 | 0 | 0 | 0 | 0 | 0 | 0 | 0
2022-04-29 02:00 | 0 | 0 | 35871 | 0 | 633 | 0 | 3 | 22358.3333 | 2.2358 | 0 | 22358.3333 | 103998.6046 | 19 | 0 | 1930.5507 | 0 | 22358.3333 | 114197.3858 | 22358.3333 | 0 | 91839.0524 | 91839.0524 | 0 | 0 | 0 | 0 | 0 | 0 | 0
2022-04-29 03:00 | 0 | 0 | 35871 | 0 | 633 | 0 | 3 | 22358.3333 | 2.2358 | 0 | 22358.3333 | 81640.2712 | 19 | 0 | 1930.5507 | 0 | 22358.3333 | 114197.3858 | 22358.3333 | 0 | 91839.0524 | 91839.0524 | 0 | 0 | 0 | 0 | 0 | 0 | 0
2022-04-29 04:00 | 0 | 0 | 35871 | 0 | 633 | 0 | 3 | 22358.3333 | 2.2358 | 0 | 22358.3333 | 59281.9379 | 19 | 0 | 1930.5507 | 0 | 22358.3333 | 114197.3858 | 22358.3333 | 0 | 91839.0524 | 91839.0524 | 0 | 0 | 0 | 0 | 0 | 0 | 0
2022-04-29 05:00 | 0 | 0 | 35871 | 0 | 633 | 0 | 3 | 22358.3333 | 2.2358 | 0 | 22358.3333 | 36923.6046 | 19 | 0 | 1930.5507 | 0 | 22358.3333 | 114197.3858 | 22358.3333 | 0 | 91839.0524 | 91839.0524 | 0 | 0 | 0 | 0 | 0 | 0 | 0
2022-04-29 06:00 | 0.0891 | 0.04434 | 35871 | 3100.2229 | 633 | 4692.8392 | 3 | 19258.1104 | 1.9258 | 0 | 14565.2712 | 14565.2712 | 19 | 0 | 1930.5507 | 0 | 22358.3333 | 114197.3858 | 22358.3333 | 0 | 91839.0524 | 91839.0524 | 0 | 0 | 0 | 0 | 0 | 0 | 0
2022-04-29 07:00 | 0.25168 | 0.15893 | 35871 | 8757.1729 | 633 | 16820.7698 | 3 | 16820.7698 | 1.6821 | 0 | 0 | 0 | 19 | 3219.6093 | 1930.5507 | 67.6795 | 22358.3333 | 114197.3858 | 25577.9426 | 0 | 88619.4431 | 88619.4431 | 0 | 3219.6093 | 0 | 0 | 0 | 0 | 0
2022-04-29 08:00 | 0.46527 | 0.29706 | 35871 | 16189.0092 | 633 | 31440.1175 | 3 | 15669.3242 | 1.5669 | 15770.7933 | 0 | 0 | 19 | 9500 | 1930.5507 | 199.6997 | 22358.3333 | 114197.3858 | 31858.3333 | 0 | 82339.0524 | 82339.0524 | 0 | 9500 | 0 | 0 | 0 | 0 | 0
2022-04-29 09:00 | 0.66712 | 0.39186 | 35871 | 23212.3537 | 633 | 41473.5219 | 3 | 8645.9797 | 0.8646 | 32827.5423 | 0 | 15770.7933 | 19 | 9500 | 1930.5507 | 199.6997 | 22358.3333 | 114197.3858 | 31858.3333 | 0 | 82339.0524 | 82339.0524 | 854.0203 | 8645.9797 | 0 | 0 | 0 | 0 | 0
2022-04-29 10:00 | 0.82492 | 0.45654 | 35871 | 28702.9842 | 633 | 48319.0979 | 3 | 3155.3492 | 0.31553 | 45163.7487 | 0 | 48598.3356 | 19 | 9500 | 1930.5507 | 199.6997 | 22358.3333 | 114197.3858 | 31858.3333 | 0 | 82339.0524 | 82339.0524 | 6344.6508 | 3155.3492 | 0 | 0 | 0 | 0 | 0
2022-04-29 11:00 | 0.91597 | 0.49015 | 35871 | 31871.0571 | 633 | 51876.2996 | 3 | 0 | 0 | 51876.2996 | 0 | 93762.0843 | 19 | 9500 | 1930.5507 | 199.6997 | 22358.3333 | 114197.3858 | 31858.3333 | 0 | 82339.0524 | 82339.0524 | 9500 | 0 | 0 | 0 | 0 | 0 | 0
2022-04-29 12:00 | 0.96217 | 0.56841 | 35871 | 33478.5801 | 633 | 60159.1502 | 3 | 0 | 0 | 60159.1502 | 0 | 145638.3839 | 19 | 9500 | 1930.5507 | 199.6997 | 22358.3333 | 114197.3858 | 31858.3333 | 0 | 82339.0524 | 82339.0524 | 9500 | 0 | 0 | 0 | 0 | 0 | 0
2022-04-29 13:00 | 0.90892 | 0.56985 | 35871 | 31625.7532 | 633 | 60311.5564 | 3 | 232.5801 | 0.023258 | 60078.9763 | 0 | 205797.5342 | 19 | 9500 | 1930.5507 | 199.6997 | 22358.3333 | 114197.3858 | 31858.3333 | 0 | 82339.0524 | 82339.0524 | 9267.4199 | 232.5801 | 0 | 0 | 0 | 0 | 0
2022-04-29 14:00 | 0.79865 | 0.52611 | 35871 | 27788.9229 | 633 | 55682.2197 | 3 | 4069.4104 | 0.40694 | 51612.8093 | 0 | 265876.5104 | 19 | 9500 | 1930.5507 | 199.6997 | 22358.3333 | 114197.3858 | 31858.3333 | 0 | 82339.0524 | 82339.0524 | 5430.5896 | 4069.4104 | 0 | 0 | 0 | 0 | 0
2022-04-29 15:00 | 0.6077 | 0.42944 | 35871 | 21144.8425 | 633 | 45450.8989 | 3 | 10713.4908 | 1.0713 | 34737.4081 | 0 | 317489.3197 | 19 | 9500 | 1930.5507 | 199.6997 | 22358.3333 | 114197.3858 | 31858.3333 | 0 | 82339.0524 | 82339.0524 | 0 | 9500 | 0 | 0 | 0 | 0 | 0
2022-04-29 16:00 | 0.41908 | 0.33967 | 35871 | 14581.8341 | 633 | 35949.8576 | 3 | 17276.4992 | 1.7276 | 18673.3584 | 0 | 352226.7279 | 19 | 9500 | 1930.5507 | 199.6997 | 22358.3333 | 114197.3858 | 31858.3333 | 0 | 82339.0524 | 82339.0524 | 0 | 9500 | 0 | 0 | 0 | 0 | 0
2022-04-29 17:00 | 0.20255 | 0.17713 | 35871 | 7047.7009 | 633 | 18747.0141 | 3 | 24810.6324 | 2.4811 | 2.5466e-11 | 6063.6183 | 370900.0862 | 19 | 9500 | 1930.5507 | 199.6997 | 22358.3333 | 114197.3858 | 31858.3333 | 0 | 82339.0524 | 82339.0524 | 0 | 9500 | 0 | 0 | 0 | 0 | 0
2022-04-29 18:00 | 0.04008 | 0.00986 | 35871 | 1394.5784 | 633 | 1043.5587 | 3 | 30000 | 3 | 0 | 28956.4413 | 364836.4679 | 19 | 9036.2451 | 1930.5507 | 189.9511 | 22358.3333 | 114197.3858 | 31394.5784 | 0 | 82802.8074 | 82802.8074 | 1394.5784 | 7641.6667 | 0 | 0 | 0 | 0 | 0
2022-04-29 19:00 | 0 | 0 | 35871 | 0 | 633 | 0 | 3 | 22358.3333 | 2.2358 | 0 | 22358.3333 | 335880.0266 | 19 | 0 | 1930.5507 | 0 | 22358.3333 | 114197.3858 | 22358.3333 | 0 | 91839.0524 | 91839.0524 | 0 | 0 | 0 | 0 | 0 | 0 | 0
2022-04-29 20:00 | 0 | 0 | 35871 | 0 | 633 | 0 | 3 | 30000 | 3 | 0 | 30000 | 313521.6933 | 19 | 7641.6667 | 1930.5507 | 160.6356 | 22358.3333 | 114197.3858 | 30000 | 0 | 84197.3858 | 84197.3858 | 0 | 7641.6667 | 0 | 0 | 0 | 0 | 0
2022-04-29 21:00 | 0 | 0 | 35871 | 0 | 633 | 0 | 3 | 22821.6555 | 2.2822 | 0 | 22821.6555 | 283521.6933 | 19 | 463.3221 | 1930.5507 | 9.7395 | 22358.3333 | 114197.3858 | 22821.6555 | 0 | 91375.7303 | 91375.7303 | 0 | 463.3221 | 0 | 0 | 0 | 0 | 0
2022-04-29 22:00 | 0 | 0 | 35871 | 0 | 633 | 0 | 3 | 30000 | 3 | 0 | 30000 | 260700.0378 | 19 | 7641.6667 | 1930.5507 | 160.6356 | 22358.3333 | 114197.3858 | 30000 | 0 | 84197.3858 | 84197.3858 | 0 | 7641.6667 | 0 | 0 | 0 | 0 | 0
2022-04-29 23:00 | 0 | 0 | 35871 | 0 | 633 | 0 | 3 | 22358.3333 | 2.2358 | 0 | 22358.3333 | 230700.0378 | 19 | 0 | 1930.5507 | 0 | 22358.3333 | 114197.3858 | 22358.3333 | 0 | 91839.0524 | 91839.0524 | 0 | 0 | 0 | 0 | 0 | 0 | 0
2022-04-30 | 0 | 0 | 35871 | 0 | 633 | 0 | 3 | 23066.6667 | 2.3067 | 0 | 23066.6667 | 208341.7045 | 19 | 0 | 1930.5507 | 0 | 23066.6667 | 114905.7191 | 23066.6667 | 0 | 91839.0524 | 91839.0524 | 0 | 0 | 0 | 0 | 0 | 0 | 0
2022-04-30 01:00 | 0 | 0 | 35871 | 0 | 633 | 0 | 3 | 23066.6667 | 2.3067 | 0 | 23066.6667 | 185275.0378 | 19 | 0 | 1930.5507 | 0 | 23066.6667 | 114905.7191 | 23066.6667 | 0 | 91839.0524 | 91839.0524 | 0 | 0 | 0 | 0 | 0 | 0 | 0
2022-04-30 02:00 | 0 | 0 | 35871 | 0 | 633 | 0 | 3 | 30000 | 3 | 0 | 30000 | 162208.3712 | 19 | 6933.3333 | 1930.5507 | 145.7457 | 23066.6667 | 114905.7191 | 30000 | 0 | 84905.7191 | 84905.7191 | 0 | 6933.3333 | 0 | 0 | 0 | 0 | 0
2022-04-30 03:00 | 0 | 0 | 35871 | 0 | 633 | 0 | 3 | 23066.6667 | 2.3067 | 0 | 23066.6667 | 132208.3712 | 19 | 0 | 1930.5507 | 0 | 23066.6667 | 114905.7191 | 23066.6667 | 0 | 91839.0524 | 91839.0524 | 0 | 0 | 0 | 0 | 0 | 0 | 0
2022-04-30 04:00 | 0 | 0 | 35871 | 0 | 633 | 0 | 3 | 23066.6667 | 2.3067 | 0 | 23066.6667 | 109141.7045 | 19 | 0 | 1930.5507 | 0 | 23066.6667 | 114905.7191 | 23066.6667 | 0 | 91839.0524 | 91839.0524 | 0 | 0 | 0 | 0 | 0 | 0 | 0
2022-04-30 05:00 | 0 | 0 | 35871 | 0 | 633 | 0 | 3 | 23066.6667 | 2.3067 | 0 | 23066.6667 | 86075.0378 | 19 | 0 | 1930.5507 | 0 | 23066.6667 | 114905.7191 | 23066.6667 | 0 | 91839.0524 | 91839.0524 | 0 | 0 | 0 | 0 | 0 | 0 | 0
2022-04-30 06:00 | 0.08978 | 0.02346 | 35871 | 3123.8834 | 633 | 2482.9501 | 3 | 29442.7832 | 2.9443 | 0 | 26959.8331 | 63008.3712 | 19 | 9500 | 1930.5507 | 199.6997 | 23066.6667 | 114905.7191 | 32566.6667 | 0 | 82339.0524 | 82339.0524 | 0 | 9500 | 0 | 0 | 0 | 0 | 0
2022-04-30 07:00 | 0.24415 | 0.11864 | 35871 | 8495.1675 | 633 | 12556.5729 | 3 | 24071.4992 | 2.4071 | 0 | 11514.9263 | 36048.538 | 19 | 9500 | 1930.5507 | 199.6997 | 23066.6667 | 114905.7191 | 32566.6667 | 0 | 82339.0524 | 82339.0524 | 3.638e-12 | 9500 | 0 | 0 | 0 | 0 | 0
2022-04-30 08:00 | 0.4419 | 0.17279 | 35871 | 15375.8531 | 633 | 18287.6789 | 3 | 7690.8136 | 0.76908 | 10596.8653 | 0 | 24533.6117 | 19 | 0 | 1930.5507 | 0 | 23066.6667 | 114905.7191 | 23066.6667 | 0 | 91839.0524 | 91839.0524 | 0 | 0 | 0 | 0 | 0 | 0 | 0
2022-04-30 09:00 | 0.65428 | 0.31596 | 35871 | 22765.5875 | 633 | 33440.4481 | 3 | 301.0791 | 0.030108 | 33139.369 | 0 | 35130.477 | 19 | 0 | 1930.5507 | 0 | 23066.6667 | 114905.7191 | 23066.6667 | 0 | 91839.0524 | 91839.0524 | 0 | 0 | 0 | 0 | 0 | 0 | 0
2022-04-30 10:00 | 0.76692 | 0.37602 | 35871 | 26684.8817 | 633 | 39797.0544 | 3 | 2.9104e-11 | 2.9104e-15 | 39797.0544 | 0 | 68269.846 | 19 | 3618.215 | 1930.5507 | 76.0586 | 23066.6667 | 114905.7191 | 26684.8817 | 0 | 88220.8374 | 88220.8374 | 3618.215 | 2.9104e-11 | 0 | 0 | 0 | 0 | 0
2022-04-30 11:00 | 0.85553 | 0.37838 | 35871 | 29768.0551 | 633 | 40046.8311 | 3 | 0 | 0 | 40046.8311 | 0 | 108066.9004 | 19 | 6701.3885 | 1930.5507 | 140.87 | 23066.6667 | 114905.7191 | 29768.0551 | 0 | 85137.664 | 85137.664 | 6701.3885 | 0 | 0 | 0 | 0 | 0 | 0
2022-04-30 12:00 | 0.9081 | 0.43219 | 35871 | 31597.2214 | 633 | 45741.9523 | 3 | 0 | 0 | 45741.9523 | 0 | 148113.7315 | 19 | 8530.5548 | 1930.5507 | 179.321 | 23066.6667 | 114905.7191 | 31597.2214 | 0 | 83308.4976 | 83308.4976 | 8530.5548 | 0 | 0 | 0 | 0 | 0 | 0
2022-04-30 13:00 | 0.88292 | 0.41791 | 35871 | 30721.0866 | 633 | 44230.5914 | 3 | 0 | 0 | 44230.5914 | 0 | 193855.6838 | 19 | 7654.42 | 1930.5507 | 160.9037 | 23066.6667 | 114905.7191 | 30721.0866 | 0 | 84184.6325 | 84184.6325 | 7654.42 | 0 | 0 | 0 | 0 | 0 | 0
2022-04-30 14:00 | 0.75317 | 0.36486 | 35871 | 26206.4522 | 633 | 38615.9067 | 3 | 0 | 0 | 38615.9067 | 0 | 238086.2752 | 19 | 3139.7856 | 1930.5507 | 66.0015 | 23066.6667 | 114905.7191 | 26206.4522 | 0 | 88699.2669 | 88699.2669 | 3139.7856 | 0 | 0 | 0 | 0 | 0 | 0
2022-04-30 15:00 | 0.58247 | 0.27727 | 35871 | 20266.9679 | 633 | 29345.5914 | 3 | 2799.6987 | 0.27997 | 26545.8926 | 0 | 276702.1819 | 19 | 0 | 1930.5507 | 0 | 23066.6667 | 114905.7191 | 23066.6667 | 0 | 91839.0524 | 91839.0524 | 0 | 0 | 0 | 0 | 0 | 0 | 0
2022-04-30 16:00 | 0.24682 | 0.06037 | 35871 | 8588.0698 | 633 | 6389.4159 | 3 | 14478.5969 | 1.4479 | 0 | 8089.1809 | 303248.0746 | 19 | 0 | 1930.5507 | 0 | 23066.6667 | 114905.7191 | 23066.6667 | 0 | 91839.0524 | 91839.0524 | 0 | 0 | 0 | 0 | 0 | 0 | 0
2022-04-30 17:00 | 0.12312 | 0.01629 | 35871 | 4283.9444 | 633 | 1724.0945 | 3 | 18782.7223 | 1.8783 | 0 | 17058.6278 | 295158.8936 | 19 | 0 | 1930.5507 | 0 | 23066.6667 | 114905.7191 | 23066.6667 | 0 | 91839.0524 | 91839.0524 | 0 | 0 | 0 | 0 | 0 | 0 | 0
2022-04-30 18:00 | 0.03133 | 0 | 35871 | 1090.1233 | 633 | 0 | 3 | 21976.5434 | 2.1977 | 0 | 21976.5434 | 278100.2659 | 19 | 0 | 1930.5507 | 0 | 23066.6667 | 114905.7191 | 23066.6667 | 0 | 91839.0524 | 91839.0524 | 0 | 0 | 0 | 0 | 0 | 0 | 0
2022-04-30 19:00 | 0 | 0 | 35871 | 0 | 633 | 0 | 3 | 23066.6667 | 2.3067 | 0 | 23066.6667 | 256123.7225 | 19 | 0 | 1930.5507 | 0 | 23066.6667 | 114905.7191 | 23066.6667 | 0 | 91839.0524 | 91839.0524 | 0 | 0 | 0 | 0 | 0 | 0 | 0
2022-04-30 20:00 | 0 | 0 | 35871 | 0 | 633 | 0 | 3 | 23066.6667 | 2.3067 | 0 | 23066.6667 | 233057.0558 | 19 | 0 | 1930.5507 | 0 | 23066.6667 | 114905.7191 | 23066.6667 | 0 | 91839.0524 | 91839.0524 | 0 | 0 | 0 | 0 | 0 | 0 | 0
2022-04-30 21:00 | 0 | 0 | 35871 | 0 | 633 | 0 | 3 | 23066.6667 | 2.3067 | 0 | 23066.6667 | 209990.3891 | 19 | 0 | 1930.5507 | 0 | 23066.6667 | 114905.7191 | 23066.6667 | 0 | 91839.0524 | 91839.0524 | 0 | 0 | 0 | 0 | 0 | 0 | 0
2022-04-30 22:00 | 0 | 0 | 35871 | 0 | 633 | 0 | 3 | 23066.6667 | 2.3067 | 0 | 23066.6667 | 186923.7225 | 19 | 0 | 1930.5507 | 0 | 23066.6667 | 114905.7191 | 23066.6667 | 0 | 91839.0524 | 91839.0524 | 0 | 0 | 0 | 0 | 0 | 0 | 0
2022-04-30 23:00 | 0 | 0 | 35871 | 0 | 633 | 0 | 3 | 23066.6667 | 2.3067 | 0 | 23066.6667 | 163857.0558 | 19 | 0 | 1930.5507 | 0 | 23066.6667 | 114905.7191 | 23066.6667 | 0 | 91839.0524 | 91839.0524 | 0 | 0 | 0 | 0 | 0 | 0 | 0
2022-05-01 | 0 | 0 | 35871 | 0 | 633 | 0 | 3 | 22450 | 2.245 | 0 | 22450 | 140790.3891 | 19 | 0 | 2591.5254 | 0 | 22450 | 145732.5653 | 22450 | 0 | 123282.5653 | 123282.5653 | 0 | 0 | 0 | 0 | 0 | 0 | 0
2022-05-01 01:00 | 0 | 0 | 35871 | 0 | 633 | 0 | 3 | 22450 | 2.245 | 0 | 22450 | 118340.3891 | 19 | 0 | 2591.5254 | 0 | 22450 | 145732.5653 | 22450 | 0 | 123282.5653 | 123282.5653 | 0 | 0 | 0 | 0 | 0 | 0 | 0
2022-05-01 02:00 | 0 | 0 | 35871 | 0 | 633 | 0 | 3 | 22450 | 2.245 | 0 | 22450 | 95890.3891 | 19 | 0 | 2591.5254 | 0 | 22450 | 145732.5653 | 22450 | 0 | 123282.5653 | 123282.5653 | 0 | 0 | 0 | 0 | 0 | 0 | 0
2022-05-01 03:00 | 0 | 0 | 35871 | 0 | 633 | 0 | 3 | 22450 | 2.245 | 0 | 22450 | 73440.3891 | 19 | 0 | 2591.5254 | 0 | 22450 | 145732.5653 | 22450 | 0 | 123282.5653 | 123282.5653 | 0 | 0 | 0 | 0 | 0 | 0 | 0
2022-05-01 04:00 | 0 | 0 | 35871 | 0 | 633 | 0 | 3 | 22450 | 2.245 | 0 | 22450 | 50990.3891 | 19 | 0 | 2591.5254 | 0 | 22450 | 145732.5653 | 22450 | 0 | 123282.5653 | 123282.5653 | 0 | 0 | 0 | 0 | 0 | 0 | 0
2022-05-01 05:00 | 0.00342 | 0 | 35871 | 118.9985 | 633 | 0 | 3 | 22331.0015 | 2.2331 | 0 | 22331.0015 | 28540.3891 | 19 | 0 | 2591.5254 | 0 | 22450 | 145732.5653 | 22450 | 0 | 123282.5653 | 123282.5653 | 0 | 0 | 0 | 0 | 0 | 0 | 0
2022-05-01 06:00 | 0.10378 | 0.11933 | 35871 | 3611.0116 | 633 | 12629.6008 | 3 | 18838.9884 | 1.8839 | 0 | 6209.3876 | 6209.3876 | 19 | 0 | 2591.5254 | 0 | 22450 | 145732.5653 | 22450 | 0 | 123282.5653 | 123282.5653 | 0 | 0 | 0 | 0 | 0 | 0 | 0
2022-05-01 07:00 | 0.29477 | 0.26425 | 35871 | 10256.4838 | 633 | 27967.5858 | 3 | 21693.5162 | 2.1694 | 0 | 0 | 0 | 19 | 9500 | 2591.5254 | 199.6997 | 22450 | 145732.5653 | 31950 | 0 | 113782.5653 | 113782.5653 | 0 | 9500 | 0 | 0 | 0 | 0 | 0
2022-05-01 08:00 | 0.5185 | 0.41153 | 35871 | 18041.1401 | 633 | 43555.3475 | 3 | 13908.8599 | 1.3909 | 0 | 0 | 0 | 19 | 9500 | 2591.5254 | 199.6997 | 22450 | 145732.5653 | 31950 | 0 | 113782.5653 | 113782.5653 | 0 | 9500 | 0 | 0 | 0 | 0 | 0
2022-05-01 09:00 | 0.72678 | 0.54174 | 35871 | 25288.2156 | 633 | 57336.4614 | 3 | 6661.7844 | 0.66618 | 25275.8494 | 0 | 0 | 19 | 9500 | 2591.5254 | 199.6997 | 22450 | 145732.5653 | 31950 | 0 | 113782.5653 | 113782.5653 | 2838.2156 | 6661.7844 | 0 | 0 | 0 | 0 | 0
2022-05-01 10:00 | 0.8837 | 0.61546 | 35871 | 30748.2266 | 633 | 65138.8093 | 3 | 1201.7734 | 0.12018 | 63937.0359 | 0 | 25275.8494 | 19 | 9500 | 2591.5254 | 199.6997 | 22450 | 145732.5653 | 31950 | 0 | 113782.5653 | 113782.5653 | 8298.2266 | 1201.7734 | 0 | 0 | 0 | 0 | 0
2022-05-01 11:00 | 0.9776 | 0.65654 | 35871 | 34015.4649 | 633 | 69486.6179 | 3 | 0 | 0 | 69486.6179 | 0 | 89212.8854 | 19 | 9500 | 2591.5254 | 199.6997 | 22450 | 145732.5653 | 31950 | 0 | 113782.5653 | 113782.5653 | 9500 | 0 | 0 | 0 | 0 | 0 | 0
2022-05-01 12:00 | 0.9791 | 0.59639 | 35871 | 34067.6572 | 633 | 63120.4863 | 3 | 0 | 0 | 63120.4863 | 0 | 158699.5033 | 19 | 9500 | 2591.5254 | 199.6997 | 22450 | 145732.5653 | 31950 | 0 | 113782.5653 | 113782.5653 | 9500 | 0 | 0 | 0 | 0 | 0 | 0
2022-05-01 13:00 | 0.92478 | 0.53977 | 35871 | 32177.5999 | 633 | 57127.9614 | 3 | 0 | 0 | 57127.9614 | 0 | 221819.9895 | 19 | 9500 | 2591.5254 | 199.6997 | 22450 | 145732.5653 | 31950 | 0 | 113782.5653 | 113782.5653 | 9500 | 0 | 0 | 0 | 0 | 0 | 0
2022-05-01 14:00 | 0.80428 | 0.48699 | 35871 | 27984.818 | 633 | 51541.8528 | 3 | 3965.182 | 0.39652 | 47576.6709 | 0 | 278947.9509 | 19 | 9500 | 2591.5254 | 199.6997 | 22450 | 145732.5653 | 31950 | 0 | 113782.5653 | 113782.5653 | 5534.818 | 3965.182 | 0 | 0 | 0 | 0 | 0
2022-05-01 15:00 | 0.62785 | 0.41718 | 35871 | 21845.9591 | 633 | 44153.33 | 3 | 10104.0409 | 1.0104 | 34049.2891 | 0 | 326524.6217 | 19 | 9500 | 2591.5254 | 199.6997 | 22450 | 145732.5653 | 31950 | 0 | 113782.5653 | 113782.5653 | 0 | 9500 | 0 | 0 | 0 | 0 | 0
2022-05-01 16:00 | 0.42005 | 0.31992 | 35871 | 14615.5851 | 633 | 33859.565 | 3 | 17334.4149 | 1.7334 | 16525.1501 | 0 | 360573.9108 | 19 | 9500 | 2591.5254 | 199.6997 | 22450 | 145732.5653 | 31950 | 0 | 113782.5653 | 113782.5653 | 0 | 9500 | 0 | 0 | 0 | 0 | 0
2022-05-01 17:00 | 0.21062 | 0.18669 | 35871 | 7328.4955 | 633 | 19758.8215 | 3 | 24621.5045 | 2.4622 | 0 | 4862.6829 | 377099.061 | 19 | 9500 | 2591.5254 | 199.6997 | 22450 | 145732.5653 | 31950 | 0 | 113782.5653 | 113782.5653 | 0 | 9500 | 0 | 0 | 0 | 0 | 0
2022-05-01 18:00 | 0.04388 | 0.01662 | 35871 | 1526.7989 | 633 | 1759.0209 | 3 | 30000 | 3 | 0 | 28240.9791 | 372236.378 | 19 | 9076.7989 | 2591.5254 | 190.8036 | 22450 | 145732.5653 | 31526.7989 | 0 | 114205.7664 | 114205.7664 | 1526.7989 | 7550 | 0 | 0 | 0 | 0 | 0
2022-05-01 19:00 | 0 | 0 | 35871 | 0 | 633 | 0 | 3 | 30000 | 3 | 0 | 30000 | 343995.3989 | 19 | 7550 | 2591.5254 | 158.7087 | 22450 | 145732.5653 | 30000 | 0 | 115732.5653 | 115732.5653 | 0 | 7550 | 0 | 0 | 0 | 0 | 0
2022-05-01 20:00 | 0 | 0 | 35871 | 0 | 633 | 0 | 3 | 30000 | 3 | 0 | 30000 | 313995.3989 | 19 | 7550 | 2591.5254 | 158.7087 | 22450 | 145732.5653 | 30000 | 0 | 115732.5653 | 115732.5653 | 0 | 7550 | 0 | 0 | 0 | 0 | 0
2022-05-01 21:00 | 0 | 0 | 35871 | 0 | 633 | 0 | 3 | 30000 | 3 | 0 | 30000 | 283995.3989 | 19 | 7550 | 2591.5254 | 158.7087 | 22450 | 145732.5653 | 30000 | 0 | 115732.5653 | 115732.5653 | 0 | 7550 | 0 | 0 | 0 | 0 | 0
2022-05-01 22:00 | 0 | 0 | 35871 | 0 | 633 | 0 | 3 | 30000 | 3 | 0 | 30000 | 253995.3989 | 19 | 7550 | 2591.5254 | 158.7087 | 22450 | 145732.5653 | 30000 | 0 | 115732.5653 | 115732.5653 | 0 | 7550 | 0 | 0 | 0 | 0 | 0
2022-05-01 23:00 | 0 | 0 | 35871 | 0 | 633 | 0 | 3 | 30000 | 3 | 0 | 30000 | 223995.3989 | 19 | 7550 | 2591.5254 | 158.7087 | 22450 | 145732.5653 | 30000 | 0 | 115732.5653 | 115732.5653 | 0 | 7550 | 0 | 0 | 0 | 0 | 0
2022-05-02 | 0 | 0 | 35871 | 0 | 633 | 0 | 3 | 30000 | 3 | 0 | 30000 | 193995.3989 | 19 | 6625 | 2591.5254 | 139.2643 | 23375 | 146657.5653 | 30000 | 0 | 116657.5653 | 116657.5653 | 0 | 6625 | 0 | 0 | 0 | 0 | 0
2022-05-02 01:00 | 0 | 0 | 35871 | 0 | 633 | 0 | 3 | 30000 | 3 | 0 | 30000 | 163995.3989 | 19 | 6625 | 2591.5254 | 139.2643 | 23375 | 146657.5653 | 30000 | 0 | 116657.5653 | 116657.5653 | 0 | 6625 | 0 | 0 | 0 | 0 | 0
2022-05-02 02:00 | 0 | 0 | 35871 | 0 | 633 | 0 | 3 | 30000 | 3 | 0 | 30000 | 133995.3989 | 19 | 6625 | 2591.5254 | 139.2643 | 23375 | 146657.5653 | 30000 | 0 | 116657.5653 | 116657.5653 | 0 | 6625 | 0 | 0 | 0 | 0 | 0
2022-05-02 03:00 | 0 | 0 | 35871 | 0 | 633 | 0 | 3 | 30000 | 3 | 0 | 30000 | 103995.3989 | 19 | 6625 | 2591.5254 | 139.2643 | 23375 | 146657.5653 | 30000 | 0 | 116657.5653 | 116657.5653 | 0 | 6625 | 0 | 0 | 0 | 0 | 0
2022-05-02 04:00 | 0 | 0 | 35871 | 0 | 633 | 0 | 3 | 30000 | 3 | 0 | 30000 | 73995.3989 | 19 | 6625 | 2591.5254 | 139.2643 | 23375 | 146657.5653 | 30000 | 0 | 116657.5653 | 116657.5653 | 0 | 6625 | 0 | 0 | 0 | 0 | 0
2022-05-02 05:00 | 0.00407 | 0 | 35871 | 141.6151 | 633 | 0 | 3 | 30000 | 3 | 0 | 30000 | 43995.3989 | 19 | 6766.6151 | 2591.5254 | 142.2412 | 23375 | 146657.5653 | 30141.6151 | 0 | 116515.9502 | 116515.9502 | 8.5265e-14 | 6766.6151 | 0 | 0 | 0 | 0 | 0
2022-05-02 06:00 | 0.11012 | 0.14218 | 35871 | 3831.6111 | 633 | 15047.99 | 3 | 29043.3889 | 2.9043 | 0 | 13995.3989 | 13995.3989 | 19 | 9500 | 2591.5254 | 199.6997 | 23375 | 146657.5653 | 32875 | 0 | 113782.5653 | 113782.5653 | 0 | 9500 | 0 | 0 | 0 | 0 | 0
2022-05-02 07:00 | 0.32505 | 0.40006 | 35871 | 11310.0725 | 633 | 42341.3903 | 3 | 21564.9275 | 2.1565 | 0 | 0 | 0 | 19 | 9500 | 2591.5254 | 199.6997 | 23375 | 146657.5653 | 32875 | 0 | 113782.5653 | 113782.5653 | 0 | 9500 | 0 | 0 | 0 | 0 | 0
2022-05-02 08:00 | 0.55467 | 0.58014 | 35871 | 19299.6705 | 633 | 61400.6253 | 3 | 13575.3295 | 1.3575 | 0 | 0 | 0 | 19 | 9500 | 2591.5254 | 199.6997 | 23375 | 146657.5653 | 32875 | 0 | 113782.5653 | 113782.5653 | 0 | 9500 | 0 | 0 | 0 | 0 | 0
2022-05-02 09:00 | 0.75633 | 0.66369 | 35871 | 26316.404 | 633 | 70243.3567 | 3 | 6558.596 | 0.65586 | 0 | 0 | 0 | 19 | 9500 | 2591.5254 | 199.6997 | 23375 | 146657.5653 | 32875 | 0 | 113782.5653 | 113782.5653 | 2941.404 | 6558.596 | 0 | 0 | 0 | 0 | 0
2022-05-02 10:00 | 0.91938 | 0.75999 | 35871 | 31989.7076 | 633 | 80435.5176 | 3 | 885.2924 | 0.088529 | 66634.2654 | 0 | 0 | 19 | 9500 | 2591.5254 | 199.6997 | 23375 | 146657.5653 | 32875 | 0 | 113782.5653 | 113782.5653 | 8614.7076 | 885.2924 | 0 | 0 | 0 | 0 | 0
2022-05-02 11:00 | 1.0082 | 0.79655 | 35871 | 35080.1879 | 633 | 84304.9403 | 3 | 0 | 0 | 84304.9403 | 0 | 66634.2654 | 19 | 9500 | 2591.5254 | 199.6997 | 23375 | 146657.5653 | 32875 | 0 | 113782.5653 | 113782.5653 | 9500 | 0 | 0 | 0 | 0 | 0 | 0
2022-05-02 12:00 | 1.0206 | 0.76228 | 35871 | 35512.3402 | 633 | 80677.8857 | 3 | 0 | 0 | 80677.8857 | 0 | 150939.2057 | 19 | 9500 | 2591.5254 | 199.6997 | 23375 | 146657.5653 | 32875 | 0 | 113782.5653 | 113782.5653 | 9500 | 0 | 0 | 0 | 0 | 0 | 0
2022-05-02 13:00 | 0.96745 | 0.67836 | 35871 | 33662.297 | 633 | 71795.9943 | 3 | 0 | 0 | 71795.9943 | 0 | 231617.0914 | 19 | 9500 | 2591.5254 | 199.6997 | 23375 | 146657.5653 | 32875 | 0 | 113782.5653 | 113782.5653 | 9500 | 0 | 0 | 0 | 0 | 0 | 0
2022-05-02 14:00 | 0.8455 | 0.65996 | 35871 | 29419.0626 | 633 | 69848.5825 | 3 | 3455.9374 | 0.34559 | 66392.6451 | 0 | 303413.0857 | 19 | 9500 | 2591.5254 | 199.6997 | 23375 | 146657.5653 | 32875 | 0 | 113782.5653 | 113782.5653 | 6044.0626 | 3455.9374 | 0 | 0 | 0 | 0 | 0
2022-05-02 15:00 | 0.6632 | 0.52761 | 35871 | 23075.9578 | 633 | 55840.9761 | 3 | 9799.0422 | 0.9799 | 46041.9339 | 0 | 369805.7308 | 19 | 9500 | 2591.5254 | 199.6997 | 23375 | 146657.5653 | 32875 | 0 | 113782.5653 | 113782.5653 | 0 | 9500 | 0 | 0 | 0 | 0 | 0
2022-05-02 16:00 | 0.44112 | 0.38583 | 35871 | 15348.7131 | 633 | 40835.3212 | 3 | 17526.2869 | 1.7526 | 23309.0343 | 0 | 415847.6647 | 19 | 9500 | 2591.5254 | 199.6997 | 23375 | 146657.5653 | 32875 | 0 | 113782.5653 | 113782.5653 | 0 | 9500 | 0 | 0 | 0 | 0 | 0
2022-05-02 17:00 | 0.21668 | 0.17092 | 35871 | 7539.3524 | 633 | 18089.7626 | 3 | 25335.6476 | 2.5336 | 0 | 7245.885 | 439156.699 | 19 | 9500 | 2591.5254 | 199.6997 | 23375 | 146657.5653 | 32875 | 0 | 113782.5653 | 113782.5653 | 0 | 9500 | 0 | 0 | 0 | 0 | 0
2022-05-02 18:00 | 0.044 | 0.00811 | 35871 | 1530.9743 | 633 | 858.3429 | 3 | 30000 | 3 | 0 | 29141.6571 | 431910.814 | 19 | 8155.9743 | 2591.5254 | 171.4469 | 23375 | 146657.5653 | 31530.9743 | 0 | 115126.591 | 115126.591 | 1530.9743 | 6625 | 0 | 0 | 0 | 0 | 0
2022-05-02 19:00 | 0 | 0 | 35871 | 0 | 633 | 0 | 3 | 30000 | 3 | 0 | 30000 | 402769.1569 | 19 | 6625 | 2591.5254 | 139.2643 | 23375 | 146657.5653 | 30000 | 0 | 116657.5653 | 116657.5653 | 0 | 6625 | 0 | 0 | 0 | 0 | 0
2022-05-02 20:00 | 0 | 0 | 35871 | 0 | 633 | 0 | 3 | 30000 | 3 | 0 | 30000 | 372769.1569 | 19 | 6625 | 2591.5254 | 139.2643 | 23375 | 146657.5653 | 30000 | 0 | 116657.5653 | 116657.5653 | 0 | 6625 | 0 | 0 | 0 | 0 | 0
2022-05-02 21:00 | 0 | 0 | 35871 | 0 | 633 | 0 | 3 | 30000 | 3 | 0 | 30000 | 342769.1569 | 19 | 6625 | 2591.5254 | 139.2643 | 23375 | 146657.5653 | 30000 | 0 | 116657.5653 | 116657.5653 | 0 | 6625 | 0 | 0 | 0 | 0 | 0
2022-05-02 22:00 | 0 | 0 | 35871 | 0 | 633 | 0 | 3 | 30000 | 3 | 0 | 30000 | 312769.1569 | 19 | 6625 | 2591.5254 | 139.2643 | 23375 | 146657.5653 | 30000 | 0 | 116657.5653 | 116657.5653 | 0 | 6625 | 0 | 0 | 0 | 0 | 0
2022-05-02 23:00 | 0 | 0 | 35871 | 0 | 633 | 0 | 3 | 30000 | 3 | 0 | 30000 | 282769.1569 | 19 | 6625 | 2591.5254 | 139.2643 | 23375 | 146657.5653 | 30000 | 0 | 116657.5653 | 116657.5653 | 0 | 6625 | 0 | 0 | 0 | 0 | 0
2022-05-03 | 0 | 0 | 35871 | 0 | 633 | 0 | 3 | 30000 | 3 | 0 | 30000 | 252769.1569 | 19 | 6541.6667 | 2591.5254 | 137.5125 | 23458.3333 | 146740.8986 | 30000 | 0 | 116740.8986 | 116740.8986 | 0 | 6541.6667 | 0 | 0 | 0 | 0 | 0
2022-05-03 01:00 | 0 | 0 | 35871 | 0 | 633 | 0 | 3 | 30000 | 3 | 0 | 30000 | 222769.1569 | 19 | 6541.6667 | 2591.5254 | 137.5125 | 23458.3333 | 146740.8986 | 30000 | 0 | 116740.8986 | 116740.8986 | 0 | 6541.6667 | 0 | 0 | 0 | 0 | 0
2022-05-03 02:00 | 0 | 0 | 35871 | 0 | 633 | 0 | 3 | 30000 | 3 | 0 | 30000 | 192769.1569 | 19 | 6541.6667 | 2591.5254 | 137.5125 | 23458.3333 | 146740.8986 | 30000 | 0 | 116740.8986 | 116740.8986 | 0 | 6541.6667 | 0 | 0 | 0 | 0 | 0
2022-05-03 03:00 | 0 | 0 | 35871 | 0 | 633 | 0 | 3 | 30000 | 3 | 0 | 30000 | 162769.1569 | 19 | 6541.6667 | 2591.5254 | 137.5125 | 23458.3333 | 146740.8986 | 30000 | 0 | 116740.8986 | 116740.8986 | 0 | 6541.6667 | 0 | 0 | 0 | 0 | 0
2022-05-03 04:00 | 0 | 0 | 35871 | 0 | 633 | 0 | 3 | 30000 | 3 | 0 | 30000 | 132769.1569 | 19 | 6541.6667 | 2591.5254 | 137.5125 | 23458.3333 | 146740.8986 | 30000 | 0 | 116740.8986 | 116740.8986 | 0 | 6541.6667 | 0 | 0 | 0 | 0 | 0
2022-05-03 05:00 | 0.0041 | 0 | 35871 | 142.659 | 633 | 0 | 3 | 30000 | 3 | 0 | 30000 | 102769.1569 | 19 | 6684.3256 | 2591.5254 | 140.5113 | 23458.3333 | 146740.8986 | 30142.659 | 0 | 116598.2396 | 116598.2396 | 142.659 | 6541.6667 | 0 | 0 | 0 | 0 | 0
2022-05-03 06:00 | 0.09805 | 0.05425 | 35871 | 3411.637 | 633 | 5741.6898 | 3 | 29546.6963 | 2.9547 | 0 | 23805.0065 | 72769.1569 | 19 | 9500 | 2591.5254 | 199.6997 | 23458.3333 | 146740.8986 | 32958.3333 | 0 | 113782.5653 | 113782.5653 | 0 | 9500 | 0 | 0 | 0 | 0 | 0
2022-05-03 07:00 | 0.29427 | 0.24399 | 35871 | 10239.0864 | 633 | 25823.316 | 3 | 22719.2469 | 2.2719 | 3104.0691 | 0 | 48964.1504 | 19 | 9500 | 2591.5254 | 199.6997 | 23458.3333 | 146740.8986 | 32958.3333 | 0 | 113782.5653 | 113782.5653 | 0 | 9500 | 0 | 0 | 0 | 0 | 0
2022-05-03 08:00 | 0.51812 | 0.4153 | 35871 | 18027.918 | 633 | 43954.3553 | 3 | 14930.4153 | 1.493 | 29023.94 | 0 | 52068.2195 | 19 | 9500 | 2591.5254 | 199.6997 | 23458.3333 | 146740.8986 | 32958.3333 | 0 | 113782.5653 | 113782.5653 | 0 | 9500 | 0 | 0 | 0 | 0 | 0
2022-05-03 09:00 | 0.71997 | 0.51475 | 35871 | 25051.2626 | 633 | 54479.9046 | 3 | 7907.0708 | 0.79071 | 46572.8338 | 0 | 81092.1595 | 19 | 9500 | 2591.5254 | 199.6997 | 23458.3333 | 146740.8986 | 32958.3333 | 0 | 113782.5653 | 113782.5653 | 1592.9292 | 7907.0708 | 0 | 0 | 0 | 0 | 0
2022-05-03 10:00 | 0.83053 | 0.44601 | 35871 | 28898.1834 | 633 | 47204.628 | 3 | 4060.15 | 0.40601 | 43144.478 | 0 | 127664.9933 | 19 | 9500 | 2591.5254 | 199.6997 | 23458.3333 | 146740.8986 | 32958.3333 | 0 | 113782.5653 | 113782.5653 | 5439.85 | 4060.15 | 0 | 0 | 0 | 0 | 0
2022-05-03 11:00 | 0.95762 | 0.56092 | 35871 | 33320.2634 | 633 | 59366.4266 | 3 | 0 | 0 | 59366.4266 | 0 | 170809.4713 | 19 | 9500 | 2591.5254 | 199.6997 | 23458.3333 | 146740.8986 | 32958.3333 | 0 | 113782.5653 | 113782.5653 | 9500 | 0 | 0 | 0 | 0 | 0 | 0
2022-05-03 12:00 | 0.96953 | 0.55636 | 35871 | 33734.6703 | 633 | 58883.8071 | 3 | 0 | 0 | 58883.8071 | 0 | 230175.8979 | 19 | 9500 | 2591.5254 | 199.6997 | 23458.3333 | 146740.8986 | 32958.3333 | 0 | 113782.5653 | 113782.5653 | 9500 | 0 | 0 | 0 | 0 | 0 | 0
2022-05-03 13:00 | 0.9123 | 0.48769 | 35871 | 31743.3599 | 633 | 51615.9391 | 3 | 1214.9734 | 0.1215 | 50400.9657 | 0 | 289059.7051 | 19 | 9500 | 2591.5254 | 199.6997 | 23458.3333 | 146740.8986 | 32958.3333 | 0 | 113782.5653 | 113782.5653 | 8285.0266 | 1214.9734 | 0 | 0 | 0 | 0 | 0
2022-05-03 14:00 | 0.70655 | 0.4327 | 35871 | 24584.3154 | 633 | 45795.9295 | 3 | 8374.0179 | 0.8374 | 37421.9116 | 0 | 339460.6708 | 19 | 9500 | 2591.5254 | 199.6997 | 23458.3333 | 146740.8986 | 32958.3333 | 0 | 113782.5653 | 113782.5653 | 1125.9821 | 8374.0179 | 0 | 0 | 0 | 0 | 0
2022-05-03 15:00 | 0.51285 | 0.21333 | 35871 | 17844.5491 | 633 | 22578.3352 | 3 | 15113.7843 | 1.5114 | 7464.551 | 0 | 376882.5824 | 19 | 9500 | 2591.5254 | 199.6997 | 23458.3333 | 146740.8986 | 32958.3333 | 0 | 113782.5653 | 113782.5653 | 0 | 9500 | 0 | 0 | 0 | 0 | 0
2022-05-03 16:00 | 0.40252 | 0.30974 | 35871 | 14005.6311 | 633 | 32782.1382 | 3 | 18952.7023 | 1.8953 | 13829.436 | 0 | 384347.1333 | 19 | 9500 | 2591.5254 | 199.6997 | 23458.3333 | 146740.8986 | 32958.3333 | 0 | 113782.5653 | 113782.5653 | 0 | 9500 | 0 | 0 | 0 | 0 | 0
2022-05-03 17:00 | 0.18302 | 0.10949 | 35871 | 6368.1571 | 633 | 11588.1588 | 3 | 26590.1762 | 2.659 | 0 | 15002.0174 | 398176.5693 | 19 | 9500 | 2591.5254 | 199.6997 | 23458.3333 | 146740.8986 | 32958.3333 | 0 | 113782.5653 | 113782.5653 | 0 | 9500 | 0 | 0 | 0 | 0 | 0
2022-05-03 18:00 | 0.04138 | 0.00223 | 35871 | 1439.8117 | 633 | 236.0178 | 3 | 30000 | 3 | 0 | 29763.9822 | 383174.5519 | 19 | 7981.4784 | 2591.5254 | 167.7788 | 23458.3333 | 146740.8986 | 31439.8117 | 0 | 115301.0869 | 115301.0869 | 4.5475e-13 | 7981.4784 | 0 | 0 | 0 | 0 | 0
2022-05-03 19:00 | 0 | 0 | 35871 | 0 | 633 | 0 | 3 | 30000 | 3 | 0 | 30000 | 353410.5697 | 19 | 6541.6667 | 2591.5254 | 137.5125 | 23458.3333 | 146740.8986 | 30000 | 0 | 116740.8986 | 116740.8986 | 0 | 6541.6667 | 0 | 0 | 0 | 0 | 0
2022-05-03 20:00 | 0 | 0 | 35871 | 0 | 633 | 0 | 3 | 30000 | 3 | 0 | 30000 | 323410.5697 | 19 | 6541.6667 | 2591.5254 | 137.5125 | 23458.3333 | 146740.8986 | 30000 | 0 | 116740.8986 | 116740.8986 | 0 | 6541.6667 | 0 | 0 | 0 | 0 | 0
2022-05-03 21:00 | 0 | 0 | 35871 | 0 | 633 | 0 | 3 | 30000 | 3 | 0 | 30000 | 293410.5697 | 19 | 6541.6667 | 2591.5254 | 137.5125 | 23458.3333 | 146740.8986 | 30000 | 0 | 116740.8986 | 116740.8986 | 0 | 6541.6667 | 0 | 0 | 0 | 0 | 0
2022-05-03 22:00 | 0 | 0 | 35871 | 0 | 633 | 0 | 3 | 30000 | 3 | 0 | 30000 | 263410.5697 | 19 | 6541.6667 | 2591.5254 | 137.5125 | 23458.3333 | 146740.8986 | 30000 | 0 | 116740.8986 | 116740.8986 | 0 | 6541.6667 | 0 | 0 | 0 | 0 | 0
2022-05-03 23:00 | 0 | 0 | 35871 | 0 | 633 | 0 | 3 | 30000 | 3 | 0 | 30000 | 233410.5697 | 19 | 6541.6667 | 2591.5254 | 137.5125 | 23458.3333 | 146740.8986 | 30000 | 0 | 116740.8986 | 116740.8986 | 0 | 6541.6667 | 0 | 0 | 0 | 0 | 0
2022-05-04 | 0 | 0 | 35871 | 0 | 633 | 0 | 3 | 30000 | 3 | 0 | 30000 | 203410.5697 | 19 | 7791.6667 | 2591.5254 | 163.7888 | 22208.3333 | 145490.8986 | 30000 | 0 | 115490.8986 | 115490.8986 | 0 | 7791.6667 | 0 | 0 | 0 | 0 | 0
2022-05-04 01:00 | 0 | 0 | 35871 | 0 | 633 | 0 | 3 | 30000 | 3 | 0 | 30000 | 173410.5697 | 19 | 7791.6667 | 2591.5254 | 163.7888 | 22208.3333 | 145490.8986 | 30000 | 0 | 115490.8986 | 115490.8986 | 0 | 7791.6667 | 0 | 0 | 0 | 0 | 0
2022-05-04 02:00 | 0 | 0 | 35871 | 0 | 633 | 0 | 3 | 30000 | 3 | 0 | 30000 | 143410.5697 | 19 | 7791.6667 | 2591.5254 | 163.7888 | 22208.3333 | 145490.8986 | 30000 | 0 | 115490.8986 | 115490.8986 | 0 | 7791.6667 | 0 | 0 | 0 | 0 | 0
2022-05-04 03:00 | 0 | 0 | 35871 | 0 | 633 | 0 | 3 | 30000 | 3 | 0 | 30000 | 113410.5697 | 19 | 7791.6667 | 2591.5254 | 163.7888 | 22208.3333 | 145490.8986 | 30000 | 0 | 115490.8986 | 115490.8986 | 0 | 7791.6667 | 0 | 0 | 0 | 0 | 0
2022-05-04 04:00 | 0 | 0 | 35871 | 0 | 633 | 0 | 3 | 30000 | 3 | 0 | 30000 | 83410.5697 | 19 | 7791.6667 | 2591.5254 | 163.7888 | 22208.3333 | 145490.8986 | 30000 | 0 | 115490.8986 | 115490.8986 | 0 | 7791.6667 | 0 | 0 | 0 | 0 | 0
2022-05-04 05:00 | 0.00435 | 0 | 35871 | 151.3577 | 633 | 0 | 3 | 30000 | 3 | 0 | 30000 | 53410.5697 | 19 | 7943.0244 | 2591.5254 | 166.9705 | 22208.3333 | 145490.8986 | 30151.3577 | 0 | 115339.5409 | 115339.5409 | 8.5265e-14 | 7943.0244 | 0 | 0 | 0 | 0 | 0
2022-05-04 06:00 | 0.10178 | 0.04494 | 35871 | 3541.4219 | 633 | 4756.3417 | 3 | 28166.9115 | 2.8167 | 0 | 23410.5697 | 23410.5697 | 19 | 9500 | 2591.5254 | 199.6997 | 22208.3333 | 145490.8986 | 31708.3333 | 0 | 113782.5653 | 113782.5653 | 0 | 9500 | 0 | 0 | 0 | 0 | 0
2022-05-04 07:00 | 0.3045 | 0.24913 | 35871 | 10595.0379 | 633 | 26367.3213 | 3 | 21113.2954 | 2.1113 | 0 | 0 | 0 | 19 | 9500 | 2591.5254 | 199.6997 | 22208.3333 | 145490.8986 | 31708.3333 | 0 | 113782.5653 | 113782.5653 | 0 | 9500 | 0 | 0 | 0 | 0 | 0
2022-05-04 08:00 | 0.53897 | 0.43173 | 35871 | 18753.3911 | 633 | 45693.267 | 3 | 12954.9422 | 1.2955 | 20850.4862 | 0 | 0 | 19 | 9500 | 2591.5254 | 199.6997 | 22208.3333 | 145490.8986 | 31708.3333 | 0 | 113782.5653 | 113782.5653 | 0 | 9500 | 0 | 0 | 0 | 0 | 0
2022-05-04 09:00 | 0.72558 | 0.46201 | 35871 | 25246.4618 | 633 | 48898.0296 | 3 | 6461.8716 | 0.64619 | 42436.158 | 0 | 20850.4862 | 19 | 9500 | 2591.5254 | 199.6997 | 22208.3333 | 145490.8986 | 31708.3333 | 0 | 113782.5653 | 113782.5653 | 3038.1284 | 6461.8716 | 0 | 0 | 0 | 0 | 0
2022-05-04 10:00 | 0.8847 | 0.51745 | 35871 | 30783.0215 | 633 | 54765.6661 | 3 | 925.3118 | 0.092531 | 53840.3543 | 0 | 63286.6442 | 19 | 9500 | 2591.5254 | 199.6997 | 22208.3333 | 145490.8986 | 31708.3333 | 0 | 113782.5653 | 113782.5653 | 8574.6882 | 925.3118 | 0 | 0 | 0 | 0 | 0
2022-05-04 11:00 | 0.99125 | 0.58974 | 35871 | 34490.4149 | 633 | 62416.6662 | 3 | 0 | 0 | 62416.6662 | 0 | 117126.9985 | 19 | 9500 | 2591.5254 | 199.6997 | 22208.3333 | 145490.8986 | 31708.3333 | 0 | 113782.5653 | 113782.5653 | 9500 | 0 | 0 | 0 | 0 | 0 | 0
2022-05-04 12:00 | 0.97045 | 0.44861 | 35871 | 33766.6816 | 633 | 47479.8057 | 3 | 0 | 0 | 47479.8057 | 0 | 179543.6647 | 19 | 9500 | 2591.5254 | 199.6997 | 22208.3333 | 145490.8986 | 31708.3333 | 0 | 113782.5653 | 113782.5653 | 9500 | 0 | 0 | 0 | 0 | 0 | 0
2022-05-04 13:00 | 0.9136 | 0.41366 | 35871 | 31788.5932 | 633 | 43780.7816 | 3 | 0 | 0 | 43780.7816 | 0 | 227023.4704 | 19 | 9500 | 2591.5254 | 199.6997 | 22208.3333 | 145490.8986 | 31708.3333 | 0 | 113782.5653 | 113782.5653 | 9500 | 0 | 0 | 0 | 0 | 0 | 0
2022-05-04 14:00 | 0.80902 | 0.57994 | 35871 | 28149.7457 | 633 | 61379.4577 | 3 | 3558.5876 | 0.35586 | 57820.8701 | 0 | 270804.2521 | 19 | 9500 | 2591.5254 | 199.6997 | 22208.3333 | 145490.8986 | 31708.3333 | 0 | 113782.5653 | 113782.5653 | 5941.4124 | 3558.5876 | 0 | 0 | 0 | 0 | 0
2022-05-04 15:00 | 0.6159 | 0.31852 | 35871 | 21430.1604 | 633 | 33711.3924 | 3 | 10278.1729 | 1.0278 | 23433.2195 | 0 | 328625.1222 | 19 | 9500 | 2591.5254 | 199.6997 | 22208.3333 | 145490.8986 | 31708.3333 | 0 | 113782.5653 | 113782.5653 | 0 | 9500 | 0 | 0 | 0 | 0 | 0
2022-05-04 16:00 | 0.4176 | 0.25404 | 35871 | 14530.3377 | 633 | 26886.9839 | 3 | 17177.9956 | 1.7178 | 9708.9883 | 0 | 352058.3416 | 19 | 9500 | 2591.5254 | 199.6997 | 22208.3333 | 145490.8986 | 31708.3333 | 0 | 113782.5653 | 113782.5653 | 0 | 9500 | 0 | 0 | 0 | 0 | 0
2022-05-04 17:00 | 0.2159 | 0.16249 | 35871 | 7512.2124 | 633 | 17197.5516 | 3 | 24196.1209 | 2.4196 | 0 | 6998.5693 | 361767.3299 | 19 | 9500 | 2591.5254 | 199.6997 | 22208.3333 | 145490.8986 | 31708.3333 | 0 | 113782.5653 | 113782.5653 | 0 | 9500 | 0 | 0 | 0 | 0 | 0
2022-05-04 18:00 | 0.0489 | 0.01633 | 35871 | 1701.4691 | 633 | 1728.328 | 3 | 30000 | 3 | 0 | 28271.672 | 354768.7607 | 19 | 9493.1358 | 2591.5254 | 199.5554 | 22208.3333 | 145490.8986 | 31701.4691 | 0 | 113789.4295 | 113789.4295 | 1701.4691 | 7791.6667 | 0 | 0 | 0 | 0 | 0
2022-05-04 19:00 | 0 | 0 | 35871 | 0 | 633 | 0 | 3 | 30000 | 3 | 0 | 30000 | 326497.0887 | 19 | 7791.6667 | 2591.5254 | 163.7888 | 22208.3333 | 145490.8986 | 30000 | 0 | 115490.8986 | 115490.8986 | 0 | 7791.6667 | 0 | 0 | 0 | 0 | 0
2022-05-04 20:00 | 0 | 0 | 35871 | 0 | 633 | 0 | 3 | 30000 | 3 | 0 | 30000 | 296497.0887 | 19 | 7791.6667 | 2591.5254 | 163.7888 | 22208.3333 | 145490.8986 | 30000 | 0 | 115490.8986 | 115490.8986 | 0 | 7791.6667 | 0 | 0 | 0 | 0 | 0
2022-05-04 21:00 | 0 | 0 | 35871 | 0 | 633 | 0 | 3 | 30000 | 3 | 0 | 30000 | 266497.0887 | 19 | 7791.6667 | 2591.5254 | 163.7888 | 22208.3333 | 145490.8986 | 30000 | 0 | 115490.8986 | 115490.8986 | 0 | 7791.6667 | 0 | 0 | 0 | 0 | 0
2022-05-04 22:00 | 0 | 0 | 35871 | 0 | 633 | 0 | 3 | 30000 | 3 | 0 | 30000 | 236497.0887 | 19 | 7791.6667 | 2591.5254 | 163.7888 | 22208.3333 | 145490.8986 | 30000 | 0 | 115490.8986 | 115490.8986 | 0 | 7791.6667 | 0 | 0 | 0 | 0 | 0
2022-05-04 23:00 | 0 | 0 | 35871 | 0 | 633 | 0 | 3 | 30000 | 3 | 0 | 30000 | 206497.0887 | 19 | 7791.6667 | 2591.5254 | 163.7888 | 22208.3333 | 145490.8986 | 30000 | 0 | 115490.8986 | 115490.8986 | 0 | 7791.6667 | 0 | 0 | 0 | 0 | 0
2022-05-05 | 0 | 0 | 35871 | 0 | 633 | 0 | 3 | 29500 | 2.95 | 0 | 29500 | 176497.0887 | 19 | 9500 | 2591.5254 | 199.6997 | 20000 | 143282.5653 | 29500 | 0 | 113782.5653 | 113782.5653 | 0 | 9500 | 0 | 0 | 0 | 0 | 0
2022-05-05 01:00 | 0 | 0 | 35871 | 0 | 633 | 0 | 3 | 29500 | 2.95 | 0 | 29500 | 146997.0887 | 19 | 9500 | 2591.5254 | 199.6997 | 20000 | 143282.5653 | 29500 | 0 | 113782.5653 | 113782.5653 | 0 | 9500 | 0 | 0 | 0 | 0 | 0
2022-05-05 02:00 | 0 | 0 | 35871 | 0 | 633 | 0 | 3 | 29500 | 2.95 | 0 | 29500 | 117497.0887 | 19 | 9500 | 2591.5254 | 199.6997 | 20000 | 143282.5653 | 29500 | 0 | 113782.5653 | 113782.5653 | 0 | 9500 | 0 | 0 | 0 | 0 | 0
2022-05-05 03:00 | 0 | 0 | 35871 | 0 | 633 | 0 | 3 | 29500 | 2.95 | 0 | 29500 | 87997.0887 | 19 | 9500 | 2591.5254 | 199.6997 | 20000 | 143282.5653 | 29500 | 0 | 113782.5653 | 113782.5653 | 0 | 9500 | 0 | 0 | 0 | 0 | 0
2022-05-05 04:00 | 0 | 0 | 35871 | 0 | 633 | 0 | 3 | 29500 | 2.95 | 0 | 29500 | 58497.0887 | 19 | 9500 | 2591.5254 | 199.6997 | 20000 | 143282.5653 | 29500 | 0 | 113782.5653 | 113782.5653 | 0 | 9500 | 0 | 0 | 0 | 0 | 0
2022-05-05 05:00 | 0.00545 | 0.00296 | 35871 | 189.632 | 633 | 313.2793 | 3 | 29310.368 | 2.931 | 0 | 28997.0887 | 28997.0887 | 19 | 9500 | 2591.5254 | 199.6997 | 20000 | 143282.5653 | 29500 | 0 | 113782.5653 | 113782.5653 | 189.632 | 9310.368 | 0 | 0 | 0 | 0 | 0
2022-05-05 06:00 | 0.1359 | 0.36769 | 35871 | 4728.6228 | 633 | 38915.4271 | 3 | 24771.3772 | 2.4771 | 0 | 0 | 0 | 19 | 9500 | 2591.5254 | 199.6997 | 20000 | 143282.5653 | 29500 | 0 | 113782.5653 | 113782.5653 | 0 | 9500 | 0 | 0 | 0 | 0 | 0
2022-05-05 07:00 | 0.36675 | 0.66606 | 35871 | 12761.0186 | 633 | 70494.1919 | 3 | 16738.9814 | 1.6739 | 0 | 0 | 0 | 19 | 9500 | 2591.5254 | 199.6997 | 20000 | 143282.5653 | 29500 | 0 | 113782.5653 | 113782.5653 | 0 | 9500 | 0 | 0 | 0 | 0 | 0
2022-05-05 08:00 | 0.59953 | 0.8213 | 35871 | 20860.5684 | 633 | 86924.4209 | 3 | 8639.4316 | 0.86394 | 0 | 0 | 0 | 19 | 9500 | 2591.5254 | 199.6997 | 20000 | 143282.5653 | 29500 | 0 | 113782.5653 | 113782.5653 | 860.5684 | 8639.4316 | 0 | 0 | 0 | 0 | 0
2022-05-05 09:00 | 0.8011 | 0.89943 | 35871 | 27874.1704 | 633 | 95193.5126 | 3 | 1625.8296 | 0.16258 | 30000 | 0 | 0 | 19 | 9500 | 2591.5254 | 199.6997 | 20000 | 143282.5653 | 29500 | 0 | 113782.5653 | 113782.5653 | 7874.1704 | 1625.8296 | 0 | 0 | 0 | 0 | 0
2022-05-05 10:00 | 0.95228 | 0.94928 | 35871 | 33134.4588 | 633 | 100469.5169 | 3 | 30000 | 3 | 0 | 30000 | 30000 | 19 | 9500 | 2591.5254 | 199.6997 | 20000 | 143282.5653 | 29500 | 0 | 113782.5653 | 113782.5653 | 9500 | 0 | 0 | 0 | 0 | 30000 | 0
2022-05-05 11:00 | 1.0413 | 0.98407 | 35871 | 36232.594 | 633 | 104151.607 | 3 | 0 | 0 | 0 | 0 | 0 | 19 | 9500 | 2591.5254 | 199.6997 | 20000 | 143282.5653 | 29500 | 0 | 113782.5653 | 113782.5653 | 9500 | 0 | 0 | 0 | 0 | 0 | 0
2022-05-05 12:00 | 1.0377 | 0.85863 | 35871 | 36108.3763 | 633 | 90875.3385 | 3 | 0 | 0 | 42202.6632 | 0 | 0 | 19 | 9500 | 2591.5254 | 199.6997 | 20000 | 143282.5653 | 29500 | 0 | 113782.5653 | 113782.5653 | 9500 | 0 | 0 | 0 | 0 | 0 | 0
2022-05-05 13:00 | 0.9896 | 0.81671 | 35871 | 34433.0034 | 633 | 86438.6263 | 3 | 0 | 0 | 86438.6263 | 0 | 42202.6632 | 19 | 9500 | 2591.5254 | 199.6997 | 20000 | 143282.5653 | 29500 | 0 | 113782.5653 | 113782.5653 | 9500 | 0 | 0 | 0 | 0 | 0 | 0
2022-05-05 14:00 | 0.87283 | 0.76882 | 35871 | 30370.0064 | 633 | 81370.0636 | 3 | 0 | 0 | 81370.0636 | 0 | 128641.2895 | 19 | 9500 | 2591.5254 | 199.6997 | 20000 | 143282.5653 | 29500 | 0 | 113782.5653 | 113782.5653 | 9500 | 0 | 0 | 0 | 0 | 0 | 0
2022-05-05 15:00 | 0.697 | 0.68891 | 35871 | 24252.0244 | 633 | 72912.581 | 3 | 5247.9756 | 0.5248 | 67664.6054 | 0 | 210011.3531 | 19 | 9500 | 2591.5254 | 199.6997 | 20000 | 143282.5653 | 29500 | 0 | 113782.5653 | 113782.5653 | 4252.0244 | 5247.9756 | 0 | 0 | 0 | 0 | 0
2022-05-05 16:00 | 0.48058 | 0.56137 | 35871 | 16721.7186 | 633 | 59414.0535 | 3 | 12778.2814 | 1.2778 | 46635.7721 | 0 | 277675.9585 | 19 | 9500 | 2591.5254 | 199.6997 | 20000 | 143282.5653 | 29500 | 0 | 113782.5653 | 113782.5653 | 0 | 9500 | 0 | 0 | 0 | 0 | 0
2022-05-05 17:00 | 0.2516 | 0.38809 | 35871 | 8754.3893 | 633 | 41074.5142 | 3 | 20745.6107 | 2.0746 | 20328.9035 | 0 | 324311.7306 | 19 | 9500 | 2591.5254 | 199.6997 | 20000 | 143282.5653 | 29500 | 0 | 113782.5653 | 113782.5653 | 0 | 9500 | 0 | 0 | 0 | 0 | 0
2022-05-05 18:00 | 0.05608 | 0.08362 | 35871 | 1951.2963 | 633 | 8850.1401 | 3 | 27548.7037 | 2.7549 | 0 | 18698.5636 | 344640.6341 | 19 | 9500 | 2591.5254 | 199.6997 | 20000 | 143282.5653 | 29500 | 0 | 113782.5653 | 113782.5653 | 1951.2963 | 7548.7037 | 0 | 0 | 0 | 0 | 0
2022-05-05 19:00 | 0 | 0 | 35871 | 0 | 633 | 0 | 3 | 29500 | 2.95 | 0 | 29500 | 325942.0705 | 19 | 9500 | 2591.5254 | 199.6997 | 20000 | 143282.5653 | 29500 | 0 | 113782.5653 | 113782.5653 | 0 | 9500 | 0 | 0 | 0 | 0 | 0
2022-05-05 20:00 | 0 | 0 | 35871 | 0 | 633 | 0 | 3 | 29500 | 2.95 | 0 | 29500 | 296442.0705 | 19 | 9500 | 2591.5254 | 199.6997 | 20000 | 143282.5653 | 29500 | 0 | 113782.5653 | 113782.5653 | 0 | 9500 | 0 | 0 | 0 | 0 | 0
2022-05-05 21:00 | 0 | 0 | 35871 | 0 | 633 | 0 | 3 | 29500 | 2.95 | 0 | 29500 | 266942.0705 | 19 | 9500 | 2591.5254 | 199.6997 | 20000 | 143282.5653 | 29500 | 0 | 113782.5653 | 113782.5653 | 0 | 9500 | 0 | 0 | 0 | 0 | 0
2022-05-05 22:00 | 0 | 0 | 35871 | 0 | 633 | 0 | 3 | 29500 | 2.95 | 0 | 29500 | 237442.0705 | 19 | 9500 | 2591.5254 | 199.6997 | 20000 | 143282.5653 | 29500 | 0 | 113782.5653 | 113782.5653 | 0 | 9500 | 0 | 0 | 0 | 0 | 0
2022-05-05 23:00 | 0 | 0 | 35871 | 0 | 633 | 0 | 3 | 29500 | 2.95 | 0 | 29500 | 207942.0705 | 19 | 9500 | 2591.5254 | 199.6997 | 20000 | 143282.5653 | 29500 | 0 | 113782.5653 | 113782.5653 | 0 | 9500 | 0 | 0 | 0 | 0 | 0
2022-05-06 | 0 | 0 | 35871 | 0 | 633 | 0 | 3 | 30000 | 3 | 0 | 30000 | 178442.0705 | 19 | 8166.6667 | 2591.5254 | 171.6717 | 21833.3333 | 145115.8986 | 30000 | 0 | 115115.8986 | 115115.8986 | 0 | 8166.6667 | 0 | 0 | 0 | 0 | 0
2022-05-06 01:00 | 0 | 0 | 35871 | 0 | 633 | 0 | 3 | 30000 | 3 | 0 | 30000 | 148442.0705 | 19 | 8166.6667 | 2591.5254 | 171.6717 | 21833.3333 | 145115.8986 | 30000 | 0 | 115115.8986 | 115115.8986 | 0 | 8166.6667 | 0 | 0 | 0 | 0 | 0
2022-05-06 02:00 | 0 | 0 | 35871 | 0 | 633 | 0 | 3 | 30000 | 3 | 0 | 30000 | 118442.0705 | 19 | 8166.6667 | 2591.5254 | 171.6717 | 21833.3333 | 145115.8986 | 30000 | 0 | 115115.8986 | 115115.8986 | 0 | 8166.6667 | 0 | 0 | 0 | 0 | 0
2022-05-06 03:00 | 0 | 0 | 35871 | 0 | 633 | 0 | 3 | 30000 | 3 | 0 | 30000 | 88442.0705 | 19 | 8166.6667 | 2591.5254 | 171.6717 | 21833.3333 | 145115.8986 | 30000 | 0 | 115115.8986 | 115115.8986 | 0 | 8166.6667 | 0 | 0 | 0 | 0 | 0
2022-05-06 04:00 | 0 | 0 | 35871 | 0 | 633 | 0 | 3 | 30000 | 3 | 0 | 30000 | 58442.0705 | 19 | 8166.6667 | 2591.5254 | 171.6717 | 21833.3333 | 145115.8986 | 30000 | 0 | 115115.8986 | 115115.8986 | 0 | 8166.6667 | 0 | 0 | 0 | 0 | 0
2022-05-06 05:00 | 0.00638 | 0.01472 | 35871 | 221.9913 | 633 | 1557.9295 | 3 | 30000 | 3 | 0 | 28442.0705 | 28442.0705 | 19 | 8388.6579 | 2591.5254 | 176.3382 | 21833.3333 | 145115.8986 | 30221.9913 | 0 | 114893.9073 | 114893.9073 | 0 | 8388.6579 | 0 | 0 | 0 | 0 | 0
2022-05-06 06:00 | 0.14602 | 0.46862 | 35871 | 5080.7469 | 633 | 49597.6161 | 3 | 26252.5864 | 2.6253 | 0 | 0 | 0 | 19 | 9500 | 2591.5254 | 199.6997 | 21833.3333 | 145115.8986 | 31333.3333 | 0 | 113782.5653 | 113782.5653 | 0 | 9500 | 0 | 0 | 0 | 0 | 0
2022-05-06 07:00 | 0.375 | 0.70024 | 35871 | 13048.0763 | 633 | 74111.721 | 3 | 18285.2571 | 1.8285 | 13885.4428 | 0 | 0 | 19 | 9500 | 2591.5254 | 199.6997 | 21833.3333 | 145115.8986 | 31333.3333 | 0 | 113782.5653 | 113782.5653 | 0 | 9500 | 0 | 0 | 0 | 0 | 0
2022-05-06 08:00 | 0.60247 | 0.84597 | 35871 | 20962.8653 | 633 | 89535.4345 | 3 | 10370.468 | 1.037 | 79164.9665 | 0 | 13885.4428 | 19 | 9500 | 2591.5254 | 199.6997 | 21833.3333 | 145115.8986 | 31333.3333 | 0 | 113782.5653 | 113782.5653 | 0 | 9500 | 0 | 0 | 0 | 0 | 0
2022-05-06 09:00 | 0.7693 | 0.67505 | 35871 | 26767.6935 | 633 | 71445.6719 | 3 | 4565.6398 | 0.45656 | 66880.032 | 0 | 93050.4092 | 19 | 9500 | 2591.5254 | 199.6997 | 21833.3333 | 145115.8986 | 31333.3333 | 0 | 113782.5653 | 113782.5653 | 4934.3602 | 4565.6398 | 0 | 0 | 0 | 0 | 0
2022-05-06 10:00 | 0.8969 | 0.51735 | 35871 | 31207.5189 | 633 | 54755.0824 | 3 | 125.8144 | 0.012581 | 54629.2679 | 0 | 159930.4413 | 19 | 9500 | 2591.5254 | 199.6997 | 21833.3333 | 145115.8986 | 31333.3333 | 0 | 113782.5653 | 113782.5653 | 9374.1856 | 125.8144 | 0 | 0 | 0 | 0 | 0
2022-05-06 11:00 | 0.954 | 0.40216 | 35871 | 33194.306 | 633 | 42563.6492 | 3 | 0 | 0 | 42563.6492 | 0 | 214559.7092 | 19 | 9500 | 2591.5254 | 199.6997 | 21833.3333 | 145115.8986 | 31333.3333 | 0 | 113782.5653 | 113782.5653 | 9500 | 0 | 0 | 0 | 0 | 0 | 0
2022-05-06 12:00 | 0.95092 | 0.4116 | 35871 | 33087.1378 | 633 | 43562.7562 | 3 | 0 | 0 | 43562.7562 | 0 | 257123.3584 | 19 | 9500 | 2591.5254 | 199.6997 | 21833.3333 | 145115.8986 | 31333.3333 | 0 | 113782.5653 | 113782.5653 | 9500 | 0 | 0 | 0 | 0 | 0 | 0
2022-05-06 13:00 | 0.7864 | 0.57769 | 35871 | 27362.6858 | 633 | 61141.3231 | 3 | 3970.6476 | 0.39706 | 57170.6756 | 0 | 300686.1146 | 19 | 9500 | 2591.5254 | 199.6997 | 21833.3333 | 145115.8986 | 31333.3333 | 0 | 113782.5653 | 113782.5653 | 5529.3524 | 3970.6476 | 0 | 0 | 0 | 0 | 0
2022-05-06 14:00 | 0.65158 | 0.24045 | 35871 | 22671.6414 | 633 | 25448.6509 | 3 | 8661.6919 | 0.86617 | 16786.959 | 0 | 357856.7901 | 19 | 9500 | 2591.5254 | 199.6997 | 21833.3333 | 145115.8986 | 31333.3333 | 0 | 113782.5653 | 113782.5653 | 838.3081 | 8661.6919 | 0 | 0 | 0 | 0 | 0
2022-05-06 15:00 | 0.46667 | 0.12277 | 35871 | 16237.722 | 633 | 12993.6822 | 3 | 15095.6114 | 1.5096 | 0 | 2101.9292 | 374643.7491 | 19 | 9500 | 2591.5254 | 199.6997 | 21833.3333 | 145115.8986 | 31333.3333 | 0 | 113782.5653 | 113782.5653 | 0 | 9500 | 0 | 0 | 0 | 0 | 0
2022-05-06 16:00 | 0.3006 | 0.15132 | 35871 | 10459.3379 | 633 | 16015.3456 | 3 | 20873.9954 | 2.0874 | 0 | 4858.6498 | 372541.8199 | 19 | 9500 | 2591.5254 | 199.6997 | 21833.3333 | 145115.8986 | 31333.3333 | 0 | 113782.5653 | 113782.5653 | 0 | 9500 | 0 | 0 | 0 | 0 | 0
2022-05-06 17:00 | 0.16688 | 0.12848 | 35871 | 5806.5679 | 633 | 13598.0148 | 3 | 25526.7654 | 2.5527 | 0 | 11928.7506 | 367683.1702 | 19 | 9500 | 2591.5254 | 199.6997 | 21833.3333 | 145115.8986 | 31333.3333 | 0 | 113782.5653 | 113782.5653 | 0 | 9500 | 0 | 0 | 0 | 0 | 0
2022-05-06 18:00 | 0.04472 | 0.02486 | 35871 | 1556.0266 | 633 | 2631.1227 | 3 | 29777.3067 | 2.9777 | 0 | 27146.184 | 355754.4196 | 19 | 9500 | 2591.5254 | 199.6997 | 21833.3333 | 145115.8986 | 31333.3333 | 0 | 113782.5653 | 113782.5653 | 1556.0266 | 7943.9734 | 0 | 0 | 0 | 0 | 0
2022-05-06 19:00 | 0 | 0 | 35871 | 0 | 633 | 0 | 3 | 30000 | 3 | 0 | 30000 | 328608.2356 | 19 | 8166.6667 | 2591.5254 | 171.6717 | 21833.3333 | 145115.8986 | 30000 | 0 | 115115.8986 | 115115.8986 | 0 | 8166.6667 | 0 | 0 | 0 | 0 | 0
2022-05-06 20:00 | 0 | 0 | 35871 | 0 | 633 | 0 | 3 | 30000 | 3 | 0 | 30000 | 298608.2356 | 19 | 8166.6667 | 2591.5254 | 171.6717 | 21833.3333 | 145115.8986 | 30000 | 0 | 115115.8986 | 115115.8986 | 0 | 8166.6667 | 0 | 0 | 0 | 0 | 0
2022-05-06 21:00 | 0 | 0 | 35871 | 0 | 633 | 0 | 3 | 30000 | 3 | 0 | 30000 | 268608.2356 | 19 | 8166.6667 | 2591.5254 | 171.6717 | 21833.3333 | 145115.8986 | 30000 | 0 | 115115.8986 | 115115.8986 | 0 | 8166.6667 | 0 | 0 | 0 | 0 | 0
2022-05-06 22:00 | 0 | 0 | 35871 | 0 | 633 | 0 | 3 | 30000 | 3 | 0 | 30000 | 238608.2356 | 19 | 8166.6667 | 2591.5254 | 171.6717 | 21833.3333 | 145115.8986 | 30000 | 0 | 115115.8986 | 115115.8986 | 0 | 8166.6667 | 0 | 0 | 0 | 0 | 0
2022-05-06 23:00 | 0 | 0 | 35871 | 0 | 633 | 0 | 3 | 30000 | 3 | 0 | 30000 | 208608.2356 | 19 | 8166.6667 | 2591.5254 | 171.6717 | 21833.3333 | 145115.8986 | 30000 | 0 | 115115.8986 | 115115.8986 | 0 | 8166.6667 | 0 | 0 | 0 | 0 | 0
2022-05-07 | 0 | 0 | 35871 | 0 | 633 | 0 | 3 | 30000 | 3 | 0 | 30000 | 178608.2356 | 19 | 8208.3333 | 2591.5254 | 172.5475 | 21791.6667 | 145074.2319 | 30000 | 0 | 115074.2319 | 115074.2319 | 0 | 8208.3333 | 0 | 0 | 0 | 0 | 0
2022-05-07 01:00 | 0 | 0 | 35871 | 0 | 633 | 0 | 3 | 30000 | 3 | 0 | 30000 | 148608.2356 | 19 | 8208.3333 | 2591.5254 | 172.5475 | 21791.6667 | 145074.2319 | 30000 | 0 | 115074.2319 | 115074.2319 | 0 | 8208.3333 | 0 | 0 | 0 | 0 | 0
2022-05-07 02:00 | 0 | 0 | 35871 | 0 | 633 | 0 | 3 | 30000 | 3 | 0 | 30000 | 118608.2356 | 19 | 8208.3333 | 2591.5254 | 172.5475 | 21791.6667 | 145074.2319 | 30000 | 0 | 115074.2319 | 115074.2319 | 0 | 8208.3333 | 0 | 0 | 0 | 0 | 0
2022-05-07 03:00 | 0 | 0 | 35871 | 0 | 633 | 0 | 3 | 30000 | 3 | 0 | 30000 | 88608.2356 | 19 | 8208.3333 | 2591.5254 | 172.5475 | 21791.6667 | 145074.2319 | 30000 | 0 | 115074.2319 | 115074.2319 | 0 | 8208.3333 | 0 | 0 | 0 | 0 | 0
2022-05-07 04:00 | 0 | 0 | 35871 | 0 | 633 | 0 | 3 | 30000 | 3 | 0 | 30000 | 58608.2356 | 19 | 8208.3333 | 2591.5254 | 172.5475 | 21791.6667 | 145074.2319 | 30000 | 0 | 115074.2319 | 115074.2319 | 0 | 8208.3333 | 0 | 0 | 0 | 0 | 0
2022-05-07 05:00 | 0.00678 | 0.01315 | 35871 | 235.9092 | 633 | 1391.7644 | 3 | 30000 | 3 | 0 | 28608.2356 | 28608.2356 | 19 | 8444.2426 | 2591.5254 | 177.5066 | 21791.6667 | 145074.2319 | 30235.9092 | 0 | 114838.3227 | 114838.3227 | 0 | 8444.2426 | 0 | 0 | 0 | 0 | 0
2022-05-07 06:00 | 0.1467 | 0.46472 | 35871 | 5104.4074 | 633 | 49184.8495 | 3 | 26187.2592 | 2.6187 | 0 | 0 | 0 | 19 | 9500 | 2591.5254 | 199.6997 | 21791.6667 | 145074.2319 | 31291.6667 | 0 | 113782.5653 | 113782.5653 | 0 | 9500 | 0 | 0 | 0 | 0 | 0
2022-05-07 07:00 | 0.37785 | 0.72739 | 35871 | 13147.2416 | 633 | 76985.2119 | 3 | 18144.425 | 1.8144 | 0 | 0 | 0 | 19 | 9500 | 2591.5254 | 199.6997 | 21791.6667 | 145074.2319 | 31291.6667 | 0 | 113782.5653 | 113782.5653 | 0 | 9500 | 0 | 0 | 0 | 0 | 0
2022-05-07 08:00 | 0.60578 | 0.85133 | 35871 | 21078.0363 | 633 | 90102.724 | 3 | 10213.6303 | 1.0214 | 0 | 0 | 0 | 19 | 9500 | 2591.5254 | 199.6997 | 21791.6667 | 145074.2319 | 31291.6667 | 0 | 113782.5653 | 113782.5653 | 0 | 9500 | 0 | 0 | 0 | 0 | 0
2022-05-07 09:00 | 0.80178 | 0.90523 | 35871 | 27897.8309 | 633 | 95807.3706 | 3 | 3393.8358 | 0.33938 | 0 | 0 | 0 | 19 | 9500 | 2591.5254 | 199.6997 | 21791.6667 | 145074.2319 | 31291.6667 | 0 | 113782.5653 | 113782.5653 | 6106.1642 | 3393.8358 | 0 | 0 | 0 | 0 | 0
2022-05-07 10:00 | 0.9475 | 0.93145 | 35871 | 32968.1393 | 633 | 98582.4325 | 3 | 0 | 0 | 0 | 0 | 0 | 19 | 9500 | 2591.5254 | 199.6997 | 21791.6667 | 145074.2319 | 31291.6667 | 0 | 113782.5653 | 113782.5653 | 9500 | 0 | 0 | 0 | 0 | 0 | 0
2022-05-07 11:00 | 1.0263 | 0.87839 | 35871 | 35711.7148 | 633 | 92966.6895 | 3 | 0 | 0 | 0 | 0 | 0 | 19 | 9500 | 2591.5254 | 199.6997 | 21791.6667 | 145074.2319 | 31291.6667 | 0 | 113782.5653 | 113782.5653 | 9500 | 0 | 0 | 0 | 0 | 0 | 0
2022-05-07 12:00 | 1.0362 | 0.85835 | 35871 | 36055.1402 | 633 | 90845.704 | 3 | 0 | 0 | 24366.7612 | 0 | 0 | 19 | 9500 | 2591.5254 | 199.6997 | 21791.6667 | 145074.2319 | 31291.6667 | 0 | 113782.5653 | 113782.5653 | 9500 | 0 | 0 | 0 | 0 | 0 | 0
2022-05-07 13:00 | 0.98872 | 0.82622 | 35871 | 34402.3839 | 633 | 87445.1419 | 3 | 0 | 0 | 87445.1419 | 0 | 24366.7612 | 19 | 9500 | 2591.5254 | 199.6997 | 21791.6667 | 145074.2319 | 31291.6667 | 0 | 113782.5653 | 113782.5653 | 9500 | 0 | 0 | 0 | 0 | 0 | 0
2022-05-07 14:00 | 0.87488 | 0.79464 | 35871 | 30441.3359 | 633 | 84102.7905 | 3 | 850.3308 | 0.085033 | 83252.4597 | 0 | 111811.903 | 19 | 9500 | 2591.5254 | 199.6997 | 21791.6667 | 145074.2319 | 31291.6667 | 0 | 113782.5653 | 113782.5653 | 8649.6692 | 850.3308 | 0 | 0 | 0 | 0 | 0
2022-05-07 15:00 | 0.70385 | 0.73838 | 35871 | 24490.3692 | 633 | 78148.3671 | 3 | 6801.2974 | 0.68013 | 71347.0697 | 0 | 195064.3627 | 19 | 9500 | 2591.5254 | 199.6997 | 21791.6667 | 145074.2319 | 31291.6667 | 0 | 113782.5653 | 113782.5653 | 2698.7026 | 6801.2974 | 0 | 0 | 0 | 0 | 0
2022-05-07 16:00 | 0.49208 | 0.62956 | 35871 | 17121.8596 | 633 | 66631.1195 | 3 | 14169.807 | 1.417 | 52461.3124 | 0 | 266411.4324 | 19 | 9500 | 2591.5254 | 199.6997 | 21791.6667 | 145074.2319 | 31291.6667 | 0 | 113782.5653 | 113782.5653 | 0 | 9500 | 0 | 0 | 0 | 0 | 0
2022-05-07 17:00 | 0.26233 | 0.45661 | 35871 | 9127.7382 | 633 | 48326.5065 | 3 | 22163.9284 | 2.2164 | 26162.5781 | 0 | 318872.7448 | 19 | 9500 | 2591.5254 | 199.6997 | 21791.6667 | 145074.2319 | 31291.6667 | 0 | 113782.5653 | 113782.5653 | 0 | 9500 | 0 | 0 | 0 | 0 | 0
2022-05-07 18:00 | 0.06183 | 0.12263 | 35871 | 2151.3668 | 633 | 12978.8649 | 3 | 29140.2999 | 2.914 | 0 | 16161.435 | 345035.3229 | 19 | 9500 | 2591.5254 | 199.6997 | 21791.6667 | 145074.2319 | 31291.6667 | 0 | 113782.5653 | 113782.5653 | 2151.3668 | 7348.6332 | 0 | 0 | 0 | 0 | 0
2022-05-07 19:00 | 0 | 0 | 35871 | 0 | 633 | 0 | 3 | 30000 | 3 | 0 | 30000 | 328873.8879 | 19 | 8208.3333 | 2591.5254 | 172.5475 | 21791.6667 | 145074.2319 | 30000 | 0 | 115074.2319 | 115074.2319 | 0 | 8208.3333 | 0 | 0 | 0 | 0 | 0
2022-05-07 20:00 | 0 | 0 | 35871 | 0 | 633 | 0 | 3 | 30000 | 3 | 0 | 30000 | 298873.8879 | 19 | 8208.3333 | 2591.5254 | 172.5475 | 21791.6667 | 145074.2319 | 30000 | 0 | 115074.2319 | 115074.2319 | 0 | 8208.3333 | 0 | 0 | 0 | 0 | 0
2022-05-07 21:00 | 0 | 0 | 35871 | 0 | 633 | 0 | 3 | 30000 | 3 | 0 | 30000 | 268873.8879 | 19 | 8208.3333 | 2591.5254 | 172.5475 | 21791.6667 | 145074.2319 | 30000 | 0 | 115074.2319 | 115074.2319 | 0 | 8208.3333 | 0 | 0 | 0 | 0 | 0
2022-05-07 22:00 | 0 | 0 | 35871 | 0 | 633 | 0 | 3 | 30000 | 3 | 0 | 30000 | 238873.8879 | 19 | 8208.3333 | 2591.5254 | 172.5475 | 21791.6667 | 145074.2319 | 30000 | 0 | 115074.2319 | 115074.2319 | 0 | 8208.3333 | 0 | 0 | 0 | 0 | 0
2022-05-07 23:00 | 0 | 0 | 35871 | 0 | 633 | 0 | 3 | 30000 | 3 | 0 | 30000 | 208873.8879 | 19 | 8208.3333 | 2591.5254 | 172.5475 | 21791.6667 | 145074.2319 | 30000 | 0 | 115074.2319 | 115074.2319 | 0 | 8208.3333 | 0 | 0 | 0 | 0 | 0
2022-05-08 | 0 | 0 | 35871 | 0 | 633 | 0 | 3 | 30000 | 3 | 0 | 30000 | 178873.8879 | 19 | 7816.6667 | 2591.5254 | 164.3143 | 22183.3333 | 145465.8986 | 30000 | 0 | 115465.8986 | 115465.8986 | 0 | 7816.6667 | 0 | 0 | 0 | 0 | 0
2022-05-08 01:00 | 0 | 0 | 35871 | 0 | 633 | 0 | 3 | 30000 | 3 | 0 | 30000 | 148873.8879 | 19 | 7816.6667 | 2591.5254 | 164.3143 | 22183.3333 | 145465.8986 | 30000 | 0 | 115465.8986 | 115465.8986 | 0 | 7816.6667 | 0 | 0 | 0 | 0 | 0
2022-05-08 02:00 | 0 | 0 | 35871 | 0 | 633 | 0 | 3 | 30000 | 3 | 0 | 30000 | 118873.8879 | 19 | 7816.6667 | 2591.5254 | 164.3143 | 22183.3333 | 145465.8986 | 30000 | 0 | 115465.8986 | 115465.8986 | 0 | 7816.6667 | 0 | 0 | 0 | 0 | 0
2022-05-08 03:00 | 0 | 0 | 35871 | 0 | 633 | 0 | 3 | 30000 | 3 | 0 | 30000 | 88873.8879 | 19 | 7816.6667 | 2591.5254 | 164.3143 | 22183.3333 | 145465.8986 | 30000 | 0 | 115465.8986 | 115465.8986 | 0 | 7816.6667 | 0 | 0 | 0 | 0 | 0
2022-05-08 04:00 | 0 | 0 | 35871 | 0 | 633 | 0 | 3 | 30000 | 3 | 0 | 30000 | 58873.8879 | 19 | 7816.6667 | 2591.5254 | 164.3143 | 22183.3333 | 145465.8986 | 30000 | 0 | 115465.8986 | 115465.8986 | 0 | 7816.6667 | 0 | 0 | 0 | 0 | 0
2022-05-08 05:00 | 0.007 | 0.01064 | 35871 | 243.5641 | 633 | 1126.1121 | 3 | 30000 | 3 | 0 | 28873.8879 | 28873.8879 | 19 | 8060.2308 | 2591.5254 | 169.4343 | 22183.3333 | 145465.8986 | 30243.5641 | 0 | 115222.3345 | 115222.3345 | -5.6843e-14 | 8060.2308 | 0 | 0 | 0 | 0 | 0
2022-05-08 06:00 | 0.14393 | 0.41718 | 35871 | 5008.0256 | 633 | 44153.33 | 3 | 26675.3077 | 2.6675 | 0 | 0 | 0 | 19 | 9500 | 2591.5254 | 199.6997 | 22183.3333 | 145465.8986 | 31683.3333 | 0 | 113782.5653 | 113782.5653 | 0 | 9500 | 0 | 0 | 0 | 0 | 0
2022-05-08 07:00 | 0.37042 | 0.69529 | 35871 | 12888.7157 | 633 | 73587.8249 | 3 | 18794.6176 | 1.8795 | 0 | 0 | 0 | 19 | 9500 | 2591.5254 | 199.6997 | 22183.3333 | 145465.8986 | 31683.3333 | 0 | 113782.5653 | 113782.5653 | 0 | 9500 | 0 | 0 | 0 | 0 | 0
2022-05-08 08:00 | 0.60103 | 0.8298 | 35871 | 20912.7607 | 633 | 87824.0405 | 3 | 10770.5726 | 1.0771 | 0 | 0 | 0 | 19 | 9500 | 2591.5254 | 199.6997 | 22183.3333 | 145465.8986 | 31683.3333 | 0 | 113782.5653 | 113782.5653 | 0 | 9500 | 0 | 0 | 0 | 0 | 0
2022-05-08 09:00 | 0.80345 | 0.89286 | 35871 | 27955.9383 | 633 | 94498.1595 | 3 | 3727.395 | 0.37274 | 0 | 0 | 0 | 19 | 9500 | 2591.5254 | 199.6997 | 22183.3333 | 145465.8986 | 31683.3333 | 0 | 113782.5653 | 113782.5653 | 5772.605 | 3727.395 | 0 | 0 | 0 | 0 | 0
2022-05-08 10:00 | 0.9555 | 0.95031 | 35871 | 33246.4983 | 633 | 100578.5297 | 3 | 0 | 0 | 0 | 0 | 0 | 19 | 9500 | 2591.5254 | 199.6997 | 22183.3333 | 145465.8986 | 31683.3333 | 0 | 113782.5653 | 113782.5653 | 9500 | 0 | 0 | 0 | 0 | 0 | 0
2022-05-08 11:00 | 1.046 | 0.97846 | 35871 | 36397.1738 | 633 | 103557.8581 | 3 | 0 | 0 | 0 | 0 | 0 | 19 | 9500 | 2591.5254 | 199.6997 | 22183.3333 | 145465.8986 | 31683.3333 | 0 | 113782.5653 | 113782.5653 | 9500 | 0 | 0 | 0 | 0 | 0 | 0
2022-05-08 12:00 | 1.0571 | 0.98245 | 35871 | 36781.6571 | 633 | 103980.1501 | 3 | 0 | 0 | 0 | 0 | 0 | 19 | 9500 | 2591.5254 | 199.6997 | 22183.3333 | 145465.8986 | 31683.3333 | 0 | 113782.5653 | 113782.5653 | 9500 | 0 | 0 | 0 | 0 | 0 | 0
2022-05-08 13:00 | 1.0102 | 0.93773 | 35871 | 35149.7777 | 633 | 99247.0926 | 3 | 0 | 0 | 41888.3046 | 0 | 0 | 19 | 9500 | 2591.5254 | 199.6997 | 22183.3333 | 145465.8986 | 31683.3333 | 0 | 113782.5653 | 113782.5653 | 9500 | 0 | 0 | 0 | 0 | 0 | 0
2022-05-08 14:00 | 0.89792 | 0.91335 | 35871 | 31243.0097 | 633 | 96666.772 | 3 | 440.3237 | 0.044032 | 96226.4483 | 0 | 41888.3046 | 19 | 9500 | 2591.5254 | 199.6997 | 22183.3333 | 145465.8986 | 31683.3333 | 0 | 113782.5653 | 113782.5653 | 9059.6763 | 440.3237 | 0 | 0 | 0 | 0 | 0
2022-05-08 15:00 | 0.72878 | 0.86684 | 35871 | 25357.8054 | 633 | 91744.2652 | 3 | 6325.528 | 0.63255 | 85418.7372 | 0 | 138114.7529 | 19 | 9500 | 2591.5254 | 199.6997 | 22183.3333 | 145465.8986 | 31683.3333 | 0 | 113782.5653 | 113782.5653 | 3174.472 | 6325.528 | 0 | 0 | 0 | 0 | 0
2022-05-08 16:00 | 0.51765 | 0.77029 | 35871 | 18011.5645 | 633 | 81525.6449 | 3 | 13671.7689 | 1.3672 | 67853.876 | 0 | 223533.4901 | 19 | 9500 | 2591.5254 | 199.6997 | 22183.3333 | 145465.8986 | 31683.3333 | 0 | 113782.5653 | 113782.5653 | 0 | 9500 | 0 | 0 | 0 | 0 | 0
2022-05-08 17:00 | 0.28473 | 0.61692 | 35871 | 9907.1433 | 633 | 65293.3322 | 3 | 21776.19 | 2.1776 | 43517.1422 | 0 | 291387.3662 | 19 | 9500 | 2591.5254 | 199.6997 | 22183.3333 | 145465.8986 | 31683.3333 | 0 | 113782.5653 | 113782.5653 | 0 | 9500 | 0 | 0 | 0 | 0 | 0
2022-05-08 18:00 | 0.07035 | 0.22649 | 35871 | 2447.8191 | 633 | 23971.158 | 3 | 29235.5142 | 2.9236 | 0 | 5264.3562 | 334904.5084 | 19 | 9500 | 2591.5254 | 199.6997 | 22183.3333 | 145465.8986 | 31683.3333 | 0 | 113782.5653 | 113782.5653 | 2447.8191 | 7052.1809 | 0 | 0 | 0 | 0 | 0
2022-05-08 19:00 | 0 | 0 | 35871 | 0 | 633 | 0 | 3 | 30000 | 3 | 0 | 30000 | 329640.1522 | 19 | 7816.6667 | 2591.5254 | 164.3143 | 22183.3333 | 145465.8986 | 30000 | 0 | 115465.8986 | 115465.8986 | 0 | 7816.6667 | 0 | 0 | 0 | 0 | 0
2022-05-08 20:00 | 0 | 0 | 35871 | 0 | 633 | 0 | 3 | 30000 | 3 | 0 | 30000 | 299640.1522 | 19 | 7816.6667 | 2591.5254 | 164.3143 | 22183.3333 | 145465.8986 | 30000 | 0 | 115465.8986 | 115465.8986 | 0 | 7816.6667 | 0 | 0 | 0 | 0 | 0
2022-05-08 21:00 | 0 | 0 | 35871 | 0 | 633 | 0 | 3 | 30000 | 3 | 0 | 30000 | 269640.1522 | 19 | 7816.6667 | 2591.5254 | 164.3143 | 22183.3333 | 145465.8986 | 30000 | 0 | 115465.8986 | 115465.8986 | 0 | 7816.6667 | 0 | 0 | 0 | 0 | 0
2022-05-08 22:00 | 0 | 0 | 35871 | 0 | 633 | 0 | 3 | 30000 | 3 | 0 | 30000 | 239640.1522 | 19 | 7816.6667 | 2591.5254 | 164.3143 | 22183.3333 | 145465.8986 | 30000 | 0 | 115465.8986 | 115465.8986 | 0 | 7816.6667 | 0 | 0 | 0 | 0 | 0
2022-05-08 23:00 | 0 | 0 | 35871 | 0 | 633 | 0 | 3 | 30000 | 3 | 0 | 30000 | 209640.1522 | 19 | 7816.6667 | 2591.5254 | 164.3143 | 22183.3333 | 145465.8986 | 30000 | 0 | 115465.8986 | 115465.8986 | 0 | 7816.6667 | 0 | 0 | 0 | 0 | 0
2022-05-09 | 0 | 0 | 35871 | 0 | 633 | 0 | 3 | 30000 | 3 | 0 | 30000 | 179640.1522 | 19 | 8016.6667 | 2591.5254 | 168.5185 | 21983.3333 | 145265.8986 | 30000 | 0 | 115265.8986 | 115265.8986 | 0 | 8016.6667 | 0 | 0 | 0 | 0 | 0
2022-05-09 01:00 | 0 | 0 | 35871 | 0 | 633 | 0 | 3 | 30000 | 3 | 0 | 30000 | 149640.1522 | 19 | 8016.6667 | 2591.5254 | 168.5185 | 21983.3333 | 145265.8986 | 30000 | 0 | 115265.8986 | 115265.8986 | 0 | 8016.6667 | 0 | 0 | 0 | 0 | 0
2022-05-09 02:00 | 0 | 0 | 35871 | 0 | 633 | 0 | 3 | 30000 | 3 | 0 | 30000 | 119640.1522 | 19 | 8016.6667 | 2591.5254 | 168.5185 | 21983.3333 | 145265.8986 | 30000 | 0 | 115265.8986 | 115265.8986 | 0 | 8016.6667 | 0 | 0 | 0 | 0 | 0
2022-05-09 03:00 | 0 | 0 | 35871 | 0 | 633 | 0 | 3 | 30000 | 3 | 0 | 30000 | 89640.1522 | 19 | 8016.6667 | 2591.5254 | 168.5185 | 21983.3333 | 145265.8986 | 30000 | 0 | 115265.8986 | 115265.8986 | 0 | 8016.6667 | 0 | 0 | 0 | 0 | 0
2022-05-09 04:00 | 0 | 0 | 35871 | 0 | 633 | 0 | 3 | 30000 | 3 | 0 | 30000 | 59640.1522 | 19 | 8016.6667 | 2591.5254 | 168.5185 | 21983.3333 | 145265.8986 | 30000 | 0 | 115265.8986 | 115265.8986 | 0 | 8016.6667 | 0 | 0 | 0 | 0 | 0
2022-05-09 05:00 | 0.0074 | 0.0034 | 35871 | 257.482 | 633 | 359.8478 | 3 | 30000 | 3 | 0 | 29640.1522 | 29640.1522 | 19 | 8274.1487 | 2591.5254 | 173.9311 | 21983.3333 | 145265.8986 | 30257.482 | 0 | 115008.4166 | 115008.4166 | -1.1369e-13 | 8274.1487 | 0 | 0 | 0 | 0 | 0
2022-05-09 06:00 | 0.14107 | 0.34372 | 35871 | 4908.5123 | 633 | 36378.4999 | 3 | 26574.821 | 2.6575 | 0 | 0 | 0 | 19 | 9500 | 2591.5254 | 199.6997 | 21983.3333 | 145265.8986 | 31483.3333 | 0 | 113782.5653 | 113782.5653 | 0 | 9500 | 0 | 0 | 0 | 0 | 0
2022-05-09 07:00 | 0.36302 | 0.57564 | 35871 | 12631.2337 | 633 | 60924.3561 | 3 | 18852.0996 | 1.8852 | 0 | 0 | 0 | 19 | 9500 | 2591.5254 | 199.6997 | 21983.3333 | 145265.8986 | 31483.3333 | 0 | 113782.5653 | 113782.5653 | 1.819e-12 | 9500 | 0 | 0 | 0 | 0 | 0
2022-05-09 08:00 | 0.58835 | 0.71735 | 35871 | 20471.5618 | 633 | 75922.6024 | 3 | 11011.7716 | 1.1012 | 0 | 0 | 0 | 19 | 9500 | 2591.5254 | 199.6997 | 21983.3333 | 145265.8986 | 31483.3333 | 0 | 113782.5653 | 113782.5653 | 0 | 9500 | 0 | 0 | 0 | 0 | 0
2022-05-09 09:00 | 0.78417 | 0.77926 | 35871 | 27285.0932 | 633 | 82475.0082 | 3 | 4198.2401 | 0.41982 | 0 | 0 | 0 | 19 | 9500 | 2591.5254 | 199.6997 | 21983.3333 | 145265.8986 | 31483.3333 | 0 | 113782.5653 | 113782.5653 | 5301.7599 | 4198.2401 | 0 | 0 | 0 | 0 | 0
2022-05-09 10:00 | 0.93105 | 0.81419 | 35871 | 32395.7637 | 633 | 86171.9155 | 3 | 0 | 0 | 0 | 0 | 0 | 19 | 9500 | 2591.5254 | 199.6997 | 21983.3333 | 145265.8986 | 31483.3333 | 0 | 113782.5653 | 113782.5653 | 9500 | 0 | 0 | 0 | 0 | 0 | 0
2022-05-09 11:00 | 1.0166 | 0.82951 | 35871 | 35372.4648 | 633 | 87793.3476 | 3 | 0 | 0 | 25785.382 | 0 | 0 | 19 | 9500 | 2591.5254 | 199.6997 | 21983.3333 | 145265.8986 | 31483.3333 | 0 | 113782.5653 | 113782.5653 | 9500 | 0 | 0 | 0 | 0 | 0 | 0
2022-05-09 12:00 | 1.0265 | 0.79084 | 35871 | 35718.6738 | 633 | 83700.6076 | 3 | 0 | 0 | 83700.6076 | 0 | 25785.382 | 19 | 9500 | 2591.5254 | 199.6997 | 21983.3333 | 145265.8986 | 31483.3333 | 0 | 113782.5653 | 113782.5653 | 9500 | 0 | 0 | 0 | 0 | 0 | 0
2022-05-09 13:00 | 0.97658 | 0.74028 | 35871 | 33979.9741 | 633 | 78349.4585 | 3 | 0 | 0 | 78349.4585 | 0 | 109485.9896 | 19 | 9500 | 2591.5254 | 199.6997 | 21983.3333 | 145265.8986 | 31483.3333 | 0 | 113782.5653 | 113782.5653 | 9500 | 0 | 0 | 0 | 0 | 0 | 0
2022-05-09 14:00 | 0.85997 | 0.69642 | 35871 | 29922.5444 | 633 | 73707.4214 | 3 | 1560.789 | 0.15608 | 72146.6324 | 0 | 187835.4481 | 19 | 9500 | 2591.5254 | 199.6997 | 21983.3333 | 145265.8986 | 31483.3333 | 0 | 113782.5653 | 113782.5653 | 7939.211 | 1560.789 | 0 | 0 | 0 | 0 | 0
2022-05-09 15:00 | 0.6852 | 0.61569 | 35871 | 23841.4449 | 633 | 65163.1519 | 3 | 7641.8884 | 0.76419 | 57521.2635 | 0 | 259982.0806 | 19 | 9500 | 2591.5254 | 199.6997 | 21983.3333 | 145265.8986 | 31483.3333 | 0 | 113782.5653 | 113782.5653 | 1858.1116 | 7641.8884 | 0 | 0 | 0 | 0 | 0
2022-05-09 16:00 | 0.46965 | 0.47115 | 35871 | 16341.4107 | 633 | 49865.3852 | 3 | 15141.9226 | 1.5142 | 34723.4626 | 0 | 317503.3441 | 19 | 9500 | 2591.5254 | 199.6997 | 21983.3333 | 145265.8986 | 31483.3333 | 0 | 113782.5653 | 113782.5653 | 0 | 9500 | 0 | 0 | 0 | 0 | 0
2022-05-09 17:00 | 0.2374 | 0.26339 | 35871 | 8260.3021 | 633 | 27876.5655 | 3 | 23223.0312 | 2.3223 | 4653.5343 | 0 | 352226.8067 | 19 | 9500 | 2591.5254 | 199.6997 | 21983.3333 | 145265.8986 | 31483.3333 | 0 | 113782.5653 | 113782.5653 | 0 | 9500 | 0 | 0 | 0 | 0 | 0
2022-05-09 18:00 | 0.05585 | 0.02452 | 35871 | 1943.2935 | 633 | 2595.138 | 3 | 29540.0398 | 2.954 | 0 | 26944.9019 | 356880.341 | 19 | 9500 | 2591.5254 | 199.6997 | 21983.3333 | 145265.8986 | 31483.3333 | 0 | 113782.5653 | 113782.5653 | 1943.2935 | 7556.7065 | 0 | 0 | 0 | 0 | 0
2022-05-09 19:00 | 0 | 0 | 35871 | 0 | 633 | 0 | 3 | 30000 | 3 | 0 | 30000 | 329935.4391 | 19 | 8016.6667 | 2591.5254 | 168.5185 | 21983.3333 | 145265.8986 | 30000 | 0 | 115265.8986 | 115265.8986 | 0 | 8016.6667 | 0 | 0 | 0 | 0 | 0
2022-05-09 20:00 | 0 | 0 | 35871 | 0 | 633 | 0 | 3 | 30000 | 3 | 0 | 30000 | 299935.4391 | 19 | 8016.6667 | 2591.5254 | 168.5185 | 21983.3333 | 145265.8986 | 30000 | 0 | 115265.8986 | 115265.8986 | 0 | 8016.6667 | 0 | 0 | 0 | 0 | 0
2022-05-09 21:00 | 0 | 0 | 35871 | 0 | 633 | 0 | 3 | 30000 | 3 | 0 | 30000 | 269935.4391 | 19 | 8016.6667 | 2591.5254 | 168.5185 | 21983.3333 | 145265.8986 | 30000 | 0 | 115265.8986 | 115265.8986 | 0 | 8016.6667 | 0 | 0 | 0 | 0 | 0
2022-05-09 22:00 | 0 | 0 | 35871 | 0 | 633 | 0 | 3 | 30000 | 3 | 0 | 30000 | 239935.4391 | 19 | 8016.6667 | 2591.5254 | 168.5185 | 21983.3333 | 145265.8986 | 30000 | 0 | 115265.8986 | 115265.8986 | 0 | 8016.6667 | 0 | 0 | 0 | 0 | 0
2022-05-09 23:00 | 0 | 0 | 35871 | 0 | 633 | 0 | 3 | 30000 | 3 | 0 | 30000 | 209935.4391 | 19 | 8016.6667 | 2591.5254 | 168.5185 | 21983.3333 | 145265.8986 | 30000 | 0 | 115265.8986 | 115265.8986 | 0 | 8016.6667 | 0 | 0 | 0 | 0 | 0
2022-05-10 | 0 | 0 | 35871 | 0 | 633 | 0 | 3 | 30000 | 3 | 0 | 30000 | 179935.4391 | 19 | 7750 | 2591.5254 | 162.9129 | 22250 | 145532.5653 | 30000 | 0 | 115532.5653 | 115532.5653 | 0 | 7750 | 0 | 0 | 0 | 0 | 0
2022-05-10 01:00 | 0 | 0 | 35871 | 0 | 633 | 0 | 3 | 30000 | 3 | 0 | 30000 | 149935.4391 | 19 | 7750 | 2591.5254 | 162.9129 | 22250 | 145532.5653 | 30000 | 0 | 115532.5653 | 115532.5653 | 0 | 7750 | 0 | 0 | 0 | 0 | 0
2022-05-10 02:00 | 0 | 0 | 35871 | 0 | 633 | 0 | 3 | 30000 | 3 | 0 | 30000 | 119935.4391 | 19 | 7750 | 2591.5254 | 162.9129 | 22250 | 145532.5653 | 30000 | 0 | 115532.5653 | 115532.5653 | 0 | 7750 | 0 | 0 | 0 | 0 | 0
2022-05-10 03:00 | 0 | 0 | 35871 | 0 | 633 | 0 | 3 | 30000 | 3 | 0 | 30000 | 89935.4391 | 19 | 7750 | 2591.5254 | 162.9129 | 22250 | 145532.5653 | 30000 | 0 | 115532.5653 | 115532.5653 | 0 | 7750 | 0 | 0 | 0 | 0 | 0
2022-05-10 04:00 | 0 | 0 | 35871 | 0 | 633 | 0 | 3 | 30000 | 3 | 0 | 30000 | 59935.4391 | 19 | 7750 | 2591.5254 | 162.9129 | 22250 | 145532.5653 | 30000 | 0 | 115532.5653 | 115532.5653 | 0 | 7750 | 0 | 0 | 0 | 0 | 0
2022-05-10 05:00 | 0.00753 | 0.00061 | 35871 | 262.0054 | 633 | 64.5609 | 3 | 30000 | 3 | 0 | 29935.4391 | 29935.4391 | 19 | 8012.0054 | 2591.5254 | 168.4205 | 22250 | 145532.5653 | 30262.0054 | 0 | 115270.5599 | 115270.5599 | 0 | 8012.0054 | 0 | 0 | 0 | 0 | 0
2022-05-10 06:00 | 0.1399 | 0.29416 | 35871 | 4867.8023 | 633 | 31133.1884 | 3 | 26882.1977 | 2.6882 | 0 | 0 | 0 | 19 | 9500 | 2591.5254 | 199.6997 | 22250 | 145532.5653 | 31750 | 0 | 113782.5653 | 113782.5653 | 0 | 9500 | 0 | 0 | 0 | 0 | 0
2022-05-10 07:00 | 0.36367 | 0.54725 | 35871 | 12653.8504 | 633 | 57919.6266 | 3 | 19096.1496 | 1.9096 | 0 | 0 | 0 | 19 | 9500 | 2591.5254 | 199.6997 | 22250 | 145532.5653 | 31750 | 0 | 113782.5653 | 113782.5653 | 0 | 9500 | 0 | 0 | 0 | 0 | 0
2022-05-10 08:00 | 0.59262 | 0.69991 | 35871 | 20620.1359 | 633 | 74076.7946 | 3 | 11129.8641 | 1.113 | 0 | 0 | 0 | 19 | 9500 | 2591.5254 | 199.6997 | 22250 | 145532.5653 | 31750 | 0 | 113782.5653 | 113782.5653 | 0 | 9500 | 0 | 0 | 0 | 0 | 0
2022-05-10 09:00 | 0.79105 | 0.76272 | 35871 | 27524.4819 | 633 | 80724.4543 | 3 | 4225.5181 | 0.42255 | 30000 | 0 | 0 | 19 | 9500 | 2591.5254 | 199.6997 | 22250 | 145532.5653 | 31750 | 0 | 113782.5653 | 113782.5653 | 5274.4819 | 4225.5181 | 0 | 0 | 0 | 0 | 0
2022-05-10 10:00 | 0.93933 | 0.79413 | 35871 | 32683.8652 | 633 | 84048.8133 | 3 | 30000 | 3 | 0 | 30000 | 30000 | 19 | 9500 | 2591.5254 | 199.6997 | 22250 | 145532.5653 | 31750 | 0 | 113782.5653 | 113782.5653 | 9500 | 0 | 0 | 0 | 0 | 30000 | 0
2022-05-10 11:00 | 1.0252 | 0.83192 | 35871 | 35672.3966 | 633 | 88048.4162 | 3 | 0 | 0 | 61104.8763 | 0 | 0 | 19 | 9500 | 2591.5254 | 199.6997 | 22250 | 145532.5653 | 31750 | 0 | 113782.5653 | 113782.5653 | 9500 | 0 | 0 | 0 | 0 | 0 | 0
2022-05-10 12:00 | 1.0233 | 0.70211 | 35871 | 35605.5905 | 633 | 74309.6373 | 3 | 0 | 0 | 74309.6373 | 0 | 61104.8763 | 19 | 9500 | 2591.5254 | 199.6997 | 22250 | 145532.5653 | 31750 | 0 | 113782.5653 | 113782.5653 | 9500 | 0 | 0 | 0 | 0 | 0 | 0
2022-05-10 13:00 | 0.97103 | 0.64929 | 35871 | 33786.8626 | 633 | 68719.2953 | 3 | 0 | 0 | 68719.2953 | 0 | 135414.5137 | 19 | 9500 | 2591.5254 | 199.6997 | 22250 | 145532.5653 | 31750 | 0 | 113782.5653 | 113782.5653 | 9500 | 0 | 0 | 0 | 0 | 0 | 0
2022-05-10 14:00 | 0.85012 | 0.59267 | 35871 | 29579.8149 | 633 | 62726.7704 | 3 | 2170.1851 | 0.21702 | 60556.5853 | 0 | 204133.809 | 19 | 9500 | 2591.5254 | 199.6997 | 22250 | 145532.5653 | 31750 | 0 | 113782.5653 | 113782.5653 | 7329.8149 | 2170.1851 | 0 | 0 | 0 | 0 | 0
2022-05-10 15:00 | 0.6759 | 0.52935 | 35871 | 23517.8526 | 633 | 56025.1336 | 3 | 8232.1474 | 0.82321 | 47792.9862 | 0 | 264690.3942 | 19 | 9500 | 2591.5254 | 199.6997 | 22250 | 145532.5653 | 31750 | 0 | 113782.5653 | 113782.5653 | 1267.8526 | 8232.1474 | 0 | 0 | 0 | 0 | 0
2022-05-10 16:00 | 0.46817 | 0.43852 | 35871 | 16289.9143 | 633 | 46411.9044 | 3 | 15460.0857 | 1.546 | 30951.8186 | 0 | 312483.3804 | 19 | 9500 | 2591.5254 | 199.6997 | 22250 | 145532.5653 | 31750 | 0 | 113782.5653 | 113782.5653 | 0 | 9500 | 0 | 0 | 0 | 0 | 0
2022-05-10 17:00 | 0.2493 | 0.30199 | 35871 | 8674.3611 | 633 | 31961.8968 | 3 | 23075.6389 | 2.3076 | 8886.2579 | 0 | 343435.1991 | 19 | 9500 | 2591.5254 | 199.6997 | 22250 | 145532.5653 | 31750 | 0 | 113782.5653 | 113782.5653 | 0 | 9500 | 0 | 0 | 0 | 0 | 0
2022-05-10 18:00 | 0.06155 | 0.05606 | 35871 | 2141.6242 | 633 | 5933.2559 | 3 | 29608.3758 | 2.9608 | 0 | 23675.1199 | 352321.457 | 19 | 9500 | 2591.5254 | 199.6997 | 22250 | 145532.5653 | 31750 | 0 | 113782.5653 | 113782.5653 | 2141.6242 | 7358.3758 | 0 | 0 | 0 | 0 | 0
2022-05-10 19:00 | 0 | 0 | 35871 | 0 | 633 | 0 | 3 | 30000 | 3 | 0 | 30000 | 328646.3371 | 19 | 7750 | 2591.5254 | 162.9129 | 22250 | 145532.5653 | 30000 | 0 | 115532.5653 | 115532.5653 | 0 | 7750 | 0 | 0 | 0 | 0 | 0
2022-05-10 20:00 | 0 | 0 | 35871 | 0 | 633 | 0 | 3 | 30000 | 3 | 0 | 30000 | 298646.3371 | 19 | 7750 | 2591.5254 | 162.9129 | 22250 | 145532.5653 | 30000 | 0 | 115532.5653 | 115532.5653 | 0 | 7750 | 0 | 0 | 0 | 0 | 0
2022-05-10 21:00 | 0 | 0 | 35871 | 0 | 633 | 0 | 3 | 30000 | 3 | 0 | 30000 | 268646.3371 | 19 | 7750 | 2591.5254 | 162.9129 | 22250 | 145532.5653 | 30000 | 0 | 115532.5653 | 115532.5653 | 0 | 7750 | 0 | 0 | 0 | 0 | 0
2022-05-10 22:00 | 0 | 0 | 35871 | 0 | 633 | 0 | 3 | 30000 | 3 | 0 | 30000 | 238646.3371 | 19 | 7750 | 2591.5254 | 162.9129 | 22250 | 145532.5653 | 30000 | 0 | 115532.5653 | 115532.5653 | 0 | 7750 | 0 | 0 | 0 | 0 | 0
2022-05-10 23:00 | 0 | 0 | 35871 | 0 | 633 | 0 | 3 | 30000 | 3 | 0 | 30000 | 208646.3371 | 19 | 7750 | 2591.5254 | 162.9129 | 22250 | 145532.5653 | 30000 | 0 | 115532.5653 | 115532.5653 | 0 | 7750 | 0 | 0 | 0 | 0 | 0
2022-05-11 | 0 | 0 | 35871 | 0 | 633 | 0 | 3 | 30000 | 3 | 0 | 30000 | 178646.3371 | 19 | 7375 | 2591.5254 | 155.03 | 22625 | 145907.5653 | 30000 | 0 | 115907.5653 | 115907.5653 | 0 | 7375 | 0 | 0 | 0 | 0 | 0
2022-05-11 01:00 | 0 | 0 | 35871 | 0 | 633 | 0 | 3 | 30000 | 3 | 0 | 30000 | 148646.3371 | 19 | 7375 | 2591.5254 | 155.03 | 22625 | 145907.5653 | 30000 | 0 | 115907.5653 | 115907.5653 | 0 | 7375 | 0 | 0 | 0 | 0 | 0
2022-05-11 02:00 | 0 | 0 | 35871 | 0 | 633 | 0 | 3 | 30000 | 3 | 0 | 30000 | 118646.3371 | 19 | 7375 | 2591.5254 | 155.03 | 22625 | 145907.5653 | 30000 | 0 | 115907.5653 | 115907.5653 | 0 | 7375 | 0 | 0 | 0 | 0 | 0
2022-05-11 03:00 | 0 | 0 | 35871 | 0 | 633 | 0 | 3 | 30000 | 3 | 0 | 30000 | 88646.3371 | 19 | 7375 | 2591.5254 | 155.03 | 22625 | 145907.5653 | 30000 | 0 | 115907.5653 | 115907.5653 | 0 | 7375 | 0 | 0 | 0 | 0 | 0
2022-05-11 04:00 | 0 | 0 | 35871 | 0 | 633 | 0 | 3 | 30000 | 3 | 0 | 30000 | 58646.3371 | 19 | 7375 | 2591.5254 | 155.03 | 22625 | 145907.5653 | 30000 | 0 | 115907.5653 | 115907.5653 | 0 | 7375 | 0 | 0 | 0 | 0 | 0
2022-05-11 05:00 | 0.00845 | 0.01279 | 35871 | 294.0167 | 633 | 1353.6629 | 3 | 30000 | 3 | 0 | 28646.3371 | 28646.3371 | 19 | 7669.0167 | 2591.5254 | 161.2106 | 22625 | 145907.5653 | 30294.0167 | 0 | 115613.5486 | 115613.5486 | -1.7053e-13 | 7669.0167 | 0 | 0 | 0 | 0 | 0
2022-05-11 06:00 | 0.15325 | 0.42471 | 35871 | 5332.3138 | 633 | 44950.2871 | 3 | 26792.6862 | 2.6793 | 0 | 0 | 0 | 19 | 9500 | 2591.5254 | 199.6997 | 22625 | 145907.5653 | 32125 | 0 | 113782.5653 | 113782.5653 | 0 | 9500 | 0 | 0 | 0 | 0 | 0
2022-05-11 07:00 | 0.38117 | 0.67842 | 35871 | 13262.7606 | 633 | 71802.3446 | 3 | 18862.2394 | 1.8862 | 0 | 0 | 0 | 19 | 9500 | 2591.5254 | 199.6997 | 22625 | 145907.5653 | 32125 | 0 | 113782.5653 | 113782.5653 | 0 | 9500 | 0 | 0 | 0 | 0 | 0
2022-05-11 08:00 | 0.6087 | 0.80348 | 35871 | 21179.6374 | 633 | 85038.3948 | 3 | 10945.3626 | 1.0945 | 0 | 0 | 0 | 19 | 9500 | 2591.5254 | 199.6997 | 22625 | 145907.5653 | 32125 | 0 | 113782.5653 | 113782.5653 | 0 | 9500 | 0 | 0 | 0 | 0 | 0
2022-05-11 09:00 | 0.78358 | 0.75033 | 35871 | 27264.5642 | 633 | 79413.1264 | 3 | 4860.4358 | 0.48604 | 0 | 0 | 0 | 19 | 9500 | 2591.5254 | 199.6997 | 22625 | 145907.5653 | 32125 | 0 | 113782.5653 | 113782.5653 | 4639.5642 | 4860.4358 | 0 | 0 | 0 | 0 | 0
2022-05-11 10:00 | 0.91985 | 0.76609 | 35871 | 32006.0612 | 633 | 81081.127 | 3 | 118.9388 | 0.011894 | 0 | 0 | 0 | 19 | 9500 | 2591.5254 | 199.6997 | 22625 | 145907.5653 | 32125 | 0 | 113782.5653 | 113782.5653 | 9381.0612 | 118.9388 | 0 | 0 | 0 | 0 | 0
2022-05-11 11:00 | 1.0353 | 0.88055 | 35871 | 36023.1289 | 633 | 93195.2987 | 3 | 0 | 0 | 23076.7169 | 0 | 0 | 19 | 9500 | 2591.5254 | 199.6997 | 22625 | 145907.5653 | 32125 | 0 | 113782.5653 | 113782.5653 | 9500 | 0 | 0 | 0 | 0 | 0 | 0
2022-05-11 12:00 | 1.0069 | 0.70593 | 35871 | 35034.2587 | 633 | 74713.937 | 3 | 0 | 0 | 74713.937 | 0 | 23076.7169 | 19 | 9500 | 2591.5254 | 199.6997 | 22625 | 145907.5653 | 32125 | 0 | 113782.5653 | 113782.5653 | 9500 | 0 | 0 | 0 | 0 | 0 | 0
2022-05-11 13:00 | 0.97345 | 0.72289 | 35871 | 33871.0662 | 633 | 76508.9427 | 3 | 0 | 0 | 76508.9427 | 0 | 97790.6539 | 19 | 9500 | 2591.5254 | 199.6997 | 22625 | 145907.5653 | 32125 | 0 | 113782.5653 | 113782.5653 | 9500 | 0 | 0 | 0 | 0 | 0 | 0
2022-05-11 14:00 | 0.85685 | 0.67854 | 35871 | 29813.9844 | 633 | 71815.0451 | 3 | 2311.0156 | 0.2311 | 69504.0295 | 0 | 174299.5966 | 19 | 9500 | 2591.5254 | 199.6997 | 22625 | 145907.5653 | 32125 | 0 | 113782.5653 | 113782.5653 | 7188.9844 | 2311.0156 | 0 | 0 | 0 | 0 | 0
2022-05-11 15:00 | 0.6904 | 0.62592 | 35871 | 24022.3782 | 633 | 66245.8706 | 3 | 8102.6218 | 0.81026 | 58143.2488 | 0 | 243803.626 | 19 | 9500 | 2591.5254 | 199.6997 | 22625 | 145907.5653 | 32125 | 0 | 113782.5653 | 113782.5653 | 1397.3782 | 8102.6218 | 0 | 0 | 0 | 0 | 0
2022-05-11 16:00 | 0.4783 | 0.51209 | 35871 | 16642.3863 | 633 | 54198.3766 | 3 | 15482.6137 | 1.5483 | 38715.7629 | 0 | 301946.8749 | 19 | 9500 | 2591.5254 | 199.6997 | 22625 | 145907.5653 | 32125 | 0 | 113782.5653 | 113782.5653 | 0 | 9500 | 0 | 0 | 0 | 0 | 0
2022-05-11 17:00 | 0.25035 | 0.3204 | 35871 | 8710.8957 | 633 | 33910.367 | 3 | 23414.1043 | 2.3414 | 10496.2627 | 0 | 340662.6378 | 19 | 9500 | 2591.5254 | 199.6997 | 22625 | 145907.5653 | 32125 | 0 | 113782.5653 | 113782.5653 | 0 | 9500 | 0 | 0 | 0 | 0 | 0
2022-05-11 18:00 | 0.06428 | 0.08049 | 35871 | 2236.6142 | 633 | 8518.8684 | 3 | 29888.3858 | 2.9888 | 0 | 21369.5173 | 351158.9005 | 19 | 9500 | 2591.5254 | 199.6997 | 22625 | 145907.5653 | 32125 | 0 | 113782.5653 | 113782.5653 | 2236.6142 | 7263.3858 | 0 | 0 | 0 | 0 | 0
2022-05-11 19:00 | 0 | 0 | 35871 | 0 | 633 | 0 | 3 | 30000 | 3 | 0 | 30000 | 329789.3832 | 19 | 7375 | 2591.5254 | 155.03 | 22625 | 145907.5653 | 30000 | 0 | 115907.5653 | 115907.5653 | 0 | 7375 | 0 | 0 | 0 | 0 | 0
2022-05-11 20:00 | 0 | 0 | 35871 | 0 | 633 | 0 | 3 | 30000 | 3 | 0 | 30000 | 299789.3832 | 19 | 7375 | 2591.5254 | 155.03 | 22625 | 145907.5653 | 30000 | 0 | 115907.5653 | 115907.5653 | 0 | 7375 | 0 | 0 | 0 | 0 | 0
2022-05-11 21:00 | 0 | 0 | 35871 | 0 | 633 | 0 | 3 | 30000 | 3 | 0 | 30000 | 269789.3832 | 19 | 7375 | 2591.5254 | 155.03 | 22625 | 145907.5653 | 30000 | 0 | 115907.5653 | 115907.5653 | 0 | 7375 | 0 | 0 | 0 | 0 | 0
2022-05-11 22:00 | 0 | 0 | 35871 | 0 | 633 | 0 | 3 | 30000 | 3 | 0 | 30000 | 239789.3832 | 19 | 7375 | 2591.5254 | 155.03 | 22625 | 145907.5653 | 30000 | 0 | 115907.5653 | 115907.5653 | 0 | 7375 | 0 | 0 | 0 | 0 | 0
2022-05-11 23:00 | 0 | 0 | 35871 | 0 | 633 | 0 | 3 | 30000 | 3 | 0 | 30000 | 209789.3832 | 19 | 7375 | 2591.5254 | 155.03 | 22625 | 145907.5653 | 30000 | 0 | 115907.5653 | 115907.5653 | 0 | 7375 | 0 | 0 | 0 | 0 | 0
2022-05-12 | 0 | 0 | 35871 | 0 | 633 | 0 | 3 | 30000 | 3 | 0 | 30000 | 179789.3832 | 19 | 8354.1667 | 2591.5254 | 175.6131 | 21645.8333 | 144928.3986 | 30000 | 0 | 114928.3986 | 114928.3986 | 0 | 8354.1667 | 0 | 0 | 0 | 0 | 0
2022-05-12 01:00 | 0 | 0 | 35871 | 0 | 633 | 0 | 3 | 30000 | 3 | 0 | 30000 | 149789.3832 | 19 | 8354.1667 | 2591.5254 | 175.6131 | 21645.8333 | 144928.3986 | 30000 | 0 | 114928.3986 | 114928.3986 | 0 | 8354.1667 | 0 | 0 | 0 | 0 | 0
2022-05-12 02:00 | 0 | 0 | 35871 | 0 | 633 | 0 | 3 | 30000 | 3 | 0 | 30000 | 119789.3832 | 19 | 8354.1667 | 2591.5254 | 175.6131 | 21645.8333 | 144928.3986 | 30000 | 0 | 114928.3986 | 114928.3986 | 0 | 8354.1667 | 0 | 0 | 0 | 0 | 0
2022-05-12 03:00 | 0 | 0 | 35871 | 0 | 633 | 0 | 3 | 30000 | 3 | 0 | 30000 | 89789.3832 | 19 | 8354.1667 | 2591.5254 | 175.6131 | 21645.8333 | 144928.3986 | 30000 | 0 | 114928.3986 | 114928.3986 | 0 | 8354.1667 | 0 | 0 | 0 | 0 | 0
2022-05-12 04:00 | 0 | 0 | 35871 | 0 | 633 | 0 | 3 | 30000 | 3 | 0 | 30000 | 59789.3832 | 19 | 8354.1667 | 2591.5254 | 175.6131 | 21645.8333 | 144928.3986 | 30000 | 0 | 114928.3986 | 114928.3986 | 0 | 8354.1667 | 0 | 0 | 0 | 0 | 0
2022-05-12 05:00 | 0.0086 | 0.00199 | 35871 | 299.2359 | 633 | 210.6168 | 3 | 30000 | 3 | 0 | 29789.3832 | 29789.3832 | 19 | 8653.4025 | 2591.5254 | 181.9034 | 21645.8333 | 144928.3986 | 30299.2359 | 0 | 114629.1627 | 114629.1627 | -2.2737e-13 | 8653.4025 | 0 | 0 | 0 | 0 | 0
2022-05-12 06:00 | 0.14327 | 0.30044 | 35871 | 4985.061 | 633 | 31797.8485 | 3 | 26160.7723 | 2.6161 | 0 | 0 | 0 | 19 | 9500 | 2591.5254 | 199.6997 | 21645.8333 | 144928.3986 | 31145.8333 | 0 | 113782.5653 | 113782.5653 | 0 | 9500 | 0 | 0 | 0 | 0 | 0
2022-05-12 07:00 | 0.36252 | 0.54706 | 35871 | 12613.8363 | 633 | 57899.5175 | 3 | 18531.9971 | 1.8532 | 0 | 0 | 0 | 19 | 9500 | 2591.5254 | 199.6997 | 21645.8333 | 144928.3986 | 31145.8333 | 0 | 113782.5653 | 113782.5653 | 0 | 9500 | 0 | 0 | 0 | 0 | 0
2022-05-12 08:00 | 0.59038 | 0.69344 | 35871 | 20542.1954 | 633 | 73392.0253 | 3 | 10603.638 | 1.0604 | 0 | 0 | 0 | 19 | 9500 | 2591.5254 | 199.6997 | 21645.8333 | 144928.3986 | 31145.8333 | 0 | 113782.5653 | 113782.5653 | 0 | 9500 | 0 | 0 | 0 | 0 | 0
2022-05-12 09:00 | 0.78888 | 0.78245 | 35871 | 27448.977 | 633 | 82812.6301 | 3 | 3696.8563 | 0.36969 | 0 | 0 | 0 | 19 | 9500 | 2591.5254 | 199.6997 | 21645.8333 | 144928.3986 | 31145.8333 | 0 | 113782.5653 | 113782.5653 | 5803.1437 | 3696.8563 | 0 | 0 | 0 | 0 | 0
2022-05-12 10:00 | 0.9385 | 0.82408 | 35871 | 32654.9855 | 633 | 87218.6494 | 3 | 0 | 0 | 0 | 0 | 0 | 19 | 9500 | 2591.5254 | 199.6997 | 21645.8333 | 144928.3986 | 31145.8333 | 0 | 113782.5653 | 113782.5653 | 9500 | 0 | 0 | 0 | 0 | 0 | 0
2022-05-12 11:00 | 1.0274 | 0.8922 | 35871 | 35747.5535 | 633 | 94428.3067 | 3 | 0 | 0 | 0 | 0 | 0 | 19 | 9500 | 2591.5254 | 199.6997 | 21645.8333 | 144928.3986 | 31145.8333 | 0 | 113782.5653 | 113782.5653 | 9500 | 0 | 0 | 0 | 0 | 0 | 0
2022-05-12 12:00 | 1.0347 | 0.80383 | 35871 | 36002.9479 | 633 | 85075.438 | 3 | 0 | 0 | 38052.1306 | 0 | 0 | 19 | 9500 | 2591.5254 | 199.6997 | 21645.8333 | 144928.3986 | 31145.8333 | 0 | 113782.5653 | 113782.5653 | 9500 | 0 | 0 | 0 | 0 | 0 | 0
2022-05-12 13:00 | 0.99108 | 0.78731 | 35871 | 34484.4998 | 633 | 83327.0009 | 3 | 0 | 0 | 83327.0009 | 0 | 38052.1306 | 19 | 9500 | 2591.5254 | 199.6997 | 21645.8333 | 144928.3986 | 31145.8333 | 0 | 113782.5653 | 113782.5653 | 9500 | 0 | 0 | 0 | 0 | 0 | 0
2022-05-12 14:00 | 0.8811 | 0.75928 | 35871 | 30657.76 | 633 | 80360.3729 | 3 | 488.0734 | 0.048807 | 79872.2996 | 0 | 121379.1315 | 19 | 9500 | 2591.5254 | 199.6997 | 21645.8333 | 144928.3986 | 31145.8333 | 0 | 113782.5653 | 113782.5653 | 9011.9266 | 488.0734 | 0 | 0 | 0 | 0 | 0
2022-05-12 15:00 | 0.71362 | 0.71107 | 35871 | 24830.3151 | 633 | 75257.9422 | 3 | 6315.5182 | 0.63155 | 68942.424 | 0 | 201251.431 | 19 | 9500 | 2591.5254 | 199.6997 | 21645.8333 | 144928.3986 | 31145.8333 | 0 | 113782.5653 | 113782.5653 | 3184.4818 | 6315.5182 | 0 | 0 | 0 | 0 | 0
2022-05-12 16:00 | 0.50325 | 0.61654 | 35871 | 17510.5183 | 633 | 65253.1139 | 3 | 13635.315 | 1.3635 | 51617.7989 | 0 | 270193.8551 | 19 | 9500 | 2591.5254 | 199.6997 | 21645.8333 | 144928.3986 | 31145.8333 | 0 | 113782.5653 | 113782.5653 | 0 | 9500 | 0 | 0 | 0 | 0 | 0
2022-05-12 17:00 | 0.2736 | 0.44618 | 35871 | 9519.8764 | 633 | 47222.6204 | 3 | 21625.9569 | 2.1626 | 25596.6635 | 0 | 321811.654 | 19 | 9500 | 2591.5254 | 199.6997 | 21645.8333 | 144928.3986 | 31145.8333 | 0 | 113782.5653 | 113782.5653 | 0 | 9500 | 0 | 0 | 0 | 0 | 0
2022-05-12 18:00 | 0.07035 | 0.10563 | 35871 | 2447.8191 | 633 | 11179.6257 | 3 | 28698.0142 | 2.8698 | 0 | 17518.3885 | 347408.3174 | 19 | 9500 | 2591.5254 | 199.6997 | 21645.8333 | 144928.3986 | 31145.8333 | 0 | 113782.5653 | 113782.5653 | 2447.8191 | 7052.1809 | 0 | 0 | 0 | 0 | 0
2022-05-12 19:00 | 0 | 0 | 35871 | 0 | 633 | 0 | 3 | 30000 | 3 | 0 | 30000 | 329889.9289 | 19 | 8354.1667 | 2591.5254 | 175.6131 | 21645.8333 | 144928.3986 | 30000 | 0 | 114928.3986 | 114928.3986 | 0 | 8354.1667 | 0 | 0 | 0 | 0 | 0
2022-05-12 20:00 | 0 | 0 | 35871 | 0 | 633 | 0 | 3 | 30000 | 3 | 0 | 30000 | 299889.9289 | 19 | 8354.1667 | 2591.5254 | 175.6131 | 21645.8333 | 144928.3986 | 30000 | 0 | 114928.3986 | 114928.3986 | 0 | 8354.1667 | 0 | 0 | 0 | 0 | 0
2022-05-12 21:00 | 0 | 0 | 35871 | 0 | 633 | 0 | 3 | 30000 | 3 | 0 | 30000 | 269889.9289 | 19 | 8354.1667 | 2591.5254 | 175.6131 | 21645.8333 | 144928.3986 | 30000 | 0 | 114928.3986 | 114928.3986 | 0 | 8354.1667 | 0 | 0 | 0 | 0 | 0
2022-05-12 22:00 | 0 | 0 | 35871 | 0 | 633 | 0 | 3 | 30000 | 3 | 0 | 30000 | 239889.9289 | 19 | 8354.1667 | 2591.5254 | 175.6131 | 21645.8333 | 144928.3986 | 30000 | 0 | 114928.3986 | 114928.3986 | 0 | 8354.1667 | 0 | 0 | 0 | 0 | 0
2022-05-12 23:00 | 0 | 0 | 35871 | 0 | 633 | 0 | 3 | 30000 | 3 | 0 | 30000 | 209889.9289 | 19 | 8354.1667 | 2591.5254 | 175.6131 | 21645.8333 | 144928.3986 | 30000 | 0 | 114928.3986 | 114928.3986 | 0 | 8354.1667 | 0 | 0 | 0 | 0 | 0
2022-05-13 | 0 | 0 | 35871 | 0 | 633 | 0 | 3 | 30000 | 3 | 0 | 30000 | 179889.9289 | 19 | 7812.5 | 2591.5254 | 164.2267 | 22187.5 | 145470.0653 | 30000 | 0 | 115470.0653 | 115470.0653 | 0 | 7812.5 | 0 | 0 | 0 | 0 | 0
2022-05-13 01:00 | 0 | 0 | 35871 | 0 | 633 | 0 | 3 | 30000 | 3 | 0 | 30000 | 149889.9289 | 19 | 7812.5 | 2591.5254 | 164.2267 | 22187.5 | 145470.0653 | 30000 | 0 | 115470.0653 | 115470.0653 | 0 | 7812.5 | 0 | 0 | 0 | 0 | 0
2022-05-13 02:00 | 0 | 0 | 35871 | 0 | 633 | 0 | 3 | 30000 | 3 | 0 | 30000 | 119889.9289 | 19 | 7812.5 | 2591.5254 | 164.2267 | 22187.5 | 145470.0653 | 30000 | 0 | 115470.0653 | 115470.0653 | 0 | 7812.5 | 0 | 0 | 0 | 0 | 0
2022-05-13 03:00 | 0 | 0 | 35871 | 0 | 633 | 0 | 3 | 30000 | 3 | 0 | 30000 | 89889.9289 | 19 | 7812.5 | 2591.5254 | 164.2267 | 22187.5 | 145470.0653 | 30000 | 0 | 115470.0653 | 115470.0653 | 0 | 7812.5 | 0 | 0 | 0 | 0 | 0
2022-05-13 04:00 | 0 | 0 | 35871 | 0 | 633 | 0 | 3 | 30000 | 3 | 0 | 30000 | 59889.9289 | 19 | 7812.5 | 2591.5254 | 164.2267 | 22187.5 | 145470.0653 | 30000 | 0 | 115470.0653 | 115470.0653 | 0 | 7812.5 | 0 | 0 | 0 | 0 | 0
2022-05-13 05:00 | 0.0089 | 0.00104 | 35871 | 309.6743 | 633 | 110.0711 | 3 | 30000 | 3 | 0 | 29889.9289 | 29889.9289 | 19 | 8122.1743 | 2591.5254 | 170.7364 | 22187.5 | 145470.0653 | 30309.6743 | 0 | 115160.3909 | 115160.3909 | -5.6843e-14 | 8122.1743 | 0 | 0 | 0 | 0 | 0
2022-05-13 06:00 | 0.14075 | 0.25837 | 35871 | 4897.378 | 633 | 27345.2607 | 3 | 26790.122 | 2.679 | 0 | 0 | 0 | 19 | 9500 | 2591.5254 | 199.6997 | 22187.5 | 145470.0653 | 31687.5 | 0 | 113782.5653 | 113782.5653 | 0 | 9500 | 0 | 0 | 0 | 0 | 0
2022-05-13 07:00 | 0.35877 | 0.50756 | 35871 | 12483.3555 | 633 | 53718.9323 | 3 | 19204.1445 | 1.9204 | 0 | 0 | 0 | 19 | 9500 | 2591.5254 | 199.6997 | 22187.5 | 145470.0653 | 31687.5 | 0 | 113782.5653 | 113782.5653 | 0 | 9500 | 0 | 0 | 0 | 0 | 0
2022-05-13 08:00 | 0.58512 | 0.65596 | 35871 | 20359.1743 | 633 | 69425.2321 | 3 | 11328.3257 | 1.1328 | 0 | 0 | 0 | 19 | 9500 | 2591.5254 | 199.6997 | 22187.5 | 145470.0653 | 31687.5 | 0 | 113782.5653 | 113782.5653 | 0 | 9500 | 0 | 0 | 0 | 0 | 0
2022-05-13 09:00 | 0.7832 | 0.74245 | 35871 | 27251.3422 | 633 | 78579.1261 | 3 | 4436.1578 | 0.44362 | 42501.0699 | 0 | 0 | 19 | 9500 | 2591.5254 | 199.6997 | 22187.5 | 145470.0653 | 31687.5 | 0 | 113782.5653 | 113782.5653 | 5063.8422 | 4436.1578 | 0 | 0 | 0 | 0 | 0
2022-05-13 10:00 | 0.93217 | 0.79869 | 35871 | 32434.734 | 633 | 84531.4327 | 3 | 30000 | 3 | 0 | 30000 | 42501.0699 | 19 | 9500 | 2591.5254 | 199.6997 | 22187.5 | 145470.0653 | 31687.5 | 0 | 113782.5653 | 113782.5653 | 9500 | 0 | 0 | 0 | 0 | 30000 | 0
2022-05-13 11:00 | 1.0203 | 0.86329 | 35871 | 35500.51 | 633 | 91368.5417 | 3 | 0 | 0 | 91368.5417 | 0 | 12501.0699 | 19 | 9500 | 2591.5254 | 199.6997 | 22187.5 | 145470.0653 | 31687.5 | 0 | 113782.5653 | 113782.5653 | 9500 | 0 | 0 | 0 | 0 | 0 | 0
2022-05-13 12:00 | 1.0371 | 0.83969 | 35871 | 36086.4556 | 633 | 88870.7743 | 3 | 0 | 0 | 88870.7743 | 0 | 103869.6116 | 19 | 9500 | 2591.5254 | 199.6997 | 22187.5 | 145470.0653 | 31687.5 | 0 | 113782.5653 | 113782.5653 | 9500 | 0 | 0 | 0 | 0 | 0 | 0
2022-05-13 13:00 | 0.98617 | 0.77681 | 35871 | 34313.6569 | 633 | 82215.7061 | 3 | 0 | 0 | 82215.7061 | 0 | 192740.386 | 19 | 9500 | 2591.5254 | 199.6997 | 22187.5 | 145470.0653 | 31687.5 | 0 | 113782.5653 | 113782.5653 | 9500 | 0 | 0 | 0 | 0 | 0 | 0
2022-05-13 14:00 | 0.86862 | 0.72759 | 35871 | 30223.52 | 633 | 77006.3794 | 3 | 1463.98 | 0.1464 | 75542.3994 | 0 | 274956.092 | 19 | 9500 | 2591.5254 | 199.6997 | 22187.5 | 145470.0653 | 31687.5 | 0 | 113782.5653 | 113782.5653 | 8036.02 | 1463.98 | 0 | 0 | 0 | 0 | 0
2022-05-13 15:00 | 0.69422 | 0.64638 | 35871 | 24155.2947 | 633 | 68411.3079 | 3 | 7532.2053 | 0.75322 | 60879.1025 | 0 | 350498.4914 | 19 | 9500 | 2591.5254 | 199.6997 | 22187.5 | 145470.0653 | 31687.5 | 0 | 113782.5653 | 113782.5653 | 1967.7947 | 7532.2053 | 0 | 0 | 0 | 0 | 0
2022-05-13 16:00 | 0.48035 | 0.52263 | 35871 | 16713.7158 | 633 | 55313.9049 | 3 | 14973.7842 | 1.4974 | 40340.1207 | 0 | 411377.5939 | 19 | 9500 | 2591.5254 | 199.6997 | 22187.5 | 145470.0653 | 31687.5 | 0 | 113782.5653 | 113782.5653 | 0 | 9500 | 0 | 0 | 0 | 0 | 0
2022-05-13 17:00 | 0.2541 | 0.33772 | 35871 | 8841.3765 | 633 | 35743.4743 | 3 | 22846.1235 | 2.2846 | 12897.3507 | 0 | 451717.7146 | 19 | 9500 | 2591.5254 | 199.6997 | 22187.5 | 145470.0653 | 31687.5 | 0 | 113782.5653 | 113782.5653 | 0 | 9500 | 0 | 0 | 0 | 0 | 0
2022-05-13 18:00 | 0.06447 | 0.05629 | 35871 | 2243.2253 | 633 | 5957.5985 | 3 | 29444.2747 | 2.9444 | 0 | 23486.6762 | 464615.0654 | 19 | 9500 | 2591.5254 | 199.6997 | 22187.5 | 145470.0653 | 31687.5 | 0 | 113782.5653 | 113782.5653 | 2243.2253 | 7256.7747 | 0 | 0 | 0 | 0 | 0
2022-05-13 19:00 | 0 | 0 | 35871 | 0 | 633 | 0 | 3 | 30000 | 3 | 0 | 30000 | 441128.3891 | 19 | 7812.5 | 2591.5254 | 164.2267 | 22187.5 | 145470.0653 | 30000 | 0 | 115470.0653 | 115470.0653 | 0 | 7812.5 | 0 | 0 | 0 | 0 | 0
2022-05-13 20:00 | 0 | 0 | 35871 | 0 | 633 | 0 | 3 | 30000 | 3 | 0 | 30000 | 411128.3891 | 19 | 7812.5 | 2591.5254 | 164.2267 | 22187.5 | 145470.0653 | 30000 | 0 | 115470.0653 | 115470.0653 | 0 | 7812.5 | 0 | 0 | 0 | 0 | 0
2022-05-13 21:00 | 0 | 0 | 35871 | 0 | 633 | 0 | 3 | 30000 | 3 | 0 | 30000 | 381128.3891 | 19 | 7812.5 | 2591.5254 | 164.2267 | 22187.5 | 145470.0653 | 30000 | 0 | 115470.0653 | 115470.0653 | 0 | 7812.5 | 0 | 0 | 0 | 0 | 0
2022-05-13 22:00 | 0 | 0 | 35871 | 0 | 633 | 0 | 3 | 30000 | 3 | 0 | 30000 | 351128.3891 | 19 | 7812.5 | 2591.5254 | 164.2267 | 22187.5 | 145470.0653 | 30000 | 0 | 115470.0653 | 115470.0653 | 0 | 7812.5 | 0 | 0 | 0 | 0 | 0
2022-05-13 23:00 | 0 | 0 | 35871 | 0 | 633 | 0 | 3 | 30000 | 3 | 0 | 30000 | 321128.3891 | 19 | 7812.5 | 2591.5254 | 164.2267 | 22187.5 | 145470.0653 | 30000 | 0 | 115470.0653 | 115470.0653 | 0 | 7812.5 | 0 | 0 | 0 | 0 | 0
2022-05-14 | 0 | 0 | 35871 | 0 | 633 | 0 | 3 | 30000 | 3 | 0 | 30000 | 291128.3891 | 19 | 8625 | 2591.5254 | 181.3063 | 21375 | 144657.5653 | 30000 | 0 | 114657.5653 | 114657.5653 | 0 | 8625 | 0 | 0 | 0 | 0 | 0
2022-05-14 01:00 | 0 | 0 | 35871 | 0 | 633 | 0 | 3 | 30000 | 3 | 0 | 30000 | 261128.3891 | 19 | 8625 | 2591.5254 | 181.3063 | 21375 | 144657.5653 | 30000 | 0 | 114657.5653 | 114657.5653 | 0 | 8625 | 0 | 0 | 0 | 0 | 0
2022-05-14 02:00 | 0 | 0 | 35871 | 0 | 633 | 0 | 3 | 30000 | 3 | 0 | 30000 | 231128.3891 | 19 | 8625 | 2591.5254 | 181.3063 | 21375 | 144657.5653 | 30000 | 0 | 114657.5653 | 114657.5653 | 0 | 8625 | 0 | 0 | 0 | 0 | 0
2022-05-14 03:00 | 0 | 0 | 35871 | 0 | 633 | 0 | 3 | 30000 | 3 | 0 | 30000 | 201128.3891 | 19 | 8625 | 2591.5254 | 181.3063 | 21375 | 144657.5653 | 30000 | 0 | 114657.5653 | 114657.5653 | 0 | 8625 | 0 | 0 | 0 | 0 | 0
2022-05-14 04:00 | 0 | 0 | 35871 | 0 | 633 | 0 | 3 | 30000 | 3 | 0 | 30000 | 171128.3891 | 19 | 8625 | 2591.5254 | 181.3063 | 21375 | 144657.5653 | 30000 | 0 | 114657.5653 | 114657.5653 | 0 | 8625 | 0 | 0 | 0 | 0 | 0
2022-05-14 05:00 | 0.00793 | 0 | 35871 | 275.9233 | 633 | 0 | 3 | 30000 | 3 | 0 | 30000 | 141128.3891 | 19 | 8900.9233 | 2591.5254 | 187.1065 | 21375 | 144657.5653 | 30275.9233 | 0 | 114381.642 | 114381.642 | 1.7053e-13 | 8900.9233 | 0 | 0 | 0 | 0 | 0
2022-05-14 06:00 | 0.1134 | 0.0699 | 35871 | 3945.7383 | 633 | 7398.0482 | 3 | 26929.2617 | 2.6929 | 0 | 19531.2135 | 111128.3891 | 19 | 9500 | 2591.5254 | 199.6997 | 21375 | 144657.5653 | 30875 | 0 | 113782.5653 | 113782.5653 | 0 | 9500 | 0 | 0 | 0 | 0 | 0
2022-05-14 07:00 | 0.30888 | 0.25888 | 35871 | 10747.4394 | 633 | 27399.2379 | 3 | 20127.5606 | 2.0128 | 7271.6773 | 0 | 91597.1756 | 19 | 9500 | 2591.5254 | 199.6997 | 21375 | 144657.5653 | 30875 | 0 | 113782.5653 | 113782.5653 | 0 | 9500 | 0 | 0 | 0 | 0 | 0
2022-05-14 08:00 | 0.54065 | 0.44997 | 35871 | 18811.8465 | 633 | 47623.7449 | 3 | 12063.1535 | 1.2063 | 35560.5913 | 0 | 98868.853 | 19 | 9500 | 2591.5254 | 199.6997 | 21375 | 144657.5653 | 30875 | 0 | 113782.5653 | 113782.5653 | 0 | 9500 | 0 | 0 | 0 | 0 | 0
2022-05-14 09:00 | 0.75188 | 0.57827 | 35871 | 26161.5669 | 633 | 61202.709 | 3 | 4713.4331 | 0.47134 | 56489.2758 | 0 | 134429.4443 | 19 | 9500 | 2591.5254 | 199.6997 | 21375 | 144657.5653 | 30875 | 0 | 113782.5653 | 113782.5653 | 4786.5669 | 4713.4331 | 0 | 0 | 0 | 0 | 0
2022-05-14 10:00 | 0.82115 | 0.4074 | 35871 | 28571.8075 | 633 | 43118.2382 | 3 | 2303.1925 | 0.23032 | 40815.0457 | 0 | 190918.7201 | 19 | 9500 | 2591.5254 | 199.6997 | 21375 | 144657.5653 | 30875 | 0 | 113782.5653 | 113782.5653 | 7196.8075 | 2303.1925 | 0 | 0 | 0 | 0 | 0
2022-05-14 11:00 | 0.92892 | 0.41754 | 35871 | 32321.6506 | 633 | 44191.4315 | 3 | 0 | 0 | 44191.4315 | 0 | 231733.7659 | 19 | 9500 | 2591.5254 | 199.6997 | 21375 | 144657.5653 | 30875 | 0 | 113782.5653 | 113782.5653 | 9500 | 0 | 0 | 0 | 0 | 0 | 0
2022-05-14 12:00 | 0.96055 | 0.47252 | 35871 | 33422.2124 | 633 | 50010.3828 | 3 | 0 | 0 | 50010.3828 | 0 | 275925.1974 | 19 | 9500 | 2591.5254 | 199.6997 | 21375 | 144657.5653 | 30875 | 0 | 113782.5653 | 113782.5653 | 9500 | 0 | 0 | 0 | 0 | 0 | 0
2022-05-14 13:00 | 0.89047 | 0.46143 | 35871 | 30983.7879 | 633 | 48836.6438 | 3 | 0 | 0 | 48836.6438 | 0 | 325935.5801 | 19 | 9500 | 2591.5254 | 199.6997 | 21375 | 144657.5653 | 30875 | 0 | 113782.5653 | 113782.5653 | 9500 | 0 | 0 | 0 | 0 | 0 | 0
2022-05-14 14:00 | 0.80675 | 0.51134 | 35871 | 28070.7614 | 633 | 54118.9984 | 3 | 2804.2386 | 0.28042 | 51314.7598 | 0 | 374772.2239 | 19 | 9500 | 2591.5254 | 199.6997 | 21375 | 144657.5653 | 30875 | 0 | 113782.5653 | 113782.5653 | 6695.7614 | 2804.2386 | 0 | 0 | 0 | 0 | 0
2022-05-14 15:00 | 0.61025 | 0.35385 | 35871 | 21233.5694 | 633 | 37450.6348 | 3 | 9641.4306 | 0.96414 | 27809.2042 | 0 | 426086.9836 | 19 | 9500 | 2591.5254 | 199.6997 | 21375 | 144657.5653 | 30875 | 0 | 113782.5653 | 113782.5653 | 0 | 9500 | 0 | 0 | 0 | 0 | 0
2022-05-14 16:00 | 0.34602 | 0.12274 | 35871 | 12039.7209 | 633 | 12990.507 | 3 | 18835.2791 | 1.8835 | 0 | 5844.7721 | 453896.1878 | 19 | 9500 | 2591.5254 | 199.6997 | 21375 | 144657.5653 | 30875 | 0 | 113782.5653 | 113782.5653 | 0 | 9500 | 0 | 0 | 0 | 0 | 0
2022-05-14 17:00 | 0.1852 | 0.0466 | 35871 | 6444.0099 | 633 | 4932.0322 | 3 | 24430.9901 | 2.4431 | 0 | 19498.9579 | 448051.4158 | 19 | 9500 | 2591.5254 | 199.6997 | 21375 | 144657.5653 | 30875 | 0 | 113782.5653 | 113782.5653 | 0 | 9500 | 0 | 0 | 0 | 0 | 0
2022-05-14 18:00 | 0.05492 | 0.00255 | 35871 | 1910.9343 | 633 | 269.8859 | 3 | 28964.0657 | 2.8964 | 0 | 28694.1799 | 428552.4578 | 19 | 9500 | 2591.5254 | 199.6997 | 21375 | 144657.5653 | 30875 | 0 | 113782.5653 | 113782.5653 | 1910.9343 | 7589.0657 | 0 | 0 | 0 | 0 | 0
2022-05-14 19:00 | 0 | 0 | 35871 | 0 | 633 | 0 | 3 | 30000 | 3 | 0 | 30000 | 399858.278 | 19 | 8625 | 2591.5254 | 181.3063 | 21375 | 144657.5653 | 30000 | 0 | 114657.5653 | 114657.5653 | 0 | 8625 | 0 | 0 | 0 | 0 | 0
2022-05-14 20:00 | 0 | 0 | 35871 | 0 | 633 | 0 | 3 | 30000 | 3 | 0 | 30000 | 369858.278 | 19 | 8625 | 2591.5254 | 181.3063 | 21375 | 144657.5653 | 30000 | 0 | 114657.5653 | 114657.5653 | 0 | 8625 | 0 | 0 | 0 | 0 | 0
2022-05-14 21:00 | 0 | 0 | 35871 | 0 | 633 | 0 | 3 | 30000 | 3 | 0 | 30000 | 339858.278 | 19 | 8625 | 2591.5254 | 181.3063 | 21375 | 144657.5653 | 30000 | 0 | 114657.5653 | 114657.5653 | 0 | 8625 | 0 | 0 | 0 | 0 | 0
2022-05-14 22:00 | 0 | 0 | 35871 | 0 | 633 | 0 | 3 | 30000 | 3 | 0 | 30000 | 309858.278 | 19 | 8625 | 2591.5254 | 181.3063 | 21375 | 144657.5653 | 30000 | 0 | 114657.5653 | 114657.5653 | 0 | 8625 | 0 | 0 | 0 | 0 | 0
2022-05-14 23:00 | 0 | 0 | 35871 | 0 | 633 | 0 | 3 | 30000 | 3 | 0 | 30000 | 279858.278 | 19 | 8625 | 2591.5254 | 181.3063 | 21375 | 144657.5653 | 30000 | 0 | 114657.5653 | 114657.5653 | 0 | 8625 | 0 | 0 | 0 | 0 | 0
2022-05-15 | 0 | 0 | 35871 | 0 | 633 | 0 | 3 | 30000 | 3 | 0 | 30000 | 249858.278 | 19 | 9308.3333 | 2591.5254 | 195.6707 | 20691.6667 | 143974.2319 | 30000 | 0 | 113974.2319 | 113974.2319 | 0 | 9308.3333 | 0 | 0 | 0 | 0 | 0
2022-05-15 01:00 | 0 | 0 | 35871 | 0 | 633 | 0 | 3 | 30000 | 3 | 0 | 30000 | 219858.278 | 19 | 9308.3333 | 2591.5254 | 195.6707 | 20691.6667 | 143974.2319 | 30000 | 0 | 113974.2319 | 113974.2319 | 0 | 9308.3333 | 0 | 0 | 0 | 0 | 0
2022-05-15 02:00 | 0 | 0 | 35871 | 0 | 633 | 0 | 3 | 30000 | 3 | 0 | 30000 | 189858.278 | 19 | 9308.3333 | 2591.5254 | 195.6707 | 20691.6667 | 143974.2319 | 30000 | 0 | 113974.2319 | 113974.2319 | 0 | 9308.3333 | 0 | 0 | 0 | 0 | 0
2022-05-15 03:00 | 0 | 0 | 35871 | 0 | 633 | 0 | 3 | 30000 | 3 | 0 | 30000 | 159858.278 | 19 | 9308.3333 | 2591.5254 | 195.6707 | 20691.6667 | 143974.2319 | 30000 | 0 | 113974.2319 | 113974.2319 | 0 | 9308.3333 | 0 | 0 | 0 | 0 | 0
2022-05-15 04:00 | 0 | 0 | 35871 | 0 | 633 | 0 | 3 | 30000 | 3 | 0 | 30000 | 129858.278 | 19 | 9308.3333 | 2591.5254 | 195.6707 | 20691.6667 | 143974.2319 | 30000 | 0 | 113974.2319 | 113974.2319 | 0 | 9308.3333 | 0 | 0 | 0 | 0 | 0
2022-05-15 05:00 | 0.00843 | 0 | 35871 | 293.3208 | 633 | 0 | 3 | 29898.3459 | 2.9898 | 0 | 29898.3459 | 99858.278 | 19 | 9500 | 2591.5254 | 199.6997 | 20691.6667 | 143974.2319 | 30191.6667 | 0 | 113782.5653 | 113782.5653 | 293.3208 | 9206.6792 | 0 | 0 | 0 | 0 | 0
2022-05-15 06:00 | 0.1169 | 0.06913 | 35871 | 4067.5203 | 633 | 7316.5533 | 3 | 26124.1464 | 2.6124 | 0 | 18807.5931 | 69959.9321 | 19 | 9500 | 2591.5254 | 199.6997 | 20691.6667 | 143974.2319 | 30191.6667 | 0 | 113782.5653 | 113782.5653 | 0 | 9500 | 0 | 0 | 0 | 0 | 0
2022-05-15 07:00 | 0.30823 | 0.26026 | 35871 | 10724.8228 | 633 | 27545.2938 | 3 | 19466.8439 | 1.9467 | 8078.4499 | 0 | 51152.339 | 19 | 9500 | 2591.5254 | 199.6997 | 20691.6667 | 143974.2319 | 30191.6667 | 0 | 113782.5653 | 113782.5653 | 0 | 9500 | 0 | 0 | 0 | 0 | 0
2022-05-15 08:00 | 0.5196 | 0.38211 | 35871 | 18079.4145 | 633 | 40441.6053 | 3 | 12112.2522 | 1.2112 | 28329.3531 | 0 | 59230.7889 | 19 | 9500 | 2591.5254 | 199.6997 | 20691.6667 | 143974.2319 | 30191.6667 | 0 | 113782.5653 | 113782.5653 | 0 | 9500 | 0 | 0 | 0 | 0 | 0
2022-05-15 09:00 | 0.71488 | 0.45819 | 35871 | 24874.1567 | 633 | 48493.7299 | 3 | 5317.51 | 0.53175 | 43176.2199 | 0 | 87560.142 | 19 | 9500 | 2591.5254 | 199.6997 | 20691.6667 | 143974.2319 | 30191.6667 | 0 | 113782.5653 | 113782.5653 | 4182.49 | 5317.51 | 0 | 0 | 0 | 0 | 0
2022-05-15 10:00 | 0.86575 | 0.50265 | 35871 | 30123.6587 | 633 | 53199.2696 | 3 | 68.008 | 0.0068008 | 53131.2617 | 0 | 130736.3619 | 19 | 9500 | 2591.5254 | 199.6997 | 20691.6667 | 143974.2319 | 30191.6667 | 0 | 113782.5653 | 113782.5653 | 9431.992 | 68.008 | 0 | 0 | 0 | 0 | 0
2022-05-15 11:00 | 0.95338 | 0.52387 | 35871 | 33172.7332 | 633 | 55445.1435 | 3 | 0 | 0 | 55445.1435 | 0 | 183867.6236 | 19 | 9500 | 2591.5254 | 199.6997 | 20691.6667 | 143974.2319 | 30191.6667 | 0 | 113782.5653 | 113782.5653 | 9500 | 0 | 0 | 0 | 0 | 0 | 0
2022-05-15 12:00 | 0.9693 | 0.49907 | 35871 | 33726.6675 | 633 | 52820.371 | 3 | 0 | 0 | 52820.371 | 0 | 239312.7671 | 19 | 9500 | 2591.5254 | 199.6997 | 20691.6667 | 143974.2319 | 30191.6667 | 0 | 113782.5653 | 113782.5653 | 9500 | 0 | 0 | 0 | 0 | 0 | 0
2022-05-15 13:00 | 0.90122 | 0.41625 | 35871 | 31357.8327 | 633 | 44054.901 | 3 | 0 | 0 | 44054.901 | 0 | 292133.1382 | 19 | 9500 | 2591.5254 | 199.6997 | 20691.6667 | 143974.2319 | 30191.6667 | 0 | 113782.5653 | 113782.5653 | 9500 | 0 | 0 | 0 | 0 | 0 | 0
2022-05-15 14:00 | 0.7646 | 0.31363 | 35871 | 26604.1576 | 633 | 33193.8465 | 3 | 3587.5091 | 0.35875 | 29606.3374 | 0 | 336188.0392 | 19 | 9500 | 2591.5254 | 199.6997 | 20691.6667 | 143974.2319 | 30191.6667 | 0 | 113782.5653 | 113782.5653 | 5912.4909 | 3587.5091 | 0 | 0 | 0 | 0 | 0
2022-05-15 15:00 | 0.57672 | 0.22498 | 35871 | 20066.8974 | 633 | 23811.3432 | 3 | 10124.7692 | 1.0125 | 13686.574 | 0 | 365794.3766 | 19 | 9500 | 2591.5254 | 199.6997 | 20691.6667 | 143974.2319 | 30191.6667 | 0 | 113782.5653 | 113782.5653 | 0 | 9500 | 0 | 0 | 0 | 0 | 0
2022-05-15 16:00 | 0.36705 | 0.12978 | 35871 | 12771.457 | 633 | 13735.6037 | 3 | 17420.2096 | 1.742 | 0 | 3684.6059 | 379480.9506 | 19 | 9500 | 2591.5254 | 199.6997 | 20691.6667 | 143974.2319 | 30191.6667 | 0 | 113782.5653 | 113782.5653 | 0 | 9500 | 0 | 0 | 0 | 0 | 0
2022-05-15 17:00 | 0.17877 | 0.0484 | 35871 | 6220.2789 | 633 | 5122.5398 | 3 | 23971.3878 | 2.3971 | 0 | 18848.8479 | 375796.3447 | 19 | 9500 | 2591.5254 | 199.6997 | 20691.6667 | 143974.2319 | 30191.6667 | 0 | 113782.5653 | 113782.5653 | 0 | 9500 | 0 | 0 | 0 | 0 | 0
2022-05-15 18:00 | 0.05135 | 0.00197 | 35871 | 1786.7166 | 633 | 208.5001 | 3 | 28404.9501 | 2.8405 | 0 | 28196.45 | 356947.4968 | 19 | 9500 | 2591.5254 | 199.6997 | 20691.6667 | 143974.2319 | 30191.6667 | 0 | 113782.5653 | 113782.5653 | 1786.7166 | 7713.2834 | 0 | 0 | 0 | 0 | 0
2022-05-15 19:00 | 0 | 0 | 35871 | 0 | 633 | 0 | 3 | 30000 | 3 | 0 | 30000 | 328751.0468 | 19 | 9308.3333 | 2591.5254 | 195.6707 | 20691.6667 | 143974.2319 | 30000 | 0 | 113974.2319 | 113974.2319 | 0 | 9308.3333 | 0 | 0 | 0 | 0 | 0
2022-05-15 20:00 | 0 | 0 | 35871 | 0 | 633 | 0 | 3 | 30000 | 3 | 0 | 30000 | 298751.0468 | 19 | 9308.3333 | 2591.5254 | 195.6707 | 20691.6667 | 143974.2319 | 30000 | 0 | 113974.2319 | 113974.2319 | 0 | 9308.3333 | 0 | 0 | 0 | 0 | 0
2022-05-15 21:00 | 0 | 0 | 35871 | 0 | 633 | 0 | 3 | 30000 | 3 | 0 | 30000 | 268751.0468 | 19 | 9308.3333 | 2591.5254 | 195.6707 | 20691.6667 | 143974.2319 | 30000 | 0 | 113974.2319 | 113974.2319 | 0 | 9308.3333 | 0 | 0 | 0 | 0 | 0
2022-05-15 22:00 | 0 | 0 | 35871 | 0 | 633 | 0 | 3 | 30000 | 3 | 0 | 30000 | 238751.0468 | 19 | 9308.3333 | 2591.5254 | 195.6707 | 20691.6667 | 143974.2319 | 30000 | 0 | 113974.2319 | 113974.2319 | 0 | 9308.3333 | 0 | 0 | 0 | 0 | 0
2022-05-15 23:00 | 0 | 0 | 35871 | 0 | 633 | 0 | 3 | 30000 | 3 | 0 | 30000 | 208751.0468 | 19 | 9308.3333 | 2591.5254 | 195.6707 | 20691.6667 | 143974.2319 | 30000 | 0 | 113974.2319 | 113974.2319 | 0 | 9308.3333 | 0 | 0 | 0 | 0 | 0
2022-05-16 | 0 | 0 | 35871 | 0 | 633 | 0 | 3 | 30000 | 3 | 0 | 30000 | 178751.0468 | 19 | 9250 | 2591.5254 | 194.4444 | 20750 | 144032.5653 | 30000 | 0 | 114032.5653 | 114032.5653 | 0 | 9250 | 0 | 0 | 0 | 0 | 0
2022-05-16 01:00 | 0 | 0 | 35871 | 0 | 633 | 0 | 3 | 30000 | 3 | 0 | 30000 | 148751.0468 | 19 | 9250 | 2591.5254 | 194.4444 | 20750 | 144032.5653 | 30000 | 0 | 114032.5653 | 114032.5653 | 0 | 9250 | 0 | 0 | 0 | 0 | 0
2022-05-16 02:00 | 0 | 0 | 35871 | 0 | 633 | 0 | 3 | 30000 | 3 | 0 | 30000 | 118751.0468 | 19 | 9250 | 2591.5254 | 194.4444 | 20750 | 144032.5653 | 30000 | 0 | 114032.5653 | 114032.5653 | 0 | 9250 | 0 | 0 | 0 | 0 | 0
2022-05-16 03:00 | 0 | 0 | 35871 | 0 | 633 | 0 | 3 | 30000 | 3 | 0 | 30000 | 88751.0468 | 19 | 9250 | 2591.5254 | 194.4444 | 20750 | 144032.5653 | 30000 | 0 | 114032.5653 | 114032.5653 | 0 | 9250 | 0 | 0 | 0 | 0 | 0
2022-05-16 04:00 | 0 | 0 | 35871 | 0 | 633 | 0 | 3 | 30000 | 3 | 0 | 30000 | 58751.0468 | 19 | 9250 | 2591.5254 | 194.4444 | 20750 | 144032.5653 | 30000 | 0 | 114032.5653 | 114032.5653 | 0 | 9250 | 0 | 0 | 0 | 0 | 0
2022-05-16 05:00 | 0.01105 | 0.01053 | 35871 | 384.4833 | 633 | 1114.4699 | 3 | 29865.5167 | 2.9866 | 0 | 28751.0468 | 28751.0468 | 19 | 9500 | 2591.5254 | 199.6997 | 20750 | 144032.5653 | 30250 | 0 | 113782.5653 | 113782.5653 | 384.4833 | 9115.5167 | 0 | 0 | 0 | 0 | 0
2022-05-16 06:00 | 0.16302 | 0.40858 | 35871 | 5672.2597 | 633 | 43243.1266 | 3 | 24577.7403 | 2.4578 | 0 | 0 | 0 | 19 | 9500 | 2591.5254 | 199.6997 | 20750 | 144032.5653 | 30250 | 0 | 113782.5653 | 113782.5653 | 0 | 9500 | 0 | 0 | 0 | 0 | 0
2022-05-16 07:00 | 0.39288 | 0.66409 | 35871 | 13670.2085 | 633 | 70285.6918 | 3 | 16579.7915 | 1.658 | 50441.5881 | 0 | 0 | 19 | 9500 | 2591.5254 | 199.6997 | 20750 | 144032.5653 | 30250 | 0 | 113782.5653 | 113782.5653 | 0 | 9500 | 0 | 0 | 0 | 0 | 0
2022-05-16 08:00 | 0.62345 | 0.79386 | 35871 | 21692.8617 | 633 | 84020.2371 | 3 | 8557.1383 | 0.85571 | 75463.0988 | 0 | 50441.5881 | 19 | 9500 | 2591.5254 | 199.6997 | 20750 | 144032.5653 | 30250 | 0 | 113782.5653 | 113782.5653 | 942.8617 | 8557.1383 | 0 | 0 | 0 | 0 | 0
2022-05-16 09:00 | 0.82167 | 0.86264 | 35871 | 28589.9008 | 633 | 91299.7473 | 3 | 1660.0992 | 0.16601 | 89639.6481 | 0 | 125904.6869 | 19 | 9500 | 2591.5254 | 199.6997 | 20750 | 144032.5653 | 30250 | 0 | 113782.5653 | 113782.5653 | 7839.9008 | 1660.0992 | 0 | 0 | 0 | 0 | 0
2022-05-16 10:00 | 0.96685 | 0.89796 | 35871 | 33641.4201 | 633 | 95037.9313 | 3 | 0 | 0 | 95037.9313 | 0 | 215544.335 | 19 | 9500 | 2591.5254 | 199.6997 | 20750 | 144032.5653 | 30250 | 0 | 113782.5653 | 113782.5653 | 9500 | 0 | 0 | 0 | 0 | 0 | 0
2022-05-16 11:00 | 1.0518 | 0.94542 | 35871 | 36597.2443 | 633 | 100060.9838 | 3 | 0 | 0 | 100060.9838 | 0 | 310582.2663 | 19 | 9500 | 2591.5254 | 199.6997 | 20750 | 144032.5653 | 30250 | 0 | 113782.5653 | 113782.5653 | 9500 | 0 | 0 | 0 | 0 | 0 | 0
2022-05-16 12:00 | 1.0367 | 0.75204 | 35871 | 36071.1458 | 633 | 79594.1087 | 3 | 0 | 0 | 79594.1087 | 0 | 410643.2501 | 19 | 9500 | 2591.5254 | 199.6997 | 20750 | 144032.5653 | 30250 | 0 | 113782.5653 | 113782.5653 | 9500 | 0 | 0 | 0 | 0 | 0 | 0
2022-05-16 13:00 | 0.98585 | 0.71528 | 35871 | 34302.5226 | 633 | 75703.5185 | 3 | 0 | 0 | 75703.5185 | 0 | 490237.3588 | 19 | 9500 | 2591.5254 | 199.6997 | 20750 | 144032.5653 | 30250 | 0 | 113782.5653 | 113782.5653 | 9500 | 0 | 0 | 0 | 0 | 0 | 0
2022-05-16 14:00 | 0.86695 | 0.64837 | 35871 | 30165.4125 | 633 | 68621.9247 | 3 | 84.5875 | 0.0084587 | 68537.3373 | 0 | 565940.8774 | 19 | 9500 | 2591.5254 | 199.6997 | 20750 | 144032.5653 | 30250 | 0 | 113782.5653 | 113782.5653 | 9415.4125 | 84.5875 | 0 | 0 | 0 | 0 | 0
2022-05-16 15:00 | 0.68878 | 0.565 | 35871 | 23966.0106 | 633 | 59798.244 | 3 | 6283.9894 | 0.6284 | 53514.2546 | 0 | 634478.2146 | 19 | 9500 | 2591.5254 | 199.6997 | 20750 | 144032.5653 | 30250 | 0 | 113782.5653 | 113782.5653 | 3216.0106 | 6283.9894 | 0 | 0 | 0 | 0 | 0
2022-05-16 16:00 | 0.46802 | 0.40927 | 35871 | 16284.6951 | 633 | 43316.1546 | 3 | 13965.3049 | 1.3965 | 29350.8496 | 0 | 687992.4692 | 19 | 9500 | 2591.5254 | 199.6997 | 20750 | 144032.5653 | 30250 | 0 | 113782.5653 | 113782.5653 | 0 | 9500 | 0 | 0 | 0 | 0 | 0
2022-05-16 17:00 | 0.2309 | 0.20478 | 35871 | 8034.1355 | 633 | 21673.4237 | 3 | 22215.8645 | 2.2216 | 0 | 542.4408 | 717343.3188 | 19 | 9500 | 2591.5254 | 199.6997 | 20750 | 144032.5653 | 30250 | 0 | 113782.5653 | 113782.5653 | 0 | 9500 | 0 | 0 | 0 | 0 | 0
2022-05-16 18:00 | 0.0637 | 0.01788 | 35871 | 2216.4332 | 633 | 1892.3763 | 3 | 28033.5668 | 2.8034 | 0 | 26141.1905 | 716800.878 | 19 | 9500 | 2591.5254 | 199.6997 | 20750 | 144032.5653 | 30250 | 0 | 113782.5653 | 113782.5653 | 2216.4332 | 7283.5668 | 0 | 0 | 0 | 0 | 0
2022-05-16 19:00 | 0 | 0 | 35871 | 0 | 633 | 0 | 3 | 30000 | 3 | 0 | 30000 | 690659.6875 | 19 | 9250 | 2591.5254 | 194.4444 | 20750 | 144032.5653 | 30000 | 0 | 114032.5653 | 114032.5653 | 0 | 9250 | 0 | 0 | 0 | 0 | 0
2022-05-16 20:00 | 0 | 0 | 35871 | 0 | 633 | 0 | 3 | 30000 | 3 | 0 | 30000 | 660659.6875 | 19 | 9250 | 2591.5254 | 194.4444 | 20750 | 144032.5653 | 30000 | 0 | 114032.5653 | 114032.5653 | 0 | 9250 | 0 | 0 | 0 | 0 | 0
2022-05-16 21:00 | 0 | 0 | 35871 | 0 | 633 | 0 | 3 | 30000 | 3 | 0 | 30000 | 630659.6875 | 19 | 9250 | 2591.5254 | 194.4444 | 20750 | 144032.5653 | 30000 | 0 | 114032.5653 | 114032.5653 | 0 | 9250 | 0 | 0 | 0 | 0 | 0
2022-05-16 22:00 | 0 | 0 | 35871 | 0 | 633 | 0 | 3 | 30000 | 3 | 0 | 30000 | 600659.6875 | 19 | 9250 | 2591.5254 | 194.4444 | 20750 | 144032.5653 | 30000 | 0 | 114032.5653 | 114032.5653 | 0 | 9250 | 0 | 0 | 0 | 0 | 0
2022-05-16 23:00 | 0 | 0 | 35871 | 0 | 633 | 0 | 3 | 30000 | 3 | 0 | 30000 | 570659.6875 | 19 | 9250 | 2591.5254 | 194.4444 | 20750 | 144032.5653 | 30000 | 0 | 114032.5653 | 114032.5653 | 0 | 9250 | 0 | 0 | 0 | 0 | 0
2022-05-17 | 0 | 0 | 35871 | 0 | 633 | 0 | 3 | 30000 | 3 | 0 | 30000 | 540659.6875 | 19 | 9112.5 | 2591.5254 | 191.5541 | 20887.5 | 144170.0653 | 30000 | 0 | 114170.0653 | 114170.0653 | 0 | 9112.5 | 0 | 0 | 0 | 0 | 0
2022-05-17 01:00 | 0 | 0 | 35871 | 0 | 633 | 0 | 3 | 30000 | 3 | 0 | 30000 | 510659.6875 | 19 | 9112.5 | 2591.5254 | 191.5541 | 20887.5 | 144170.0653 | 30000 | 0 | 114170.0653 | 114170.0653 | 0 | 9112.5 | 0 | 0 | 0 | 0 | 0
2022-05-17 02:00 | 0 | 0 | 35871 | 0 | 633 | 0 | 3 | 30000 | 3 | 0 | 30000 | 480659.6875 | 19 | 9112.5 | 2591.5254 | 191.5541 | 20887.5 | 144170.0653 | 30000 | 0 | 114170.0653 | 114170.0653 | 0 | 9112.5 | 0 | 0 | 0 | 0 | 0
2022-05-17 03:00 | 0 | 0 | 35871 | 0 | 633 | 0 | 3 | 30000 | 3 | 0 | 30000 | 450659.6875 | 19 | 9112.5 | 2591.5254 | 191.5541 | 20887.5 | 144170.0653 | 30000 | 0 | 114170.0653 | 114170.0653 | 0 | 9112.5 | 0 | 0 | 0 | 0 | 0
2022-05-17 04:00 | 0 | 0 | 35871 | 0 | 633 | 0 | 3 | 30000 | 3 | 0 | 30000 | 420659.6875 | 19 | 9112.5 | 2591.5254 | 191.5541 | 20887.5 | 144170.0653 | 30000 | 0 | 114170.0653 | 114170.0653 | 0 | 9112.5 | 0 | 0 | 0 | 0 | 0
2022-05-17 05:00 | 0.00927 | 0 | 35871 | 322.5484 | 633 | 0 | 3 | 30000 | 3 | 0 | 30000 | 390659.6875 | 19 | 9435.0484 | 2591.5254 | 198.3344 | 20887.5 | 144170.0653 | 30322.5484 | 0 | 113847.5168 | 113847.5168 | 322.5484 | 9112.5 | 0 | 0 | 0 | 0 | 0
2022-05-17 06:00 | 0.10703 | 0.03162 | 35871 | 3724.0949 | 633 | 3346.5849 | 3 | 26663.4051 | 2.6663 | 0 | 23316.8202 | 360659.6875 | 19 | 9500 | 2591.5254 | 199.6997 | 20887.5 | 144170.0653 | 30387.5 | 0 | 113782.5653 | 113782.5653 | 3724.0949 | 5775.9051 | 0 | 0 | 0 | 0 | 0
2022-05-17 07:00 | 0.27885 | 0.15378 | 35871 | 9702.5495 | 633 | 16275.7061 | 3 | 20684.9505 | 2.0685 | 0 | 4409.2444 | 337342.8674 | 19 | 9500 | 2591.5254 | 199.6997 | 20887.5 | 144170.0653 | 30387.5 | 0 | 113782.5653 | 113782.5653 | 0 | 9500 | 0 | 0 | 0 | 0 | 0
2022-05-17 08:00 | 0.48802 | 0.30037 | 35871 | 16980.5925 | 633 | 31790.4399 | 3 | 13406.9075 | 1.3407 | 18383.5324 | 0 | 332933.623 | 19 | 9500 | 2591.5254 | 199.6997 | 20887.5 | 144170.0653 | 30387.5 | 0 | 113782.5653 | 113782.5653 | 0 | 9500 | 0 | 0 | 0 | 0 | 0
2022-05-17 09:00 | 0.62865 | 0.30372 | 35871 | 21873.795 | 633 | 32144.9959 | 3 | 8513.705 | 0.85137 | 23631.2909 | 0 | 351317.1554 | 19 | 9500 | 2591.5254 | 199.6997 | 20887.5 | 144170.0653 | 30387.5 | 0 | 113782.5653 | 113782.5653 | 986.295 | 8513.705 | 0 | 0 | 0 | 0 | 0
2022-05-17 10:00 | 0.6723 | 0.16786 | 35871 | 23392.5911 | 633 | 17765.8995 | 3 | 6994.9089 | 0.69949 | 10770.9906 | 0 | 374948.4462 | 19 | 9500 | 2591.5254 | 199.6997 | 20887.5 | 144170.0653 | 30387.5 | 0 | 113782.5653 | 113782.5653 | 2505.0911 | 6994.9089 | 0 | 0 | 0 | 0 | 0
2022-05-17 11:00 | 0.73688 | 0.09708 | 35871 | 25639.6438 | 633 | 10274.7142 | 3 | 4747.8562 | 0.47479 | 5526.858 | 0 | 385719.4369 | 19 | 9500 | 2591.5254 | 199.6997 | 20887.5 | 144170.0653 | 30387.5 | 0 | 113782.5653 | 113782.5653 | 4752.1438 | 4747.8562 | 0 | 0 | 0 | 0 | 0
2022-05-17 12:00 | 0.61742 | 0.04425 | 35871 | 21483.0486 | 633 | 4683.3138 | 3 | 8904.4514 | 0.89045 | 0 | 4221.1376 | 391246.2949 | 19 | 9500 | 2591.5254 | 199.6997 | 20887.5 | 144170.0653 | 30387.5 | 0 | 113782.5653 | 113782.5653 | 595.5486 | 8904.4514 | 0 | 0 | 0 | 0 | 0
2022-05-17 13:00 | 0.57753 | 0.05461 | 35871 | 20095.0813 | 633 | 5779.7913 | 3 | 10292.4187 | 1.0292 | 0 | 4512.6274 | 387025.1573 | 19 | 9500 | 2591.5254 | 199.6997 | 20887.5 | 144170.0653 | 30387.5 | 0 | 113782.5653 | 113782.5653 | 0 | 9500 | 0 | 0 | 0 | 0 | 0
2022-05-17 14:00 | 0.5153 | 0.07351 | 35871 | 17929.7965 | 633 | 7780.122 | 3 | 12457.7035 | 1.2458 | 0 | 4677.5815 | 382512.5299 | 19 | 9500 | 2591.5254 | 199.6997 | 20887.5 | 144170.0653 | 30387.5 | 0 | 113782.5653 | 113782.5653 | 0 | 9500 | 0 | 0 | 0 | 0 | 0
2022-05-17 15:00 | 0.42545 | 0.11262 | 35871 | 14803.4774 | 633 | 11919.4305 | 3 | 15584.0226 | 1.5584 | 0 | 3664.592 | 377834.9484 | 19 | 9500 | 2591.5254 | 199.6997 | 20887.5 | 144170.0653 | 30387.5 | 0 | 113782.5653 | 113782.5653 | 0 | 9500 | 0 | 0 | 0 | 0 | 0
2022-05-17 16:00 | 0.34167 | 0.12756 | 35871 | 11888.3632 | 633 | 13500.6443 | 3 | 18499.1368 | 1.8499 | 3.638e-12 | 4998.4925 | 374170.3564 | 19 | 9500 | 2591.5254 | 199.6997 | 20887.5 | 144170.0653 | 30387.5 | 0 | 113782.5653 | 113782.5653 | 0 | 9500 | 0 | 0 | 0 | 0 | 0
2022-05-17 17:00 | 0.18765 | 0.08633 | 35871 | 6529.2574 | 633 | 9136.96 | 3 | 23858.2426 | 2.3858 | 0 | 14721.2826 | 369171.8639 | 19 | 9500 | 2591.5254 | 199.6997 | 20887.5 | 144170.0653 | 30387.5 | 0 | 113782.5653 | 113782.5653 | 0 | 9500 | 0 | 0 | 0 | 0 | 0
2022-05-17 18:00 | 0.05742 | 0.00882 | 35871 | 1997.9214 | 633 | 933.4876 | 3 | 28389.5786 | 2.839 | 0 | 27456.0909 | 354450.5812 | 19 | 9500 | 2591.5254 | 199.6997 | 20887.5 | 144170.0653 | 30387.5 | 0 | 113782.5653 | 113782.5653 | 2.2737e-13 | 9500 | 0 | 0 | 0 | 0 | 0
2022-05-17 19:00 | 0 | 0 | 35871 | 0 | 633 | 0 | 3 | 30000 | 3 | 0 | 30000 | 326994.4903 | 19 | 9112.5 | 2591.5254 | 191.5541 | 20887.5 | 144170.0653 | 30000 | 0 | 114170.0653 | 114170.0653 | 0 | 9112.5 | 0 | 0 | 0 | 0 | 0
2022-05-17 20:00 | 0 | 0 | 35871 | 0 | 633 | 0 | 3 | 30000 | 3 | 0 | 30000 | 296994.4903 | 19 | 9112.5 | 2591.5254 | 191.5541 | 20887.5 | 144170.0653 | 30000 | 0 | 114170.0653 | 114170.0653 | 0 | 9112.5 | 0 | 0 | 0 | 0 | 0
2022-05-17 21:00 | 0 | 0 | 35871 | 0 | 633 | 0 | 3 | 30000 | 3 | 0 | 30000 | 266994.4903 | 19 | 9112.5 | 2591.5254 | 191.5541 | 20887.5 | 144170.0653 | 30000 | 0 | 114170.0653 | 114170.0653 | 0 | 9112.5 | 0 | 0 | 0 | 0 | 0
2022-05-17 22:00 | 0 | 0 | 35871 | 0 | 633 | 0 | 3 | 30000 | 3 | 0 | 30000 | 236994.4903 | 19 | 9112.5 | 2591.5254 | 191.5541 | 20887.5 | 144170.0653 | 30000 | 0 | 114170.0653 | 114170.0653 | 0 | 9112.5 | 0 | 0 | 0 | 0 | 0
2022-05-17 23:00 | 0 | 0 | 35871 | 0 | 633 | 0 | 3 | 30000 | 3 | 0 | 30000 | 206994.4903 | 19 | 9112.5 | 2591.5254 | 191.5541 | 20887.5 | 144170.0653 | 30000 | 0 | 114170.0653 | 114170.0653 | 0 | 9112.5 | 0 | 0 | 0 | 0 | 0
2022-05-18 | 0 | 0 | 35871 | 0 | 633 | 0 | 3 | 29316.6667 | 2.9317 | 0 | 29316.6667 | 176994.4903 | 19 | 9500 | 2591.5254 | 199.6997 | 19816.6667 | 143099.2319 | 29316.6667 | 0 | 113782.5653 | 113782.5653 | 0 | 9500 | 0 | 0 | 0 | 0 | 0
2022-05-18 01:00 | 0 | 0 | 35871 | 0 | 633 | 0 | 3 | 29316.6667 | 2.9317 | 0 | 29316.6667 | 147677.8236 | 19 | 9500 | 2591.5254 | 199.6997 | 19816.6667 | 143099.2319 | 29316.6667 | 0 | 113782.5653 | 113782.5653 | 0 | 9500 | 0 | 0 | 0 | 0 | 0
2022-05-18 02:00 | 0 | 0 | 35871 | 0 | 633 | 0 | 3 | 29316.6667 | 2.9317 | 0 | 29316.6667 | 118361.157 | 19 | 9500 | 2591.5254 | 199.6997 | 19816.6667 | 143099.2319 | 29316.6667 | 0 | 113782.5653 | 113782.5653 | 0 | 9500 | 0 | 0 | 0 | 0 | 0
2022-05-18 03:00 | 0 | 0 | 35871 | 0 | 633 | 0 | 3 | 29316.6667 | 2.9317 | 0 | 29316.6667 | 89044.4903 | 19 | 9500 | 2591.5254 | 199.6997 | 19816.6667 | 143099.2319 | 29316.6667 | 0 | 113782.5653 | 113782.5653 | 0 | 9500 | 0 | 0 | 0 | 0 | 0
2022-05-18 04:00 | 0 | 0 | 35871 | 0 | 633 | 0 | 3 | 29316.6667 | 2.9317 | 0 | 29316.6667 | 59727.8236 | 19 | 9500 | 2591.5254 | 199.6997 | 19816.6667 | 143099.2319 | 29316.6667 | 0 | 113782.5653 | 113782.5653 | 0 | 9500 | 0 | 0 | 0 | 0 | 0
2022-05-18 05:00 | 0.01077 | 0.00124 | 35871 | 374.7407 | 633 | 131.2386 | 3 | 28941.9259 | 2.8942 | 0 | 28810.6873 | 30411.157 | 19 | 9500 | 2591.5254 | 199.6997 | 19816.6667 | 143099.2319 | 29316.6667 | 0 | 113782.5653 | 113782.5653 | 374.7407 | 9125.2593 | 0 | 0 | 0 | 0 | 0
2022-05-18 06:00 | 0.14027 | 0.21576 | 35871 | 4880.6764 | 633 | 22835.5206 | 3 | 24435.9903 | 2.4436 | 0 | 1600.4697 | 1600.4697 | 19 | 9500 | 2591.5254 | 199.6997 | 19816.6667 | 143099.2319 | 29316.6667 | 0 | 113782.5653 | 113782.5653 | 0 | 9500 | 0 | 0 | 0 | 0 | 0
2022-05-18 07:00 | 0.35365 | 0.45671 | 35871 | 12305.2058 | 633 | 48337.0903 | 3 | 17011.4609 | 1.7011 | 0 | 0 | 0 | 19 | 9500 | 2591.5254 | 199.6997 | 19816.6667 | 143099.2319 | 29316.6667 | 0 | 113782.5653 | 113782.5653 | 0 | 9500 | 0 | 0 | 0 | 0 | 0
2022-05-18 08:00 | 0.57622 | 0.61236 | 35871 | 20049.5 | 633 | 64810.7127 | 3 | 9267.1667 | 0.92672 | 0 | 0 | 0 | 19 | 9500 | 2591.5254 | 199.6997 | 19816.6667 | 143099.2319 | 29316.6667 | 0 | 113782.5653 | 113782.5653 | 232.8333 | 9267.1667 | 0 | 0 | 0 | 0 | 0
2022-05-18 09:00 | 0.7719 | 0.71968 | 35871 | 26858.1602 | 633 | 76169.204 | 3 | 2458.5065 | 0.24585 | 30000 | 0 | 0 | 19 | 9500 | 2591.5254 | 199.6997 | 19816.6667 | 143099.2319 | 29316.6667 | 0 | 113782.5653 | 113782.5653 | 7041.4935 | 2458.5065 | 0 | 0 | 0 | 0 | 0
2022-05-18 10:00 | 0.92355 | 0.77119 | 35871 | 32134.8022 | 633 | 81620.8987 | 3 | 30000 | 3 | 0 | 30000 | 30000 | 19 | 9500 | 2591.5254 | 199.6997 | 19816.6667 | 143099.2319 | 29316.6667 | 0 | 113782.5653 | 113782.5653 | 9500 | 0 | 0 | 0 | 0 | 30000 | 0
2022-05-18 11:00 | 1.0156 | 0.84936 | 35871 | 35336.9741 | 633 | 89894.2239 | 3 | 0 | 0 | 0 | 0 | 0 | 19 | 9500 | 2591.5254 | 199.6997 | 19816.6667 | 143099.2319 | 29316.6667 | 0 | 113782.5653 | 113782.5653 | 9500 | 0 | 0 | 0 | 0 | 0 | 0
2022-05-18 12:00 | 1.0243 | 0.8028 | 35871 | 35641.0812 | 633 | 84966.4253 | 3 | 0 | 0 | 0 | 0 | 0 | 19 | 9500 | 2591.5254 | 199.6997 | 19816.6667 | 143099.2319 | 29316.6667 | 0 | 113782.5653 | 113782.5653 | 9500 | 0 | 0 | 0 | 0 | 0 | 0
2022-05-18 13:00 | 0.98192 | 0.79393 | 35871 | 34165.7788 | 633 | 84027.6458 | 3 | 0 | 0 | 71654.2647 | 0 | 0 | 19 | 9500 | 2591.5254 | 199.6997 | 19816.6667 | 143099.2319 | 29316.6667 | 0 | 113782.5653 | 113782.5653 | 9500 | 0 | 0 | 0 | 0 | 0 | 0
2022-05-18 14:00 | 0.87583 | 0.77933 | 35871 | 30474.391 | 633 | 82482.4168 | 3 | 0 | 0 | 82482.4168 | 0 | 71654.2647 | 19 | 9500 | 2591.5254 | 199.6997 | 19816.6667 | 143099.2319 | 29316.6667 | 0 | 113782.5653 | 113782.5653 | 9500 | 0 | 0 | 0 | 0 | 0 | 0
2022-05-18 15:00 | 0.7135 | 0.75107 | 35871 | 24826.1397 | 633 | 79491.4462 | 3 | 4490.5269 | 0.44905 | 75000.9193 | 0 | 154136.6815 | 19 | 9500 | 2591.5254 | 199.6997 | 19816.6667 | 143099.2319 | 29316.6667 | 0 | 113782.5653 | 113782.5653 | 5009.4731 | 4490.5269 | 0 | 0 | 0 | 0 | 0
2022-05-18 16:00 | 0.5103 | 0.67532 | 35871 | 17755.8222 | 633 | 71474.248 | 3 | 11560.8445 | 1.1561 | 59913.4035 | 0 | 229137.6008 | 19 | 9500 | 2591.5254 | 199.6997 | 19816.6667 | 143099.2319 | 29316.6667 | 0 | 113782.5653 | 113782.5653 | 0 | 9500 | 0 | 0 | 0 | 0 | 0
2022-05-18 17:00 | 0.28625 | 0.53504 | 35871 | 9960.0315 | 633 | 56627.3495 | 3 | 19356.6351 | 1.9357 | 37270.7144 | 0 | 289051.0044 | 19 | 9500 | 2591.5254 | 199.6997 | 19816.6667 | 143099.2319 | 29316.6667 | 0 | 113782.5653 | 113782.5653 | 0 | 9500 | 0 | 0 | 0 | 0 | 0
2022-05-18 18:00 | 0.08293 | 0.19405 | 35871 | 2885.5386 | 633 | 20537.7863 | 3 | 26431.1281 | 2.6431 | 1.819e-11 | 5893.3418 | 326321.7187 | 19 | 9500 | 2591.5254 | 199.6997 | 19816.6667 | 143099.2319 | 29316.6667 | 0 | 113782.5653 | 113782.5653 | 0 | 9500 | 0 | 0 | 0 | 0 | 0
2022-05-18 19:00 | 0 | 0 | 35871 | 0 | 633 | 0 | 3 | 29316.6667 | 2.9317 | 0 | 29316.6667 | 320428.3769 | 19 | 9500 | 2591.5254 | 199.6997 | 19816.6667 | 143099.2319 | 29316.6667 | 0 | 113782.5653 | 113782.5653 | 0 | 9500 | 0 | 0 | 0 | 0 | 0
2022-05-18 20:00 | 0 | 0 | 35871 | 0 | 633 | 0 | 3 | 29316.6667 | 2.9317 | 0 | 29316.6667 | 291111.7102 | 19 | 9500 | 2591.5254 | 199.6997 | 19816.6667 | 143099.2319 | 29316.6667 | 0 | 113782.5653 | 113782.5653 | 0 | 9500 | 0 | 0 | 0 | 0 | 0
2022-05-18 21:00 | 0 | 0 | 35871 | 0 | 633 | 0 | 3 | 29316.6667 | 2.9317 | 0 | 29316.6667 | 261795.0436 | 19 | 9500 | 2591.5254 | 199.6997 | 19816.6667 | 143099.2319 | 29316.6667 | 0 | 113782.5653 | 113782.5653 | 0 | 9500 | 0 | 0 | 0 | 0 | 0
2022-05-18 22:00 | 0 | 0 | 35871 | 0 | 633 | 0 | 3 | 29316.6667 | 2.9317 | 0 | 29316.6667 | 232478.3769 | 19 | 9500 | 2591.5254 | 199.6997 | 19816.6667 | 143099.2319 | 29316.6667 | 0 | 113782.5653 | 113782.5653 | 0 | 9500 | 0 | 0 | 0 | 0 | 0
2022-05-18 23:00 | 0 | 0 | 35871 | 0 | 633 | 0 | 3 | 29316.6667 | 2.9317 | 0 | 29316.6667 | 203161.7102 | 19 | 9500 | 2591.5254 | 199.6997 | 19816.6667 | 143099.2319 | 29316.6667 | 0 | 113782.5653 | 113782.5653 | 0 | 9500 | 0 | 0 | 0 | 0 | 0
2022-05-19 | 0 | 0 | 35871 | 0 | 633 | 0 | 3 | 29175 | 2.9175 | 0 | 29175 | 173845.0436 | 19 | 9500 | 2591.5254 | 199.6997 | 19675 | 142957.5653 | 29175 | 0 | 113782.5653 | 113782.5653 | 0 | 9500 | 0 | 0 | 0 | 0 | 0
2022-05-19 01:00 | 0 | 0 | 35871 | 0 | 633 | 0 | 3 | 29175 | 2.9175 | 0 | 29175 | 144670.0436 | 19 | 9500 | 2591.5254 | 199.6997 | 19675 | 142957.5653 | 29175 | 0 | 113782.5653 | 113782.5653 | 0 | 9500 | 0 | 0 | 0 | 0 | 0
2022-05-19 02:00 | 0 | 0 | 35871 | 0 | 633 | 0 | 3 | 29175 | 2.9175 | 0 | 29175 | 115495.0436 | 19 | 9500 | 2591.5254 | 199.6997 | 19675 | 142957.5653 | 29175 | 0 | 113782.5653 | 113782.5653 | 0 | 9500 | 0 | 0 | 0 | 0 | 0
2022-05-19 03:00 | 0 | 0 | 35871 | 0 | 633 | 0 | 3 | 29175 | 2.9175 | 0 | 29175 | 86320.0436 | 19 | 9500 | 2591.5254 | 199.6997 | 19675 | 142957.5653 | 29175 | 0 | 113782.5653 | 113782.5653 | 0 | 9500 | 0 | 0 | 0 | 0 | 0
2022-05-19 04:00 | 0 | 0 | 35871 | 0 | 633 | 0 | 3 | 29175 | 2.9175 | 0 | 29175 | 57145.0436 | 19 | 9500 | 2591.5254 | 199.6997 | 19675 | 142957.5653 | 29175 | 0 | 113782.5653 | 113782.5653 | 0 | 9500 | 0 | 0 | 0 | 0 | 0
2022-05-19 05:00 | 0.0113 | 0.00767 | 35871 | 393.182 | 633 | 811.7744 | 3 | 28781.818 | 2.8782 | 0 | 27970.0436 | 27970.0436 | 19 | 9500 | 2591.5254 | 199.6997 | 19675 | 142957.5653 | 29175 | 0 | 113782.5653 | 113782.5653 | 393.182 | 9106.818 | 0 | 0 | 0 | 0 | 0
2022-05-19 06:00 | 0.14912 | 0.30274 | 35871 | 5188.611 | 633 | 32041.275 | 3 | 23986.389 | 2.3986 | 0 | 0 | 0 | 19 | 9500 | 2591.5254 | 199.6997 | 19675 | 142957.5653 | 29175 | 0 | 113782.5653 | 113782.5653 | 0 | 9500 | 0 | 0 | 0 | 0 | 0
2022-05-19 07:00 | 0.36423 | 0.543 | 35871 | 12673.3355 | 633 | 57469.8168 | 3 | 16501.6645 | 1.6502 | 12110.8061 | 0 | 0 | 19 | 9500 | 2591.5254 | 199.6997 | 19675 | 142957.5653 | 29175 | 0 | 113782.5653 | 113782.5653 | 0 | 9500 | 0 | 0 | 0 | 0 | 0
2022-05-19 08:00 | 0.58583 | 0.68101 | 35871 | 20383.8787 | 633 | 72076.464 | 3 | 8791.1213 | 0.87911 | 63285.3427 | 0 | 12110.8061 | 19 | 9500 | 2591.5254 | 199.6997 | 19675 | 142957.5653 | 29175 | 0 | 113782.5653 | 113782.5653 | 708.8787 | 8791.1213 | 0 | 0 | 0 | 0 | 0
2022-05-19 09:00 | 0.781 | 0.76196 | 35871 | 27174.7935 | 633 | 80644.0177 | 3 | 2000.2065 | 0.20002 | 78643.8112 | 0 | 75396.1488 | 19 | 9500 | 2591.5254 | 199.6997 | 19675 | 142957.5653 | 29175 | 0 | 113782.5653 | 113782.5653 | 7499.7935 | 2000.2065 | 0 | 0 | 0 | 0 | 0
2022-05-19 10:00 | 0.92965 | 0.80558 | 35871 | 32347.0509 | 633 | 85260.6538 | 3 | 0 | 0 | 85260.6538 | 0 | 154039.96 | 19 | 9500 | 2591.5254 | 199.6997 | 19675 | 142957.5653 | 29175 | 0 | 113782.5653 | 113782.5653 | 9500 | 0 | 0 | 0 | 0 | 0 | 0
2022-05-19 11:00 | 1.0184 | 0.87739 | 35871 | 35435.7915 | 633 | 92860.8519 | 3 | 0 | 0 | 92860.8519 | 0 | 239300.6138 | 19 | 9500 | 2591.5254 | 199.6997 | 19675 | 142957.5653 | 29175 | 0 | 113782.5653 | 113782.5653 | 9500 | 0 | 0 | 0 | 0 | 0 | 0
2022-05-19 12:00 | 1.0216 | 0.7879 | 35871 | 35546.4392 | 633 | 83389.445 | 3 | 0 | 0 | 83389.445 | 0 | 332161.4656 | 19 | 9500 | 2591.5254 | 199.6997 | 19675 | 142957.5653 | 29175 | 0 | 113782.5653 | 113782.5653 | 9500 | 0 | 0 | 0 | 0 | 0 | 0
2022-05-19 13:00 | 0.97335 | 0.73862 | 35871 | 33867.5867 | 633 | 78173.7681 | 3 | 0 | 0 | 78173.7681 | 0 | 415550.9107 | 19 | 9500 | 2591.5254 | 199.6997 | 19675 | 142957.5653 | 29175 | 0 | 113782.5653 | 113782.5653 | 9500 | 0 | 0 | 0 | 0 | 0 | 0
2022-05-19 14:00 | 0.84008 | 0.56853 | 35871 | 29230.4744 | 633 | 60171.8507 | 3 | 0 | 0 | 60171.8507 | 0 | 493724.6788 | 19 | 9500 | 2591.5254 | 199.6997 | 19675 | 142957.5653 | 29175 | 0 | 113782.5653 | 113782.5653 | 9500 | 0 | 0 | 0 | 0 | 0 | 0
2022-05-19 15:00 | 0.61092 | 0.43822 | 35871 | 21256.882 | 633 | 46380.1531 | 3 | 7918.118 | 0.79181 | 38462.0351 | 0 | 553896.5295 | 19 | 9500 | 2591.5254 | 199.6997 | 19675 | 142957.5653 | 29175 | 0 | 113782.5653 | 113782.5653 | 1581.882 | 7918.118 | 0 | 0 | 0 | 0 | 0
2022-05-19 16:00 | 0.43398 | 0.36296 | 35871 | 15100.2777 | 633 | 38414.8153 | 3 | 14074.7223 | 1.4075 | 24340.093 | 0 | 592358.5646 | 19 | 9500 | 2591.5254 | 199.6997 | 19675 | 142957.5653 | 29175 | 0 | 113782.5653 | 113782.5653 | 0 | 9500 | 0 | 0 | 0 | 0 | 0
2022-05-19 17:00 | 0.22265 | 0.20519 | 35871 | 7747.0778 | 633 | 21716.8171 | 3 | 21427.9222 | 2.1428 | 288.8949 | 0 | 616698.6576 | 19 | 9500 | 2591.5254 | 199.6997 | 19675 | 142957.5653 | 29175 | 0 | 113782.5653 | 113782.5653 | 0 | 9500 | 0 | 0 | 0 | 0 | 0
2022-05-19 18:00 | 0.06643 | 0.03675 | 35871 | 2311.4232 | 633 | 3889.5318 | 3 | 26863.5768 | 2.6864 | 0 | 22974.045 | 616987.5525 | 19 | 9500 | 2591.5254 | 199.6997 | 19675 | 142957.5653 | 29175 | 0 | 113782.5653 | 113782.5653 | 0 | 9500 | 0 | 0 | 0 | 0 | 0
2022-05-19 19:00 | 0 | 0 | 35871 | 0 | 633 | 0 | 3 | 29175 | 2.9175 | 0 | 29175 | 594013.5075 | 19 | 9500 | 2591.5254 | 199.6997 | 19675 | 142957.5653 | 29175 | 0 | 113782.5653 | 113782.5653 | 0 | 9500 | 0 | 0 | 0 | 0 | 0
2022-05-19 20:00 | 0 | 0 | 35871 | 0 | 633 | 0 | 3 | 29175 | 2.9175 | 0 | 29175 | 564838.5075 | 19 | 9500 | 2591.5254 | 199.6997 | 19675 | 142957.5653 | 29175 | 0 | 113782.5653 | 113782.5653 | 0 | 9500 | 0 | 0 | 0 | 0 | 0
2022-05-19 21:00 | 0 | 0 | 35871 | 0 | 633 | 0 | 3 | 29175 | 2.9175 | 0 | 29175 | 535663.5075 | 19 | 9500 | 2591.5254 | 199.6997 | 19675 | 142957.5653 | 29175 | 0 | 113782.5653 | 113782.5653 | 0 | 9500 | 0 | 0 | 0 | 0 | 0
2022-05-19 22:00 | 0 | 0 | 35871 | 0 | 633 | 0 | 3 | 29175 | 2.9175 | 0 | 29175 | 506488.5075 | 19 | 9500 | 2591.5254 | 199.6997 | 19675 | 142957.5653 | 29175 | 0 | 113782.5653 | 113782.5653 | 0 | 9500 | 0 | 0 | 0 | 0 | 0
2022-05-19 23:00 | 0 | 0 | 35871 | 0 | 633 | 0 | 3 | 29175 | 2.9175 | 0 | 29175 | 477313.5075 | 19 | 9500 | 2591.5254 | 199.6997 | 19675 | 142957.5653 | 29175 | 0 | 113782.5653 | 113782.5653 | 0 | 9500 | 0 | 0 | 0 | 0 | 0
2022-05-20 | 0 | 0 | 35871 | 0 | 633 | 0 | 3 | 27445.8333 | 2.7446 | 0 | 27445.8333 | 448138.5075 | 19 | 9500 | 2591.5254 | 199.6997 | 17945.8333 | 141228.3986 | 27445.8333 | 0 | 113782.5653 | 113782.5653 | 0 | 9500 | 0 | 0 | 0 | 0 | 0
2022-05-20 01:00 | 0 | 0 | 35871 | 0 | 633 | 0 | 3 | 27445.8333 | 2.7446 | 0 | 27445.8333 | 420692.6742 | 19 | 9500 | 2591.5254 | 199.6997 | 17945.8333 | 141228.3986 | 27445.8333 | 0 | 113782.5653 | 113782.5653 | 0 | 9500 | 0 | 0 | 0 | 0 | 0
2022-05-20 02:00 | 0 | 0 | 35871 | 0 | 633 | 0 | 3 | 27445.8333 | 2.7446 | 0 | 27445.8333 | 393246.8409 | 19 | 9500 | 2591.5254 | 199.6997 | 17945.8333 | 141228.3986 | 27445.8333 | 0 | 113782.5653 | 113782.5653 | 0 | 9500 | 0 | 0 | 0 | 0 | 0
2022-05-20 03:00 | 0 | 0 | 35871 | 0 | 633 | 0 | 3 | 27445.8333 | 2.7446 | 0 | 27445.8333 | 365801.0075 | 19 | 9500 | 2591.5254 | 199.6997 | 17945.8333 | 141228.3986 | 27445.8333 | 0 | 113782.5653 | 113782.5653 | 0 | 9500 | 0 | 0 | 0 | 0 | 0
2022-05-20 04:00 | 0 | 0 | 35871 | 0 | 633 | 0 | 3 | 27445.8333 | 2.7446 | 0 | 27445.8333 | 338355.1742 | 19 | 9500 | 2591.5254 | 199.6997 | 17945.8333 | 141228.3986 | 27445.8333 | 0 | 113782.5653 | 113782.5653 | 0 | 9500 | 0 | 0 | 0 | 0 | 0
2022-05-20 05:00 | 0.01048 | 0.00117 | 35871 | 364.6502 | 633 | 123.83 | 3 | 27081.1831 | 2.7081 | 0 | 26957.3531 | 310909.3409 | 19 | 9500 | 2591.5254 | 199.6997 | 17945.8333 | 141228.3986 | 27445.8333 | 0 | 113782.5653 | 113782.5653 | 364.6502 | 9135.3498 | 0 | 0 | 0 | 0 | 0
2022-05-20 06:00 | 0.12578 | 0.06494 | 35871 | 4376.4987 | 633 | 6873.0937 | 3 | 23069.3346 | 2.3069 | 0 | 16196.2408 | 283951.9878 | 19 | 9500 | 2591.5254 | 199.6997 | 17945.8333 | 141228.3986 | 27445.8333 | 0 | 113782.5653 | 113782.5653 | 0 | 9500 | 0 | 0 | 0 | 0 | 0
2022-05-20 07:00 | 0.30325 | 0.19922 | 35871 | 10551.5443 | 633 | 21084.9667 | 3 | 16894.289 | 1.6894 | 4190.6777 | 0 | 267755.7469 | 19 | 9500 | 2591.5254 | 199.6997 | 17945.8333 | 141228.3986 | 27445.8333 | 0 | 113782.5653 | 113782.5653 | 0 | 9500 | 0 | 0 | 0 | 0 | 0
2022-05-20 08:00 | 0.51258 | 0.33696 | 35871 | 17835.1545 | 633 | 35663.0377 | 3 | 9610.6789 | 0.96107 | 26052.3588 | 0 | 271946.4246 | 19 | 9500 | 2591.5254 | 199.6997 | 17945.8333 | 141228.3986 | 27445.8333 | 0 | 113782.5653 | 113782.5653 | 0 | 9500 | 0 | 0 | 0 | 0 | 0
2022-05-20 09:00 | 0.723 | 0.47092 | 35871 | 25156.691 | 633 | 49841.0426 | 3 | 2289.1423 | 0.22891 | 47551.9003 | 0 | 297998.7834 | 19 | 9500 | 2591.5254 | 199.6997 | 17945.8333 | 141228.3986 | 27445.8333 | 0 | 113782.5653 | 113782.5653 | 7210.8577 | 2289.1423 | 0 | 0 | 0 | 0 | 0
2022-05-20 10:00 | 0.85008 | 0.54992 | 35871 | 29578.4231 | 633 | 58202.213 | 3 | 0 | 0 | 58202.213 | 0 | 345550.6837 | 19 | 9500 | 2591.5254 | 199.6997 | 17945.8333 | 141228.3986 | 27445.8333 | 0 | 113782.5653 | 113782.5653 | 9500 | 0 | 0 | 0 | 0 | 0 | 0
2022-05-20 11:00 | 0.91938 | 0.6353 | 35871 | 31989.7076 | 633 | 67238.6273 | 3 | 0 | 0 | 67238.6273 | 0 | 403752.8967 | 19 | 9500 | 2591.5254 | 199.6997 | 17945.8333 | 141228.3986 | 27445.8333 | 0 | 113782.5653 | 113782.5653 | 9500 | 0 | 0 | 0 | 0 | 0 | 0
2022-05-20 12:00 | 0.88538 | 0.47765 | 35871 | 30806.682 | 633 | 50553.3296 | 3 | 0 | 0 | 50553.3296 | 0 | 470991.5239 | 19 | 9500 | 2591.5254 | 199.6997 | 17945.8333 | 141228.3986 | 27445.8333 | 0 | 113782.5653 | 113782.5653 | 9500 | 0 | 0 | 0 | 0 | 0 | 0
2022-05-20 13:00 | 0.81617 | 0.40823 | 35871 | 28398.529 | 633 | 43206.0834 | 3 | 0 | 0 | 43206.0834 | 0 | 521544.8536 | 19 | 9500 | 2591.5254 | 199.6997 | 17945.8333 | 141228.3986 | 27445.8333 | 0 | 113782.5653 | 113782.5653 | 9500 | 0 | 0 | 0 | 0 | 0 | 0
2022-05-20 14:00 | 0.78535 | 0.33866 | 35871 | 27326.1512 | 633 | 35842.9616 | 3 | 119.6822 | 0.011968 | 35723.2794 | 0 | 564750.937 | 19 | 9500 | 2591.5254 | 199.6997 | 17945.8333 | 141228.3986 | 27445.8333 | 0 | 113782.5653 | 113782.5653 | 9380.3178 | 119.6822 | 0 | 0 | 0 | 0 | 0
2022-05-20 15:00 | 0.48375 | 0.24691 | 35871 | 16832.0184 | 633 | 26132.3618 | 3 | 10613.815 | 1.0614 | 15518.5468 | 0 | 600474.2165 | 19 | 9500 | 2591.5254 | 199.6997 | 17945.8333 | 141228.3986 | 27445.8333 | 0 | 113782.5653 | 113782.5653 | 0 | 9500 | 0 | 0 | 0 | 0 | 0
2022-05-20 16:00 | 0.328 | 0.16031 | 35871 | 11412.7174 | 633 | 16966.8257 | 3 | 16033.116 | 1.6033 | 933.7097 | 0 | 615992.7633 | 19 | 9500 | 2591.5254 | 199.6997 | 17945.8333 | 141228.3986 | 27445.8333 | 0 | 113782.5653 | 113782.5653 | 0 | 9500 | 0 | 0 | 0 | 0 | 0
2022-05-20 17:00 | 0.16875 | 0.06615 | 35871 | 5871.6343 | 633 | 7001.1572 | 3 | 21574.199 | 2.1574 | 0 | 14573.0418 | 616926.473 | 19 | 9500 | 2591.5254 | 199.6997 | 17945.8333 | 141228.3986 | 27445.8333 | 0 | 113782.5653 | 113782.5653 | 0 | 9500 | 0 | 0 | 0 | 0 | 0
2022-05-20 18:00 | 0.05328 | 0.00722 | 35871 | 1853.8707 | 633 | 764.1475 | 3 | 25591.9627 | 2.5592 | 0 | 24827.8152 | 602353.4312 | 19 | 9500 | 2591.5254 | 199.6997 | 17945.8333 | 141228.3986 | 27445.8333 | 0 | 113782.5653 | 113782.5653 | 1853.8707 | 7646.1293 | 0 | 0 | 0 | 0 | 0
2022-05-20 19:00 | 0 | 0 | 35871 | 0 | 633 | 0 | 3 | 27445.8333 | 2.7446 | 0 | 27445.8333 | 577525.616 | 19 | 9500 | 2591.5254 | 199.6997 | 17945.8333 | 141228.3986 | 27445.8333 | 0 | 113782.5653 | 113782.5653 | 0 | 9500 | 0 | 0 | 0 | 0 | 0
2022-05-20 20:00 | 0 | 0 | 35871 | 0 | 633 | 0 | 3 | 27445.8333 | 2.7446 | 0 | 27445.8333 | 550079.7827 | 19 | 9500 | 2591.5254 | 199.6997 | 17945.8333 | 141228.3986 | 27445.8333 | 0 | 113782.5653 | 113782.5653 | 0 | 9500 | 0 | 0 | 0 | 0 | 0
2022-05-20 21:00 | 0 | 0 | 35871 | 0 | 633 | 0 | 3 | 27445.8333 | 2.7446 | 0 | 27445.8333 | 522633.9494 | 19 | 9500 | 2591.5254 | 199.6997 | 17945.8333 | 141228.3986 | 27445.8333 | 0 | 113782.5653 | 113782.5653 | 0 | 9500 | 0 | 0 | 0 | 0 | 0
2022-05-20 22:00 | 0 | 0 | 35871 | 0 | 633 | 0 | 3 | 27445.8333 | 2.7446 | 0 | 27445.8333 | 495188.116 | 19 | 9500 | 2591.5254 | 199.6997 | 17945.8333 | 141228.3986 | 27445.8333 | 0 | 113782.5653 | 113782.5653 | 0 | 9500 | 0 | 0 | 0 | 0 | 0
2022-05-20 23:00 | 0 | 0 | 35871 | 0 | 633 | 0 | 3 | 27445.8333 | 2.7446 | 0 | 27445.8333 | 467742.2827 | 19 | 9500 | 2591.5254 | 199.6997 | 17945.8333 | 141228.3986 | 27445.8333 | 0 | 113782.5653 | 113782.5653 | 0 | 9500 | 0 | 0 | 0 | 0 | 0
2022-05-21 | 0 | 0 | 35871 | 0 | 633 | 0 | 3 | 29983.3333 | 2.9983 | 0 | 29983.3333 | 440296.4494 | 19 | 9500 | 2591.5254 | 199.6997 | 20483.3333 | 143765.8986 | 29983.3333 | 0 | 113782.5653 | 113782.5653 | 0 | 9500 | 0 | 0 | 0 | 0 | 0
2022-05-21 01:00 | 0 | 0 | 35871 | 0 | 633 | 0 | 3 | 29983.3333 | 2.9983 | 0 | 29983.3333 | 410313.116 | 19 | 9500 | 2591.5254 | 199.6997 | 20483.3333 | 143765.8986 | 29983.3333 | 0 | 113782.5653 | 113782.5653 | 0 | 9500 | 0 | 0 | 0 | 0 | 0
2022-05-21 02:00 | 0 | 0 | 35871 | 0 | 633 | 0 | 3 | 29983.3333 | 2.9983 | 0 | 29983.3333 | 380329.7827 | 19 | 9500 | 2591.5254 | 199.6997 | 20483.3333 | 143765.8986 | 29983.3333 | 0 | 113782.5653 | 113782.5653 | 0 | 9500 | 0 | 0 | 0 | 0 | 0
2022-05-21 03:00 | 0 | 0 | 35871 | 0 | 633 | 0 | 3 | 29983.3333 | 2.9983 | 0 | 29983.3333 | 350346.4494 | 19 | 9500 | 2591.5254 | 199.6997 | 20483.3333 | 143765.8986 | 29983.3333 | 0 | 113782.5653 | 113782.5653 | 0 | 9500 | 0 | 0 | 0 | 0 | 0
2022-05-21 04:00 | 0 | 0 | 35871 | 0 | 633 | 0 | 3 | 29983.3333 | 2.9983 | 0 | 29983.3333 | 320363.116 | 19 | 9500 | 2591.5254 | 199.6997 | 20483.3333 | 143765.8986 | 29983.3333 | 0 | 113782.5653 | 113782.5653 | 0 | 9500 | 0 | 0 | 0 | 0 | 0
2022-05-21 05:00 | 0.01075 | 0 | 35871 | 374.0449 | 633 | 0 | 3 | 29609.2885 | 2.9609 | 0 | 29609.2885 | 290379.7827 | 19 | 9500 | 2591.5254 | 199.6997 | 20483.3333 | 143765.8986 | 29983.3333 | 0 | 113782.5653 | 113782.5653 | 374.0449 | 9125.9551 | 0 | 0 | 0 | 0 | 0
2022-05-21 06:00 | 0.11595 | 0.0311 | 35871 | 4034.4652 | 633 | 3291.5494 | 3 | 25948.8682 | 2.5949 | 0 | 22657.3188 | 260770.4942 | 19 | 9500 | 2591.5254 | 199.6997 | 20483.3333 | 143765.8986 | 29983.3333 | 0 | 113782.5653 | 113782.5653 | 0 | 9500 | 0 | 0 | 0 | 0 | 0
2022-05-21 07:00 | 0.2749 | 0.06088 | 35871 | 9565.1098 | 633 | 6443.3931 | 3 | 20418.2236 | 2.0418 | 0 | 13974.8305 | 238113.1754 | 19 | 9500 | 2591.5254 | 199.6997 | 20483.3333 | 143765.8986 | 29983.3333 | 0 | 113782.5653 | 113782.5653 | 0 | 9500 | 0 | 0 | 0 | 0 | 0
2022-05-21 08:00 | 0.45925 | 0.16115 | 35871 | 15979.544 | 633 | 17055.7292 | 3 | 14003.7893 | 1.4004 | 3051.94 | 0 | 224138.3449 | 19 | 9500 | 2591.5254 | 199.6997 | 20483.3333 | 143765.8986 | 29983.3333 | 0 | 113782.5653 | 113782.5653 | 0 | 9500 | 0 | 0 | 0 | 0 | 0
2022-05-21 09:00 | 0.71017 | 0.50147 | 35871 | 24710.2728 | 633 | 53074.3813 | 3 | 5273.0605 | 0.52731 | 47801.3208 | 0 | 227190.2849 | 19 | 9500 | 2591.5254 | 199.6997 | 20483.3333 | 143765.8986 | 29983.3333 | 0 | 113782.5653 | 113782.5653 | 4226.9395 | 5273.0605 | 0 | 0 | 0 | 0 | 0
2022-05-21 10:00 | 0.8881 | 0.62274 | 35871 | 30901.324 | 633 | 65909.307 | 3 | 0 | 0 | 65909.307 | 0 | 274991.6057 | 19 | 9500 | 2591.5254 | 199.6997 | 20483.3333 | 143765.8986 | 29983.3333 | 0 | 113782.5653 | 113782.5653 | 9500 | 0 | 0 | 0 | 0 | 0 | 0
2022-05-21 11:00 | 0.9643 | 0.63731 | 35871 | 33552.6931 | 633 | 67451.3609 | 3 | 0 | 0 | 67451.3609 | 0 | 340900.9127 | 19 | 9500 | 2591.5254 | 199.6997 | 20483.3333 | 143765.8986 | 29983.3333 | 0 | 113782.5653 | 113782.5653 | 9500 | 0 | 0 | 0 | 0 | 0 | 0
2022-05-21 12:00 | 0.95785 | 0.5259 | 35871 | 33328.2662 | 633 | 55659.9938 | 3 | 0 | 0 | 55659.9938 | 0 | 408352.2735 | 19 | 9500 | 2591.5254 | 199.6997 | 20483.3333 | 143765.8986 | 29983.3333 | 0 | 113782.5653 | 113782.5653 | 9500 | 0 | 0 | 0 | 0 | 0 | 0
2022-05-21 13:00 | 0.83783 | 0.40025 | 35871 | 29152.1859 | 633 | 42361.4994 | 3 | 831.1474 | 0.083115 | 41530.352 | 0 | 464012.2674 | 19 | 9500 | 2591.5254 | 199.6997 | 20483.3333 | 143765.8986 | 29983.3333 | 0 | 113782.5653 | 113782.5653 | 8668.8526 | 831.1474 | 0 | 0 | 0 | 0 | 0
2022-05-21 14:00 | 0.7524 | 0.32688 | 35871 | 26179.6602 | 633 | 34596.1947 | 3 | 3803.6731 | 0.38037 | 30792.5215 | 0 | 505542.6194 | 19 | 9500 | 2591.5254 | 199.6997 | 20483.3333 | 143765.8986 | 29983.3333 | 0 | 113782.5653 | 113782.5653 | 5696.3269 | 3803.6731 | 0 | 0 | 0 | 0 | 0
2022-05-21 15:00 | 0.55795 | 0.25013 | 35871 | 19413.7977 | 633 | 26473.1589 | 3 | 10569.5356 | 1.057 | 15903.6233 | 0 | 536335.1409 | 19 | 9500 | 2591.5254 | 199.6997 | 20483.3333 | 143765.8986 | 29983.3333 | 0 | 113782.5653 | 113782.5653 | 0 | 9500 | 0 | 0 | 0 | 0 | 0
2022-05-21 16:00 | 0.3637 | 0.16947 | 35871 | 12654.8942 | 633 | 17936.2981 | 3 | 17328.4391 | 1.7328 | 607.859 | 0 | 552238.7642 | 19 | 9500 | 2591.5254 | 199.6997 | 20483.3333 | 143765.8986 | 29983.3333 | 0 | 113782.5653 | 113782.5653 | 0 | 9500 | 0 | 0 | 0 | 0 | 0
2022-05-21 17:00 | 0.19193 | 0.08018 | 35871 | 6678.1794 | 633 | 8486.0588 | 3 | 23305.1539 | 2.3305 | 0 | 14819.0952 | 552846.6231 | 19 | 9500 | 2591.5254 | 199.6997 | 20483.3333 | 143765.8986 | 29983.3333 | 0 | 113782.5653 | 113782.5653 | 0 | 9500 | 0 | 0 | 0 | 0 | 0
2022-05-21 18:00 | 0.05972 | 0.00653 | 35871 | 2077.9496 | 633 | 691.1195 | 3 | 27905.3837 | 2.7905 | 0 | 27214.2642 | 538027.528 | 19 | 9500 | 2591.5254 | 199.6997 | 20483.3333 | 143765.8986 | 29983.3333 | 0 | 113782.5653 | 113782.5653 | 2077.9496 | 7422.0504 | 0 | 0 | 0 | 0 | 0
2022-05-21 19:00 | 0 | 0 | 35871 | 0 | 633 | 0 | 3 | 29983.3333 | 2.9983 | 0 | 29983.3333 | 510813.2638 | 19 | 9500 | 2591.5254 | 199.6997 | 20483.3333 | 143765.8986 | 29983.3333 | 0 | 113782.5653 | 113782.5653 | 0 | 9500 | 0 | 0 | 0 | 0 | 0
2022-05-21 20:00 | 0 | 0 | 35871 | 0 | 633 | 0 | 3 | 29983.3333 | 2.9983 | 0 | 29983.3333 | 480829.9305 | 19 | 9500 | 2591.5254 | 199.6997 | 20483.3333 | 143765.8986 | 29983.3333 | 0 | 113782.5653 | 113782.5653 | 0 | 9500 | 0 | 0 | 0 | 0 | 0
2022-05-21 21:00 | 0 | 0 | 35871 | 0 | 633 | 0 | 3 | 29983.3333 | 2.9983 | 0 | 29983.3333 | 450846.5971 | 19 | 9500 | 2591.5254 | 199.6997 | 20483.3333 | 143765.8986 | 29983.3333 | 0 | 113782.5653 | 113782.5653 | 0 | 9500 | 0 | 0 | 0 | 0 | 0
2022-05-21 22:00 | 0 | 0 | 35871 | 0 | 633 | 0 | 3 | 29983.3333 | 2.9983 | 0 | 29983.3333 | 420863.2638 | 19 | 9500 | 2591.5254 | 199.6997 | 20483.3333 | 143765.8986 | 29983.3333 | 0 | 113782.5653 | 113782.5653 | 0 | 9500 | 0 | 0 | 0 | 0 | 0
2022-05-21 23:00 | 0 | 0 | 35871 | 0 | 633 | 0 | 3 | 29983.3333 | 2.9983 | 0 | 29983.3333 | 390879.9305 | 19 | 9500 | 2591.5254 | 199.6997 | 20483.3333 | 143765.8986 | 29983.3333 | 0 | 113782.5653 | 113782.5653 | 0 | 9500 | 0 | 0 | 0 | 0 | 0
2022-05-22 | 0 | 0 | 35871 | 0 | 633 | 0 | 3 | 30000 | 3 | 0 | 30000 | 360896.5971 | 19 | 8583.3333 | 2591.5254 | 180.4304 | 21416.6667 | 144699.2319 | 30000 | 0 | 114699.2319 | 114699.2319 | 0 | 8583.3333 | 0 | 0 | 0 | 0 | 0
2022-05-22 01:00 | 0 | 0 | 35871 | 0 | 633 | 0 | 3 | 30000 | 3 | 0 | 30000 | 330896.5971 | 19 | 8583.3333 | 2591.5254 | 180.4304 | 21416.6667 | 144699.2319 | 30000 | 0 | 114699.2319 | 114699.2319 | 0 | 8583.3333 | 0 | 0 | 0 | 0 | 0
2022-05-22 02:00 | 0 | 0 | 35871 | 0 | 633 | 0 | 3 | 30000 | 3 | 0 | 30000 | 300896.5971 | 19 | 8583.3333 | 2591.5254 | 180.4304 | 21416.6667 | 144699.2319 | 30000 | 0 | 114699.2319 | 114699.2319 | 0 | 8583.3333 | 0 | 0 | 0 | 0 | 0
2022-05-22 03:00 | 0 | 0 | 35871 | 0 | 633 | 0 | 3 | 30000 | 3 | 0 | 30000 | 270896.5971 | 19 | 8583.3333 | 2591.5254 | 180.4304 | 21416.6667 | 144699.2319 | 30000 | 0 | 114699.2319 | 114699.2319 | 0 | 8583.3333 | 0 | 0 | 0 | 0 | 0
2022-05-22 04:00 | 0 | 0 | 35871 | 0 | 633 | 0 | 3 | 30000 | 3 | 0 | 30000 | 240896.5971 | 19 | 8583.3333 | 2591.5254 | 180.4304 | 21416.6667 | 144699.2319 | 30000 | 0 | 114699.2319 | 114699.2319 | 0 | 8583.3333 | 0 | 0 | 0 | 0 | 0
2022-05-22 05:00 | 0.00993 | 0 | 35871 | 345.5131 | 633 | 0 | 3 | 30000 | 3 | 0 | 30000 | 210896.5971 | 19 | 8928.8464 | 2591.5254 | 187.6935 | 21416.6667 | 144699.2319 | 30345.5131 | 0 | 114353.7189 | 114353.7189 | 1.7053e-13 | 8928.8464 | 0 | 0 | 0 | 0 | 0
2022-05-22 06:00 | 0.10072 | 0.01697 | 35871 | 3504.5393 | 633 | 1796.0641 | 3 | 27412.1274 | 2.7412 | 0 | 25616.0633 | 180896.5971 | 19 | 9500 | 2591.5254 | 199.6997 | 21416.6667 | 144699.2319 | 30916.6667 | 0 | 113782.5653 | 113782.5653 | 0 | 9500 | 0 | 0 | 0 | 0 | 0
2022-05-22 07:00 | 0.24945 | 0.08331 | 35871 | 8679.5803 | 633 | 8817.3305 | 3 | 22237.0863 | 2.2237 | 0 | 13419.7559 | 155280.5339 | 19 | 9500 | 2591.5254 | 199.6997 | 21416.6667 | 144699.2319 | 30916.6667 | 0 | 113782.5653 | 113782.5653 | 0 | 9500 | 0 | 0 | 0 | 0 | 0
2022-05-22 08:00 | 0.45855 | 0.18118 | 35871 | 15955.1876 | 633 | 19175.6564 | 3 | 14961.479 | 1.4961 | 4214.1773 | 0 | 141860.778 | 19 | 9500 | 2591.5254 | 199.6997 | 21416.6667 | 144699.2319 | 30916.6667 | 0 | 113782.5653 | 113782.5653 | 0 | 9500 | 0 | 0 | 0 | 0 | 0
2022-05-22 09:00 | 0.6625 | 0.2748 | 35871 | 23051.6014 | 633 | 29084.1725 | 3 | 7865.0653 | 0.78651 | 21219.1072 | 0 | 146074.9553 | 19 | 9500 | 2591.5254 | 199.6997 | 21416.6667 | 144699.2319 | 30916.6667 | 0 | 113782.5653 | 113782.5653 | 1634.9347 | 7865.0653 | 0 | 0 | 0 | 0 | 0
2022-05-22 10:00 | 0.82172 | 0.36432 | 35871 | 28591.6406 | 633 | 38558.7544 | 3 | 2325.0261 | 0.2325 | 36233.7283 | 0 | 167294.0625 | 19 | 9500 | 2591.5254 | 199.6997 | 21416.6667 | 144699.2319 | 30916.6667 | 0 | 113782.5653 | 113782.5653 | 7174.9739 | 2325.0261 | 0 | 0 | 0 | 0 | 0
2022-05-22 11:00 | 0.9102 | 0.41664 | 35871 | 31670.2907 | 633 | 44096.1777 | 3 | 0 | 0 | 44096.1777 | 0 | 203527.7908 | 19 | 9500 | 2591.5254 | 199.6997 | 21416.6667 | 144699.2319 | 30916.6667 | 0 | 113782.5653 | 113782.5653 | 9500 | 0 | 0 | 0 | 0 | 0 | 0
2022-05-22 12:00 | 0.91353 | 0.36755 | 35871 | 31786.1576 | 633 | 38900.6099 | 3 | 0 | 0 | 38900.6099 | 0 | 247623.9685 | 19 | 9500 | 2591.5254 | 199.6997 | 21416.6667 | 144699.2319 | 30916.6667 | 0 | 113782.5653 | 113782.5653 | 9500 | 0 | 0 | 0 | 0 | 0 | 0
2022-05-22 13:00 | 0.86315 | 0.35536 | 35871 | 30033.192 | 633 | 37610.4495 | 3 | 883.4746 | 0.088347 | 36726.9749 | 0 | 286524.5784 | 19 | 9500 | 2591.5254 | 199.6997 | 21416.6667 | 144699.2319 | 30916.6667 | 0 | 113782.5653 | 113782.5653 | 8616.5254 | 883.4746 | 0 | 0 | 0 | 0 | 0
2022-05-22 14:00 | 0.75322 | 0.32333 | 35871 | 26208.192 | 633 | 34220.4712 | 3 | 4708.4747 | 0.47085 | 29511.9965 | 0 | 323251.5533 | 19 | 9500 | 2591.5254 | 199.6997 | 21416.6667 | 144699.2319 | 30916.6667 | 0 | 113782.5653 | 113782.5653 | 4791.5253 | 4708.4747 | 0 | 0 | 0 | 0 | 0
2022-05-22 15:00 | 0.59708 | 0.30404 | 35871 | 20775.321 | 633 | 32178.8639 | 3 | 10141.3457 | 1.0141 | 22037.5182 | 0 | 352763.5498 | 19 | 9500 | 2591.5254 | 199.6997 | 21416.6667 | 144699.2319 | 30916.6667 | 0 | 113782.5653 | 113782.5653 | 0 | 9500 | 0 | 0 | 0 | 0 | 0
2022-05-22 16:00 | 0.37048 | 0.15546 | 35871 | 12890.8034 | 633 | 16453.5133 | 3 | 18025.8632 | 1.8026 | 0 | 1572.3499 | 374801.068 | 19 | 9500 | 2591.5254 | 199.6997 | 21416.6667 | 144699.2319 | 30916.6667 | 0 | 113782.5653 | 113782.5653 | 0 | 9500 | 0 | 0 | 0 | 0 | 0
2022-05-22 17:00 | 0.18448 | 0.06836 | 35871 | 6418.9576 | 633 | 7235.0583 | 3 | 24497.709 | 2.4498 | 0 | 17262.6507 | 373228.7181 | 19 | 9500 | 2591.5254 | 199.6997 | 21416.6667 | 144699.2319 | 30916.6667 | 0 | 113782.5653 | 113782.5653 | 1.819e-12 | 9500 | 0 | 0 | 0 | 0 | 0
2022-05-22 18:00 | 0.06 | 0.00426 | 35871 | 2087.6922 | 633 | 450.8682 | 3 | 28828.9745 | 2.8829 | 0 | 28378.1063 | 355966.0674 | 19 | 9500 | 2591.5254 | 199.6997 | 21416.6667 | 144699.2319 | 30916.6667 | 0 | 113782.5653 | 113782.5653 | 2087.6922 | 7412.3078 | 0 | 0 | 0 | 0 | 0
2022-05-22 19:00 | 0 | 0 | 35871 | 0 | 633 | 0 | 3 | 30000 | 3 | 0 | 30000 | 327587.9611 | 19 | 8583.3333 | 2591.5254 | 180.4304 | 21416.6667 | 144699.2319 | 30000 | 0 | 114699.2319 | 114699.2319 | 0 | 8583.3333 | 0 | 0 | 0 | 0 | 0
2022-05-22 20:00 | 0 | 0 | 35871 | 0 | 633 | 0 | 3 | 30000 | 3 | 0 | 30000 | 297587.9611 | 19 | 8583.3333 | 2591.5254 | 180.4304 | 21416.6667 | 144699.2319 | 30000 | 0 | 114699.2319 | 114699.2319 | 0 | 8583.3333 | 0 | 0 | 0 | 0 | 0
2022-05-22 21:00 | 0 | 0 | 35871 | 0 | 633 | 0 | 3 | 30000 | 3 | 0 | 30000 | 267587.9611 | 19 | 8583.3333 | 2591.5254 | 180.4304 | 21416.6667 | 144699.2319 | 30000 | 0 | 114699.2319 | 114699.2319 | 0 | 8583.3333 | 0 | 0 | 0 | 0 | 0
2022-05-22 22:00 | 0 | 0 | 35871 | 0 | 633 | 0 | 3 | 30000 | 3 | 0 | 30000 | 237587.9611 | 19 | 8583.3333 | 2591.5254 | 180.4304 | 21416.6667 | 144699.2319 | 30000 | 0 | 114699.2319 | 114699.2319 | 0 | 8583.3333 | 0 | 0 | 0 | 0 | 0
2022-05-22 23:00 | 0 | 0 | 35871 | 0 | 633 | 0 | 3 | 30000 | 3 | 0 | 30000 | 207587.9611 | 19 | 8583.3333 | 2591.5254 | 180.4304 | 21416.6667 | 144699.2319 | 30000 | 0 | 114699.2319 | 114699.2319 | 0 | 8583.3333 | 0 | 0 | 0 | 0 | 0
2022-05-23 | 0 | 0 | 35871 | 0 | 633 | 0 | 3 | 30000 | 3 | 0 | 30000 | 177587.9611 | 19 | 8041.6667 | 2591.5254 | 169.044 | 21958.3333 | 145240.8986 | 30000 | 0 | 115240.8986 | 115240.8986 | 0 | 8041.6667 | 0 | 0 | 0 | 0 | 0
2022-05-23 01:00 | 0 | 0 | 35871 | 0 | 633 | 0 | 3 | 30000 | 3 | 0 | 30000 | 147587.9611 | 19 | 8041.6667 | 2591.5254 | 169.044 | 21958.3333 | 145240.8986 | 30000 | 0 | 115240.8986 | 115240.8986 | 0 | 8041.6667 | 0 | 0 | 0 | 0 | 0
2022-05-23 02:00 | 0 | 0 | 35871 | 0 | 633 | 0 | 3 | 30000 | 3 | 0 | 30000 | 117587.9611 | 19 | 8041.6667 | 2591.5254 | 169.044 | 21958.3333 | 145240.8986 | 30000 | 0 | 115240.8986 | 115240.8986 | 0 | 8041.6667 | 0 | 0 | 0 | 0 | 0
2022-05-23 03:00 | 0 | 0 | 35871 | 0 | 633 | 0 | 3 | 30000 | 3 | 0 | 30000 | 87587.9611 | 19 | 8041.6667 | 2591.5254 | 169.044 | 21958.3333 | 145240.8986 | 30000 | 0 | 115240.8986 | 115240.8986 | 0 | 8041.6667 | 0 | 0 | 0 | 0 | 0
2022-05-23 04:00 | 0 | 0 | 35871 | 0 | 633 | 0 | 3 | 30000 | 3 | 0 | 30000 | 57587.9611 | 19 | 8041.6667 | 2591.5254 | 169.044 | 21958.3333 | 145240.8986 | 30000 | 0 | 115240.8986 | 115240.8986 | 0 | 8041.6667 | 0 | 0 | 0 | 0 | 0
2022-05-23 05:00 | 0.01445 | 0.02279 | 35871 | 502.7859 | 633 | 2412.0389 | 3 | 30000 | 3 | 0 | 27587.9611 | 27587.9611 | 19 | 8544.4525 | 2591.5254 | 179.6131 | 21958.3333 | 145240.8986 | 30502.7859 | 0 | 114738.1127 | 114738.1127 | -5.6843e-14 | 8544.4525 | 0 | 0 | 0 | 0 | 0
2022-05-23 06:00 | 0.17362 | 0.46216 | 35871 | 6041.0853 | 633 | 48913.9052 | 3 | 25417.248 | 2.5417 | 0 | 0 | 0 | 19 | 9500 | 2591.5254 | 199.6997 | 21958.3333 | 145240.8986 | 31458.3333 | 0 | 113782.5653 | 113782.5653 | 0 | 9500 | 0 | 0 | 0 | 0 | 0
2022-05-23 07:00 | 0.39417 | 0.63945 | 35871 | 13715.0939 | 633 | 67677.8533 | 3 | 17743.2394 | 1.7743 | 0 | 0 | 0 | 19 | 9500 | 2591.5254 | 199.6997 | 21958.3333 | 145240.8986 | 31458.3333 | 0 | 113782.5653 | 113782.5653 | 0 | 9500 | 0 | 0 | 0 | 0 | 0
2022-05-23 08:00 | 0.61455 | 0.75073 | 35871 | 21383.1874 | 633 | 79455.4614 | 3 | 10075.146 | 1.0075 | 0 | 0 | 0 | 19 | 9500 | 2591.5254 | 199.6997 | 21958.3333 | 145240.8986 | 31458.3333 | 0 | 113782.5653 | 113782.5653 | 0 | 9500 | 0 | 0 | 0 | 0 | 0
2022-05-23 09:00 | 0.80762 | 0.79474 | 35871 | 28101.0329 | 633 | 84113.3742 | 3 | 3357.3004 | 0.33573 | 67230.237 | 0 | 0 | 19 | 9500 | 2591.5254 | 199.6997 | 21958.3333 | 145240.8986 | 31458.3333 | 0 | 113782.5653 | 113782.5653 | 6142.6996 | 3357.3004 | 0 | 0 | 0 | 0 | 0
2022-05-23 10:00 | 0.94788 | 0.79895 | 35871 | 32981.3614 | 633 | 84558.9505 | 3 | 30000 | 3 | 0 | 30000 | 67230.237 | 19 | 9500 | 2591.5254 | 199.6997 | 21958.3333 | 145240.8986 | 31458.3333 | 0 | 113782.5653 | 113782.5653 | 9500 | 0 | 0 | 0 | 0 | 30000 | 0
2022-05-23 11:00 | 1.034 | 0.82846 | 35871 | 35978.9394 | 633 | 87682.2181 | 3 | 0 | 0 | 87682.2181 | 0 | 37230.237 | 19 | 9500 | 2591.5254 | 199.6997 | 21958.3333 | 145240.8986 | 31458.3333 | 0 | 113782.5653 | 113782.5653 | 9500 | 0 | 0 | 0 | 0 | 0 | 0
2022-05-23 12:00 | 1.0065 | 0.57553 | 35871 | 35022.0805 | 633 | 60912.7139 | 3 | 0 | 0 | 60912.7139 | 0 | 124912.4551 | 19 | 9500 | 2591.5254 | 199.6997 | 21958.3333 | 145240.8986 | 31458.3333 | 0 | 113782.5653 | 113782.5653 | 9500 | 0 | 0 | 0 | 0 | 0 | 0
2022-05-23 13:00 | 0.95238 | 0.54168 | 35871 | 33137.9383 | 633 | 57330.1112 | 3 | 0 | 0 | 57330.1112 | 0 | 185825.169 | 19 | 9500 | 2591.5254 | 199.6997 | 21958.3333 | 145240.8986 | 31458.3333 | 0 | 113782.5653 | 113782.5653 | 9500 | 0 | 0 | 0 | 0 | 0 | 0
2022-05-23 14:00 | 0.83212 | 0.48166 | 35871 | 28953.5072 | 633 | 50977.7384 | 3 | 2504.8261 | 0.25048 | 48472.9123 | 0 | 243155.2802 | 19 | 9500 | 2591.5254 | 199.6997 | 21958.3333 | 145240.8986 | 31458.3333 | 0 | 113782.5653 | 113782.5653 | 6995.1739 | 2504.8261 | 0 | 0 | 0 | 0 | 0
2022-05-23 15:00 | 0.65988 | 0.41185 | 35871 | 22960.4388 | 633 | 43589.2156 | 3 | 8497.8945 | 0.84979 | 35091.321 | 0 | 291628.1925 | 19 | 9500 | 2591.5254 | 199.6997 | 21958.3333 | 145240.8986 | 31458.3333 | 0 | 113782.5653 | 113782.5653 | 1002.1055 | 8497.8945 | 0 | 0 | 0 | 0 | 0
2022-05-23 16:00 | 0.4565 | 0.3275 | 35871 | 15883.8582 | 633 | 34661.814 | 3 | 15574.4752 | 1.5574 | 19087.3388 | 0 | 326719.5136 | 19 | 9500 | 2591.5254 | 199.6997 | 21958.3333 | 145240.8986 | 31458.3333 | 0 | 113782.5653 | 113782.5653 | 0 | 9500 | 0 | 0 | 0 | 0 | 0
2022-05-23 17:00 | 0.24812 | 0.21364 | 35871 | 8633.3031 | 633 | 22611.1449 | 3 | 22825.0302 | 2.2825 | 0 | 213.8853 | 345806.8524 | 19 | 9500 | 2591.5254 | 199.6997 | 21958.3333 | 145240.8986 | 31458.3333 | 0 | 113782.5653 | 113782.5653 | 0 | 9500 | 0 | 0 | 0 | 0 | 0
2022-05-23 18:00 | 0.0773 | 0.05547 | 35871 | 2689.6435 | 633 | 5870.8117 | 3 | 28768.6899 | 2.8769 | 0 | 22897.8782 | 345592.9671 | 19 | 9500 | 2591.5254 | 199.6997 | 21958.3333 | 145240.8986 | 31458.3333 | 0 | 113782.5653 | 113782.5653 | 0 | 9500 | 0 | 0 | 0 | 0 | 0
2022-05-23 19:00 | 0 | 0 | 35871 | 0 | 633 | 0 | 3 | 30000 | 3 | 0 | 30000 | 322695.0888 | 19 | 8041.6667 | 2591.5254 | 169.044 | 21958.3333 | 145240.8986 | 30000 | 0 | 115240.8986 | 115240.8986 | 0 | 8041.6667 | 0 | 0 | 0 | 0 | 0
2022-05-23 20:00 | 0 | 0 | 35871 | 0 | 633 | 0 | 3 | 30000 | 3 | 0 | 30000 | 292695.0888 | 19 | 8041.6667 | 2591.5254 | 169.044 | 21958.3333 | 145240.8986 | 30000 | 0 | 115240.8986 | 115240.8986 | 0 | 8041.6667 | 0 | 0 | 0 | 0 | 0
2022-05-23 21:00 | 0 | 0 | 35871 | 0 | 633 | 0 | 3 | 30000 | 3 | 0 | 30000 | 262695.0888 | 19 | 8041.6667 | 2591.5254 | 169.044 | 21958.3333 | 145240.8986 | 30000 | 0 | 115240.8986 | 115240.8986 | 0 | 8041.6667 | 0 | 0 | 0 | 0 | 0
2022-05-23 22:00 | 0 | 0 | 35871 | 0 | 633 | 0 | 3 | 30000 | 3 | 0 | 30000 | 232695.0888 | 19 | 8041.6667 | 2591.5254 | 169.044 | 21958.3333 | 145240.8986 | 30000 | 0 | 115240.8986 | 115240.8986 | 0 | 8041.6667 | 0 | 0 | 0 | 0 | 0
2022-05-23 23:00 | 0 | 0 | 35871 | 0 | 633 | 0 | 3 | 30000 | 3 | 0 | 30000 | 202695.0888 | 19 | 8041.6667 | 2591.5254 | 169.044 | 21958.3333 | 145240.8986 | 30000 | 0 | 115240.8986 | 115240.8986 | 0 | 8041.6667 | 0 | 0 | 0 | 0 | 0
2022-05-24 | 0 | 0 | 35871 | 0 | 633 | 0 | 3 | 30000 | 3 | 0 | 30000 | 172695.0888 | 19 | 6541.6667 | 2591.5254 | 137.5125 | 23458.3333 | 146740.8986 | 30000 | 0 | 116740.8986 | 116740.8986 | 0 | 6541.6667 | 0 | 0 | 0 | 0 | 0
2022-05-24 01:00 | 0 | 0 | 35871 | 0 | 633 | 0 | 3 | 30000 | 3 | 0 | 30000 | 142695.0888 | 19 | 6541.6667 | 2591.5254 | 137.5125 | 23458.3333 | 146740.8986 | 30000 | 0 | 116740.8986 | 116740.8986 | 0 | 6541.6667 | 0 | 0 | 0 | 0 | 0
2022-05-24 02:00 | 0 | 0 | 35871 | 0 | 633 | 0 | 3 | 30000 | 3 | 0 | 30000 | 112695.0888 | 19 | 6541.6667 | 2591.5254 | 137.5125 | 23458.3333 | 146740.8986 | 30000 | 0 | 116740.8986 | 116740.8986 | 0 | 6541.6667 | 0 | 0 | 0 | 0 | 0
2022-05-24 03:00 | 0 | 0 | 35871 | 0 | 633 | 0 | 3 | 30000 | 3 | 0 | 30000 | 82695.0888 | 19 | 6541.6667 | 2591.5254 | 137.5125 | 23458.3333 | 146740.8986 | 30000 | 0 | 116740.8986 | 116740.8986 | 0 | 6541.6667 | 0 | 0 | 0 | 0 | 0
2022-05-24 04:00 | 0 | 0 | 35871 | 0 | 633 | 0 | 3 | 30000 | 3 | 0 | 30000 | 52695.0888 | 19 | 6541.6667 | 2591.5254 | 137.5125 | 23458.3333 | 146740.8986 | 30000 | 0 | 116740.8986 | 116740.8986 | 0 | 6541.6667 | 0 | 0 | 0 | 0 | 0
2022-05-24 05:00 | 0.01465 | 0.06902 | 35871 | 509.7448 | 633 | 7304.9112 | 3 | 30000 | 3 | 0 | 22695.0888 | 22695.0888 | 19 | 7051.4115 | 2591.5254 | 148.2279 | 23458.3333 | 146740.8986 | 30509.7448 | 0 | 116231.1538 | 116231.1538 | 1.7053e-13 | 7051.4115 | 0 | 0 | 0 | 0 | 0
2022-05-24 06:00 | 0.16823 | 0.54915 | 35871 | 5853.541 | 633 | 58120.718 | 3 | 27104.7924 | 2.7105 | 0 | 0 | 0 | 19 | 9500 | 2591.5254 | 199.6997 | 23458.3333 | 146740.8986 | 32958.3333 | 0 | 113782.5653 | 113782.5653 | 0 | 9500 | 0 | 0 | 0 | 0 | 0
2022-05-24 07:00 | 0.38467 | 0.73782 | 35871 | 13384.5426 | 633 | 78089.098 | 3 | 19573.7907 | 1.9574 | 0 | 0 | 0 | 19 | 9500 | 2591.5254 | 199.6997 | 23458.3333 | 146740.8986 | 32958.3333 | 0 | 113782.5653 | 113782.5653 | 0 | 9500 | 0 | 0 | 0 | 0 | 0
2022-05-24 08:00 | 0.60383 | 0.81381 | 35871 | 21010.1864 | 633 | 86131.6973 | 3 | 11948.147 | 1.1948 | 0 | 0 | 0 | 19 | 9500 | 2591.5254 | 199.6997 | 23458.3333 | 146740.8986 | 32958.3333 | 0 | 113782.5653 | 113782.5653 | 0 | 9500 | 0 | 0 | 0 | 0 | 0
2022-05-24 09:00 | 0.7975 | 0.87173 | 35871 | 27748.9088 | 633 | 92261.811 | 3 | 5209.4245 | 0.52094 | 0 | 0 | 0 | 19 | 9500 | 2591.5254 | 199.6997 | 23458.3333 | 146740.8986 | 32958.3333 | 0 | 113782.5653 | 113782.5653 | 4290.5755 | 5209.4245 | 0 | 0 | 0 | 0 | 0
2022-05-24 10:00 | 0.94665 | 0.93388 | 35871 | 32938.5637 | 633 | 98839.6179 | 3 | 19.7696 | 0.001977 | 30000 | 0 | 0 | 19 | 9500 | 2591.5254 | 199.6997 | 23458.3333 | 146740.8986 | 32958.3333 | 0 | 113782.5653 | 113782.5653 | 9480.2304 | 19.7696 | 0 | 0 | 0 | 0 | 0
2022-05-24 11:00 | 1.0382 | 1.0159 | 35871 | 36123.3381 | 633 | 107521.4762 | 3 | 30000 | 3 | 0 | 30000 | 30000 | 19 | 9500 | 2591.5254 | 199.6997 | 23458.3333 | 146740.8986 | 32958.3333 | 0 | 113782.5653 | 113782.5653 | 9500 | 0 | 0 | 0 | 0 | 30000 | 0
2022-05-24 12:00 | 1.0528 | 0.97285 | 35871 | 36633.7789 | 633 | 102964.1092 | 3 | 0 | 0 | 0 | 0 | 0 | 19 | 9500 | 2591.5254 | 199.6997 | 23458.3333 | 146740.8986 | 32958.3333 | 0 | 113782.5653 | 113782.5653 | 9500 | 0 | 0 | 0 | 0 | 0 | 0
2022-05-24 13:00 | 1.0072 | 0.92953 | 35871 | 35047.1328 | 633 | 98379.2243 | 3 | 0 | 0 | 46503.0797 | 0 | 0 | 19 | 9500 | 2591.5254 | 199.6997 | 23458.3333 | 146740.8986 | 32958.3333 | 0 | 113782.5653 | 113782.5653 | 9500 | 0 | 0 | 0 | 0 | 0 | 0
2022-05-24 14:00 | 0.899 | 0.89638 | 35871 | 31280.5881 | 633 | 94870.7079 | 3 | 1677.7452 | 0.16777 | 93192.9627 | 0 | 46503.0797 | 19 | 9500 | 2591.5254 | 199.6997 | 23458.3333 | 146740.8986 | 32958.3333 | 0 | 113782.5653 | 113782.5653 | 7822.2548 | 1677.7452 | 0 | 0 | 0 | 0 | 0
2022-05-24 15:00 | 0.7358 | 0.84023 | 35871 | 25602.0653 | 633 | 88927.9266 | 3 | 7356.268 | 0.73563 | 81571.6587 | 0 | 139696.0424 | 19 | 9500 | 2591.5254 | 199.6997 | 23458.3333 | 146740.8986 | 32958.3333 | 0 | 113782.5653 | 113782.5653 | 2143.732 | 7356.268 | 0 | 0 | 0 | 0 | 0
2022-05-24 16:00 | 0.5306 | 0.74844 | 35871 | 18462.158 | 633 | 79213.0933 | 3 | 14496.1753 | 1.4496 | 64716.918 | 0 | 221267.701 | 19 | 9500 | 2591.5254 | 199.6997 | 23458.3333 | 146740.8986 | 32958.3333 | 0 | 113782.5653 | 113782.5653 | 0 | 9500 | 0 | 0 | 0 | 0 | 0
2022-05-24 17:00 | 0.30445 | 0.59647 | 35871 | 10593.2982 | 633 | 63128.9533 | 3 | 22365.0352 | 2.2365 | 40763.9181 | 0 | 285984.6191 | 19 | 9500 | 2591.5254 | 199.6997 | 23458.3333 | 146740.8986 | 32958.3333 | 0 | 113782.5653 | 113782.5653 | 0 | 9500 | 0 | 0 | 0 | 0 | 0
2022-05-24 18:00 | 0.09775 | 0.28377 | 35871 | 3401.1985 | 633 | 30033.5358 | 3 | 29557.1348 | 2.9557 | 476.401 | 0 | 326748.5372 | 19 | 9500 | 2591.5254 | 199.6997 | 23458.3333 | 146740.8986 | 32958.3333 | 0 | 113782.5653 | 113782.5653 | 0 | 9500 | 0 | 0 | 0 | 0 | 0
2022-05-24 19:00 | 0 | 0 | 35871 | 0 | 633 | 0 | 3 | 30000 | 3 | 0 | 30000 | 327224.9381 | 19 | 6541.6667 | 2591.5254 | 137.5125 | 23458.3333 | 146740.8986 | 30000 | 0 | 116740.8986 | 116740.8986 | 0 | 6541.6667 | 0 | 0 | 0 | 0 | 0
2022-05-24 20:00 | 0 | 0 | 35871 | 0 | 633 | 0 | 3 | 30000 | 3 | 0 | 30000 | 297224.9381 | 19 | 6541.6667 | 2591.5254 | 137.5125 | 23458.3333 | 146740.8986 | 30000 | 0 | 116740.8986 | 116740.8986 | 0 | 6541.6667 | 0 | 0 | 0 | 0 | 0
2022-05-24 21:00 | 0 | 0 | 35871 | 0 | 633 | 0 | 3 | 30000 | 3 | 0 | 30000 | 267224.9381 | 19 | 6541.6667 | 2591.5254 | 137.5125 | 23458.3333 | 146740.8986 | 30000 | 0 | 116740.8986 | 116740.8986 | 0 | 6541.6667 | 0 | 0 | 0 | 0 | 0
2022-05-24 22:00 | 0 | 0 | 35871 | 0 | 633 | 0 | 3 | 30000 | 3 | 0 | 30000 | 237224.9381 | 19 | 6541.6667 | 2591.5254 | 137.5125 | 23458.3333 | 146740.8986 | 30000 | 0 | 116740.8986 | 116740.8986 | 0 | 6541.6667 | 0 | 0 | 0 | 0 | 0
2022-05-24 23:00 | 0 | 0 | 35871 | 0 | 633 | 0 | 3 | 30000 | 3 | 0 | 30000 | 207224.9381 | 19 | 6541.6667 | 2591.5254 | 137.5125 | 23458.3333 | 146740.8986 | 30000 | 0 | 116740.8986 | 116740.8986 | 0 | 6541.6667 | 0 | 0 | 0 | 0 | 0
2022-05-25 | 0 | 0 | 35871 | 0 | 633 | 0 | 3 | 30000 | 3 | 0 | 30000 | 177224.9381 | 19 | 7404.1667 | 2591.5254 | 155.6431 | 22595.8333 | 145878.3986 | 30000 | 0 | 115878.3986 | 115878.3986 | 0 | 7404.1667 | 0 | 0 | 0 | 0 | 0
2022-05-25 01:00 | 0 | 0 | 35871 | 0 | 633 | 0 | 3 | 30000 | 3 | 0 | 30000 | 147224.9381 | 19 | 7404.1667 | 2591.5254 | 155.6431 | 22595.8333 | 145878.3986 | 30000 | 0 | 115878.3986 | 115878.3986 | 0 | 7404.1667 | 0 | 0 | 0 | 0 | 0
2022-05-25 02:00 | 0 | 0 | 35871 | 0 | 633 | 0 | 3 | 30000 | 3 | 0 | 30000 | 117224.9381 | 19 | 7404.1667 | 2591.5254 | 155.6431 | 22595.8333 | 145878.3986 | 30000 | 0 | 115878.3986 | 115878.3986 | 0 | 7404.1667 | 0 | 0 | 0 | 0 | 0
2022-05-25 03:00 | 0 | 0 | 35871 | 0 | 633 | 0 | 3 | 30000 | 3 | 0 | 30000 | 87224.9381 | 19 | 7404.1667 | 2591.5254 | 155.6431 | 22595.8333 | 145878.3986 | 30000 | 0 | 115878.3986 | 115878.3986 | 0 | 7404.1667 | 0 | 0 | 0 | 0 | 0
2022-05-25 04:00 | 0 | 0 | 35871 | 0 | 633 | 0 | 3 | 30000 | 3 | 0 | 30000 | 57224.9381 | 19 | 7404.1667 | 2591.5254 | 155.6431 | 22595.8333 | 145878.3986 | 30000 | 0 | 115878.3986 | 115878.3986 | 0 | 7404.1667 | 0 | 0 | 0 | 0 | 0
2022-05-25 05:00 | 0.01405 | 0.02622 | 35871 | 488.8679 | 633 | 2775.0619 | 3 | 30000 | 3 | 0 | 27224.9381 | 27224.9381 | 19 | 7893.0346 | 2591.5254 | 165.9196 | 22595.8333 | 145878.3986 | 30488.8679 | 0 | 115389.5307 | 115389.5307 | -3.4106e-13 | 7893.0346 | 0 | 0 | 0 | 0 | 0
2022-05-25 06:00 | 0.16443 | 0.40365 | 35871 | 5721.3205 | 633 | 42721.3472 | 3 | 26374.5129 | 2.6375 | 0 | 0 | 0 | 19 | 9500 | 2591.5254 | 199.6997 | 22595.8333 | 145878.3986 | 32095.8333 | 0 | 113782.5653 | 113782.5653 | 0 | 9500 | 0 | 0 | 0 | 0 | 0
2022-05-25 07:00 | 0.3843 | 0.64141 | 35871 | 13371.6685 | 633 | 67885.295 | 3 | 18724.1648 | 1.8724 | 0 | 0 | 0 | 19 | 9500 | 2591.5254 | 199.6997 | 22595.8333 | 145878.3986 | 32095.8333 | 0 | 113782.5653 | 113782.5653 | 0 | 9500 | 0 | 0 | 0 | 0 | 0
2022-05-25 08:00 | 0.60467 | 0.77083 | 35871 | 21039.414 | 633 | 81582.7972 | 3 | 11056.4193 | 1.1056 | 0 | 0 | 0 | 19 | 9500 | 2591.5254 | 199.6997 | 22595.8333 | 145878.3986 | 32095.8333 | 0 | 113782.5653 | 113782.5653 | 0 | 9500 | 0 | 0 | 0 | 0 | 0
2022-05-25 09:00 | 0.79612 | 0.84081 | 35871 | 27700.8919 | 633 | 88989.3125 | 3 | 4394.9414 | 0.43949 | 30000 | 0 | 0 | 19 | 9500 | 2591.5254 | 199.6997 | 22595.8333 | 145878.3986 | 32095.8333 | 0 | 113782.5653 | 113782.5653 | 5105.0586 | 4394.9414 | 0 | 0 | 0 | 0 | 0
2022-05-25 10:00 | 0.94188 | 0.89 | 35871 | 32772.5922 | 633 | 94195.464 | 3 | 30000 | 3 | 0 | 30000 | 30000 | 19 | 9500 | 2591.5254 | 199.6997 | 22595.8333 | 145878.3986 | 32095.8333 | 0 | 113782.5653 | 113782.5653 | 9500 | 0 | 0 | 0 | 0 | 30000 | 0
2022-05-25 11:00 | 1.0291 | 0.95089 | 35871 | 35806.3569 | 633 | 100639.9155 | 3 | 0 | 0 | 38179.8989 | 0 | 0 | 19 | 9500 | 2591.5254 | 199.6997 | 22595.8333 | 145878.3986 | 32095.8333 | 0 | 113782.5653 | 113782.5653 | 9500 | 0 | 0 | 0 | 0 | 0 | 0
2022-05-25 12:00 | 1.0275 | 0.84876 | 35871 | 35751.7289 | 633 | 89830.7214 | 3 | 0 | 0 | 89830.7214 | 0 | 38179.8989 | 19 | 9500 | 2591.5254 | 199.6997 | 22595.8333 | 145878.3986 | 32095.8333 | 0 | 113782.5653 | 113782.5653 | 9500 | 0 | 0 | 0 | 0 | 0 | 0
2022-05-25 13:00 | 0.98335 | 0.81143 | 35871 | 34215.5354 | 633 | 85879.8038 | 3 | 0 | 0 | 85879.8038 | 0 | 128010.6202 | 19 | 9500 | 2591.5254 | 199.6997 | 22595.8333 | 145878.3986 | 32095.8333 | 0 | 113782.5653 | 113782.5653 | 9500 | 0 | 0 | 0 | 0 | 0 | 0
2022-05-25 14:00 | 0.87395 | 0.77614 | 35871 | 30408.9766 | 633 | 82144.7949 | 3 | 1686.8567 | 0.16869 | 80457.9382 | 0 | 213890.424 | 19 | 9500 | 2591.5254 | 199.6997 | 22595.8333 | 145878.3986 | 32095.8333 | 0 | 113782.5653 | 113782.5653 | 7813.1433 | 1686.8567 | 0 | 0 | 0 | 0 | 0
2022-05-25 15:00 | 0.70917 | 0.71387 | 35871 | 24675.478 | 633 | 75554.2875 | 3 | 7420.3554 | 0.74204 | 68133.9321 | 0 | 294348.3622 | 19 | 9500 | 2591.5254 | 199.6997 | 22595.8333 | 145878.3986 | 32095.8333 | 0 | 113782.5653 | 113782.5653 | 2079.6446 | 7420.3554 | 0 | 0 | 0 | 0 | 0
2022-05-25 16:00 | 0.50342 | 0.60517 | 35871 | 17516.4335 | 633 | 64049.7404 | 3 | 14579.3999 | 1.4579 | 49470.3405 | 0 | 362482.2943 | 19 | 9500 | 2591.5254 | 199.6997 | 22595.8333 | 145878.3986 | 32095.8333 | 0 | 113782.5653 | 113782.5653 | 0 | 9500 | 0 | 0 | 0 | 0 | 0
2022-05-25 17:00 | 0.28025 | 0.44623 | 35871 | 9751.2623 | 633 | 47227.9122 | 3 | 22344.571 | 2.2345 | 24883.3412 | 0 | 411952.6348 | 19 | 9500 | 2591.5254 | 199.6997 | 22595.8333 | 145878.3986 | 32095.8333 | 0 | 113782.5653 | 113782.5653 | 0 | 9500 | 0 | 0 | 0 | 0 | 0
2022-05-25 18:00 | 0.0881 | 0.17487 | 35871 | 3065.428 | 633 | 18507.8211 | 3 | 29030.4053 | 2.903 | 0 | 10522.5842 | 436835.976 | 19 | 9500 | 2591.5254 | 199.6997 | 22595.8333 | 145878.3986 | 32095.8333 | 0 | 113782.5653 | 113782.5653 | 0 | 9500 | 0 | 0 | 0 | 0 | 0
2022-05-25 19:00 | 0 | 0 | 35871 | 0 | 633 | 0 | 3 | 30000 | 3 | 0 | 30000 | 426313.3919 | 19 | 7404.1667 | 2591.5254 | 155.6431 | 22595.8333 | 145878.3986 | 30000 | 0 | 115878.3986 | 115878.3986 | 0 | 7404.1667 | 0 | 0 | 0 | 0 | 0
2022-05-25 20:00 | 0 | 0 | 35871 | 0 | 633 | 0 | 3 | 30000 | 3 | 0 | 30000 | 396313.3919 | 19 | 7404.1667 | 2591.5254 | 155.6431 | 22595.8333 | 145878.3986 | 30000 | 0 | 115878.3986 | 115878.3986 | 0 | 7404.1667 | 0 | 0 | 0 | 0 | 0
2022-05-25 21:00 | 0 | 0 | 35871 | 0 | 633 | 0 | 3 | 30000 | 3 | 0 | 30000 | 366313.3919 | 19 | 7404.1667 | 2591.5254 | 155.6431 | 22595.8333 | 145878.3986 | 30000 | 0 | 115878.3986 | 115878.3986 | 0 | 7404.1667 | 0 | 0 | 0 | 0 | 0
2022-05-25 22:00 | 0 | 0 | 35871 | 0 | 633 | 0 | 3 | 30000 | 3 | 0 | 30000 | 336313.3919 | 19 | 7404.1667 | 2591.5254 | 155.6431 | 22595.8333 | 145878.3986 | 30000 | 0 | 115878.3986 | 115878.3986 | 0 | 7404.1667 | 0 | 0 | 0 | 0 | 0
2022-05-25 23:00 | 0 | 0 | 35871 | 0 | 633 | 0 | 3 | 30000 | 3 | 0 | 30000 | 306313.3919 | 19 | 7404.1667 | 2591.5254 | 155.6431 | 22595.8333 | 145878.3986 | 30000 | 0 | 115878.3986 | 115878.3986 | 0 | 7404.1667 | 0 | 0 | 0 | 0 | 0
2022-05-26 | 0 | 0 | 35871 | 0 | 633 | 0 | 3 | 30000 | 3 | 0 | 30000 | 276313.3919 | 19 | 7904.1667 | 2591.5254 | 166.1537 | 22095.8333 | 145378.3986 | 30000 | 0 | 115378.3986 | 115378.3986 | 0 | 7904.1667 | 0 | 0 | 0 | 0 | 0
2022-05-26 01:00 | 0 | 0 | 35871 | 0 | 633 | 0 | 3 | 30000 | 3 | 0 | 30000 | 246313.3919 | 19 | 7904.1667 | 2591.5254 | 166.1537 | 22095.8333 | 145378.3986 | 30000 | 0 | 115378.3986 | 115378.3986 | 0 | 7904.1667 | 0 | 0 | 0 | 0 | 0
2022-05-26 02:00 | 0 | 0 | 35871 | 0 | 633 | 0 | 3 | 30000 | 3 | 0 | 30000 | 216313.3919 | 19 | 7904.1667 | 2591.5254 | 166.1537 | 22095.8333 | 145378.3986 | 30000 | 0 | 115378.3986 | 115378.3986 | 0 | 7904.1667 | 0 | 0 | 0 | 0 | 0
2022-05-26 03:00 | 0 | 0 | 35871 | 0 | 633 | 0 | 3 | 30000 | 3 | 0 | 30000 | 186313.3919 | 19 | 7904.1667 | 2591.5254 | 166.1537 | 22095.8333 | 145378.3986 | 30000 | 0 | 115378.3986 | 115378.3986 | 0 | 7904.1667 | 0 | 0 | 0 | 0 | 0
2022-05-26 04:00 | 0 | 0 | 35871 | 0 | 633 | 0 | 3 | 30000 | 3 | 0 | 30000 | 156313.3919 | 19 | 7904.1667 | 2591.5254 | 166.1537 | 22095.8333 | 145378.3986 | 30000 | 0 | 115378.3986 | 115378.3986 | 0 | 7904.1667 | 0 | 0 | 0 | 0 | 0
2022-05-26 05:00 | 0.0133 | 0.00423 | 35871 | 462.7718 | 633 | 447.693 | 3 | 30000 | 3 | 0 | 29552.307 | 126313.3919 | 19 | 8366.9384 | 2591.5254 | 175.8816 | 22095.8333 | 145378.3986 | 30462.7718 | 0 | 114915.6268 | 114915.6268 | 0 | 8366.9384 | 0 | 0 | 0 | 0 | 0
2022-05-26 06:00 | 0.14543 | 0.22459 | 35871 | 5060.2179 | 633 | 23770.0666 | 3 | 26535.6154 | 2.6536 | 0 | 2765.5488 | 96761.0849 | 19 | 9500 | 2591.5254 | 199.6997 | 22095.8333 | 145378.3986 | 31595.8333 | 0 | 113782.5653 | 113782.5653 | 0 | 9500 | 0 | 0 | 0 | 0 | 0
2022-05-26 07:00 | 0.34783 | 0.42241 | 35871 | 12102.6996 | 633 | 44706.8606 | 3 | 19493.1337 | 1.9493 | 25213.7269 | 0 | 93995.5361 | 19 | 9500 | 2591.5254 | 199.6997 | 22095.8333 | 145378.3986 | 31595.8333 | 0 | 113782.5653 | 113782.5653 | 0 | 9500 | 0 | 0 | 0 | 0 | 0
2022-05-26 08:00 | 0.56488 | 0.56208 | 35871 | 19654.9262 | 633 | 59489.1982 | 3 | 11940.9072 | 1.1941 | 47548.291 | 0 | 119209.263 | 19 | 9500 | 2591.5254 | 199.6997 | 22095.8333 | 145378.3986 | 31595.8333 | 0 | 113782.5653 | 113782.5653 | 0 | 9500 | 0 | 0 | 0 | 0 | 0
2022-05-26 09:00 | 0.75733 | 0.64111 | 35871 | 26351.1989 | 633 | 67853.5437 | 3 | 5244.6344 | 0.52446 | 62608.9093 | 0 | 166757.5541 | 19 | 9500 | 2591.5254 | 199.6997 | 22095.8333 | 145378.3986 | 31595.8333 | 0 | 113782.5653 | 113782.5653 | 4255.3656 | 5244.6344 | 0 | 0 | 0 | 0 | 0
2022-05-26 10:00 | 0.9041 | 0.69389 | 35871 | 31458.042 | 633 | 73439.6523 | 3 | 137.7914 | 0.013779 | 73301.8609 | 0 | 229366.4634 | 19 | 9500 | 2591.5254 | 199.6997 | 22095.8333 | 145378.3986 | 31595.8333 | 0 | 113782.5653 | 113782.5653 | 9362.2086 | 137.7914 | 0 | 0 | 0 | 0 | 0
2022-05-26 11:00 | 0.99158 | 0.74761 | 35871 | 34501.8972 | 633 | 79125.2481 | 3 | 0 | 0 | 79125.2481 | 0 | 302668.3243 | 19 | 9500 | 2591.5254 | 199.6997 | 22095.8333 | 145378.3986 | 31595.8333 | 0 | 113782.5653 | 113782.5653 | 9500 | 0 | 0 | 0 | 0 | 0 | 0
2022-05-26 12:00 | 1.0032 | 0.74184 | 35871 | 34907.9533 | 633 | 78514.5652 | 3 | 0 | 0 | 78514.5652 | 0 | 381793.5724 | 19 | 9500 | 2591.5254 | 199.6997 | 22095.8333 | 145378.3986 | 31595.8333 | 0 | 113782.5653 | 113782.5653 | 9500 | 0 | 0 | 0 | 0 | 0 | 0
2022-05-26 13:00 | 0.95672 | 0.68486 | 35871 | 33288.948 | 633 | 72483.9387 | 3 | 0 | 0 | 72483.9387 | 0 | 460308.1376 | 19 | 9500 | 2591.5254 | 199.6997 | 22095.8333 | 145378.3986 | 31595.8333 | 0 | 113782.5653 | 113782.5653 | 9500 | 0 | 0 | 0 | 0 | 0 | 0
2022-05-26 14:00 | 0.84442 | 0.64343 | 35871 | 29381.4841 | 633 | 68099.087 | 3 | 2214.3492 | 0.22143 | 65884.7378 | 0 | 532792.0763 | 19 | 9500 | 2591.5254 | 199.6997 | 22095.8333 | 145378.3986 | 31595.8333 | 0 | 113782.5653 | 113782.5653 | 7285.6508 | 2214.3492 | 0 | 0 | 0 | 0 | 0
2022-05-26 15:00 | 0.6749 | 0.56774 | 35871 | 23483.0578 | 633 | 60088.239 | 3 | 8112.7756 | 0.81128 | 51975.4635 | 0 | 598676.8141 | 19 | 9500 | 2591.5254 | 199.6997 | 22095.8333 | 145378.3986 | 31595.8333 | 0 | 113782.5653 | 113782.5653 | 1387.2244 | 8112.7756 | 0 | 0 | 0 | 0 | 0
2022-05-26 16:00 | 0.46802 | 0.45064 | 35871 | 16284.6951 | 633 | 47694.6561 | 3 | 15311.1383 | 1.5311 | 32383.5178 | 0 | 650652.2775 | 19 | 9500 | 2591.5254 | 199.6997 | 22095.8333 | 145378.3986 | 31595.8333 | 0 | 113782.5653 | 113782.5653 | 0 | 9500 | 0 | 0 | 0 | 0 | 0
2022-05-26 17:00 | 0.2507 | 0.28851 | 35871 | 8723.0739 | 633 | 30535.206 | 3 | 22872.7594 | 2.2873 | 7662.4466 | 0 | 683035.7953 | 19 | 9500 | 2591.5254 | 199.6997 | 22095.8333 | 145378.3986 | 31595.8333 | 0 | 113782.5653 | 113782.5653 | 0 | 9500 | 0 | 0 | 0 | 0 | 0
2022-05-26 18:00 | 0.07903 | 0.08444 | 35871 | 2749.8386 | 633 | 8936.9269 | 3 | 28845.9948 | 2.8846 | 0 | 19909.0678 | 690698.2419 | 19 | 9500 | 2591.5254 | 199.6997 | 22095.8333 | 145378.3986 | 31595.8333 | 0 | 113782.5653 | 113782.5653 | 0 | 9500 | 0 | 0 | 0 | 0 | 0
2022-05-26 19:00 | 0 | 0 | 35871 | 0 | 633 | 0 | 3 | 30000 | 3 | 0 | 30000 | 670789.1741 | 19 | 7904.1667 | 2591.5254 | 166.1537 | 22095.8333 | 145378.3986 | 30000 | 0 | 115378.3986 | 115378.3986 | 0 | 7904.1667 | 0 | 0 | 0 | 0 | 0
2022-05-26 20:00 | 0 | 0 | 35871 | 0 | 633 | 0 | 3 | 30000 | 3 | 0 | 30000 | 640789.1741 | 19 | 7904.1667 | 2591.5254 | 166.1537 | 22095.8333 | 145378.3986 | 30000 | 0 | 115378.3986 | 115378.3986 | 0 | 7904.1667 | 0 | 0 | 0 | 0 | 0
2022-05-26 21:00 | 0 | 0 | 35871 | 0 | 633 | 0 | 3 | 30000 | 3 | 0 | 30000 | 610789.1741 | 19 | 7904.1667 | 2591.5254 | 166.1537 | 22095.8333 | 145378.3986 | 30000 | 0 | 115378.3986 | 115378.3986 | 0 | 7904.1667 | 0 | 0 | 0 | 0 | 0
2022-05-26 22:00 | 0 | 0 | 35871 | 0 | 633 | 0 | 3 | 30000 | 3 | 0 | 30000 | 580789.1741 | 19 | 7904.1667 | 2591.5254 | 166.1537 | 22095.8333 | 145378.3986 | 30000 | 0 | 115378.3986 | 115378.3986 | 0 | 7904.1667 | 0 | 0 | 0 | 0 | 0
2022-05-26 23:00 | 0 | 0 | 35871 | 0 | 633 | 0 | 3 | 30000 | 3 | 0 | 30000 | 550789.1741 | 19 | 7904.1667 | 2591.5254 | 166.1537 | 22095.8333 | 145378.3986 | 30000 | 0 | 115378.3986 | 115378.3986 | 0 | 7904.1667 | 0 | 0 | 0 | 0 | 0
2022-05-27 | 0 | 0 | 35871 | 0 | 633 | 0 | 3 | 30000 | 3 | 0 | 30000 | 520789.1741 | 19 | 5816.6667 | 2591.5254 | 122.2723 | 24183.3333 | 147465.8986 | 30000 | 0 | 117465.8986 | 117465.8986 | 0 | 5816.6667 | 0 | 0 | 0 | 0 | 0
2022-05-27 01:00 | 0 | 0 | 35871 | 0 | 633 | 0 | 3 | 30000 | 3 | 0 | 30000 | 490789.1741 | 19 | 5816.6667 | 2591.5254 | 122.2723 | 24183.3333 | 147465.8986 | 30000 | 0 | 117465.8986 | 117465.8986 | 0 | 5816.6667 | 0 | 0 | 0 | 0 | 0
2022-05-27 02:00 | 0 | 0 | 35871 | 0 | 633 | 0 | 3 | 30000 | 3 | 0 | 30000 | 460789.1741 | 19 | 5816.6667 | 2591.5254 | 122.2723 | 24183.3333 | 147465.8986 | 30000 | 0 | 117465.8986 | 117465.8986 | 0 | 5816.6667 | 0 | 0 | 0 | 0 | 0
2022-05-27 03:00 | 0 | 0 | 35871 | 0 | 633 | 0 | 3 | 30000 | 3 | 0 | 30000 | 430789.1741 | 19 | 5816.6667 | 2591.5254 | 122.2723 | 24183.3333 | 147465.8986 | 30000 | 0 | 117465.8986 | 117465.8986 | 0 | 5816.6667 | 0 | 0 | 0 | 0 | 0
2022-05-27 04:00 | 0 | 0 | 35871 | 0 | 633 | 0 | 3 | 30000 | 3 | 0 | 30000 | 400789.1741 | 19 | 5816.6667 | 2591.5254 | 122.2723 | 24183.3333 | 147465.8986 | 30000 | 0 | 117465.8986 | 117465.8986 | 0 | 5816.6667 | 0 | 0 | 0 | 0 | 0
2022-05-27 05:00 | 0.01173 | 0 | 35871 | 408.1438 | 633 | 0 | 3 | 30000 | 3 | 0 | 30000 | 370789.1741 | 19 | 6224.8105 | 2591.5254 | 130.8519 | 24183.3333 | 147465.8986 | 30408.1438 | 0 | 117057.7548 | 117057.7548 | -1.7053e-13 | 6224.8105 | 0 | 0 | 0 | 0 | 0
2022-05-27 06:00 | 0.12447 | 0.08552 | 35871 | 4330.9175 | 633 | 9051.2316 | 3 | 29352.4159 | 2.9352 | 0 | 20301.1843 | 340789.1741 | 19 | 9500 | 2591.5254 | 199.6997 | 24183.3333 | 147465.8986 | 33683.3333 | 0 | 113782.5653 | 113782.5653 | 0 | 9500 | 0 | 0 | 0 | 0 | 0
2022-05-27 07:00 | 0.2822 | 0.16163 | 35871 | 9819.1123 | 633 | 17106.5313 | 3 | 23864.221 | 2.3864 | 3.638e-12 | 6757.6897 | 320487.9898 | 19 | 9500 | 2591.5254 | 199.6997 | 24183.3333 | 147465.8986 | 33683.3333 | 0 | 113782.5653 | 113782.5653 | 0 | 9500 | 0 | 0 | 0 | 0 | 0
2022-05-27 08:00 | 0.48467 | 0.2804 | 35871 | 16864.0296 | 633 | 29676.863 | 3 | 16819.3037 | 1.6819 | 12857.5593 | 0 | 313730.3 | 19 | 9500 | 2591.5254 | 199.6997 | 24183.3333 | 147465.8986 | 33683.3333 | 0 | 113782.5653 | 113782.5653 | 0 | 9500 | 0 | 0 | 0 | 0 | 0
2022-05-27 09:00 | 0.67762 | 0.36513 | 35871 | 23577.6998 | 633 | 38644.4829 | 3 | 10105.6335 | 1.0106 | 28538.8494 | 0 | 326587.8594 | 19 | 9500 | 2591.5254 | 199.6997 | 24183.3333 | 147465.8986 | 33683.3333 | 0 | 113782.5653 | 113782.5653 | 0 | 9500 | 0 | 0 | 0 | 0 | 0
2022-05-27 10:00 | 0.8034 | 0.38152 | 35871 | 27954.1986 | 633 | 40379.1612 | 3 | 5729.1348 | 0.57291 | 34650.0264 | 0 | 355126.7087 | 19 | 9500 | 2591.5254 | 199.6997 | 24183.3333 | 147465.8986 | 33683.3333 | 0 | 113782.5653 | 113782.5653 | 3770.8652 | 5729.1348 | 0 | 0 | 0 | 0 | 0
2022-05-27 11:00 | 0.86258 | 0.36845 | 35871 | 30013.359 | 633 | 38995.8637 | 3 | 3669.9744 | 0.367 | 35325.8894 | 0 | 389776.7351 | 19 | 9500 | 2591.5254 | 199.6997 | 24183.3333 | 147465.8986 | 33683.3333 | 0 | 113782.5653 | 113782.5653 | 5830.0256 | 3669.9744 | 0 | 0 | 0 | 0 | 0
2022-05-27 12:00 | 0.96055 | 0.52118 | 35871 | 33422.2124 | 633 | 55160.4404 | 3 | 261.121 | 0.026112 | 54899.3194 | 0 | 425102.6245 | 19 | 9500 | 2591.5254 | 199.6997 | 24183.3333 | 147465.8986 | 33683.3333 | 0 | 113782.5653 | 113782.5653 | 9238.879 | 261.121 | 0 | 0 | 0 | 0 | 0
2022-05-27 13:00 | 0.88853 | 0.44837 | 35871 | 30916.2858 | 633 | 47454.4047 | 3 | 2767.0475 | 0.2767 | 44687.3572 | 0 | 480001.9439 | 19 | 9500 | 2591.5254 | 199.6997 | 24183.3333 | 147465.8986 | 33683.3333 | 0 | 113782.5653 | 113782.5653 | 6732.9525 | 2767.0475 | 0 | 0 | 0 | 0 | 0
2022-05-27 14:00 | 0.74778 | 0.30653 | 35871 | 26018.9079 | 633 | 32442.3995 | 3 | 7664.4254 | 0.76644 | 24777.9741 | 0 | 524689.3011 | 19 | 9500 | 2591.5254 | 199.6997 | 24183.3333 | 147465.8986 | 33683.3333 | 0 | 113782.5653 | 113782.5653 | 1835.5746 | 7664.4254 | 0 | 0 | 0 | 0 | 0
2022-05-27 15:00 | 0.50227 | 0.15353 | 35871 | 17476.4194 | 633 | 16249.2467 | 3 | 16206.914 | 1.6207 | 42.3327 | 0 | 549467.2752 | 19 | 9500 | 2591.5254 | 199.6997 | 24183.3333 | 147465.8986 | 33683.3333 | 0 | 113782.5653 | 113782.5653 | 0 | 9500 | 0 | 0 | 0 | 0 | 0
2022-05-27 16:00 | 0.31598 | 0.03464 | 35871 | 10994.483 | 633 | 3666.2145 | 3 | 22688.8503 | 2.2689 | 0 | 19022.6358 | 549509.6079 | 19 | 9500 | 2591.5254 | 199.6997 | 24183.3333 | 147465.8986 | 33683.3333 | 0 | 113782.5653 | 113782.5653 | 0 | 9500 | 0 | 0 | 0 | 0 | 0
2022-05-27 17:00 | 0.18202 | 0.03428 | 35871 | 6333.3622 | 633 | 3628.1129 | 3 | 27349.9711 | 2.735 | 0 | 23721.8582 | 530486.9721 | 19 | 9500 | 2591.5254 | 199.6997 | 24183.3333 | 147465.8986 | 33683.3333 | 0 | 113782.5653 | 113782.5653 | 0 | 9500 | 0 | 0 | 0 | 0 | 0
2022-05-27 18:00 | 0.06697 | 0.00934 | 35871 | 2330.2124 | 633 | 988.5232 | 3 | 30000 | 3 | 0 | 29011.4768 | 506765.1139 | 19 | 8146.8791 | 2591.5254 | 171.2557 | 24183.3333 | 147465.8986 | 32330.2124 | 0 | 115135.6862 | 115135.6862 | 2330.2124 | 5816.6667 | 0 | 0 | 0 | 0 | 0
2022-05-27 19:00 | 0 | 0 | 35871 | 0 | 633 | 0 | 3 | 30000 | 3 | 0 | 30000 | 477753.6371 | 19 | 5816.6667 | 2591.5254 | 122.2723 | 24183.3333 | 147465.8986 | 30000 | 0 | 117465.8986 | 117465.8986 | 0 | 5816.6667 | 0 | 0 | 0 | 0 | 0
2022-05-27 20:00 | 0 | 0 | 35871 | 0 | 633 | 0 | 3 | 30000 | 3 | 0 | 30000 | 447753.6371 | 19 | 5816.6667 | 2591.5254 | 122.2723 | 24183.3333 | 147465.8986 | 30000 | 0 | 117465.8986 | 117465.8986 | 0 | 5816.6667 | 0 | 0 | 0 | 0 | 0
2022-05-27 21:00 | 0 | 0 | 35871 | 0 | 633 | 0 | 3 | 30000 | 3 | 0 | 30000 | 417753.6371 | 19 | 5816.6667 | 2591.5254 | 122.2723 | 24183.3333 | 147465.8986 | 30000 | 0 | 117465.8986 | 117465.8986 | 0 | 5816.6667 | 0 | 0 | 0 | 0 | 0
2022-05-27 22:00 | 0 | 0 | 35871 | 0 | 633 | 0 | 3 | 30000 | 3 | 0 | 30000 | 387753.6371 | 19 | 5816.6667 | 2591.5254 | 122.2723 | 24183.3333 | 147465.8986 | 30000 | 0 | 117465.8986 | 117465.8986 | 0 | 5816.6667 | 0 | 0 | 0 | 0 | 0
2022-05-27 23:00 | 0 | 0 | 35871 | 0 | 633 | 0 | 3 | 30000 | 3 | 0 | 30000 | 357753.6371 | 19 | 5816.6667 | 2591.5254 | 122.2723 | 24183.3333 | 147465.8986 | 30000 | 0 | 117465.8986 | 117465.8986 | 0 | 5816.6667 | 0 | 0 | 0 | 0 | 0
2022-05-28 | 0 | 0 | 35871 | 0 | 633 | 0 | 3 | 30000 | 3 | 0 | 30000 | 327753.6371 | 19 | 5875 | 2591.5254 | 123.4985 | 24125 | 147407.5653 | 30000 | 0 | 117407.5653 | 117407.5653 | 0 | 5875 | 0 | 0 | 0 | 0 | 0
2022-05-28 01:00 | 0 | 0 | 35871 | 0 | 633 | 0 | 3 | 30000 | 3 | 0 | 30000 | 297753.6371 | 19 | 5875 | 2591.5254 | 123.4985 | 24125 | 147407.5653 | 30000 | 0 | 117407.5653 | 117407.5653 | 0 | 5875 | 0 | 0 | 0 | 0 | 0
2022-05-28 02:00 | 0 | 0 | 35871 | 0 | 633 | 0 | 3 | 30000 | 3 | 0 | 30000 | 267753.6371 | 19 | 5875 | 2591.5254 | 123.4985 | 24125 | 147407.5653 | 30000 | 0 | 117407.5653 | 117407.5653 | 0 | 5875 | 0 | 0 | 0 | 0 | 0
2022-05-28 03:00 | 0 | 0 | 35871 | 0 | 633 | 0 | 3 | 30000 | 3 | 0 | 30000 | 237753.6371 | 19 | 5875 | 2591.5254 | 123.4985 | 24125 | 147407.5653 | 30000 | 0 | 117407.5653 | 117407.5653 | 0 | 5875 | 0 | 0 | 0 | 0 | 0
2022-05-28 04:00 | 0 | 0 | 35871 | 0 | 633 | 0 | 3 | 30000 | 3 | 0 | 30000 | 207753.6371 | 19 | 5875 | 2591.5254 | 123.4985 | 24125 | 147407.5653 | 30000 | 0 | 117407.5653 | 117407.5653 | 0 | 5875 | 0 | 0 | 0 | 0 | 0
2022-05-28 05:00 | 0.01285 | 0.00046 | 35871 | 447.1141 | 633 | 48.6853 | 3 | 30000 | 3 | 0 | 29951.3147 | 177753.6371 | 19 | 6322.1141 | 2591.5254 | 132.8973 | 24125 | 147407.5653 | 30447.1141 | 0 | 116960.4512 | 116960.4512 | 447.1141 | 5875 | 0 | 0 | 0 | 0 | 0
2022-05-28 06:00 | 0.13327 | 0.12566 | 35871 | 4637.1123 | 633 | 13299.5528 | 3 | 28987.8877 | 2.8988 | 0 | 15688.3349 | 147802.3224 | 19 | 9500 | 2591.5254 | 199.6997 | 24125 | 147407.5653 | 33625 | 0 | 113782.5653 | 113782.5653 | 0 | 9500 | 0 | 0 | 0 | 0 | 0
2022-05-28 07:00 | 0.31508 | 0.25414 | 35871 | 10963.1676 | 633 | 26897.5677 | 3 | 22661.8324 | 2.2662 | 4235.7353 | 0 | 132113.9875 | 19 | 9500 | 2591.5254 | 199.6997 | 24125 | 147407.5653 | 33625 | 0 | 113782.5653 | 113782.5653 | 0 | 9500 | 0 | 0 | 0 | 0 | 0
2022-05-28 08:00 | 0.52722 | 0.39296 | 35871 | 18344.5514 | 633 | 41589.9433 | 3 | 15280.4486 | 1.528 | 26309.4947 | 0 | 136349.7228 | 19 | 9500 | 2591.5254 | 199.6997 | 24125 | 147407.5653 | 33625 | 0 | 113782.5653 | 113782.5653 | 0 | 9500 | 0 | 0 | 0 | 0 | 0
2022-05-28 09:00 | 0.70917 | 0.4426 | 35871 | 24675.478 | 633 | 46843.7218 | 3 | 8949.522 | 0.89495 | 37894.1997 | 0 | 162659.2175 | 19 | 9500 | 2591.5254 | 199.6997 | 24125 | 147407.5653 | 33625 | 0 | 113782.5653 | 113782.5653 | 550.478 | 8949.522 | 0 | 0 | 0 | 0 | 0
2022-05-28 10:00 | 0.84322 | 0.47983 | 35871 | 29339.7303 | 633 | 50784.0556 | 3 | 4285.2697 | 0.42853 | 46498.7859 | 0 | 200553.4172 | 19 | 9500 | 2591.5254 | 199.6997 | 24125 | 147407.5653 | 33625 | 0 | 113782.5653 | 113782.5653 | 5214.7303 | 4285.2697 | 0 | 0 | 0 | 0 | 0
2022-05-28 11:00 | 0.9267 | 0.51763 | 35871 | 32244.406 | 633 | 54784.7169 | 3 | 1380.594 | 0.13806 | 53404.1229 | 0 | 247052.2031 | 19 | 9500 | 2591.5254 | 199.6997 | 24125 | 147407.5653 | 33625 | 0 | 113782.5653 | 113782.5653 | 8119.406 | 1380.594 | 0 | 0 | 0 | 0 | 0
2022-05-28 12:00 | 0.9511 | 0.52399 | 35871 | 33093.4009 | 633 | 55457.844 | 3 | 531.5991 | 0.05316 | 54926.2449 | 0 | 300456.326 | 19 | 9500 | 2591.5254 | 199.6997 | 24125 | 147407.5653 | 33625 | 0 | 113782.5653 | 113782.5653 | 8968.4009 | 531.5991 | 0 | 0 | 0 | 0 | 0
2022-05-28 13:00 | 0.85015 | 0.45606 | 35871 | 29580.8587 | 633 | 48268.2959 | 3 | 4044.1413 | 0.40441 | 44224.1546 | 0 | 355382.5709 | 19 | 9500 | 2591.5254 | 199.6997 | 24125 | 147407.5653 | 33625 | 0 | 113782.5653 | 113782.5653 | 5455.8587 | 4044.1413 | 0 | 0 | 0 | 0 | 0
2022-05-28 14:00 | 0.6812 | 0.17968 | 35871 | 23702.2654 | 633 | 19016.9 | 3 | 9922.7346 | 0.99227 | 9094.1654 | 0 | 399606.7255 | 19 | 9500 | 2591.5254 | 199.6997 | 24125 | 147407.5653 | 33625 | 0 | 113782.5653 | 113782.5653 | 0 | 9500 | 0 | 0 | 0 | 0 | 0
2022-05-28 15:00 | 0.50815 | 0.14279 | 35871 | 17681.0132 | 633 | 15112.5509 | 3 | 15943.9868 | 1.5944 | 0 | 831.4359 | 408700.8909 | 19 | 9500 | 2591.5254 | 199.6997 | 24125 | 147407.5653 | 33625 | 0 | 113782.5653 | 113782.5653 | 0 | 9500 | 0 | 0 | 0 | 0 | 0
2022-05-28 16:00 | 0.31505 | 0.09961 | 35871 | 10962.1238 | 633 | 10542.4833 | 3 | 22662.8762 | 2.2663 | 0 | 12120.3929 | 407869.455 | 19 | 9500 | 2591.5254 | 199.6997 | 24125 | 147407.5653 | 33625 | 0 | 113782.5653 | 113782.5653 | 0 | 9500 | 0 | 0 | 0 | 0 | 0
2022-05-28 17:00 | 0.1867 | 0.0354 | 35871 | 6496.2022 | 633 | 3746.651 | 3 | 27128.7978 | 2.7129 | 0 | 23382.1467 | 395749.0621 | 19 | 9500 | 2591.5254 | 199.6997 | 24125 | 147407.5653 | 33625 | 0 | 113782.5653 | 113782.5653 | 0 | 9500 | 0 | 0 | 0 | 0 | 0
2022-05-28 18:00 | 0.06367 | 0.00837 | 35871 | 2215.3894 | 633 | 885.8607 | 3 | 30000 | 3 | 0 | 29114.1393 | 372366.9154 | 19 | 8090.3894 | 2591.5254 | 170.0682 | 24125 | 147407.5653 | 32215.3894 | 0 | 115192.1759 | 115192.1759 | 2215.3894 | 5875 | 0 | 0 | 0 | 0 | 0
2022-05-28 19:00 | 0 | 0 | 35871 | 0 | 633 | 0 | 3 | 30000 | 3 | 0 | 30000 | 343252.7761 | 19 | 5875 | 2591.5254 | 123.4985 | 24125 | 147407.5653 | 30000 | 0 | 117407.5653 | 117407.5653 | 0 | 5875 | 0 | 0 | 0 | 0 | 0
2022-05-28 20:00 | 0 | 0 | 35871 | 0 | 633 | 0 | 3 | 30000 | 3 | 0 | 30000 | 313252.7761 | 19 | 5875 | 2591.5254 | 123.4985 | 24125 | 147407.5653 | 30000 | 0 | 117407.5653 | 117407.5653 | 0 | 5875 | 0 | 0 | 0 | 0 | 0
2022-05-28 21:00 | 0 | 0 | 35871 | 0 | 633 | 0 | 3 | 30000 | 3 | 0 | 30000 | 283252.7761 | 19 | 5875 | 2591.5254 | 123.4985 | 24125 | 147407.5653 | 30000 | 0 | 117407.5653 | 117407.5653 | 0 | 5875 | 0 | 0 | 0 | 0 | 0
2022-05-28 22:00 | 0 | 0 | 35871 | 0 | 633 | 0 | 3 | 30000 | 3 | 0 | 30000 | 253252.7761 | 19 | 5875 | 2591.5254 | 123.4985 | 24125 | 147407.5653 | 30000 | 0 | 117407.5653 | 117407.5653 | 0 | 5875 | 0 | 0 | 0 | 0 | 0
2022-05-28 23:00 | 0 | 0 | 35871 | 0 | 633 | 0 | 3 | 30000 | 3 | 0 | 30000 | 223252.7761 | 19 | 5875 | 2591.5254 | 123.4985 | 24125 | 147407.5653 | 30000 | 0 | 117407.5653 | 117407.5653 | 0 | 5875 | 0 | 0 | 0 | 0 | 0
2022-05-29 | 0 | 0 | 35871 | 0 | 633 | 0 | 3 | 30000 | 3 | 0 | 30000 | 193252.7761 | 19 | 8879.1667 | 2591.5254 | 186.6491 | 21120.8333 | 144403.3986 | 30000 | 0 | 114403.3986 | 114403.3986 | 0 | 8879.1667 | 0 | 0 | 0 | 0 | 0
2022-05-29 01:00 | 0 | 0 | 35871 | 0 | 633 | 0 | 3 | 30000 | 3 | 0 | 30000 | 163252.7761 | 19 | 8879.1667 | 2591.5254 | 186.6491 | 21120.8333 | 144403.3986 | 30000 | 0 | 114403.3986 | 114403.3986 | 0 | 8879.1667 | 0 | 0 | 0 | 0 | 0
2022-05-29 02:00 | 0 | 0 | 35871 | 0 | 633 | 0 | 3 | 30000 | 3 | 0 | 30000 | 133252.7761 | 19 | 8879.1667 | 2591.5254 | 186.6491 | 21120.8333 | 144403.3986 | 30000 | 0 | 114403.3986 | 114403.3986 | 0 | 8879.1667 | 0 | 0 | 0 | 0 | 0
2022-05-29 03:00 | 0 | 0 | 35871 | 0 | 633 | 0 | 3 | 30000 | 3 | 0 | 30000 | 103252.7761 | 19 | 8879.1667 | 2591.5254 | 186.6491 | 21120.8333 | 144403.3986 | 30000 | 0 | 114403.3986 | 114403.3986 | 0 | 8879.1667 | 0 | 0 | 0 | 0 | 0
2022-05-29 04:00 | 0 | 0 | 35871 | 0 | 633 | 0 | 3 | 30000 | 3 | 0 | 30000 | 73252.7761 | 19 | 8879.1667 | 2591.5254 | 186.6491 | 21120.8333 | 144403.3986 | 30000 | 0 | 114403.3986 | 114403.3986 | 0 | 8879.1667 | 0 | 0 | 0 | 0 | 0
2022-05-29 05:00 | 0.01295 | 0.00045 | 35871 | 450.5936 | 633 | 47.6269 | 3 | 30000 | 3 | 0 | 29952.3731 | 43252.7761 | 19 | 9329.7602 | 2591.5254 | 196.1211 | 21120.8333 | 144403.3986 | 30450.5936 | 0 | 113952.805 | 113952.805 | 450.5936 | 8879.1667 | 0 | 0 | 0 | 0 | 0
2022-05-29 06:00 | 0.13235 | 0.12014 | 35871 | 4605.101 | 633 | 12715.3293 | 3 | 26015.7323 | 2.6016 | 0 | 13300.403 | 13300.403 | 19 | 9500 | 2591.5254 | 199.6997 | 21120.8333 | 144403.3986 | 30620.8333 | 0 | 113782.5653 | 113782.5653 | 0 | 9500 | 0 | 0 | 0 | 0 | 0
2022-05-29 07:00 | 0.31465 | 0.26236 | 35871 | 10948.2058 | 633 | 27767.5527 | 3 | 19672.6275 | 1.9673 | 0 | 0 | 0 | 19 | 9500 | 2591.5254 | 199.6997 | 21120.8333 | 144403.3986 | 30620.8333 | 0 | 113782.5653 | 113782.5653 | 0 | 9500 | 0 | 0 | 0 | 0 | 0
2022-05-29 08:00 | 0.53183 | 0.42557 | 35871 | 18504.9557 | 633 | 45041.3074 | 3 | 12115.8776 | 1.2116 | 0 | 0 | 0 | 19 | 9500 | 2591.5254 | 199.6997 | 21120.8333 | 144403.3986 | 30620.8333 | 0 | 113782.5653 | 113782.5653 | 0 | 9500 | 0 | 0 | 0 | 0 | 0
2022-05-29 09:00 | 0.72612 | 0.51662 | 35871 | 25265.251 | 633 | 54677.8209 | 3 | 5355.5823 | 0.53556 | 0 | 0 | 0 | 19 | 9500 | 2591.5254 | 199.6997 | 21120.8333 | 144403.3986 | 30620.8333 | 0 | 113782.5653 | 113782.5653 | 4144.4177 | 5355.5823 | 0 | 0 | 0 | 0 | 0
2022-05-29 10:00 | 0.8756 | 0.57423 | 35871 | 30466.3882 | 633 | 60775.125 | 3 | 154.4452 | 0.015445 | 60620.6799 | 0 | 0 | 19 | 9500 | 2591.5254 | 199.6997 | 21120.8333 | 144403.3986 | 30620.8333 | 0 | 113782.5653 | 113782.5653 | 9345.5548 | 154.4452 | 0 | 0 | 0 | 0 | 0
2022-05-29 11:00 | 0.96508 | 0.62848 | 35871 | 33579.8331 | 633 | 66516.8148 | 3 | 0 | 0 | 32542.8959 | 0 | 60620.6799 | 19 | 9500 | 2591.5254 | 199.6997 | 21120.8333 | 144403.3986 | 30620.8333 | 0 | 113782.5653 | 113782.5653 | 9500 | 0 | 0 | 0 | 0 | 0 | 0
2022-05-29 12:00 | 1.0102 | 0.73897 | 35871 | 35148.7338 | 633 | 78210.8113 | 3 | 0 | 0 | 78210.8113 | 0 | 93163.5757 | 19 | 9500 | 2591.5254 | 199.6997 | 21120.8333 | 144403.3986 | 30620.8333 | 0 | 113782.5653 | 113782.5653 | 9500 | 0 | 0 | 0 | 0 | 0 | 0
2022-05-29 13:00 | 0.9517 | 0.6293 | 35871 | 33114.2778 | 633 | 66603.6017 | 3 | 0 | 0 | 66603.6017 | 0 | 171374.387 | 19 | 9500 | 2591.5254 | 199.6997 | 21120.8333 | 144403.3986 | 30620.8333 | 0 | 113782.5653 | 113782.5653 | 9500 | 0 | 0 | 0 | 0 | 0 | 0
2022-05-29 14:00 | 0.82842 | 0.60949 | 35871 | 28824.7662 | 633 | 64506.9588 | 3 | 1796.0671 | 0.17961 | 62710.8917 | 0 | 237977.9887 | 19 | 9500 | 2591.5254 | 199.6997 | 21120.8333 | 144403.3986 | 30620.8333 | 0 | 113782.5653 | 113782.5653 | 7703.9329 | 1796.0671 | 0 | 0 | 0 | 0 | 0
2022-05-29 15:00 | 0.65608 | 0.54208 | 35871 | 22828.2183 | 633 | 57372.4462 | 3 | 7792.615 | 0.77926 | 49579.8312 | 0 | 300688.8804 | 19 | 9500 | 2591.5254 | 199.6997 | 21120.8333 | 144403.3986 | 30620.8333 | 0 | 113782.5653 | 113782.5653 | 1707.385 | 7792.615 | 0 | 0 | 0 | 0 | 0
2022-05-29 16:00 | 0.44662 | 0.35862 | 35871 | 15540.0848 | 633 | 37955.4801 | 3 | 15080.7485 | 1.5081 | 22874.7316 | 0 | 350268.7116 | 19 | 9500 | 2591.5254 | 199.6997 | 21120.8333 | 144403.3986 | 30620.8333 | 0 | 113782.5653 | 113782.5653 | 0 | 9500 | 0 | 0 | 0 | 0 | 0
2022-05-29 17:00 | 0.2307 | 0.18524 | 35871 | 8027.1765 | 633 | 19605.357 | 3 | 22593.6568 | 2.2594 | 1.4552e-11 | 2988.2998 | 373143.4432 | 19 | 9500 | 2591.5254 | 199.6997 | 21120.8333 | 144403.3986 | 30620.8333 | 0 | 113782.5653 | 113782.5653 | 0 | 9500 | 0 | 0 | 0 | 0 | 0
2022-05-29 18:00 | 0.0756 | 0.03092 | 35871 | 2630.4922 | 633 | 3272.4986 | 3 | 27990.3412 | 2.799 | 0 | 24717.8426 | 370155.1434 | 19 | 9500 | 2591.5254 | 199.6997 | 21120.8333 | 144403.3986 | 30620.8333 | 0 | 113782.5653 | 113782.5653 | 0 | 9500 | 0 | 0 | 0 | 0 | 0
2022-05-29 19:00 | 0 | 0 | 35871 | 0 | 633 | 0 | 3 | 30000 | 3 | 0 | 30000 | 345437.3008 | 19 | 8879.1667 | 2591.5254 | 186.6491 | 21120.8333 | 144403.3986 | 30000 | 0 | 114403.3986 | 114403.3986 | 0 | 8879.1667 | 0 | 0 | 0 | 0 | 0
2022-05-29 20:00 | 0 | 0 | 35871 | 0 | 633 | 0 | 3 | 30000 | 3 | 0 | 30000 | 315437.3008 | 19 | 8879.1667 | 2591.5254 | 186.6491 | 21120.8333 | 144403.3986 | 30000 | 0 | 114403.3986 | 114403.3986 | 0 | 8879.1667 | 0 | 0 | 0 | 0 | 0
2022-05-29 21:00 | 0 | 0 | 35871 | 0 | 633 | 0 | 3 | 30000 | 3 | 0 | 30000 | 285437.3008 | 19 | 8879.1667 | 2591.5254 | 186.6491 | 21120.8333 | 144403.3986 | 30000 | 0 | 114403.3986 | 114403.3986 | 0 | 8879.1667 | 0 | 0 | 0 | 0 | 0
2022-05-29 22:00 | 0 | 0 | 35871 | 0 | 633 | 0 | 3 | 30000 | 3 | 0 | 30000 | 255437.3008 | 19 | 8879.1667 | 2591.5254 | 186.6491 | 21120.8333 | 144403.3986 | 30000 | 0 | 114403.3986 | 114403.3986 | 0 | 8879.1667 | 0 | 0 | 0 | 0 | 0
2022-05-29 23:00 | 0 | 0 | 35871 | 0 | 633 | 0 | 3 | 30000 | 3 | 0 | 30000 | 225437.3008 | 19 | 8879.1667 | 2591.5254 | 186.6491 | 21120.8333 | 144403.3986 | 30000 | 0 | 114403.3986 | 114403.3986 | 0 | 8879.1667 | 0 | 0 | 0 | 0 | 0
2022-05-30 | 0 | 0 | 35871 | 0 | 633 | 0 | 3 | 30000 | 3 | 0 | 30000 | 195437.3008 | 19 | 6341.6667 | 2591.5254 | 133.3083 | 23658.3333 | 146940.8986 | 30000 | 0 | 116940.8986 | 116940.8986 | 0 | 6341.6667 | 0 | 0 | 0 | 0 | 0
2022-05-30 01:00 | 0 | 0 | 35871 | 0 | 633 | 0 | 3 | 30000 | 3 | 0 | 30000 | 165437.3008 | 19 | 6341.6667 | 2591.5254 | 133.3083 | 23658.3333 | 146940.8986 | 30000 | 0 | 116940.8986 | 116940.8986 | 0 | 6341.6667 | 0 | 0 | 0 | 0 | 0
2022-05-30 02:00 | 0 | 0 | 35871 | 0 | 633 | 0 | 3 | 30000 | 3 | 0 | 30000 | 135437.3008 | 19 | 6341.6667 | 2591.5254 | 133.3083 | 23658.3333 | 146940.8986 | 30000 | 0 | 116940.8986 | 116940.8986 | 0 | 6341.6667 | 0 | 0 | 0 | 0 | 0
2022-05-30 03:00 | 0 | 0 | 35871 | 0 | 633 | 0 | 3 | 30000 | 3 | 0 | 30000 | 105437.3008 | 19 | 6341.6667 | 2591.5254 | 133.3083 | 23658.3333 | 146940.8986 | 30000 | 0 | 116940.8986 | 116940.8986 | 0 | 6341.6667 | 0 | 0 | 0 | 0 | 0
2022-05-30 04:00 | 0 | 0 | 35871 | 0 | 633 | 0 | 3 | 30000 | 3 | 0 | 30000 | 75437.3008 | 19 | 6341.6667 | 2591.5254 | 133.3083 | 23658.3333 | 146940.8986 | 30000 | 0 | 116940.8986 | 116940.8986 | 0 | 6341.6667 | 0 | 0 | 0 | 0 | 0
2022-05-30 05:00 | 0.01325 | 0.00081 | 35871 | 461.032 | 633 | 85.7285 | 3 | 30000 | 3 | 0 | 29914.2715 | 45437.3008 | 19 | 6802.6987 | 2591.5254 | 142.9997 | 23658.3333 | 146940.8986 | 30461.032 | 0 | 116479.8666 | 116479.8666 | -5.6843e-14 | 6802.6987 | 0 | 0 | 0 | 0 | 0
2022-05-30 06:00 | 0.1327 | 0.123 | 35871 | 4617.2792 | 633 | 13018.0248 | 3 | 28541.0541 | 2.8541 | 0 | 15523.0293 | 15523.0293 | 19 | 9500 | 2591.5254 | 199.6997 | 23658.3333 | 146940.8986 | 33158.3333 | 0 | 113782.5653 | 113782.5653 | 3.638e-12 | 9500 | 0 | 0 | 0 | 0 | 0
2022-05-30 07:00 | 0.32755 | 0.31672 | 35871 | 11397.0597 | 633 | 33520.8847 | 3 | 21761.2737 | 2.1761 | 0 | 0 | 0 | 19 | 9500 | 2591.5254 | 199.6997 | 23658.3333 | 146940.8986 | 33158.3333 | 0 | 113782.5653 | 113782.5653 | 0 | 9500 | 0 | 0 | 0 | 0 | 0
2022-05-30 08:00 | 0.54367 | 0.46863 | 35871 | 18916.927 | 633 | 49598.6745 | 3 | 14241.4064 | 1.4241 | 0 | 0 | 0 | 19 | 9500 | 2591.5254 | 199.6997 | 23658.3333 | 146940.8986 | 33158.3333 | 0 | 113782.5653 | 113782.5653 | 0 | 9500 | 0 | 0 | 0 | 0 | 0
2022-05-30 09:00 | 0.73642 | 0.57012 | 35871 | 25623.6382 | 633 | 60340.1325 | 3 | 7534.6952 | 0.75347 | 2627.4899 | 0 | 0 | 19 | 9500 | 2591.5254 | 199.6997 | 23658.3333 | 146940.8986 | 33158.3333 | 0 | 113782.5653 | 113782.5653 | 1965.3048 | 7534.6952 | 0 | 0 | 0 | 0 | 0
2022-05-30 10:00 | 0.88312 | 0.62179 | 35871 | 30728.0456 | 633 | 65808.7613 | 3 | 2430.2877 | 0.24303 | 63378.4736 | 0 | 2627.4899 | 19 | 9500 | 2591.5254 | 199.6997 | 23658.3333 | 146940.8986 | 33158.3333 | 0 | 113782.5653 | 113782.5653 | 7069.7123 | 2430.2877 | 0 | 0 | 0 | 0 | 0
2022-05-30 11:00 | 0.9701 | 0.67355 | 35871 | 33754.5034 | 633 | 71286.9155 | 3 | 0 | 0 | 71286.9155 | 0 | 66005.9635 | 19 | 9500 | 2591.5254 | 199.6997 | 23658.3333 | 146940.8986 | 33158.3333 | 0 | 113782.5653 | 113782.5653 | 9500 | 0 | 0 | 0 | 0 | 0 | 0
2022-05-30 12:00 | 0.99533 | 0.66934 | 35871 | 34632.378 | 633 | 70841.3392 | 3 | 0 | 0 | 70841.3392 | 0 | 137292.8789 | 19 | 9500 | 2591.5254 | 199.6997 | 23658.3333 | 146940.8986 | 33158.3333 | 0 | 113782.5653 | 113782.5653 | 9500 | 0 | 0 | 0 | 0 | 0 | 0
2022-05-30 13:00 | 0.95667 | 0.63892 | 35871 | 33287.2083 | 633 | 67621.7594 | 3 | 0 | 0 | 67621.7594 | 0 | 208134.2181 | 19 | 9500 | 2591.5254 | 199.6997 | 23658.3333 | 146940.8986 | 33158.3333 | 0 | 113782.5653 | 113782.5653 | 9500 | 0 | 0 | 0 | 0 | 0 | 0
2022-05-30 14:00 | 0.82633 | 0.56158 | 35871 | 28752.0449 | 633 | 59436.2794 | 3 | 4406.2884 | 0.44063 | 55029.991 | 0 | 275755.9775 | 19 | 9500 | 2591.5254 | 199.6997 | 23658.3333 | 146940.8986 | 33158.3333 | 0 | 113782.5653 | 113782.5653 | 5093.7116 | 4406.2884 | 0 | 0 | 0 | 0 | 0
2022-05-30 15:00 | 0.65865 | 0.48135 | 35871 | 22917.6411 | 633 | 50944.9288 | 3 | 10240.6922 | 1.0241 | 40704.2366 | 0 | 330785.9685 | 19 | 9500 | 2591.5254 | 199.6997 | 23658.3333 | 146940.8986 | 33158.3333 | 0 | 113782.5653 | 113782.5653 | 0 | 9500 | 0 | 0 | 0 | 0 | 0
2022-05-30 16:00 | 0.44792 | 0.33281 | 35871 | 15585.3182 | 633 | 35223.8117 | 3 | 17573.0152 | 1.7573 | 17650.7965 | 0 | 371490.2051 | 19 | 9500 | 2591.5254 | 199.6997 | 23658.3333 | 146940.8986 | 33158.3333 | 0 | 113782.5653 | 113782.5653 | 0 | 9500 | 0 | 0 | 0 | 0 | 0
2022-05-30 17:00 | 0.2375 | 0.21013 | 35871 | 8263.7816 | 633 | 22239.6549 | 3 | 24894.5517 | 2.4895 | 0 | 2654.8968 | 389141.0016 | 19 | 9500 | 2591.5254 | 199.6997 | 23658.3333 | 146940.8986 | 33158.3333 | 0 | 113782.5653 | 113782.5653 | 0 | 9500 | 0 | 0 | 0 | 0 | 0
2022-05-30 18:00 | 0.0819 | 0.04233 | 35871 | 2849.6999 | 633 | 4480.1056 | 3 | 30000 | 3 | 0 | 25519.8944 | 386486.1048 | 19 | 9191.3665 | 2591.5254 | 193.2119 | 23658.3333 | 146940.8986 | 32849.6999 | 0 | 114091.1988 | 114091.1988 | 0 | 9191.3665 | 0 | 0 | 0 | 0 | 0
2022-05-30 19:00 | 0 | 0 | 35871 | 0 | 633 | 0 | 3 | 30000 | 3 | 0 | 30000 | 360966.2104 | 19 | 6341.6667 | 2591.5254 | 133.3083 | 23658.3333 | 146940.8986 | 30000 | 0 | 116940.8986 | 116940.8986 | 0 | 6341.6667 | 0 | 0 | 0 | 0 | 0
2022-05-30 20:00 | 0 | 0 | 35871 | 0 | 633 | 0 | 3 | 30000 | 3 | 0 | 30000 | 330966.2104 | 19 | 6341.6667 | 2591.5254 | 133.3083 | 23658.3333 | 146940.8986 | 30000 | 0 | 116940.8986 | 116940.8986 | 0 | 6341.6667 | 0 | 0 | 0 | 0 | 0
2022-05-30 21:00 | 0 | 0 | 35871 | 0 | 633 | 0 | 3 | 30000 | 3 | 0 | 30000 | 300966.2104 | 19 | 6341.6667 | 2591.5254 | 133.3083 | 23658.3333 | 146940.8986 | 30000 | 0 | 116940.8986 | 116940.8986 | 0 | 6341.6667 | 0 | 0 | 0 | 0 | 0
2022-05-30 22:00 | 0 | 0 | 35871 | 0 | 633 | 0 | 3 | 30000 | 3 | 0 | 30000 | 270966.2104 | 19 | 6341.6667 | 2591.5254 | 133.3083 | 23658.3333 | 146940.8986 | 30000 | 0 | 116940.8986 | 116940.8986 | 0 | 6341.6667 | 0 | 0 | 0 | 0 | 0
2022-05-30 23:00 | 0 | 0 | 35871 | 0 | 633 | 0 | 3 | 30000 | 3 | 0 | 30000 | 240966.2104 | 19 | 6341.6667 | 2591.5254 | 133.3083 | 23658.3333 | 146940.8986 | 30000 | 0 | 116940.8986 | 116940.8986 | 0 | 6341.6667 | 0 | 0 | 0 | 0 | 0
2022-05-31 | 0 | 0 | 35871 | 0 | 633 | 0 | 3 | 30000 | 3 | 0 | 30000 | 210966.2104 | 19 | 6291.6667 | 2591.5254 | 132.2573 | 23708.3333 | 146990.8986 | 30000 | 0 | 116990.8986 | 116990.8986 | 0 | 6291.6667 | 0 | 0 | 0 | 0 | 0
2022-05-31 01:00 | 0 | 0 | 35871 | 0 | 633 | 0 | 3 | 30000 | 3 | 0 | 30000 | 180966.2104 | 19 | 6291.6667 | 2591.5254 | 132.2573 | 23708.3333 | 146990.8986 | 30000 | 0 | 116990.8986 | 116990.8986 | 0 | 6291.6667 | 0 | 0 | 0 | 0 | 0
2022-05-31 02:00 | 0 | 0 | 35871 | 0 | 633 | 0 | 3 | 30000 | 3 | 0 | 30000 | 150966.2104 | 19 | 6291.6667 | 2591.5254 | 132.2573 | 23708.3333 | 146990.8986 | 30000 | 0 | 116990.8986 | 116990.8986 | 0 | 6291.6667 | 0 | 0 | 0 | 0 | 0
2022-05-31 03:00 | 0 | 0 | 35871 | 0 | 633 | 0 | 3 | 30000 | 3 | 0 | 30000 | 120966.2104 | 19 | 6291.6667 | 2591.5254 | 132.2573 | 23708.3333 | 146990.8986 | 30000 | 0 | 116990.8986 | 116990.8986 | 0 | 6291.6667 | 0 | 0 | 0 | 0 | 0
2022-05-31 04:00 | 0 | 0 | 35871 | 0 | 633 | 0 | 3 | 30000 | 3 | 0 | 30000 | 90966.2104 | 19 | 6291.6667 | 2591.5254 | 132.2573 | 23708.3333 | 146990.8986 | 30000 | 0 | 116990.8986 | 116990.8986 | 0 | 6291.6667 | 0 | 0 | 0 | 0 | 0
2022-05-31 05:00 | 0.01407 | 0.00122 | 35871 | 489.5638 | 633 | 129.1219 | 3 | 30000 | 3 | 0 | 29870.8781 | 60966.2104 | 19 | 6781.2305 | 2591.5254 | 142.5484 | 23708.3333 | 146990.8986 | 30489.5638 | 0 | 116501.3348 | 116501.3348 | -5.6843e-14 | 6781.2305 | 0 | 0 | 0 | 0 | 0
2022-05-31 06:00 | 0.1466 | 0.19867 | 35871 | 5100.9279 | 633 | 21026.756 | 3 | 28107.4054 | 2.8107 | 0 | 7080.6494 | 31095.3322 | 19 | 9500 | 2591.5254 | 199.6997 | 23708.3333 | 146990.8986 | 33208.3333 | 0 | 113782.5653 | 113782.5653 | 0 | 9500 | 0 | 0 | 0 | 0 | 0
2022-05-31 07:00 | 0.34065 | 0.35082 | 35871 | 11852.8725 | 633 | 37129.9468 | 3 | 21355.4609 | 2.1355 | 15774.486 | 0 | 24014.6828 | 19 | 9500 | 2591.5254 | 199.6997 | 23708.3333 | 146990.8986 | 33208.3333 | 0 | 113782.5653 | 113782.5653 | 0 | 9500 | 0 | 0 | 0 | 0 | 0
2022-05-31 08:00 | 0.56208 | 0.52333 | 35871 | 19557.5005 | 633 | 55387.9912 | 3 | 13650.8328 | 1.3651 | 41737.1584 | 0 | 39789.1688 | 19 | 9500 | 2591.5254 | 199.6997 | 23708.3333 | 146990.8986 | 33208.3333 | 0 | 113782.5653 | 113782.5653 | 0 | 9500 | 0 | 0 | 0 | 0 | 0
2022-05-31 09:00 | 0.75778 | 0.62323 | 35871 | 26366.8566 | 633 | 65961.1674 | 3 | 6841.4767 | 0.68415 | 59119.6907 | 0 | 81526.3272 | 19 | 9500 | 2591.5254 | 199.6997 | 23708.3333 | 146990.8986 | 33208.3333 | 0 | 113782.5653 | 113782.5653 | 2658.5233 | 6841.4767 | 0 | 0 | 0 | 0 | 0
2022-05-31 10:00 | 0.9072 | 0.68112 | 35871 | 31565.9061 | 633 | 72088.1061 | 3 | 1642.4273 | 0.16424 | 70445.6788 | 0 | 140646.0179 | 19 | 9500 | 2591.5254 | 199.6997 | 23708.3333 | 146990.8986 | 33208.3333 | 0 | 113782.5653 | 113782.5653 | 7857.5727 | 1642.4273 | 0 | 0 | 0 | 0 | 0
2022-05-31 11:00 | 0.99675 | 0.73785 | 35871 | 34681.7867 | 633 | 78092.2732 | 3 | 0 | 0 | 78092.2732 | 0 | 211091.6967 | 19 | 9500 | 2591.5254 | 199.6997 | 23708.3333 | 146990.8986 | 33208.3333 | 0 | 113782.5653 | 113782.5653 | 9500 | 0 | 0 | 0 | 0 | 0 | 0
2022-05-31 12:00 | 0.99622 | 0.67949 | 35871 | 34663.3454 | 633 | 71915.5908 | 3 | 0 | 0 | 71915.5908 | 0 | 289183.9699 | 19 | 9500 | 2591.5254 | 199.6997 | 23708.3333 | 146990.8986 | 33208.3333 | 0 | 113782.5653 | 113782.5653 | 9500 | 0 | 0 | 0 | 0 | 0 | 0
2022-05-31 13:00 | 0.95133 | 0.60433 | 35871 | 33101.4037 | 633 | 63960.8368 | 3 | 106.9297 | 0.010693 | 63853.9072 | 0 | 361099.5607 | 19 | 9500 | 2591.5254 | 199.6997 | 23708.3333 | 146990.8986 | 33208.3333 | 0 | 113782.5653 | 113782.5653 | 9393.0703 | 106.9297 | 0 | 0 | 0 | 0 | 0
2022-05-31 14:00 | 0.8395 | 0.56982 | 35871 | 29210.2934 | 633 | 60308.3812 | 3 | 3998.04 | 0.3998 | 56310.3413 | 0 | 424953.4679 | 19 | 9500 | 2591.5254 | 199.6997 | 23708.3333 | 146990.8986 | 33208.3333 | 0 | 113782.5653 | 113782.5653 | 5501.96 | 3998.04 | 0 | 0 | 0 | 0 | 0
2022-05-31 15:00 | 0.67097 | 0.4794 | 35871 | 23346.3139 | 633 | 50738.5454 | 3 | 9862.0194 | 0.9862 | 40876.526 | 0 | 481263.8091 | 19 | 9500 | 2591.5254 | 199.6997 | 23708.3333 | 146990.8986 | 33208.3333 | 0 | 113782.5653 | 113782.5653 | 0 | 9500 | 0 | 0 | 0 | 0 | 0
2022-05-31 16:00 | 0.45427 | 0.35126 | 35871 | 15806.2656 | 633 | 37176.5154 | 3 | 17402.0677 | 1.7402 | 19774.4476 | 0 | 522140.3352 | 19 | 9500 | 2591.5254 | 199.6997 | 23708.3333 | 146990.8986 | 33208.3333 | 0 | 113782.5653 | 113782.5653 | 0 | 9500 | 0 | 0 | 0 | 0 | 0
2022-05-31 17:00 | 0.23993 | 0.2081 | 35871 | 8348.3332 | 633 | 22024.8046 | 3 | 24860.0002 | 2.486 | 0 | 2835.1956 | 541914.7828 | 19 | 9500 | 2591.5254 | 199.6997 | 23708.3333 | 146990.8986 | 33208.3333 | 0 | 113782.5653 | 113782.5653 | 0 | 9500 | 0 | 0 | 0 | 0 | 0
2022-05-31 18:00 | 0.08282 | 0.0401 | 35871 | 2881.7111 | 633 | 4244.0878 | 3 | 30000 | 3 | 0 | 25755.9122 | 539079.5872 | 19 | 9173.3778 | 2591.5254 | 192.8338 | 23708.3333 | 146990.8986 | 32881.7111 | 0 | 114109.1875 | 114109.1875 | 0 | 9173.3778 | 0 | 0 | 0 | 0 | 0
2022-05-31 19:00 | 0 | 0 | 35871 | 0 | 633 | 0 | 3 | 30000 | 3 | 0 | 30000 | 513323.675 | 19 | 6291.6667 | 2591.5254 | 132.2573 | 23708.3333 | 146990.8986 | 30000 | 0 | 116990.8986 | 116990.8986 | 0 | 6291.6667 | 0 | 0 | 0 | 0 | 0
2022-05-31 20:00 | 0 | 0 | 35871 | 0 | 633 | 0 | 3 | 30000 | 3 | 0 | 30000 | 483323.675 | 19 | 6291.6667 | 2591.5254 | 132.2573 | 23708.3333 | 146990.8986 | 30000 | 0 | 116990.8986 | 116990.8986 | 0 | 6291.6667 | 0 | 0 | 0 | 0 | 0
2022-05-31 21:00 | 0 | 0 | 35871 | 0 | 633 | 0 | 3 | 30000 | 3 | 0 | 30000 | 453323.675 | 19 | 6291.6667 | 2591.5254 | 132.2573 | 23708.3333 | 146990.8986 | 30000 | 0 | 116990.8986 | 116990.8986 | 0 | 6291.6667 | 0 | 0 | 0 | 0 | 0
2022-05-31 22:00 | 0 | 0 | 35871 | 0 | 633 | 0 | 3 | 30000 | 3 | 0 | 30000 | 423323.675 | 19 | 6291.6667 | 2591.5254 | 132.2573 | 23708.3333 | 146990.8986 | 30000 | 0 | 116990.8986 | 116990.8986 | 0 | 6291.6667 | 0 | 0 | 0 | 0 | 0
2022-05-31 23:00 | 0 | 0 | 35871 | 0 | 633 | 0 | 3 | 30000 | 3 | 0 | 30000 | 393323.675 | 19 | 6291.6667 | 2591.5254 | 132.2573 | 23708.3333 | 146990.8986 | 30000 | 0 | 116990.8986 | 116990.8986 | 0 | 6291.6667 | 0 | 0 | 0 | 0 | 0
2022-06-01 | 0 | 0 | 35871 | 0 | 633 | 0 | 3 | 30000 | 3 | 0 | 30000 | 363323.675 | 19 | 7070.8333 | 3138.1949 | 148.6361 | 22929.1667 | 172217.5826 | 30000 | 0 | 142217.5826 | 142217.5826 | 0 | 7070.8333 | 0 | 0 | 0 | 0 | 0
2022-06-01 01:00 | 0 | 0 | 35871 | 0 | 633 | 0 | 3 | 30000 | 3 | 0 | 30000 | 333323.675 | 19 | 7070.8333 | 3138.1949 | 148.6361 | 22929.1667 | 172217.5826 | 30000 | 0 | 142217.5826 | 142217.5826 | 0 | 7070.8333 | 0 | 0 | 0 | 0 | 0
2022-06-01 02:00 | 0 | 0 | 35871 | 0 | 633 | 0 | 3 | 30000 | 3 | 0 | 30000 | 303323.675 | 19 | 7070.8333 | 3138.1949 | 148.6361 | 22929.1667 | 172217.5826 | 30000 | 0 | 142217.5826 | 142217.5826 | 0 | 7070.8333 | 0 | 0 | 0 | 0 | 0
2022-06-01 03:00 | 0 | 0 | 35871 | 0 | 633 | 0 | 3 | 30000 | 3 | 0 | 30000 | 273323.675 | 19 | 7070.8333 | 3138.1949 | 148.6361 | 22929.1667 | 172217.5826 | 30000 | 0 | 142217.5826 | 142217.5826 | 0 | 7070.8333 | 0 | 0 | 0 | 0 | 0
2022-06-01 04:00 | 0 | 0 | 35871 | 0 | 633 | 0 | 3 | 30000 | 3 | 0 | 30000 | 243323.675 | 19 | 7070.8333 | 3138.1949 | 148.6361 | 22929.1667 | 172217.5826 | 30000 | 0 | 142217.5826 | 142217.5826 | 0 | 7070.8333 | 0 | 0 | 0 | 0 | 0
2022-06-01 05:00 | 0.01395 | 0.00043 | 35871 | 485.3884 | 633 | 45.5102 | 3 | 30000 | 3 | 0 | 29954.4898 | 213323.675 | 19 | 7556.2218 | 3138.1949 | 158.8395 | 22929.1667 | 172217.5826 | 30485.3884 | 0 | 141732.1941 | 141732.1941 | 3.4106e-13 | 7556.2218 | 0 | 0 | 0 | 0 | 0
2022-06-01 06:00 | 0.14423 | 0.17807 | 35871 | 5018.4641 | 633 | 18846.5014 | 3 | 27410.7026 | 2.7411 | 0 | 8564.2011 | 183369.1851 | 19 | 9500 | 3138.1949 | 199.6997 | 22929.1667 | 172217.5826 | 32429.1667 | 0 | 139788.4159 | 139788.4159 | 0 | 9500 | 0 | 0 | 0 | 0 | 0
2022-06-01 07:00 | 0.32677 | 0.29006 | 35871 | 11369.9197 | 633 | 30699.2543 | 3 | 21059.247 | 2.1059 | 9640.0073 | 0 | 174804.984 | 19 | 9500 | 3138.1949 | 199.6997 | 22929.1667 | 172217.5826 | 32429.1667 | 0 | 139788.4159 | 139788.4159 | 0 | 9500 | 0 | 0 | 0 | 0 | 0
2022-06-01 08:00 | 0.54808 | 0.45886 | 35871 | 19070.3723 | 633 | 48564.6411 | 3 | 13358.7943 | 1.3359 | 35205.8468 | 0 | 184444.9913 | 19 | 9500 | 3138.1949 | 199.6997 | 22929.1667 | 172217.5826 | 32429.1667 | 0 | 139788.4159 | 139788.4159 | 0 | 9500 | 0 | 0 | 0 | 0 | 0
2022-06-01 09:00 | 0.7445 | 0.55707 | 35871 | 25904.7807 | 633 | 58958.9518 | 3 | 6524.386 | 0.65244 | 52434.5659 | 0 | 219650.8381 | 19 | 9500 | 3138.1949 | 199.6997 | 22929.1667 | 172217.5826 | 32429.1667 | 0 | 139788.4159 | 139788.4159 | 2975.614 | 6524.386 | 0 | 0 | 0 | 0 | 0
2022-06-01 10:00 | 0.89422 | 0.62168 | 35871 | 31114.2687 | 633 | 65797.1192 | 3 | 1314.898 | 0.13149 | 64482.2212 | 0 | 272085.404 | 19 | 9500 | 3138.1949 | 199.6997 | 22929.1667 | 172217.5826 | 32429.1667 | 0 | 139788.4159 | 139788.4159 | 8185.102 | 1314.898 | 0 | 0 | 0 | 0 | 0
2022-06-01 11:00 | 0.9841 | 0.68165 | 35871 | 34241.6316 | 633 | 72144.2 | 3 | 0 | 0 | 72144.2 | 0 | 336567.6251 | 19 | 9500 | 3138.1949 | 199.6997 | 22929.1667 | 172217.5826 | 32429.1667 | 0 | 139788.4159 | 139788.4159 | 9500 | 0 | 0 | 0 | 0 | 0 | 0
2022-06-01 12:00 | 0.99925 | 0.68085 | 35871 | 34768.7738 | 633 | 72059.53 | 3 | 0 | 0 | 72059.53 | 0 | 408711.8251 | 19 | 9500 | 3138.1949 | 199.6997 | 22929.1667 | 172217.5826 | 32429.1667 | 0 | 139788.4159 | 139788.4159 | 9500 | 0 | 0 | 0 | 0 | 0 | 0
2022-06-01 13:00 | 0.9523 | 0.62055 | 35871 | 33135.1547 | 633 | 65677.5227 | 3 | 0 | 0 | 65677.5227 | 0 | 480771.3551 | 19 | 9500 | 3138.1949 | 199.6997 | 22929.1667 | 172217.5826 | 32429.1667 | 0 | 139788.4159 | 139788.4159 | 9500 | 0 | 0 | 0 | 0 | 0 | 0
2022-06-01 14:00 | 0.83008 | 0.55632 | 35871 | 28882.5257 | 633 | 58879.5736 | 3 | 3546.641 | 0.35466 | 55332.9327 | 0 | 546448.8778 | 19 | 9500 | 3138.1949 | 199.6997 | 22929.1667 | 172217.5826 | 32429.1667 | 0 | 139788.4159 | 139788.4159 | 5953.359 | 3546.641 | 0 | 0 | 0 | 0 | 0
2022-06-01 15:00 | 0.65572 | 0.48001 | 35871 | 22815.6922 | 633 | 50803.1064 | 3 | 9613.4745 | 0.96135 | 41189.6319 | 0 | 601781.8104 | 19 | 9500 | 3138.1949 | 199.6997 | 22929.1667 | 172217.5826 | 32429.1667 | 0 | 139788.4159 | 139788.4159 | 0 | 9500 | 0 | 0 | 0 | 0 | 0
2022-06-01 16:00 | 0.45123 | 0.36321 | 35871 | 15700.4892 | 633 | 38441.2747 | 3 | 16728.6775 | 1.6729 | 21712.5972 | 0 | 642971.4423 | 19 | 9500 | 3138.1949 | 199.6997 | 22929.1667 | 172217.5826 | 32429.1667 | 0 | 139788.4159 | 139788.4159 | 0 | 9500 | 0 | 0 | 0 | 0 | 0
2022-06-01 17:00 | 0.24175 | 0.20932 | 35871 | 8411.6598 | 633 | 22153.9264 | 3 | 24017.5068 | 2.4018 | 0 | 1863.5804 | 664684.0395 | 19 | 9500 | 3138.1949 | 199.6997 | 22929.1667 | 172217.5826 | 32429.1667 | 0 | 139788.4159 | 139788.4159 | 0 | 9500 | 0 | 0 | 0 | 0 | 0
2022-06-01 18:00 | 0.08065 | 0.03608 | 35871 | 2806.2063 | 633 | 3818.6206 | 3 | 29622.9604 | 2.9623 | 0 | 25804.3398 | 662820.4591 | 19 | 9500 | 3138.1949 | 199.6997 | 22929.1667 | 172217.5826 | 32429.1667 | 0 | 139788.4159 | 139788.4159 | 2806.2063 | 6693.7937 | 0 | 0 | 0 | 0 | 0
2022-06-01 19:00 | 0 | 0 | 35871 | 0 | 633 | 0 | 3 | 30000 | 3 | 0 | 30000 | 637016.1193 | 19 | 7070.8333 | 3138.1949 | 148.6361 | 22929.1667 | 172217.5826 | 30000 | 0 | 142217.5826 | 142217.5826 | 0 | 7070.8333 | 0 | 0 | 0 | 0 | 0
2022-06-01 20:00 | 0 | 0 | 35871 | 0 | 633 | 0 | 3 | 30000 | 3 | 0 | 30000 | 607016.1193 | 19 | 7070.8333 | 3138.1949 | 148.6361 | 22929.1667 | 172217.5826 | 30000 | 0 | 142217.5826 | 142217.5826 | 0 | 7070.8333 | 0 | 0 | 0 | 0 | 0
2022-06-01 21:00 | 0 | 0 | 35871 | 0 | 633 | 0 | 3 | 30000 | 3 | 0 | 30000 | 577016.1193 | 19 | 7070.8333 | 3138.1949 | 148.6361 | 22929.1667 | 172217.5826 | 30000 | 0 | 142217.5826 | 142217.5826 | 0 | 7070.8333 | 0 | 0 | 0 | 0 | 0
2022-06-01 22:00 | 0 | 0 | 35871 | 0 | 633 | 0 | 3 | 30000 | 3 | 0 | 30000 | 547016.1193 | 19 | 7070.8333 | 3138.1949 | 148.6361 | 22929.1667 | 172217.5826 | 30000 | 0 | 142217.5826 | 142217.5826 | 0 | 7070.8333 | 0 | 0 | 0 | 0 | 0
2022-06-01 23:00 | 0 | 0 | 35871 | 0 | 633 | 0 | 3 | 30000 | 3 | 0 | 30000 | 517016.1193 | 19 | 7070.8333 | 3138.1949 | 148.6361 | 22929.1667 | 172217.5826 | 30000 | 0 | 142217.5826 | 142217.5826 | 0 | 7070.8333 | 0 | 0 | 0 | 0 | 0
2022-06-02 | 0 | 0 | 35871 | 0 | 633 | 0 | 3 | 30000 | 3 | 0 | 30000 | 487016.1193 | 19 | 7104.1667 | 3138.1949 | 149.3368 | 22895.8333 | 172184.2493 | 30000 | 0 | 142184.2493 | 142184.2493 | 0 | 7104.1667 | 0 | 0 | 0 | 0 | 0
2022-06-02 01:00 | 0 | 0 | 35871 | 0 | 633 | 0 | 3 | 30000 | 3 | 0 | 30000 | 457016.1193 | 19 | 7104.1667 | 3138.1949 | 149.3368 | 22895.8333 | 172184.2493 | 30000 | 0 | 142184.2493 | 142184.2493 | 0 | 7104.1667 | 0 | 0 | 0 | 0 | 0
2022-06-02 02:00 | 0 | 0 | 35871 | 0 | 633 | 0 | 3 | 30000 | 3 | 0 | 30000 | 427016.1193 | 19 | 7104.1667 | 3138.1949 | 149.3368 | 22895.8333 | 172184.2493 | 30000 | 0 | 142184.2493 | 142184.2493 | 0 | 7104.1667 | 0 | 0 | 0 | 0 | 0
2022-06-02 03:00 | 0 | 0 | 35871 | 0 | 633 | 0 | 3 | 30000 | 3 | 0 | 30000 | 397016.1193 | 19 | 7104.1667 | 3138.1949 | 149.3368 | 22895.8333 | 172184.2493 | 30000 | 0 | 142184.2493 | 142184.2493 | 0 | 7104.1667 | 0 | 0 | 0 | 0 | 0
2022-06-02 04:00 | 0 | 0 | 35871 | 0 | 633 | 0 | 3 | 30000 | 3 | 0 | 30000 | 367016.1193 | 19 | 7104.1667 | 3138.1949 | 149.3368 | 22895.8333 | 172184.2493 | 30000 | 0 | 142184.2493 | 142184.2493 | 0 | 7104.1667 | 0 | 0 | 0 | 0 | 0
2022-06-02 05:00 | 0.01395 | 0.00054 | 35871 | 485.3884 | 633 | 57.1523 | 3 | 30000 | 3 | 0 | 29942.8477 | 337016.1193 | 19 | 7589.5551 | 3138.1949 | 159.5402 | 22895.8333 | 172184.2493 | 30485.3884 | 0 | 141698.8608 | 141698.8608 | 3.4106e-13 | 7589.5551 | 0 | 0 | 0 | 0 | 0
2022-06-02 06:00 | 0.1317 | 0.08622 | 35871 | 4582.4844 | 633 | 9125.3179 | 3 | 27813.349 | 2.7813 | 0 | 18688.0311 | 307073.2716 | 19 | 9500 | 3138.1949 | 199.6997 | 22895.8333 | 172184.2493 | 32395.8333 | 0 | 139788.4159 | 139788.4159 | 0 | 9500 | 0 | 0 | 0 | 0 | 0
2022-06-02 07:00 | 0.3118 | 0.22213 | 35871 | 10849.0405 | 633 | 23509.7061 | 3 | 21546.7929 | 2.1547 | 1962.9132 | 0 | 288385.2405 | 19 | 9500 | 3138.1949 | 199.6997 | 22895.8333 | 172184.2493 | 32395.8333 | 0 | 139788.4159 | 139788.4159 | 0 | 9500 | 0 | 0 | 0 | 0 | 0
2022-06-02 08:00 | 0.52762 | 0.34026 | 35871 | 18358.4693 | 633 | 36012.3018 | 3 | 14037.364 | 1.4037 | 21974.9378 | 0 | 290348.1538 | 19 | 9500 | 3138.1949 | 199.6997 | 22895.8333 | 172184.2493 | 32395.8333 | 0 | 139788.4159 | 139788.4159 | 0 | 9500 | 0 | 0 | 0 | 0 | 0
2022-06-02 09:00 | 0.73497 | 0.48029 | 35871 | 25573.1856 | 633 | 50832.7409 | 3 | 6822.6477 | 0.68226 | 44010.0932 | 0 | 312323.0915 | 19 | 9500 | 3138.1949 | 199.6997 | 22895.8333 | 172184.2493 | 32395.8333 | 0 | 139788.4159 | 139788.4159 | 2677.3523 | 6822.6477 | 0 | 0 | 0 | 0 | 0
2022-06-02 10:00 | 0.78872 | 0.16719 | 35871 | 27443.4099 | 633 | 17694.9883 | 3 | 4952.4235 | 0.49524 | 12742.5649 | 0 | 356333.1847 | 19 | 9500 | 3138.1949 | 199.6997 | 22895.8333 | 172184.2493 | 32395.8333 | 0 | 139788.4159 | 139788.4159 | 4547.5765 | 4952.4235 | 0 | 0 | 0 | 0 | 0
2022-06-02 11:00 | 0.83255 | 0.2143 | 35871 | 28968.469 | 633 | 22680.9977 | 3 | 3427.3643 | 0.34274 | 19253.6334 | 0 | 369075.7496 | 19 | 9500 | 3138.1949 | 199.6997 | 22895.8333 | 172184.2493 | 32395.8333 | 0 | 139788.4159 | 139788.4159 | 6072.6357 | 3427.3643 | 0 | 0 | 0 | 0 | 0
2022-06-02 12:00 | 0.87028 | 0.2174 | 35871 | 30281.2795 | 633 | 23009.0942 | 3 | 2114.5539 | 0.21146 | 20894.5404 | 0 | 388329.3829 | 19 | 9500 | 3138.1949 | 199.6997 | 22895.8333 | 172184.2493 | 32395.8333 | 0 | 139788.4159 | 139788.4159 | 7385.4461 | 2114.5539 | 0 | 0 | 0 | 0 | 0
2022-06-02 13:00 | 0.85478 | 0.3241 | 35871 | 29741.959 | 633 | 34301.9662 | 3 | 2653.8744 | 0.26539 | 31648.0918 | 0 | 409223.9233 | 19 | 9500 | 3138.1949 | 199.6997 | 22895.8333 | 172184.2493 | 32395.8333 | 0 | 139788.4159 | 139788.4159 | 6846.1256 | 2653.8744 | 0 | 0 | 0 | 0 | 0
2022-06-02 14:00 | 0.71928 | 0.21268 | 35871 | 25027.2541 | 633 | 22509.5408 | 3 | 7368.5792 | 0.73686 | 15140.9615 | 0 | 440872.0151 | 19 | 9500 | 3138.1949 | 199.6997 | 22895.8333 | 172184.2493 | 32395.8333 | 0 | 139788.4159 | 139788.4159 | 2131.4208 | 7368.5792 | 0 | 0 | 0 | 0 | 0
2022-06-02 15:00 | 0.56467 | 0.19189 | 35871 | 19647.6192 | 633 | 20309.1771 | 3 | 12748.2141 | 1.2748 | 7560.963 | 0 | 456012.9766 | 19 | 9500 | 3138.1949 | 199.6997 | 22895.8333 | 172184.2493 | 32395.8333 | 0 | 139788.4159 | 139788.4159 | 0 | 9500 | 0 | 0 | 0 | 0 | 0
2022-06-02 16:00 | 0.40823 | 0.19313 | 35871 | 14204.3098 | 633 | 20440.4157 | 3 | 18191.5236 | 1.8192 | 2248.8921 | 0 | 463573.9396 | 19 | 9500 | 3138.1949 | 199.6997 | 22895.8333 | 172184.2493 | 32395.8333 | 0 | 139788.4159 | 139788.4159 | 0 | 9500 | 0 | 0 | 0 | 0 | 0
2022-06-02 17:00 | 0.21768 | 0.09699 | 35871 | 7574.1473 | 633 | 10265.1888 | 3 | 24821.686 | 2.4822 | 0 | 14556.4972 | 465822.8317 | 19 | 9500 | 3138.1949 | 199.6997 | 22895.8333 | 172184.2493 | 32395.8333 | 0 | 139788.4159 | 139788.4159 | 0 | 9500 | 0 | 0 | 0 | 0 | 0
2022-06-02 18:00 | 0.07622 | 0.01647 | 35871 | 2652.065 | 633 | 1743.1453 | 3 | 29743.7683 | 2.9744 | 0 | 28000.6231 | 451266.3345 | 19 | 9500 | 3138.1949 | 199.6997 | 22895.8333 | 172184.2493 | 32395.8333 | 0 | 139788.4159 | 139788.4159 | 0 | 9500 | 0 | 0 | 0 | 0 | 0
2022-06-02 19:00 | 0 | 0 | 35871 | 0 | 633 | 0 | 3 | 30000 | 3 | 0 | 30000 | 423265.7115 | 19 | 7104.1667 | 3138.1949 | 149.3368 | 22895.8333 | 172184.2493 | 30000 | 0 | 142184.2493 | 142184.2493 | 0 | 7104.1667 | 0 | 0 | 0 | 0 | 0
2022-06-02 20:00 | 0 | 0 | 35871 | 0 | 633 | 0 | 3 | 30000 | 3 | 0 | 30000 | 393265.7115 | 19 | 7104.1667 | 3138.1949 | 149.3368 | 22895.8333 | 172184.2493 | 30000 | 0 | 142184.2493 | 142184.2493 | 0 | 7104.1667 | 0 | 0 | 0 | 0 | 0
2022-06-02 21:00 | 0 | 0 | 35871 | 0 | 633 | 0 | 3 | 30000 | 3 | 0 | 30000 | 363265.7115 | 19 | 7104.1667 | 3138.1949 | 149.3368 | 22895.8333 | 172184.2493 | 30000 | 0 | 142184.2493 | 142184.2493 | 0 | 7104.1667 | 0 | 0 | 0 | 0 | 0
2022-06-02 22:00 | 0 | 0 | 35871 | 0 | 633 | 0 | 3 | 30000 | 3 | 0 | 30000 | 333265.7115 | 19 | 7104.1667 | 3138.1949 | 149.3368 | 22895.8333 | 172184.2493 | 30000 | 0 | 142184.2493 | 142184.2493 | 0 | 7104.1667 | 0 | 0 | 0 | 0 | 0
2022-06-02 23:00 | 0 | 0 | 35871 | 0 | 633 | 0 | 3 | 30000 | 3 | 0 | 30000 | 303265.7115 | 19 | 7104.1667 | 3138.1949 | 149.3368 | 22895.8333 | 172184.2493 | 30000 | 0 | 142184.2493 | 142184.2493 | 0 | 7104.1667 | 0 | 0 | 0 | 0 | 0
2022-06-03 | 0 | 0 | 35871 | 0 | 633 | 0 | 3 | 30000 | 3 | 0 | 30000 | 273265.7115 | 19 | 6875 | 3138.1949 | 144.5195 | 23125 | 172413.4159 | 30000 | 0 | 142413.4159 | 142413.4159 | 0 | 6875 | 0 | 0 | 0 | 0 | 0
2022-06-03 01:00 | 0 | 0 | 35871 | 0 | 633 | 0 | 3 | 30000 | 3 | 0 | 30000 | 243265.7115 | 19 | 6875 | 3138.1949 | 144.5195 | 23125 | 172413.4159 | 30000 | 0 | 142413.4159 | 142413.4159 | 0 | 6875 | 0 | 0 | 0 | 0 | 0
2022-06-03 02:00 | 0 | 0 | 35871 | 0 | 633 | 0 | 3 | 30000 | 3 | 0 | 30000 | 213265.7115 | 19 | 6875 | 3138.1949 | 144.5195 | 23125 | 172413.4159 | 30000 | 0 | 142413.4159 | 142413.4159 | 0 | 6875 | 0 | 0 | 0 | 0 | 0
2022-06-03 03:00 | 0 | 0 | 35871 | 0 | 633 | 0 | 3 | 30000 | 3 | 0 | 30000 | 183265.7115 | 19 | 6875 | 3138.1949 | 144.5195 | 23125 | 172413.4159 | 30000 | 0 | 142413.4159 | 142413.4159 | 0 | 6875 | 0 | 0 | 0 | 0 | 0
2022-06-03 04:00 | 0 | 0 | 35871 | 0 | 633 | 0 | 3 | 30000 | 3 | 0 | 30000 | 153265.7115 | 19 | 6875 | 3138.1949 | 144.5195 | 23125 | 172413.4159 | 30000 | 0 | 142413.4159 | 142413.4159 | 0 | 6875 | 0 | 0 | 0 | 0 | 0
2022-06-03 05:00 | 0.01588 | 0.00346 | 35871 | 552.5425 | 633 | 366.1981 | 3 | 30000 | 3 | 0 | 29633.8019 | 123265.7115 | 19 | 7427.5425 | 3138.1949 | 156.1345 | 23125 | 172413.4159 | 30552.5425 | 0 | 141860.8734 | 141860.8734 | -3.4106e-13 | 7427.5425 | 0 | 0 | 0 | 0 | 0
2022-06-03 06:00 | 0.15825 | 0.22845 | 35871 | 5506.2882 | 633 | 24178.5997 | 3 | 27118.7118 | 2.7119 | 0 | 2940.1121 | 93631.9096 | 19 | 9500 | 3138.1949 | 199.6997 | 23125 | 172413.4159 | 32625 | 0 | 139788.4159 | 139788.4159 | 0 | 9500 | 0 | 0 | 0 | 0 | 0
2022-06-03 07:00 | 0.37067 | 0.46153 | 35871 | 12897.4145 | 633 | 48847.2275 | 3 | 19727.5855 | 1.9728 | 29119.642 | 0 | 90691.7975 | 19 | 9500 | 3138.1949 | 199.6997 | 23125 | 172413.4159 | 32625 | 0 | 139788.4159 | 139788.4159 | 0 | 9500 | 0 | 0 | 0 | 0 | 0
2022-06-03 08:00 | 0.59212 | 0.62407 | 35871 | 20602.7384 | 633 | 66050.071 | 3 | 12022.2616 | 1.2022 | 54027.8095 | 0 | 119811.4394 | 19 | 9500 | 3138.1949 | 199.6997 | 23125 | 172413.4159 | 32625 | 0 | 139788.4159 | 139788.4159 | 0 | 9500 | 0 | 0 | 0 | 0 | 0
2022-06-03 09:00 | 0.78565 | 0.69972 | 35871 | 27336.5896 | 633 | 74056.6855 | 3 | 5288.4104 | 0.52884 | 68768.2751 | 0 | 173839.2489 | 19 | 9500 | 3138.1949 | 199.6997 | 23125 | 172413.4159 | 32625 | 0 | 139788.4159 | 139788.4159 | 4211.5896 | 5288.4104 | 0 | 0 | 0 | 0 | 0
2022-06-03 10:00 | 0.93197 | 0.75185 | 35871 | 32427.775 | 633 | 79573.9996 | 3 | 197.225 | 0.019723 | 79376.7746 | 0 | 242607.524 | 19 | 9500 | 3138.1949 | 199.6997 | 23125 | 172413.4159 | 32625 | 0 | 139788.4159 | 139788.4159 | 9302.775 | 197.225 | 0 | 0 | 0 | 0 | 0
2022-06-03 11:00 | 1.0194 | 0.82566 | 35871 | 35471.6302 | 633 | 87385.8728 | 3 | 0 | 0 | 87385.8728 | 0 | 321984.2985 | 19 | 9500 | 3138.1949 | 199.6997 | 23125 | 172413.4159 | 32625 | 0 | 139788.4159 | 139788.4159 | 9500 | 0 | 0 | 0 | 0 | 0 | 0
2022-06-03 12:00 | 1.0397 | 0.7759 | 35871 | 36174.4866 | 633 | 82119.3938 | 3 | 0 | 0 | 82119.3938 | 0 | 409370.1714 | 19 | 9500 | 3138.1949 | 199.6997 | 23125 | 172413.4159 | 32625 | 0 | 139788.4159 | 139788.4159 | 9500 | 0 | 0 | 0 | 0 | 0 | 0
2022-06-03 13:00 | 0.99983 | 0.78464 | 35871 | 34788.9549 | 633 | 83044.4145 | 3 | 0 | 0 | 83044.4145 | 0 | 491489.5652 | 19 | 9500 | 3138.1949 | 199.6997 | 23125 | 172413.4159 | 32625 | 0 | 139788.4159 | 139788.4159 | 9500 | 0 | 0 | 0 | 0 | 0 | 0
2022-06-03 14:00 | 0.8884 | 0.73678 | 35871 | 30911.7625 | 633 | 77979.0269 | 3 | 1713.2375 | 0.17132 | 76265.7894 | 0 | 574533.9797 | 19 | 9500 | 3138.1949 | 199.6997 | 23125 | 172413.4159 | 32625 | 0 | 139788.4159 | 139788.4159 | 7786.7625 | 1713.2375 | 0 | 0 | 0 | 0 | 0
2022-06-03 15:00 | 0.6508 | 0.40826 | 35871 | 22644.5014 | 633 | 43209.2586 | 3 | 9980.4986 | 0.99805 | 33228.76 | 0 | 650799.7691 | 19 | 9500 | 3138.1949 | 199.6997 | 23125 | 172413.4159 | 32625 | 0 | 139788.4159 | 139788.4159 | 0 | 9500 | 0 | 0 | 0 | 0 | 0
2022-06-03 16:00 | 0.40633 | 0.08629 | 35871 | 14138.1995 | 633 | 9132.7265 | 3 | 18486.8005 | 1.8487 | 0 | 9354.074 | 684028.5291 | 19 | 9500 | 3138.1949 | 199.6997 | 23125 | 172413.4159 | 32625 | 0 | 139788.4159 | 139788.4159 | 0 | 9500 | 0 | 0 | 0 | 0 | 0
2022-06-03 17:00 | 0.2205 | 0.02701 | 35871 | 7672.2688 | 633 | 2858.6736 | 3 | 24952.7312 | 2.4953 | 0 | 22094.0576 | 674674.4551 | 19 | 9500 | 3138.1949 | 199.6997 | 23125 | 172413.4159 | 32625 | 0 | 139788.4159 | 139788.4159 | 0 | 9500 | 0 | 0 | 0 | 0 | 0
2022-06-03 18:00 | 0.0789 | 0.01507 | 35871 | 2745.3152 | 633 | 1594.9726 | 3 | 29879.6848 | 2.988 | 0 | 28284.7121 | 652580.3975 | 19 | 9500 | 3138.1949 | 199.6997 | 23125 | 172413.4159 | 32625 | 0 | 139788.4159 | 139788.4159 | 2745.3152 | 6754.6848 | 0 | 0 | 0 | 0 | 0
2022-06-03 19:00 | 0 | 0 | 35871 | 0 | 633 | 0 | 3 | 30000 | 3 | 0 | 30000 | 624295.6854 | 19 | 6875 | 3138.1949 | 144.5195 | 23125 | 172413.4159 | 30000 | 0 | 142413.4159 | 142413.4159 | 0 | 6875 | 0 | 0 | 0 | 0 | 0
2022-06-03 20:00 | 0 | 0 | 35871 | 0 | 633 | 0 | 3 | 30000 | 3 | 0 | 30000 | 594295.6854 | 19 | 6875 | 3138.1949 | 144.5195 | 23125 | 172413.4159 | 30000 | 0 | 142413.4159 | 142413.4159 | 0 | 6875 | 0 | 0 | 0 | 0 | 0
2022-06-03 21:00 | 0 | 0 | 35871 | 0 | 633 | 0 | 3 | 30000 | 3 | 0 | 30000 | 564295.6854 | 19 | 6875 | 3138.1949 | 144.5195 | 23125 | 172413.4159 | 30000 | 0 | 142413.4159 | 142413.4159 | 0 | 6875 | 0 | 0 | 0 | 0 | 0
2022-06-03 22:00 | 0 | 0 | 35871 | 0 | 633 | 0 | 3 | 30000 | 3 | 0 | 30000 | 534295.6854 | 19 | 6875 | 3138.1949 | 144.5195 | 23125 | 172413.4159 | 30000 | 0 | 142413.4159 | 142413.4159 | 0 | 6875 | 0 | 0 | 0 | 0 | 0
2022-06-03 23:00 | 0 | 0 | 35871 | 0 | 633 | 0 | 3 | 30000 | 3 | 0 | 30000 | 504295.6854 | 19 | 6875 | 3138.1949 | 144.5195 | 23125 | 172413.4159 | 30000 | 0 | 142413.4159 | 142413.4159 | 0 | 6875 | 0 | 0 | 0 | 0 | 0
2022-06-04 | 0 | 0 | 35871 | 0 | 633 | 0 | 3 | 30000 | 3 | 0 | 30000 | 474295.6854 | 19 | 6400 | 3138.1949 | 134.5345 | 23600 | 172888.4159 | 30000 | 0 | 142888.4159 | 142888.4159 | 0 | 6400 | 0 | 0 | 0 | 0 | 0
2022-06-04 01:00 | 0 | 0 | 35871 | 0 | 633 | 0 | 3 | 30000 | 3 | 0 | 30000 | 444295.6854 | 19 | 6400 | 3138.1949 | 134.5345 | 23600 | 172888.4159 | 30000 | 0 | 142888.4159 | 142888.4159 | 0 | 6400 | 0 | 0 | 0 | 0 | 0
2022-06-04 02:00 | 0 | 0 | 35871 | 0 | 633 | 0 | 3 | 30000 | 3 | 0 | 30000 | 414295.6854 | 19 | 6400 | 3138.1949 | 134.5345 | 23600 | 172888.4159 | 30000 | 0 | 142888.4159 | 142888.4159 | 0 | 6400 | 0 | 0 | 0 | 0 | 0
2022-06-04 03:00 | 0 | 0 | 35871 | 0 | 633 | 0 | 3 | 30000 | 3 | 0 | 30000 | 384295.6854 | 19 | 6400 | 3138.1949 | 134.5345 | 23600 | 172888.4159 | 30000 | 0 | 142888.4159 | 142888.4159 | 0 | 6400 | 0 | 0 | 0 | 0 | 0
2022-06-04 04:00 | 0 | 0 | 35871 | 0 | 633 | 0 | 3 | 30000 | 3 | 0 | 30000 | 354295.6854 | 19 | 6400 | 3138.1949 | 134.5345 | 23600 | 172888.4159 | 30000 | 0 | 142888.4159 | 142888.4159 | 0 | 6400 | 0 | 0 | 0 | 0 | 0
2022-06-04 05:00 | 0.01532 | 0.00131 | 35871 | 533.0574 | 633 | 138.6473 | 3 | 30000 | 3 | 0 | 29861.3527 | 324295.6854 | 19 | 6933.0574 | 3138.1949 | 145.7399 | 23600 | 172888.4159 | 30533.0574 | 0 | 142355.3585 | 142355.3585 | 1.1369e-13 | 6933.0574 | 0 | 0 | 0 | 0 | 0
2022-06-04 06:00 | 0.13662 | 0.09035 | 35871 | 4753.6751 | 633 | 9562.4272 | 3 | 28346.3249 | 2.8346 | 0 | 18783.8977 | 294434.3326 | 19 | 9500 | 3138.1949 | 199.6997 | 23600 | 172888.4159 | 33100 | 0 | 139788.4159 | 139788.4159 | 0 | 9500 | 0 | 0 | 0 | 0 | 0
2022-06-04 07:00 | 0.31525 | 0.21288 | 35871 | 10969.0828 | 633 | 22530.7083 | 3 | 22130.9172 | 2.2131 | 399.7911 | 0 | 275650.4349 | 19 | 9500 | 3138.1949 | 199.6997 | 23600 | 172888.4159 | 33100 | 0 | 139788.4159 | 139788.4159 | 0 | 9500 | 0 | 0 | 0 | 0 | 0
2022-06-04 08:00 | 0.52392 | 0.34686 | 35871 | 18229.7283 | 633 | 36710.8299 | 3 | 14870.2717 | 1.487 | 21840.5582 | 0 | 276050.226 | 19 | 9500 | 3138.1949 | 199.6997 | 23600 | 172888.4159 | 33100 | 0 | 139788.4159 | 139788.4159 | 0 | 9500 | 0 | 0 | 0 | 0 | 0
2022-06-04 09:00 | 0.75495 | 0.59271 | 35871 | 26268.3871 | 633 | 62731.0039 | 3 | 6831.6129 | 0.68316 | 55899.391 | 0 | 297890.7842 | 19 | 9500 | 3138.1949 | 199.6997 | 23600 | 172888.4159 | 33100 | 0 | 139788.4159 | 139788.4159 | 2668.3871 | 6831.6129 | 0 | 0 | 0 | 0 | 0
2022-06-04 10:00 | 0.8619 | 0.54216 | 35871 | 29989.6985 | 633 | 57380.9132 | 3 | 3110.3015 | 0.31103 | 54270.6117 | 0 | 353790.1752 | 19 | 9500 | 3138.1949 | 199.6997 | 23600 | 172888.4159 | 33100 | 0 | 139788.4159 | 139788.4159 | 6389.6985 | 3110.3015 | 0 | 0 | 0 | 0 | 0
2022-06-04 11:00 | 0.93103 | 0.49212 | 35871 | 32395.0678 | 633 | 52084.7997 | 3 | 704.9322 | 0.070493 | 51379.8675 | 0 | 408060.7869 | 19 | 9500 | 3138.1949 | 199.6997 | 23600 | 172888.4159 | 33100 | 0 | 139788.4159 | 139788.4159 | 8795.0678 | 704.9322 | 0 | 0 | 0 | 0 | 0
2022-06-04 12:00 | 0.95322 | 0.50601 | 35871 | 33167.166 | 633 | 53554.884 | 3 | 0 | 0 | 53554.884 | 0 | 459440.6544 | 19 | 9500 | 3138.1949 | 199.6997 | 23600 | 172888.4159 | 33100 | 0 | 139788.4159 | 139788.4159 | 9500 | 0 | 0 | 0 | 0 | 0 | 0
2022-06-04 13:00 | 0.833 | 0.36387 | 35871 | 28984.1267 | 633 | 38511.1275 | 3 | 4115.8733 | 0.41159 | 34395.2542 | 0 | 512995.5384 | 19 | 9500 | 3138.1949 | 199.6997 | 23600 | 172888.4159 | 33100 | 0 | 139788.4159 | 139788.4159 | 5384.1267 | 4115.8733 | 0 | 0 | 0 | 0 | 0
2022-06-04 14:00 | 0.7595 | 0.28853 | 35871 | 26426.7038 | 633 | 30537.3227 | 3 | 6673.2962 | 0.66733 | 23864.0265 | 0 | 547390.7926 | 19 | 9500 | 3138.1949 | 199.6997 | 23600 | 172888.4159 | 33100 | 0 | 139788.4159 | 139788.4159 | 2826.7038 | 6673.2962 | 0 | 0 | 0 | 0 | 0
2022-06-04 15:00 | 0.48192 | 0.06556 | 35871 | 16768.3438 | 633 | 6938.7131 | 3 | 16331.6562 | 1.6332 | 0 | 9392.9432 | 571254.8191 | 19 | 9500 | 3138.1949 | 199.6997 | 23600 | 172888.4159 | 33100 | 0 | 139788.4159 | 139788.4159 | 0 | 9500 | 0 | 0 | 0 | 0 | 0
2022-06-04 16:00 | 0.2609 | 0.01028 | 35871 | 9077.9816 | 633 | 1088.0105 | 3 | 24022.0184 | 2.4022 | 0 | 22934.0079 | 561861.8759 | 19 | 9500 | 3138.1949 | 199.6997 | 23600 | 172888.4159 | 33100 | 0 | 139788.4159 | 139788.4159 | 0 | 9500 | 0 | 0 | 0 | 0 | 0
2022-06-04 17:00 | 0.14388 | 0.00668 | 35871 | 5006.2859 | 633 | 706.9952 | 3 | 28093.7141 | 2.8094 | 0 | 27386.7189 | 538927.868 | 19 | 9500 | 3138.1949 | 199.6997 | 23600 | 172888.4159 | 33100 | 0 | 139788.4159 | 139788.4159 | 0 | 9500 | 0 | 0 | 0 | 0 | 0
2022-06-04 18:00 | 0.05322 | 0.00421 | 35871 | 1851.783 | 633 | 445.5763 | 3 | 30000 | 3 | 0 | 29554.4237 | 511541.1491 | 19 | 8251.783 | 3138.1949 | 173.4609 | 23600 | 172888.4159 | 31851.783 | 0 | 141036.6329 | 141036.6329 | 1851.783 | 6400 | 0 | 0 | 0 | 0 | 0
2022-06-04 19:00 | 0.0019 | 0 | 35871 | 66.1103 | 633 | 0 | 3 | 30000 | 3 | 0 | 30000 | 481986.7254 | 19 | 6466.1103 | 3138.1949 | 135.9242 | 23600 | 172888.4159 | 30066.1103 | 0 | 142822.3057 | 142822.3057 | 66.1103 | 6400 | 0 | 0 | 0 | 0 | 0
2022-06-04 20:00 | 0 | 0 | 35871 | 0 | 633 | 0 | 3 | 30000 | 3 | 0 | 30000 | 451986.7254 | 19 | 6400 | 3138.1949 | 134.5345 | 23600 | 172888.4159 | 30000 | 0 | 142888.4159 | 142888.4159 | 0 | 6400 | 0 | 0 | 0 | 0 | 0
2022-06-04 21:00 | 0 | 0 | 35871 | 0 | 633 | 0 | 3 | 30000 | 3 | 0 | 30000 | 421986.7254 | 19 | 6400 | 3138.1949 | 134.5345 | 23600 | 172888.4159 | 30000 | 0 | 142888.4159 | 142888.4159 | 0 | 6400 | 0 | 0 | 0 | 0 | 0
2022-06-04 22:00 | 0 | 0 | 35871 | 0 | 633 | 0 | 3 | 30000 | 3 | 0 | 30000 | 391986.7254 | 19 | 6400 | 3138.1949 | 134.5345 | 23600 | 172888.4159 | 30000 | 0 | 142888.4159 | 142888.4159 | 0 | 6400 | 0 | 0 | 0 | 0 | 0
2022-06-04 23:00 | 0 | 0 | 35871 | 0 | 633 | 0 | 3 | 30000 | 3 | 0 | 30000 | 361986.7254 | 19 | 6400 | 3138.1949 | 134.5345 | 23600 | 172888.4159 | 30000 | 0 | 142888.4159 | 142888.4159 | 0 | 6400 | 0 | 0 | 0 | 0 | 0
2022-06-05 | 0 | 0 | 35871 | 0 | 633 | 0 | 3 | 30000 | 3 | 0 | 30000 | 331986.7254 | 19 | 5425 | 3138.1949 | 114.039 | 24575 | 173863.4159 | 30000 | 0 | 143863.4159 | 143863.4159 | 0 | 5425 | 0 | 0 | 0 | 0 | 0
2022-06-05 01:00 | 0 | 0 | 35871 | 0 | 633 | 0 | 3 | 30000 | 3 | 0 | 30000 | 301986.7254 | 19 | 5425 | 3138.1949 | 114.039 | 24575 | 173863.4159 | 30000 | 0 | 143863.4159 | 143863.4159 | 0 | 5425 | 0 | 0 | 0 | 0 | 0
2022-06-05 02:00 | 0 | 0 | 35871 | 0 | 633 | 0 | 3 | 30000 | 3 | 0 | 30000 | 271986.7254 | 19 | 5425 | 3138.1949 | 114.039 | 24575 | 173863.4159 | 30000 | 0 | 143863.4159 | 143863.4159 | 0 | 5425 | 0 | 0 | 0 | 0 | 0
2022-06-05 03:00 | 0 | 0 | 35871 | 0 | 633 | 0 | 3 | 30000 | 3 | 0 | 30000 | 241986.7254 | 19 | 5425 | 3138.1949 | 114.039 | 24575 | 173863.4159 | 30000 | 0 | 143863.4159 | 143863.4159 | 0 | 5425 | 0 | 0 | 0 | 0 | 0
2022-06-05 04:00 | 0 | 0 | 35871 | 0 | 633 | 0 | 3 | 30000 | 3 | 0 | 30000 | 211986.7254 | 19 | 5425 | 3138.1949 | 114.039 | 24575 | 173863.4159 | 30000 | 0 | 143863.4159 | 143863.4159 | 0 | 5425 | 0 | 0 | 0 | 0 | 0
2022-06-05 05:00 | 0.0131 | 0.00061 | 35871 | 455.8128 | 633 | 64.5609 | 3 | 30000 | 3 | 0 | 29935.4391 | 181986.7254 | 19 | 5880.8128 | 3138.1949 | 123.6207 | 24575 | 173863.4159 | 30455.8128 | 0 | 143407.6031 | 143407.6031 | 0 | 5880.8128 | 0 | 0 | 0 | 0 | 0
2022-06-05 06:00 | 0.12845 | 0.06892 | 35871 | 4469.4011 | 633 | 7294.3274 | 3 | 29605.5989 | 2.9606 | 0 | 22311.2716 | 152051.2863 | 19 | 9500 | 3138.1949 | 199.6997 | 24575 | 173863.4159 | 34075 | 0 | 139788.4159 | 139788.4159 | 0 | 9500 | 0 | 0 | 0 | 0 | 0
2022-06-05 07:00 | 0.30615 | 0.21201 | 35871 | 10652.4495 | 633 | 22438.6296 | 3 | 23422.5505 | 2.3423 | 0 | 983.921 | 129740.0148 | 19 | 9500 | 3138.1949 | 199.6997 | 24575 | 173863.4159 | 34075 | 0 | 139788.4159 | 139788.4159 | 0 | 9500 | 0 | 0 | 0 | 0 | 0
2022-06-05 08:00 | 0.52488 | 0.35596 | 35871 | 18263.1314 | 633 | 37673.9521 | 3 | 15811.8686 | 1.5812 | 21862.0835 | 0 | 128756.0938 | 19 | 9500 | 3138.1949 | 199.6997 | 24575 | 173863.4159 | 34075 | 0 | 139788.4159 | 139788.4159 | 0 | 9500 | 0 | 0 | 0 | 0 | 0
2022-06-05 09:00 | 0.698 | 0.40306 | 35871 | 24286.8193 | 633 | 42658.9031 | 3 | 9788.1807 | 0.97882 | 32870.7223 | 0 | 150618.1773 | 19 | 9500 | 3138.1949 | 199.6997 | 24575 | 173863.4159 | 34075 | 0 | 139788.4159 | 139788.4159 | 0 | 9500 | 0 | 0 | 0 | 0 | 0
2022-06-05 10:00 | 0.8596 | 0.50947 | 35871 | 29909.6703 | 633 | 53921.0821 | 3 | 4165.3297 | 0.41653 | 49755.7523 | 0 | 183488.8996 | 19 | 9500 | 3138.1949 | 199.6997 | 24575 | 173863.4159 | 34075 | 0 | 139788.4159 | 139788.4159 | 5334.6703 | 4165.3297 | 0 | 0 | 0 | 0 | 0
2022-06-05 11:00 | 0.9649 | 0.55012 | 35871 | 33573.5701 | 633 | 58223.3805 | 3 | 501.4299 | 0.050143 | 57721.9506 | 0 | 233244.6519 | 19 | 9500 | 3138.1949 | 199.6997 | 24575 | 173863.4159 | 34075 | 0 | 139788.4159 | 139788.4159 | 8998.5701 | 501.4299 | 0 | 0 | 0 | 0 | 0
2022-06-05 12:00 | 0.96425 | 0.48155 | 35871 | 33550.9534 | 633 | 50966.0963 | 3 | 524.0466 | 0.052405 | 50442.0497 | 0 | 290966.6025 | 19 | 9500 | 3138.1949 | 199.6997 | 24575 | 173863.4159 | 34075 | 0 | 139788.4159 | 139788.4159 | 8975.9534 | 524.0466 | 0 | 0 | 0 | 0 | 0
2022-06-05 13:00 | 0.87078 | 0.4008 | 35871 | 30298.6769 | 633 | 42419.7101 | 3 | 3776.3231 | 0.37763 | 38643.387 | 0 | 341408.6522 | 19 | 9500 | 3138.1949 | 199.6997 | 24575 | 173863.4159 | 34075 | 0 | 139788.4159 | 139788.4159 | 5723.6769 | 3776.3231 | 0 | 0 | 0 | 0 | 0
2022-06-05 14:00 | 0.76885 | 0.43059 | 35871 | 26752.0358 | 633 | 45572.6122 | 3 | 7322.9642 | 0.7323 | 38249.648 | 0 | 380052.0391 | 19 | 9500 | 3138.1949 | 199.6997 | 24575 | 173863.4159 | 34075 | 0 | 139788.4159 | 139788.4159 | 2177.0358 | 7322.9642 | 0 | 0 | 0 | 0 | 0
2022-06-05 15:00 | 0.6482 | 0.45497 | 35871 | 22554.0347 | 633 | 48152.9329 | 3 | 11520.9653 | 1.1521 | 36631.9676 | 0 | 418301.6871 | 19 | 9500 | 3138.1949 | 199.6997 | 24575 | 173863.4159 | 34075 | 0 | 139788.4159 | 139788.4159 | 0 | 9500 | 0 | 0 | 0 | 0 | 0
2022-06-05 16:00 | 0.4344 | 0.30583 | 35871 | 15114.8915 | 633 | 32368.3132 | 3 | 18960.1085 | 1.896 | 13408.2047 | 0 | 454933.6547 | 19 | 9500 | 3138.1949 | 199.6997 | 24575 | 173863.4159 | 34075 | 0 | 139788.4159 | 139788.4159 | 0 | 9500 | 0 | 0 | 0 | 0 | 0
2022-06-05 17:00 | 0.2376 | 0.18581 | 35871 | 8267.2611 | 633 | 19665.6845 | 3 | 25807.7389 | 2.5808 | 0 | 6142.0544 | 468341.8595 | 19 | 9500 | 3138.1949 | 199.6997 | 24575 | 173863.4159 | 34075 | 0 | 139788.4159 | 139788.4159 | 0 | 9500 | 0 | 0 | 0 | 0 | 0
2022-06-05 18:00 | 0.07953 | 0.03854 | 35871 | 2767.236 | 633 | 4078.9811 | 3 | 30000 | 3 | 0 | 25921.0189 | 462199.805 | 19 | 8192.236 | 3138.1949 | 172.2092 | 24575 | 173863.4159 | 32767.236 | 0 | 141096.1799 | 141096.1799 | 2767.236 | 5425 | 0 | 0 | 0 | 0 | 0
2022-06-05 19:00 | 0.00322 | 0 | 35871 | 112.0395 | 633 | 0 | 3 | 30000 | 3 | 0 | 30000 | 436278.7861 | 19 | 5537.0395 | 3138.1949 | 116.3942 | 24575 | 173863.4159 | 30112.0395 | 0 | 143751.3764 | 143751.3764 | -5.6843e-14 | 5537.0395 | 0 | 0 | 0 | 0 | 0
2022-06-05 20:00 | 0 | 0 | 35871 | 0 | 633 | 0 | 3 | 30000 | 3 | 0 | 30000 | 406278.7861 | 19 | 5425 | 3138.1949 | 114.039 | 24575 | 173863.4159 | 30000 | 0 | 143863.4159 | 143863.4159 | 0 | 5425 | 0 | 0 | 0 | 0 | 0
2022-06-05 21:00 | 0 | 0 | 35871 | 0 | 633 | 0 | 3 | 30000 | 3 | 0 | 30000 | 376278.7861 | 19 | 5425 | 3138.1949 | 114.039 | 24575 | 173863.4159 | 30000 | 0 | 143863.4159 | 143863.4159 | 0 | 5425 | 0 | 0 | 0 | 0 | 0
2022-06-05 22:00 | 0 | 0 | 35871 | 0 | 633 | 0 | 3 | 30000 | 3 | 0 | 30000 | 346278.7861 | 19 | 5425 | 3138.1949 | 114.039 | 24575 | 173863.4159 | 30000 | 0 | 143863.4159 | 143863.4159 | 0 | 5425 | 0 | 0 | 0 | 0 | 0
2022-06-05 23:00 | 0 | 0 | 35871 | 0 | 633 | 0 | 3 | 30000 | 3 | 0 | 30000 | 316278.7861 | 19 | 5425 | 3138.1949 | 114.039 | 24575 | 173863.4159 | 30000 | 0 | 143863.4159 | 143863.4159 | 0 | 5425 | 0 | 0 | 0 | 0 | 0
2022-06-06 | 0 | 0 | 35871 | 0 | 633 | 0 | 3 | 30000 | 3 | 0 | 30000 | 286278.7861 | 19 | 6491.6667 | 3138.1949 | 136.4615 | 23508.3333 | 172796.7493 | 30000 | 0 | 142796.7493 | 142796.7493 | 0 | 6491.6667 | 0 | 0 | 0 | 0 | 0
2022-06-06 01:00 | 0 | 0 | 35871 | 0 | 633 | 0 | 3 | 30000 | 3 | 0 | 30000 | 256278.7861 | 19 | 6491.6667 | 3138.1949 | 136.4615 | 23508.3333 | 172796.7493 | 30000 | 0 | 142796.7493 | 142796.7493 | 0 | 6491.6667 | 0 | 0 | 0 | 0 | 0
2022-06-06 02:00 | 0 | 0 | 35871 | 0 | 633 | 0 | 3 | 30000 | 3 | 0 | 30000 | 226278.7861 | 19 | 6491.6667 | 3138.1949 | 136.4615 | 23508.3333 | 172796.7493 | 30000 | 0 | 142796.7493 | 142796.7493 | 0 | 6491.6667 | 0 | 0 | 0 | 0 | 0
2022-06-06 03:00 | 0 | 0 | 35871 | 0 | 633 | 0 | 3 | 30000 | 3 | 0 | 30000 | 196278.7861 | 19 | 6491.6667 | 3138.1949 | 136.4615 | 23508.3333 | 172796.7493 | 30000 | 0 | 142796.7493 | 142796.7493 | 0 | 6491.6667 | 0 | 0 | 0 | 0 | 0
2022-06-06 04:00 | 0 | 0 | 35871 | 0 | 633 | 0 | 3 | 30000 | 3 | 0 | 30000 | 166278.7861 | 19 | 6491.6667 | 3138.1949 | 136.4615 | 23508.3333 | 172796.7493 | 30000 | 0 | 142796.7493 | 142796.7493 | 0 | 6491.6667 | 0 | 0 | 0 | 0 | 0
2022-06-06 05:00 | 0.01262 | 0 | 35871 | 439.1113 | 633 | 0 | 3 | 30000 | 3 | 0 | 30000 | 136278.7861 | 19 | 6930.7779 | 3138.1949 | 145.692 | 23508.3333 | 172796.7493 | 30439.1113 | 0 | 142357.638 | 142357.638 | -5.6843e-14 | 6930.7779 | 0 | 0 | 0 | 0 | 0
2022-06-06 06:00 | 0.12285 | 0.04557 | 35871 | 4274.5498 | 633 | 4823.0194 | 3 | 28733.7836 | 2.8734 | 0 | 23910.7641 | 106278.7861 | 19 | 9500 | 3138.1949 | 199.6997 | 23508.3333 | 172796.7493 | 33008.3333 | 0 | 139788.4159 | 139788.4159 | 0 | 9500 | 0 | 0 | 0 | 0 | 0
2022-06-06 07:00 | 0.29505 | 0.17695 | 35871 | 10266.2264 | 633 | 18727.9633 | 3 | 22742.1069 | 2.2742 | 0 | 4014.1436 | 82368.022 | 19 | 9500 | 3138.1949 | 199.6997 | 23508.3333 | 172796.7493 | 33008.3333 | 0 | 139788.4159 | 139788.4159 | 0 | 9500 | 0 | 0 | 0 | 0 | 0
2022-06-06 08:00 | 0.5166 | 0.33269 | 35871 | 17975.0298 | 633 | 35211.1111 | 3 | 15033.3035 | 1.5033 | 20177.8077 | 0 | 78353.8784 | 19 | 9500 | 3138.1949 | 199.6997 | 23508.3333 | 172796.7493 | 33008.3333 | 0 | 139788.4159 | 139788.4159 | 0 | 9500 | 0 | 0 | 0 | 0 | 0
2022-06-06 09:00 | 0.71442 | 0.40294 | 35871 | 24858.151 | 633 | 42646.2025 | 3 | 8150.1823 | 0.81502 | 34496.0202 | 0 | 98531.686 | 19 | 9500 | 3138.1949 | 199.6997 | 23508.3333 | 172796.7493 | 33008.3333 | 0 | 139788.4159 | 139788.4159 | 1349.8177 | 8150.1823 | 0 | 0 | 0 | 0 | 0
2022-06-06 10:00 | 0.89258 | 0.62332 | 35871 | 31057.2051 | 633 | 65970.6928 | 3 | 1951.1283 | 0.19511 | 64019.5646 | 0 | 133027.7063 | 19 | 9500 | 3138.1949 | 199.6997 | 23508.3333 | 172796.7493 | 33008.3333 | 0 | 139788.4159 | 139788.4159 | 7548.8717 | 1951.1283 | 0 | 0 | 0 | 0 | 0
2022-06-06 11:00 | 0.95655 | 0.56239 | 35871 | 33283.0329 | 633 | 59522.0079 | 3 | 0 | 0 | 59522.0079 | 0 | 197047.2708 | 19 | 9500 | 3138.1949 | 199.6997 | 23508.3333 | 172796.7493 | 33008.3333 | 0 | 139788.4159 | 139788.4159 | 9500 | 0 | 0 | 0 | 0 | 0 | 0
2022-06-06 12:00 | 0.8932 | 0.42633 | 35871 | 31078.7779 | 633 | 45121.744 | 3 | 1929.5554 | 0.19296 | 43192.1886 | 0 | 256569.2787 | 19 | 9500 | 3138.1949 | 199.6997 | 23508.3333 | 172796.7493 | 33008.3333 | 0 | 139788.4159 | 139788.4159 | 7570.4446 | 1929.5554 | 0 | 0 | 0 | 0 | 0
2022-06-06 13:00 | 0.87505 | 0.39218 | 35871 | 30447.251 | 633 | 41507.39 | 3 | 2561.0823 | 0.25611 | 38946.3076 | 0 | 299761.4673 | 19 | 9500 | 3138.1949 | 199.6997 | 23508.3333 | 172796.7493 | 33008.3333 | 0 | 139788.4159 | 139788.4159 | 6938.9177 | 2561.0823 | 0 | 0 | 0 | 0 | 0
2022-06-06 14:00 | 0.79262 | 0.38564 | 35871 | 27579.1099 | 633 | 40815.2121 | 3 | 5429.2235 | 0.54292 | 35385.9886 | 0 | 338707.7749 | 19 | 9500 | 3138.1949 | 199.6997 | 23508.3333 | 172796.7493 | 33008.3333 | 0 | 139788.4159 | 139788.4159 | 4070.7765 | 5429.2235 | 0 | 0 | 0 | 0 | 0
2022-06-06 15:00 | 0.60395 | 0.25568 | 35871 | 21014.3617 | 633 | 27060.5576 | 3 | 11993.9716 | 1.1994 | 15066.586 | 0 | 374093.7635 | 19 | 9500 | 3138.1949 | 199.6997 | 23508.3333 | 172796.7493 | 33008.3333 | 0 | 139788.4159 | 139788.4159 | 0 | 9500 | 0 | 0 | 0 | 0 | 0
2022-06-06 16:00 | 0.39335 | 0.09519 | 35871 | 13686.5621 | 633 | 10074.6811 | 3 | 19321.7712 | 1.9322 | 0 | 9247.0901 | 389160.3495 | 19 | 9500 | 3138.1949 | 199.6997 | 23508.3333 | 172796.7493 | 33008.3333 | 0 | 139788.4159 | 139788.4159 | 0 | 9500 | 0 | 0 | 0 | 0 | 0
2022-06-06 17:00 | 0.21532 | 0.03682 | 35871 | 7492.0314 | 633 | 3896.9404 | 3 | 25516.3019 | 2.5516 | 0 | 21619.3615 | 379913.2594 | 19 | 9500 | 3138.1949 | 199.6997 | 23508.3333 | 172796.7493 | 33008.3333 | 0 | 139788.4159 | 139788.4159 | 0 | 9500 | 0 | 0 | 0 | 0 | 0
2022-06-06 18:00 | 0.07288 | 0.00766 | 35871 | 2535.8501 | 633 | 810.716 | 3 | 30000 | 3 | 0 | 29189.284 | 358293.8979 | 19 | 9027.5168 | 3138.1949 | 189.7676 | 23508.3333 | 172796.7493 | 32535.8501 | 0 | 140260.8991 | 140260.8991 | 2535.8501 | 6491.6667 | 0 | 0 | 0 | 0 | 0
2022-06-06 19:00 | 0.00297 | 0 | 35871 | 103.3408 | 633 | 0 | 3 | 30000 | 3 | 0 | 30000 | 329104.6139 | 19 | 6595.0074 | 3138.1949 | 138.6338 | 23508.3333 | 172796.7493 | 30103.3408 | 0 | 142693.4085 | 142693.4085 | 103.3408 | 6491.6667 | 0 | 0 | 0 | 0 | 0
2022-06-06 20:00 | 0 | 0 | 35871 | 0 | 633 | 0 | 3 | 30000 | 3 | 0 | 30000 | 299104.6139 | 19 | 6491.6667 | 3138.1949 | 136.4615 | 23508.3333 | 172796.7493 | 30000 | 0 | 142796.7493 | 142796.7493 | 0 | 6491.6667 | 0 | 0 | 0 | 0 | 0
2022-06-06 21:00 | 0 | 0 | 35871 | 0 | 633 | 0 | 3 | 30000 | 3 | 0 | 30000 | 269104.6139 | 19 | 6491.6667 | 3138.1949 | 136.4615 | 23508.3333 | 172796.7493 | 30000 | 0 | 142796.7493 | 142796.7493 | 0 | 6491.6667 | 0 | 0 | 0 | 0 | 0
2022-06-06 22:00 | 0 | 0 | 35871 | 0 | 633 | 0 | 3 | 30000 | 3 | 0 | 30000 | 239104.6139 | 19 | 6491.6667 | 3138.1949 | 136.4615 | 23508.3333 | 172796.7493 | 30000 | 0 | 142796.7493 | 142796.7493 | 0 | 6491.6667 | 0 | 0 | 0 | 0 | 0
2022-06-06 23:00 | 0 | 0 | 35871 | 0 | 633 | 0 | 3 | 30000 | 3 | 0 | 30000 | 209104.6139 | 19 | 6491.6667 | 3138.1949 | 136.4615 | 23508.3333 | 172796.7493 | 30000 | 0 | 142796.7493 | 142796.7493 | 0 | 6491.6667 | 0 | 0 | 0 | 0 | 0
2022-06-07 | 0 | 0 | 35871 | 0 | 633 | 0 | 3 | 30000 | 3 | 0 | 30000 | 179104.6139 | 19 | 6458.3333 | 3138.1949 | 135.7608 | 23541.6667 | 172830.0826 | 30000 | 0 | 142830.0826 | 142830.0826 | 0 | 6458.3333 | 0 | 0 | 0 | 0 | 0
2022-06-07 01:00 | 0 | 0 | 35871 | 0 | 633 | 0 | 3 | 30000 | 3 | 0 | 30000 | 149104.6139 | 19 | 6458.3333 | 3138.1949 | 135.7608 | 23541.6667 | 172830.0826 | 30000 | 0 | 142830.0826 | 142830.0826 | 0 | 6458.3333 | 0 | 0 | 0 | 0 | 0
2022-06-07 02:00 | 0 | 0 | 35871 | 0 | 633 | 0 | 3 | 30000 | 3 | 0 | 30000 | 119104.6139 | 19 | 6458.3333 | 3138.1949 | 135.7608 | 23541.6667 | 172830.0826 | 30000 | 0 | 142830.0826 | 142830.0826 | 0 | 6458.3333 | 0 | 0 | 0 | 0 | 0
2022-06-07 03:00 | 0 | 0 | 35871 | 0 | 633 | 0 | 3 | 30000 | 3 | 0 | 30000 | 89104.6139 | 19 | 6458.3333 | 3138.1949 | 135.7608 | 23541.6667 | 172830.0826 | 30000 | 0 | 142830.0826 | 142830.0826 | 0 | 6458.3333 | 0 | 0 | 0 | 0 | 0
2022-06-07 04:00 | 0 | 0 | 35871 | 0 | 633 | 0 | 3 | 30000 | 3 | 0 | 30000 | 59104.6139 | 19 | 6458.3333 | 3138.1949 | 135.7608 | 23541.6667 | 172830.0826 | 30000 | 0 | 142830.0826 | 142830.0826 | 0 | 6458.3333 | 0 | 0 | 0 | 0 | 0
2022-06-07 05:00 | 0.01605 | 0.00846 | 35871 | 558.4577 | 633 | 895.3861 | 3 | 30000 | 3 | 0 | 29104.6139 | 29104.6139 | 19 | 7016.791 | 3138.1949 | 147.5001 | 23541.6667 | 172830.0826 | 30558.4577 | 0 | 142271.6249 | 142271.6249 | 2.2737e-13 | 7016.791 | 0 | 0 | 0 | 0 | 0
2022-06-07 06:00 | 0.1611 | 0.29145 | 35871 | 5605.4536 | 633 | 30846.3685 | 3 | 27436.2131 | 2.7436 | 0 | 0 | 0 | 19 | 9500 | 3138.1949 | 199.6997 | 23541.6667 | 172830.0826 | 33041.6667 | 0 | 139788.4159 | 139788.4159 | 0 | 9500 | 0 | 0 | 0 | 0 | 0
2022-06-07 07:00 | 0.3759 | 0.54849 | 35871 | 13079.3916 | 633 | 58050.8652 | 3 | 19962.275 | 1.9962 | 0 | 0 | 0 | 19 | 9500 | 3138.1949 | 199.6997 | 23541.6667 | 172830.0826 | 33041.6667 | 0 | 139788.4159 | 139788.4159 | 0 | 9500 | 0 | 0 | 0 | 0 | 0
2022-06-07 08:00 | 0.59538 | 0.68527 | 35871 | 20716.1697 | 633 | 72527.3322 | 3 | 12325.497 | 1.2325 | 0 | 0 | 0 | 19 | 9500 | 3138.1949 | 199.6997 | 23541.6667 | 172830.0826 | 33041.6667 | 0 | 139788.4159 | 139788.4159 | 0 | 9500 | 0 | 0 | 0 | 0 | 0
2022-06-07 09:00 | 0.78738 | 0.78863 | 35871 | 27396.7847 | 633 | 83466.7065 | 3 | 5644.8819 | 0.56449 | 0 | 0 | 0 | 19 | 9500 | 3138.1949 | 199.6997 | 23541.6667 | 172830.0826 | 33041.6667 | 0 | 139788.4159 | 139788.4159 | 3855.1181 | 5644.8819 | 0 | 0 | 0 | 0 | 0
2022-06-07 10:00 | 0.93267 | 0.85063 | 35871 | 32452.1314 | 633 | 90028.6377 | 3 | 589.5353 | 0.058954 | 30000 | 0 | 0 | 19 | 9500 | 3138.1949 | 199.6997 | 23541.6667 | 172830.0826 | 33041.6667 | 0 | 139788.4159 | 139788.4159 | 8910.4647 | 589.5353 | 0 | 0 | 0 | 0 | 0
2022-06-07 11:00 | 1.021 | 0.91383 | 35871 | 35526.6061 | 633 | 96717.574 | 3 | 30000 | 3 | 0 | 30000 | 30000 | 19 | 9500 | 3138.1949 | 199.6997 | 23541.6667 | 172830.0826 | 33041.6667 | 0 | 139788.4159 | 139788.4159 | 9500 | 0 | 0 | 0 | 0 | 30000 | 0
2022-06-07 12:00 | 1.0166 | 0.7833 | 35871 | 35373.1607 | 633 | 82902.5921 | 3 | 0 | 0 | 21582.0932 | 0 | 0 | 19 | 9500 | 3138.1949 | 199.6997 | 23541.6667 | 172830.0826 | 33041.6667 | 0 | 139788.4159 | 139788.4159 | 9500 | 0 | 0 | 0 | 0 | 0 | 0
2022-06-07 13:00 | 0.98117 | 0.80824 | 35871 | 34139.6826 | 633 | 85542.1818 | 3 | 0 | 0 | 85542.1818 | 0 | 21582.0932 | 19 | 9500 | 3138.1949 | 199.6997 | 23541.6667 | 172830.0826 | 33041.6667 | 0 | 139788.4159 | 139788.4159 | 9500 | 0 | 0 | 0 | 0 | 0 | 0
2022-06-07 14:00 | 0.8804 | 0.77056 | 35871 | 30633.4035 | 633 | 81554.2211 | 3 | 2408.2631 | 0.24083 | 79145.9579 | 0 | 107124.275 | 19 | 9500 | 3138.1949 | 199.6997 | 23541.6667 | 172830.0826 | 33041.6667 | 0 | 139788.4159 | 139788.4159 | 7091.7369 | 2408.2631 | 0 | 0 | 0 | 0 | 0
2022-06-07 15:00 | 0.72367 | 0.72506 | 35871 | 25180.0036 | 633 | 76738.6103 | 3 | 7861.6631 | 0.78617 | 68876.9472 | 0 | 186270.233 | 19 | 9500 | 3138.1949 | 199.6997 | 23541.6667 | 172830.0826 | 33041.6667 | 0 | 139788.4159 | 139788.4159 | 1638.3369 | 7861.6631 | 0 | 0 | 0 | 0 | 0
2022-06-07 16:00 | 0.52488 | 0.63624 | 35871 | 18263.1314 | 633 | 67338.1146 | 3 | 14778.5353 | 1.4779 | 52559.5793 | 0 | 255147.1801 | 19 | 9500 | 3138.1949 | 199.6997 | 23541.6667 | 172830.0826 | 33041.6667 | 0 | 139788.4159 | 139788.4159 | 0 | 9500 | 0 | 0 | 0 | 0 | 0
2022-06-07 17:00 | 0.30527 | 0.47549 | 35871 | 10621.83 | 633 | 50324.7204 | 3 | 22419.8367 | 2.242 | 27904.8837 | 0 | 307706.7595 | 19 | 9500 | 3138.1949 | 199.6997 | 23541.6667 | 172830.0826 | 33041.6667 | 0 | 139788.4159 | 139788.4159 | 0 | 9500 | 0 | 0 | 0 | 0 | 0
2022-06-07 18:00 | 0.1047 | 0.2055 | 35871 | 3643.0229 | 633 | 21749.6268 | 3 | 29398.6438 | 2.9399 | 0 | 7649.017 | 335611.6432 | 19 | 9500 | 3138.1949 | 199.6997 | 23541.6667 | 172830.0826 | 33041.6667 | 0 | 139788.4159 | 139788.4159 | 0 | 9500 | 0 | 0 | 0 | 0 | 0
2022-06-07 19:00 | 0.004 | 0.00082 | 35871 | 139.1795 | 633 | 86.7868 | 3 | 30000 | 3 | 0 | 29913.2132 | 327962.6262 | 19 | 6597.5128 | 3138.1949 | 138.6865 | 23541.6667 | 172830.0826 | 30139.1795 | 0 | 142690.9031 | 142690.9031 | -1.4211e-13 | 6597.5128 | 0 | 0 | 0 | 0 | 0
2022-06-07 20:00 | 0 | 0 | 35871 | 0 | 633 | 0 | 3 | 30000 | 3 | 0 | 30000 | 298049.413 | 19 | 6458.3333 | 3138.1949 | 135.7608 | 23541.6667 | 172830.0826 | 30000 | 0 | 142830.0826 | 142830.0826 | 0 | 6458.3333 | 0 | 0 | 0 | 0 | 0
2022-06-07 21:00 | 0 | 0 | 35871 | 0 | 633 | 0 | 3 | 30000 | 3 | 0 | 30000 | 268049.413 | 19 | 6458.3333 | 3138.1949 | 135.7608 | 23541.6667 | 172830.0826 | 30000 | 0 | 142830.0826 | 142830.0826 | 0 | 6458.3333 | 0 | 0 | 0 | 0 | 0
2022-06-07 22:00 | 0 | 0 | 35871 | 0 | 633 | 0 | 3 | 30000 | 3 | 0 | 30000 | 238049.413 | 19 | 6458.3333 | 3138.1949 | 135.7608 | 23541.6667 | 172830.0826 | 30000 | 0 | 142830.0826 | 142830.0826 | 0 | 6458.3333 | 0 | 0 | 0 | 0 | 0
2022-06-07 23:00 | 0 | 0 | 35871 | 0 | 633 | 0 | 3 | 30000 | 3 | 0 | 30000 | 208049.413 | 19 | 6458.3333 | 3138.1949 | 135.7608 | 23541.6667 | 172830.0826 | 30000 | 0 | 142830.0826 | 142830.0826 | 0 | 6458.3333 | 0 | 0 | 0 | 0 | 0
2022-06-08 | 0 | 0 | 35871 | 0 | 633 | 0 | 3 | 30000 | 3 | 0 | 30000 | 178049.413 | 19 | 5833.3333 | 3138.1949 | 122.6226 | 24166.6667 | 173455.0826 | 30000 | 0 | 143455.0826 | 143455.0826 | 0 | 5833.3333 | 0 | 0 | 0 | 0 | 0
2022-06-08 01:00 | 0 | 0 | 35871 | 0 | 633 | 0 | 3 | 30000 | 3 | 0 | 30000 | 148049.413 | 19 | 5833.3333 | 3138.1949 | 122.6226 | 24166.6667 | 173455.0826 | 30000 | 0 | 143455.0826 | 143455.0826 | 0 | 5833.3333 | 0 | 0 | 0 | 0 | 0
2022-06-08 02:00 | 0 | 0 | 35871 | 0 | 633 | 0 | 3 | 30000 | 3 | 0 | 30000 | 118049.413 | 19 | 5833.3333 | 3138.1949 | 122.6226 | 24166.6667 | 173455.0826 | 30000 | 0 | 143455.0826 | 143455.0826 | 0 | 5833.3333 | 0 | 0 | 0 | 0 | 0
2022-06-08 03:00 | 0 | 0 | 35871 | 0 | 633 | 0 | 3 | 30000 | 3 | 0 | 30000 | 88049.413 | 19 | 5833.3333 | 3138.1949 | 122.6226 | 24166.6667 | 173455.0826 | 30000 | 0 | 143455.0826 | 143455.0826 | 0 | 5833.3333 | 0 | 0 | 0 | 0 | 0
2022-06-08 04:00 | 0 | 0 | 35871 | 0 | 633 | 0 | 3 | 30000 | 3 | 0 | 30000 | 58049.413 | 19 | 5833.3333 | 3138.1949 | 122.6226 | 24166.6667 | 173455.0826 | 30000 | 0 | 143455.0826 | 143455.0826 | 0 | 5833.3333 | 0 | 0 | 0 | 0 | 0
2022-06-08 05:00 | 0.01675 | 0.01843 | 35871 | 582.8141 | 633 | 1950.587 | 3 | 30000 | 3 | 0 | 28049.413 | 28049.413 | 19 | 6416.1474 | 3138.1949 | 134.874 | 24166.6667 | 173455.0826 | 30582.8141 | 0 | 142872.2685 | 142872.2685 | -4.5475e-13 | 6416.1474 | 0 | 0 | 0 | 0 | 0
2022-06-08 06:00 | 0.16657 | 0.36816 | 35871 | 5795.7815 | 633 | 38965.1708 | 3 | 27870.8852 | 2.7871 | 0 | 0 | 0 | 19 | 9500 | 3138.1949 | 199.6997 | 24166.6667 | 173455.0826 | 33666.6667 | 0 | 139788.4159 | 139788.4159 | 0 | 9500 | 0 | 0 | 0 | 0 | 0
2022-06-08 07:00 | 0.37912 | 0.5729 | 35871 | 13191.4311 | 633 | 60634.361 | 3 | 20475.2356 | 2.0475 | 0 | 0 | 0 | 19 | 9500 | 3138.1949 | 199.6997 | 24166.6667 | 173455.0826 | 33666.6667 | 0 | 139788.4159 | 139788.4159 | 0 | 9500 | 0 | 0 | 0 | 0 | 0
2022-06-08 08:00 | 0.59588 | 0.71003 | 35871 | 20733.5671 | 633 | 75147.8711 | 3 | 12933.0995 | 1.2933 | 0 | 0 | 0 | 19 | 9500 | 3138.1949 | 199.6997 | 24166.6667 | 173455.0826 | 33666.6667 | 0 | 139788.4159 | 139788.4159 | 0 | 9500 | 0 | 0 | 0 | 0 | 0
2022-06-08 09:00 | 0.78572 | 0.78651 | 35871 | 27339.0253 | 633 | 83242.3308 | 3 | 6327.6414 | 0.63276 | 0 | 0 | 0 | 19 | 9500 | 3138.1949 | 199.6997 | 24166.6667 | 173455.0826 | 33666.6667 | 0 | 139788.4159 | 139788.4159 | 3172.3586 | 6327.6414 | 0 | 0 | 0 | 0 | 0
2022-06-08 10:00 | 0.93022 | 0.83759 | 35871 | 32366.884 | 633 | 88648.5154 | 3 | 1299.7827 | 0.12998 | 30000 | 0 | 0 | 19 | 9500 | 3138.1949 | 199.6997 | 24166.6667 | 173455.0826 | 33666.6667 | 0 | 139788.4159 | 139788.4159 | 8200.2173 | 1299.7827 | 0 | 0 | 0 | 0 | 0
2022-06-08 11:00 | 1.0179 | 0.89844 | 35871 | 35418.3941 | 633 | 95088.7333 | 3 | 30000 | 3 | 0 | 30000 | 30000 | 19 | 9500 | 3138.1949 | 199.6997 | 24166.6667 | 173455.0826 | 33666.6667 | 0 | 139788.4159 | 139788.4159 | 9500 | 0 | 0 | 0 | 0 | 30000 | 0
2022-06-08 12:00 | 1.031 | 0.87141 | 35871 | 35873.511 | 633 | 92227.943 | 3 | 0 | 0 | 0 | 0 | 0 | 19 | 9500 | 3138.1949 | 199.6997 | 24166.6667 | 173455.0826 | 33666.6667 | 0 | 139788.4159 | 139788.4159 | 9500 | 0 | 0 | 0 | 0 | 0 | 0
2022-06-08 13:00 | 0.9931 | 0.85744 | 35871 | 34554.7854 | 633 | 90749.3917 | 3 | 0 | 0 | 87122.15 | 0 | 0 | 19 | 9500 | 3138.1949 | 199.6997 | 24166.6667 | 173455.0826 | 33666.6667 | 0 | 139788.4159 | 139788.4159 | 9500 | 0 | 0 | 0 | 0 | 0 | 0
2022-06-08 14:00 | 0.89222 | 0.80934 | 35871 | 31044.6789 | 633 | 85658.6032 | 3 | 2621.9878 | 0.2622 | 83036.6154 | 0 | 87122.15 | 19 | 9500 | 3138.1949 | 199.6997 | 24166.6667 | 173455.0826 | 33666.6667 | 0 | 139788.4159 | 139788.4159 | 6878.0122 | 2621.9878 | 0 | 0 | 0 | 0 | 0
2022-06-08 15:00 | 0.7362 | 0.76237 | 35871 | 25615.9833 | 633 | 80687.4111 | 3 | 8050.6834 | 0.80507 | 72636.7277 | 0 | 170158.7654 | 19 | 9500 | 3138.1949 | 199.6997 | 24166.6667 | 173455.0826 | 33666.6667 | 0 | 139788.4159 | 139788.4159 | 1449.3166 | 8050.6834 | 0 | 0 | 0 | 0 | 0
2022-06-08 16:00 | 0.5373 | 0.67678 | 35871 | 18695.2837 | 633 | 71628.7709 | 3 | 14971.383 | 1.4971 | 56657.3879 | 0 | 242795.4932 | 19 | 9500 | 3138.1949 | 199.6997 | 24166.6667 | 173455.0826 | 33666.6667 | 0 | 139788.4159 | 139788.4159 | 0 | 9500 | 0 | 0 | 0 | 0 | 0
2022-06-08 17:00 | 0.31715 | 0.52361 | 35871 | 11035.193 | 633 | 55417.6257 | 3 | 22631.4736 | 2.2631 | 32786.1521 | 0 | 299452.8811 | 19 | 9500 | 3138.1949 | 199.6997 | 24166.6667 | 173455.0826 | 33666.6667 | 0 | 139788.4159 | 139788.4159 | 0 | 9500 | 0 | 0 | 0 | 0 | 0
2022-06-08 18:00 | 0.111 | 0.24674 | 35871 | 3862.2306 | 633 | 26114.3694 | 3 | 29804.4361 | 2.9804 | 0 | 3690.0667 | 332239.0332 | 19 | 9500 | 3138.1949 | 199.6997 | 24166.6667 | 173455.0826 | 33666.6667 | 0 | 139788.4159 | 139788.4159 | 0 | 9500 | 0 | 0 | 0 | 0 | 0
2022-06-08 19:00 | 0.0044 | 0.00176 | 35871 | 153.0974 | 633 | 186.2742 | 3 | 30000 | 3 | 0 | 29813.7258 | 328548.9665 | 19 | 5986.4308 | 3138.1949 | 125.8409 | 24166.6667 | 173455.0826 | 30153.0974 | 0 | 143301.9852 | 143301.9852 | -8.5265e-14 | 5986.4308 | 0 | 0 | 0 | 0 | 0
2022-06-08 20:00 | 0 | 0 | 35871 | 0 | 633 | 0 | 3 | 30000 | 3 | 0 | 30000 | 298735.2407 | 19 | 5833.3333 | 3138.1949 | 122.6226 | 24166.6667 | 173455.0826 | 30000 | 0 | 143455.0826 | 143455.0826 | 0 | 5833.3333 | 0 | 0 | 0 | 0 | 0
2022-06-08 21:00 | 0 | 0 | 35871 | 0 | 633 | 0 | 3 | 30000 | 3 | 0 | 30000 | 268735.2407 | 19 | 5833.3333 | 3138.1949 | 122.6226 | 24166.6667 | 173455.0826 | 30000 | 0 | 143455.0826 | 143455.0826 | 0 | 5833.3333 | 0 | 0 | 0 | 0 | 0
2022-06-08 22:00 | 0 | 0 | 35871 | 0 | 633 | 0 | 3 | 30000 | 3 | 0 | 30000 | 238735.2407 | 19 | 5833.3333 | 3138.1949 | 122.6226 | 24166.6667 | 173455.0826 | 30000 | 0 | 143455.0826 | 143455.0826 | 0 | 5833.3333 | 0 | 0 | 0 | 0 | 0
2022-06-08 23:00 | 0 | 0 | 35871 | 0 | 633 | 0 | 3 | 30000 | 3 | 0 | 30000 | 208735.2407 | 19 | 5833.3333 | 3138.1949 | 122.6226 | 24166.6667 | 173455.0826 | 30000 | 0 | 143455.0826 | 143455.0826 | 0 | 5833.3333 | 0 | 0 | 0 | 0 | 0
2022-06-09 | 0 | 0 | 35871 | 0 | 633 | 0 | 3 | 30000 | 3 | 0 | 30000 | 178735.2407 | 19 | 7225 | 3138.1949 | 151.8769 | 22775 | 172063.4159 | 30000 | 0 | 142063.4159 | 142063.4159 | 0 | 7225 | 0 | 0 | 0 | 0 | 0
2022-06-09 01:00 | 0 | 0 | 35871 | 0 | 633 | 0 | 3 | 30000 | 3 | 0 | 30000 | 148735.2407 | 19 | 7225 | 3138.1949 | 151.8769 | 22775 | 172063.4159 | 30000 | 0 | 142063.4159 | 142063.4159 | 0 | 7225 | 0 | 0 | 0 | 0 | 0
2022-06-09 02:00 | 0 | 0 | 35871 | 0 | 633 | 0 | 3 | 30000 | 3 | 0 | 30000 | 118735.2407 | 19 | 7225 | 3138.1949 | 151.8769 | 22775 | 172063.4159 | 30000 | 0 | 142063.4159 | 142063.4159 | 0 | 7225 | 0 | 0 | 0 | 0 | 0
2022-06-09 03:00 | 0 | 0 | 35871 | 0 | 633 | 0 | 3 | 30000 | 3 | 0 | 30000 | 88735.2407 | 19 | 7225 | 3138.1949 | 151.8769 | 22775 | 172063.4159 | 30000 | 0 | 142063.4159 | 142063.4159 | 0 | 7225 | 0 | 0 | 0 | 0 | 0
2022-06-09 04:00 | 0 | 0 | 35871 | 0 | 633 | 0 | 3 | 30000 | 3 | 0 | 30000 | 58735.2407 | 19 | 7225 | 3138.1949 | 151.8769 | 22775 | 172063.4159 | 30000 | 0 | 142063.4159 | 142063.4159 | 0 | 7225 | 0 | 0 | 0 | 0 | 0
2022-06-09 05:00 | 0.01715 | 0.01195 | 35871 | 596.732 | 633 | 1264.7593 | 3 | 30000 | 3 | 0 | 28735.2407 | 28735.2407 | 19 | 7821.732 | 3138.1949 | 164.4208 | 22775 | 172063.4159 | 30596.732 | 0 | 141466.6839 | 141466.6839 | -4.5475e-13 | 7821.732 | 0 | 0 | 0 | 0 | 0
2022-06-09 06:00 | 0.16843 | 0.35273 | 35871 | 5860.5 | 633 | 37332.0966 | 3 | 26414.5 | 2.6415 | 0 | 0 | 0 | 19 | 9500 | 3138.1949 | 199.6997 | 22775 | 172063.4159 | 32275 | 0 | 139788.4159 | 139788.4159 | 0 | 9500 | 0 | 0 | 0 | 0 | 0
2022-06-09 07:00 | 0.38248 | 0.55678 | 35871 | 13308.3419 | 633 | 58928.2589 | 3 | 18966.6581 | 1.8967 | 0 | 0 | 0 | 19 | 9500 | 3138.1949 | 199.6997 | 22775 | 172063.4159 | 32275 | 0 | 139788.4159 | 139788.4159 | 5.457e-12 | 9500 | 0 | 0 | 0 | 0 | 0
2022-06-09 08:00 | 0.60172 | 0.70299 | 35871 | 20936.7692 | 633 | 74402.7744 | 3 | 11338.2308 | 1.1338 | 0 | 0 | 0 | 19 | 9500 | 3138.1949 | 199.6997 | 22775 | 172063.4159 | 32275 | 0 | 139788.4159 | 139788.4159 | 0 | 9500 | 0 | 0 | 0 | 0 | 0
2022-06-09 09:00 | 0.79315 | 0.78305 | 35871 | 27597.5511 | 633 | 82876.1327 | 3 | 4677.4489 | 0.46774 | 0 | 0 | 0 | 19 | 9500 | 3138.1949 | 199.6997 | 22775 | 172063.4159 | 32275 | 0 | 139788.4159 | 139788.4159 | 4822.5511 | 4677.4489 | 0 | 0 | 0 | 0 | 0
2022-06-09 10:00 | 0.93967 | 0.83643 | 35871 | 32695.6955 | 633 | 88525.7438 | 3 | 0 | 0 | 30000 | 0 | 0 | 19 | 9500 | 3138.1949 | 199.6997 | 22775 | 172063.4159 | 32275 | 0 | 139788.4159 | 139788.4159 | 9500 | 0 | 0 | 0 | 0 | 0 | 0
2022-06-09 11:00 | 1.0281 | 0.89838 | 35871 | 35773.3017 | 633 | 95082.3831 | 3 | 30000 | 3 | 0 | 30000 | 30000 | 19 | 9500 | 3138.1949 | 199.6997 | 22775 | 172063.4159 | 32275 | 0 | 139788.4159 | 139788.4159 | 9500 | 0 | 0 | 0 | 0 | 30000 | 0
2022-06-09 12:00 | 1.0488 | 0.90697 | 35871 | 36494.5994 | 633 | 95991.5281 | 3 | 0 | 0 | 0 | 0 | 0 | 19 | 9500 | 3138.1949 | 199.6997 | 22775 | 172063.4159 | 32275 | 0 | 139788.4159 | 139788.4159 | 9500 | 0 | 0 | 0 | 0 | 0 | 0
2022-06-09 13:00 | 1.01 | 0.89012 | 35871 | 35141.7749 | 633 | 94208.1645 | 3 | 0 | 0 | 59731.5288 | 0 | 0 | 19 | 9500 | 3138.1949 | 199.6997 | 22775 | 172063.4159 | 32275 | 0 | 139788.4159 | 139788.4159 | 9500 | 0 | 0 | 0 | 0 | 0 | 0
2022-06-09 14:00 | 0.90785 | 0.83584 | 35871 | 31588.5227 | 633 | 88463.2996 | 3 | 686.4773 | 0.068648 | 87776.8223 | 0 | 59731.5288 | 19 | 9500 | 3138.1949 | 199.6997 | 22775 | 172063.4159 | 32275 | 0 | 139788.4159 | 139788.4159 | 8813.5227 | 686.4773 | 0 | 0 | 0 | 0 | 0
2022-06-09 15:00 | 0.74997 | 0.78424 | 35871 | 26095.1087 | 633 | 83002.0794 | 3 | 6179.8913 | 0.61799 | 76822.1881 | 0 | 147508.3511 | 19 | 9500 | 3138.1949 | 199.6997 | 22775 | 172063.4159 | 32275 | 0 | 139788.4159 | 139788.4159 | 3320.1087 | 6179.8913 | 0 | 0 | 0 | 0 | 0
2022-06-09 16:00 | 0.55092 | 0.70347 | 35871 | 19169.1898 | 633 | 74453.5765 | 3 | 13105.8102 | 1.3106 | 61347.7663 | 0 | 224330.5392 | 19 | 9500 | 3138.1949 | 199.6997 | 22775 | 172063.4159 | 32275 | 0 | 139788.4159 | 139788.4159 | 0 | 9500 | 0 | 0 | 0 | 0 | 0
2022-06-09 17:00 | 0.3296 | 0.56147 | 35871 | 11468.3892 | 633 | 59424.6373 | 3 | 20806.6108 | 2.0807 | 38618.0264 | 0 | 285678.3055 | 19 | 9500 | 3138.1949 | 199.6997 | 22775 | 172063.4159 | 32275 | 0 | 139788.4159 | 139788.4159 | 0 | 9500 | 0 | 0 | 0 | 0 | 0
2022-06-09 18:00 | 0.11893 | 0.28766 | 35871 | 4138.1539 | 633 | 30445.244 | 3 | 28136.8461 | 2.8137 | 2308.3979 | 0 | 324296.3319 | 19 | 9500 | 3138.1949 | 199.6997 | 22775 | 172063.4159 | 32275 | 0 | 139788.4159 | 139788.4159 | 0 | 9500 | 0 | 0 | 0 | 0 | 0
2022-06-09 19:00 | 0.00485 | 0.00253 | 35871 | 168.7551 | 633 | 267.7691 | 3 | 30000 | 3 | 0 | 29732.2309 | 326604.7298 | 19 | 7393.7551 | 3138.1949 | 155.4243 | 22775 | 172063.4159 | 30168.7551 | 0 | 141894.6608 | 141894.6608 | -8.5265e-14 | 7393.7551 | 0 | 0 | 0 | 0 | 0
2022-06-09 20:00 | 0 | 0 | 35871 | 0 | 633 | 0 | 3 | 30000 | 3 | 0 | 30000 | 296872.4989 | 19 | 7225 | 3138.1949 | 151.8769 | 22775 | 172063.4159 | 30000 | 0 | 142063.4159 | 142063.4159 | 0 | 7225 | 0 | 0 | 0 | 0 | 0
2022-06-09 21:00 | 0 | 0 | 35871 | 0 | 633 | 0 | 3 | 30000 | 3 | 0 | 30000 | 266872.4989 | 19 | 7225 | 3138.1949 | 151.8769 | 22775 | 172063.4159 | 30000 | 0 | 142063.4159 | 142063.4159 | 0 | 7225 | 0 | 0 | 0 | 0 | 0
2022-06-09 22:00 | 0 | 0 | 35871 | 0 | 633 | 0 | 3 | 30000 | 3 | 0 | 30000 | 236872.4989 | 19 | 7225 | 3138.1949 | 151.8769 | 22775 | 172063.4159 | 30000 | 0 | 142063.4159 | 142063.4159 | 0 | 7225 | 0 | 0 | 0 | 0 | 0
2022-06-09 23:00 | 0 | 0 | 35871 | 0 | 633 | 0 | 3 | 30000 | 3 | 0 | 30000 | 206872.4989 | 19 | 7225 | 3138.1949 | 151.8769 | 22775 | 172063.4159 | 30000 | 0 | 142063.4159 | 142063.4159 | 0 | 7225 | 0 | 0 | 0 | 0 | 0
2022-06-10 | 0 | 0 | 35871 | 0 | 633 | 0 | 3 | 30000 | 3 | 0 | 30000 | 176872.4989 | 19 | 7387.5 | 3138.1949 | 155.2928 | 22612.5 | 171900.9159 | 30000 | 0 | 141900.9159 | 141900.9159 | 0 | 7387.5 | 0 | 0 | 0 | 0 | 0
2022-06-10 01:00 | 0 | 0 | 35871 | 0 | 633 | 0 | 3 | 30000 | 3 | 0 | 30000 | 146872.4989 | 19 | 7387.5 | 3138.1949 | 155.2928 | 22612.5 | 171900.9159 | 30000 | 0 | 141900.9159 | 141900.9159 | 0 | 7387.5 | 0 | 0 | 0 | 0 | 0
2022-06-10 02:00 | 0 | 0 | 35871 | 0 | 633 | 0 | 3 | 30000 | 3 | 0 | 30000 | 116872.4989 | 19 | 7387.5 | 3138.1949 | 155.2928 | 22612.5 | 171900.9159 | 30000 | 0 | 141900.9159 | 141900.9159 | 0 | 7387.5 | 0 | 0 | 0 | 0 | 0
2022-06-10 03:00 | 0 | 0 | 35871 | 0 | 633 | 0 | 3 | 30000 | 3 | 0 | 30000 | 86872.4989 | 19 | 7387.5 | 3138.1949 | 155.2928 | 22612.5 | 171900.9159 | 30000 | 0 | 141900.9159 | 141900.9159 | 0 | 7387.5 | 0 | 0 | 0 | 0 | 0
2022-06-10 04:00 | 0 | 0 | 35871 | 0 | 633 | 0 | 3 | 30000 | 3 | 0 | 30000 | 56872.4989 | 19 | 7387.5 | 3138.1949 | 155.2928 | 22612.5 | 171900.9159 | 30000 | 0 | 141900.9159 | 141900.9159 | 0 | 7387.5 | 0 | 0 | 0 | 0 | 0
2022-06-10 05:00 | 0.01845 | 0.02955 | 35871 | 641.9654 | 633 | 3127.5011 | 3 | 30000 | 3 | 0 | 26872.4989 | 26872.4989 | 19 | 8029.4654 | 3138.1949 | 168.7876 | 22612.5 | 171900.9159 | 30641.9654 | 0 | 141258.9506 | 141258.9506 | -1.1369e-13 | 8029.4654 | 0 | 0 | 0 | 0 | 0
2022-06-10 06:00 | 0.17827 | 0.4297 | 35871 | 6202.8815 | 633 | 45478.4167 | 3 | 25909.6185 | 2.591 | 0 | 0 | 0 | 19 | 9500 | 3138.1949 | 199.6997 | 22612.5 | 171900.9159 | 32112.5 | 0 | 139788.4159 | 139788.4159 | 0 | 9500 | 0 | 0 | 0 | 0 | 0
2022-06-10 07:00 | 0.39698 | 0.62745 | 35871 | 13812.8675 | 633 | 66407.8021 | 3 | 18299.6325 | 1.83 | 0 | 0 | 0 | 19 | 9500 | 3138.1949 | 199.6997 | 22612.5 | 171900.9159 | 32112.5 | 0 | 139788.4159 | 139788.4159 | 0 | 9500 | 0 | 0 | 0 | 0 | 0
2022-06-10 08:00 | 0.61495 | 0.74898 | 35871 | 21397.1053 | 633 | 79270.2456 | 3 | 10715.3947 | 1.0715 | 0 | 0 | 0 | 19 | 9500 | 3138.1949 | 199.6997 | 22612.5 | 171900.9159 | 32112.5 | 0 | 139788.4159 | 139788.4159 | 0 | 9500 | 0 | 0 | 0 | 0 | 0
2022-06-10 09:00 | 0.805 | 0.81312 | 35871 | 28009.8704 | 633 | 86058.6693 | 3 | 4102.6296 | 0.41026 | 30000 | 0 | 0 | 19 | 9500 | 3138.1949 | 199.6997 | 22612.5 | 171900.9159 | 32112.5 | 0 | 139788.4159 | 139788.4159 | 5397.3704 | 4102.6296 | 0 | 0 | 0 | 0 | 0
2022-06-10 10:00 | 0.94903 | 0.85441 | 35871 | 33021.3755 | 633 | 90428.7038 | 3 | 30000 | 3 | 0 | 30000 | 30000 | 19 | 9500 | 3138.1949 | 199.6997 | 22612.5 | 171900.9159 | 32112.5 | 0 | 139788.4159 | 139788.4159 | 9500 | 0 | 0 | 0 | 0 | 30000 | 0
2022-06-10 11:00 | 1.0349 | 0.90749 | 35871 | 36009.211 | 633 | 96046.5636 | 3 | 0 | 0 | 0 | 0 | 0 | 19 | 9500 | 3138.1949 | 199.6997 | 22612.5 | 171900.9159 | 32112.5 | 0 | 139788.4159 | 139788.4159 | 9500 | 0 | 0 | 0 | 0 | 0 | 0
2022-06-10 12:00 | 1.0491 | 0.87936 | 35871 | 36502.2543 | 633 | 93069.3519 | 3 | 0 | 0 | 9455.4377 | 0 | 0 | 19 | 9500 | 3138.1949 | 199.6997 | 22612.5 | 171900.9159 | 32112.5 | 0 | 139788.4159 | 139788.4159 | 9500 | 0 | 0 | 0 | 0 | 0 | 0
2022-06-10 13:00 | 1.0057 | 0.84775 | 35871 | 34994.9405 | 633 | 89723.8254 | 3 | 0 | 0 | 89723.8254 | 0 | 9455.4377 | 19 | 9500 | 3138.1949 | 199.6997 | 22612.5 | 171900.9159 | 32112.5 | 0 | 139788.4159 | 139788.4159 | 9500 | 0 | 0 | 0 | 0 | 0 | 0
2022-06-10 14:00 | 0.89942 | 0.78545 | 35871 | 31295.202 | 633 | 83130.1429 | 3 | 817.298 | 0.08173 | 82312.8449 | 0 | 99179.2631 | 19 | 9500 | 3138.1949 | 199.6997 | 22612.5 | 171900.9159 | 32112.5 | 0 | 139788.4159 | 139788.4159 | 8682.702 | 817.298 | 0 | 0 | 0 | 0 | 0
2022-06-10 15:00 | 0.7391 | 0.72608 | 35871 | 25716.8884 | 633 | 76846.5646 | 3 | 6395.6116 | 0.63956 | 70450.953 | 0 | 181492.108 | 19 | 9500 | 3138.1949 | 199.6997 | 22612.5 | 171900.9159 | 32112.5 | 0 | 139788.4159 | 139788.4159 | 3104.3884 | 6395.6116 | 0 | 0 | 0 | 0 | 0
2022-06-10 16:00 | 0.53788 | 0.62474 | 35871 | 18715.4647 | 633 | 66120.9822 | 3 | 13397.0353 | 1.3397 | 52723.9469 | 0 | 251943.061 | 19 | 9500 | 3138.1949 | 199.6997 | 22612.5 | 171900.9159 | 32112.5 | 0 | 139788.4159 | 139788.4159 | 0 | 9500 | 0 | 0 | 0 | 0 | 0
2022-06-10 17:00 | 0.31642 | 0.4742 | 35871 | 11009.7928 | 633 | 50188.1899 | 3 | 21102.7072 | 2.1103 | 29085.4827 | 0 | 304667.0079 | 19 | 9500 | 3138.1949 | 199.6997 | 22612.5 | 171900.9159 | 32112.5 | 0 | 139788.4159 | 139788.4159 | 0 | 9500 | 0 | 0 | 0 | 0 | 0
2022-06-10 18:00 | 0.11193 | 0.20976 | 35871 | 3894.5898 | 633 | 22200.495 | 3 | 28217.9102 | 2.8218 | 0 | 6017.4152 | 333752.4906 | 19 | 9500 | 3138.1949 | 199.6997 | 22612.5 | 171900.9159 | 32112.5 | 0 | 139788.4159 | 139788.4159 | 3.638e-12 | 9500 | 0 | 0 | 0 | 0 | 0
2022-06-10 19:00 | 0.00478 | 0.00081 | 35871 | 166.3195 | 633 | 85.7285 | 3 | 30000 | 3 | 0 | 29914.2715 | 327735.0754 | 19 | 7553.8195 | 3138.1949 | 158.789 | 22612.5 | 171900.9159 | 30166.3195 | 0 | 141734.5964 | 141734.5964 | 5.6843e-14 | 7553.8195 | 0 | 0 | 0 | 0 | 0
2022-06-10 20:00 | 0 | 0 | 35871 | 0 | 633 | 0 | 3 | 30000 | 3 | 0 | 30000 | 297820.8038 | 19 | 7387.5 | 3138.1949 | 155.2928 | 22612.5 | 171900.9159 | 30000 | 0 | 141900.9159 | 141900.9159 | 0 | 7387.5 | 0 | 0 | 0 | 0 | 0
2022-06-10 21:00 | 0 | 0 | 35871 | 0 | 633 | 0 | 3 | 30000 | 3 | 0 | 30000 | 267820.8038 | 19 | 7387.5 | 3138.1949 | 155.2928 | 22612.5 | 171900.9159 | 30000 | 0 | 141900.9159 | 141900.9159 | 0 | 7387.5 | 0 | 0 | 0 | 0 | 0
2022-06-10 22:00 | 0 | 0 | 35871 | 0 | 633 | 0 | 3 | 30000 | 3 | 0 | 30000 | 237820.8038 | 19 | 7387.5 | 3138.1949 | 155.2928 | 22612.5 | 171900.9159 | 30000 | 0 | 141900.9159 | 141900.9159 | 0 | 7387.5 | 0 | 0 | 0 | 0 | 0
2022-06-10 23:00 | 0 | 0 | 35871 | 0 | 633 | 0 | 3 | 30000 | 3 | 0 | 30000 | 207820.8038 | 19 | 7387.5 | 3138.1949 | 155.2928 | 22612.5 | 171900.9159 | 30000 | 0 | 141900.9159 | 141900.9159 | 0 | 7387.5 | 0 | 0 | 0 | 0 | 0
2022-06-11 | 0 | 0 | 35871 | 0 | 633 | 0 | 3 | 30000 | 3 | 0 | 30000 | 177820.8038 | 19 | 7866.6667 | 3138.1949 | 165.3654 | 22133.3333 | 171421.7493 | 30000 | 0 | 141421.7493 | 141421.7493 | 0 | 7866.6667 | 0 | 0 | 0 | 0 | 0
2022-06-11 01:00 | 0 | 0 | 35871 | 0 | 633 | 0 | 3 | 30000 | 3 | 0 | 30000 | 147820.8038 | 19 | 7866.6667 | 3138.1949 | 165.3654 | 22133.3333 | 171421.7493 | 30000 | 0 | 141421.7493 | 141421.7493 | 0 | 7866.6667 | 0 | 0 | 0 | 0 | 0
2022-06-11 02:00 | 0 | 0 | 35871 | 0 | 633 | 0 | 3 | 30000 | 3 | 0 | 30000 | 117820.8038 | 19 | 7866.6667 | 3138.1949 | 165.3654 | 22133.3333 | 171421.7493 | 30000 | 0 | 141421.7493 | 141421.7493 | 0 | 7866.6667 | 0 | 0 | 0 | 0 | 0
2022-06-11 03:00 | 0 | 0 | 35871 | 0 | 633 | 0 | 3 | 30000 | 3 | 0 | 30000 | 87820.8038 | 19 | 7866.6667 | 3138.1949 | 165.3654 | 22133.3333 | 171421.7493 | 30000 | 0 | 141421.7493 | 141421.7493 | 0 | 7866.6667 | 0 | 0 | 0 | 0 | 0
2022-06-11 04:00 | 0 | 0 | 35871 | 0 | 633 | 0 | 3 | 30000 | 3 | 0 | 30000 | 57820.8038 | 19 | 7866.6667 | 3138.1949 | 165.3654 | 22133.3333 | 171421.7493 | 30000 | 0 | 141421.7493 | 141421.7493 | 0 | 7866.6667 | 0 | 0 | 0 | 0 | 0
2022-06-11 05:00 | 0.01762 | 0.02059 | 35871 | 613.0856 | 633 | 2179.1962 | 3 | 30000 | 3 | 0 | 27820.8038 | 27820.8038 | 19 | 8479.7523 | 3138.1949 | 178.2531 | 22133.3333 | 171421.7493 | 30613.0856 | 0 | 140808.6636 | 140808.6636 | -4.5475e-13 | 8479.7523 | 0 | 0 | 0 | 0 | 0
2022-06-11 06:00 | 0.17482 | 0.40556 | 35871 | 6082.8392 | 633 | 42923.4971 | 3 | 25550.4942 | 2.555 | 0 | 0 | 0 | 19 | 9500 | 3138.1949 | 199.6997 | 22133.3333 | 171421.7493 | 31633.3333 | 0 | 139788.4159 | 139788.4159 | 0 | 9500 | 0 | 0 | 0 | 0 | 0
2022-06-11 07:00 | 0.3929 | 0.61434 | 35871 | 13670.9044 | 633 | 65020.2712 | 3 | 17962.4289 | 1.7962 | 0 | 0 | 0 | 19 | 9500 | 3138.1949 | 199.6997 | 22133.3333 | 171421.7493 | 31633.3333 | 0 | 139788.4159 | 139788.4159 | 0 | 9500 | 0 | 0 | 0 | 0 | 0
2022-06-11 08:00 | 0.61262 | 0.75169 | 35871 | 21316.0333 | 633 | 79557.0655 | 3 | 10317.3001 | 1.0317 | 0 | 0 | 0 | 19 | 9500 | 3138.1949 | 199.6997 | 22133.3333 | 171421.7493 | 31633.3333 | 0 | 139788.4159 | 139788.4159 | 0 | 9500 | 0 | 0 | 0 | 0 | 0
2022-06-11 09:00 | 0.80375 | 0.82635 | 35871 | 27966.3768 | 633 | 87458.9008 | 3 | 3666.9566 | 0.3667 | 30000 | 0 | 0 | 19 | 9500 | 3138.1949 | 199.6997 | 22133.3333 | 171421.7493 | 31633.3333 | 0 | 139788.4159 | 139788.4159 | 5833.0434 | 3666.9566 | 0 | 0 | 0 | 0 | 0
2022-06-11 10:00 | 0.94878 | 0.87587 | 35871 | 33012.6768 | 633 | 92699.9787 | 3 | 30000 | 3 | 0 | 30000 | 30000 | 19 | 9500 | 3138.1949 | 199.6997 | 22133.3333 | 171421.7493 | 31633.3333 | 0 | 139788.4159 | 139788.4159 | 9500 | 0 | 0 | 0 | 0 | 30000 | 0
2022-06-11 11:00 | 1.0363 | 0.93709 | 35871 | 36058.6197 | 633 | 99179.3566 | 3 | 0 | 0 | 0 | 0 | 0 | 19 | 9500 | 3138.1949 | 199.6997 | 22133.3333 | 171421.7493 | 31633.3333 | 0 | 139788.4159 | 139788.4159 | 9500 | 0 | 0 | 0 | 0 | 0 | 0
2022-06-11 12:00 | 1.037 | 0.84341 | 35871 | 36080.5404 | 633 | 89264.4902 | 3 | 0 | 0 | 0 | 0 | 0 | 19 | 9500 | 3138.1949 | 199.6997 | 22133.3333 | 171421.7493 | 31633.3333 | 0 | 139788.4159 | 139788.4159 | 9500 | 0 | 0 | 0 | 0 | 0 | 0
2022-06-11 13:00 | 0.99653 | 0.81966 | 35871 | 34674.1318 | 633 | 86750.8472 | 3 | 0 | 0 | 49976.2047 | 0 | 0 | 19 | 9500 | 3138.1949 | 199.6997 | 22133.3333 | 171421.7493 | 31633.3333 | 0 | 139788.4159 | 139788.4159 | 9500 | 0 | 0 | 0 | 0 | 0 | 0
2022-06-11 14:00 | 0.89292 | 0.76696 | 35871 | 31069.0353 | 633 | 81173.2057 | 3 | 564.298 | 0.05643 | 80608.9077 | 0 | 49976.2047 | 19 | 9500 | 3138.1949 | 199.6997 | 22133.3333 | 171421.7493 | 31633.3333 | 0 | 139788.4159 | 139788.4159 | 8935.702 | 564.298 | 0 | 0 | 0 | 0 | 0
2022-06-11 15:00 | 0.73447 | 0.7162 | 35871 | 25555.7882 | 633 | 75800.8891 | 3 | 6077.5452 | 0.60775 | 69723.344 | 0 | 130585.1124 | 19 | 9500 | 3138.1949 | 199.6997 | 22133.3333 | 171421.7493 | 31633.3333 | 0 | 139788.4159 | 139788.4159 | 3422.4548 | 6077.5452 | 0 | 0 | 0 | 0 | 0
2022-06-11 16:00 | 0.5345 | 0.62158 | 35871 | 18597.858 | 633 | 65786.5354 | 3 | 13035.4753 | 1.3035 | 52751.0601 | 0 | 200308.4564 | 19 | 9500 | 3138.1949 | 199.6997 | 22133.3333 | 171421.7493 | 31633.3333 | 0 | 139788.4159 | 139788.4159 | 0 | 9500 | 0 | 0 | 0 | 0 | 0
2022-06-11 17:00 | 0.31435 | 0.47675 | 35871 | 10937.7674 | 633 | 50458.0758 | 3 | 20695.5659 | 2.0696 | 29762.5099 | 0 | 253059.5164 | 19 | 9500 | 3138.1949 | 199.6997 | 22133.3333 | 171421.7493 | 31633.3333 | 0 | 139788.4159 | 139788.4159 | 0 | 9500 | 0 | 0 | 0 | 0 | 0
2022-06-11 18:00 | 0.11157 | 0.21842 | 35871 | 3882.0636 | 633 | 23117.0486 | 3 | 27751.2697 | 2.7751 | 0 | 4634.2211 | 282822.0263 | 19 | 9500 | 3138.1949 | 199.6997 | 22133.3333 | 171421.7493 | 31633.3333 | 0 | 139788.4159 | 139788.4159 | 0 | 9500 | 0 | 0 | 0 | 0 | 0
2022-06-11 19:00 | 0.00493 | 0.00078 | 35871 | 171.5387 | 633 | 82.5533 | 3 | 30000 | 3 | 0 | 29917.4467 | 278187.8052 | 19 | 8038.2054 | 3138.1949 | 168.9713 | 22133.3333 | 171421.7493 | 30171.5387 | 0 | 141250.2105 | 141250.2105 | 1.4211e-13 | 8038.2054 | 0 | 0 | 0 | 0 | 0
2022-06-11 20:00 | 0 | 0 | 35871 | 0 | 633 | 0 | 3 | 30000 | 3 | 0 | 30000 | 248270.3585 | 19 | 7866.6667 | 3138.1949 | 165.3654 | 22133.3333 | 171421.7493 | 30000 | 0 | 141421.7493 | 141421.7493 | 0 | 7866.6667 | 0 | 0 | 0 | 0 | 0
2022-06-11 21:00 | 0 | 0 | 35871 | 0 | 633 | 0 | 3 | 30000 | 3 | 0 | 30000 | 218270.3585 | 19 | 7866.6667 | 3138.1949 | 165.3654 | 22133.3333 | 171421.7493 | 30000 | 0 | 141421.7493 | 141421.7493 | 0 | 7866.6667 | 0 | 0 | 0 | 0 | 0
2022-06-11 22:00 | 0 | 0 | 35871 | 0 | 633 | 0 | 3 | 30000 | 3 | 0 | 30000 | 188270.3585 | 19 | 7866.6667 | 3138.1949 | 165.3654 | 22133.3333 | 171421.7493 | 30000 | 0 | 141421.7493 | 141421.7493 | 0 | 7866.6667 | 0 | 0 | 0 | 0 | 0
2022-06-11 23:00 | 0 | 0 | 35871 | 0 | 633 | 0 | 3 | 30000 | 3 | 0 | 30000 | 158270.3585 | 19 | 7866.6667 | 3138.1949 | 165.3654 | 22133.3333 | 171421.7493 | 30000 | 0 | 141421.7493 | 141421.7493 | 0 | 7866.6667 | 0 | 0 | 0 | 0 | 0
2022-06-12 | 0 | 0 | 35871 | 0 | 633 | 0 | 3 | 21570.8333 | 2.1571 | 0 | 21570.8333 | 128270.3585 | 19 | 9500 | 3138.1949 | 199.6997 | 12070.8333 | 161359.2493 | 21570.8333 | 0 | 139788.4159 | 139788.4159 | 0 | 9500 | 0 | 0 | 0 | 0 | 0
2022-06-12 01:00 | 0 | 0 | 35871 | 0 | 633 | 0 | 3 | 21570.8333 | 2.1571 | 0 | 21570.8333 | 106699.5252 | 19 | 9500 | 3138.1949 | 199.6997 | 12070.8333 | 161359.2493 | 21570.8333 | 0 | 139788.4159 | 139788.4159 | 0 | 9500 | 0 | 0 | 0 | 0 | 0
2022-06-12 02:00 | 0 | 0 | 35871 | 0 | 633 | 0 | 3 | 21570.8333 | 2.1571 | 0 | 21570.8333 | 85128.6919 | 19 | 9500 | 3138.1949 | 199.6997 | 12070.8333 | 161359.2493 | 21570.8333 | 0 | 139788.4159 | 139788.4159 | 0 | 9500 | 0 | 0 | 0 | 0 | 0
2022-06-12 03:00 | 0 | 0 | 35871 | 0 | 633 | 0 | 3 | 21570.8333 | 2.1571 | 0 | 21570.8333 | 63557.8585 | 19 | 9500 | 3138.1949 | 199.6997 | 12070.8333 | 161359.2493 | 21570.8333 | 0 | 139788.4159 | 139788.4159 | 0 | 9500 | 0 | 0 | 0 | 0 | 0
2022-06-12 04:00 | 0 | 0 | 35871 | 0 | 633 | 0 | 3 | 21570.8333 | 2.1571 | 0 | 21570.8333 | 41987.0252 | 19 | 9500 | 3138.1949 | 199.6997 | 12070.8333 | 161359.2493 | 21570.8333 | 0 | 139788.4159 | 139788.4159 | 0 | 9500 | 0 | 0 | 0 | 0 | 0
2022-06-12 05:00 | 0.01685 | 0.00537 | 35871 | 586.2936 | 633 | 568.3479 | 3 | 20984.5398 | 2.0985 | 0 | 20416.1919 | 20416.1919 | 19 | 9500 | 3138.1949 | 199.6997 | 12070.8333 | 161359.2493 | 21570.8333 | 0 | 139788.4159 | 139788.4159 | 586.2936 | 8913.7064 | 0 | 0 | 0 | 0 | 0
2022-06-12 06:00 | 0.16285 | 0.28611 | 35871 | 5666.3446 | 633 | 30281.1957 | 3 | 15904.4888 | 1.5904 | 0 | 0 | 0 | 19 | 9500 | 3138.1949 | 199.6997 | 12070.8333 | 161359.2493 | 21570.8333 | 0 | 139788.4159 | 139788.4159 | 0 | 9500 | 0 | 0 | 0 | 0 | 0
2022-06-12 07:00 | 0.37095 | 0.47159 | 35871 | 12907.157 | 633 | 49911.9538 | 3 | 8663.6763 | 0.86637 | 0 | 0 | 0 | 19 | 9500 | 3138.1949 | 199.6997 | 12070.8333 | 161359.2493 | 21570.8333 | 0 | 139788.4159 | 139788.4159 | 836.3237 | 8663.6763 | 0 | 0 | 0 | 0 | 0
2022-06-12 08:00 | 0.58883 | 0.61327 | 35871 | 20488.2633 | 633 | 64907.025 | 3 | 1082.57 | 0.10826 | 30000 | 0 | 0 | 19 | 9500 | 3138.1949 | 199.6997 | 12070.8333 | 161359.2493 | 21570.8333 | 0 | 139788.4159 | 139788.4159 | 8417.43 | 1082.57 | 0 | 0 | 0 | 0 | 0
2022-06-12 09:00 | 0.7806 | 0.69627 | 35871 | 27160.8755 | 633 | 73691.5458 | 3 | 30000 | 3 | 0 | 30000 | 30000 | 19 | 9500 | 3138.1949 | 199.6997 | 12070.8333 | 161359.2493 | 21570.8333 | 0 | 139788.4159 | 139788.4159 | 9500 | 0 | 0 | 0 | 0 | 30000 | 0
2022-06-12 10:00 | 0.92705 | 0.75058 | 35871 | 32256.5842 | 633 | 79439.5858 | 3 | 0 | 0 | 0 | 0 | 0 | 19 | 9500 | 3138.1949 | 199.6997 | 12070.8333 | 161359.2493 | 21570.8333 | 0 | 139788.4159 | 139788.4159 | 9500 | 0 | 0 | 0 | 0 | 0 | 0
2022-06-12 11:00 | 1.0154 | 0.80889 | 35871 | 35330.711 | 633 | 85610.9763 | 3 | 0 | 0 | 0 | 0 | 0 | 19 | 9500 | 3138.1949 | 199.6997 | 12070.8333 | 161359.2493 | 21570.8333 | 0 | 139788.4159 | 139788.4159 | 9500 | 0 | 0 | 0 | 0 | 0 | 0
2022-06-12 12:00 | 1.0181 | 0.72251 | 35871 | 35425.353 | 633 | 76468.7244 | 3 | 0 | 0 | 8541.6051 | 0 | 0 | 19 | 9500 | 3138.1949 | 199.6997 | 12070.8333 | 161359.2493 | 21570.8333 | 0 | 139788.4159 | 139788.4159 | 9500 | 0 | 0 | 0 | 0 | 0 | 0
2022-06-12 13:00 | 0.97867 | 0.70488 | 35871 | 34052.6954 | 633 | 74602.8075 | 3 | 0 | 0 | 74602.8075 | 0 | 8541.6051 | 19 | 9500 | 3138.1949 | 199.6997 | 12070.8333 | 161359.2493 | 21570.8333 | 0 | 139788.4159 | 139788.4159 | 9500 | 0 | 0 | 0 | 0 | 0 | 0
2022-06-12 14:00 | 0.87572 | 0.65151 | 35871 | 30470.5636 | 633 | 68954.2548 | 3 | 0 | 0 | 68954.2548 | 0 | 83144.4126 | 19 | 9500 | 3138.1949 | 199.6997 | 12070.8333 | 161359.2493 | 21570.8333 | 0 | 139788.4159 | 139788.4159 | 9500 | 0 | 0 | 0 | 0 | 0 | 0
2022-06-12 15:00 | 0.7177 | 0.59191 | 35871 | 24972.2782 | 633 | 62646.3338 | 3 | 0 | 0 | 62646.3338 | 0 | 152098.6674 | 19 | 9500 | 3138.1949 | 199.6997 | 12070.8333 | 161359.2493 | 21570.8333 | 0 | 139788.4159 | 139788.4159 | 9500 | 0 | 0 | 0 | 0 | 0 | 0
2022-06-12 16:00 | 0.51503 | 0.50128 | 35871 | 17920.4019 | 633 | 53054.2721 | 3 | 3650.4314 | 0.36504 | 49403.8407 | 0 | 214745.0012 | 19 | 9500 | 3138.1949 | 199.6997 | 12070.8333 | 161359.2493 | 21570.8333 | 0 | 139788.4159 | 139788.4159 | 5849.5686 | 3650.4314 | 0 | 0 | 0 | 0 | 0
2022-06-12 17:00 | 0.29798 | 0.34753 | 35871 | 10368.1754 | 633 | 36781.7411 | 3 | 11202.658 | 1.1203 | 25579.0832 | 0 | 264148.8419 | 19 | 9500 | 3138.1949 | 199.6997 | 12070.8333 | 161359.2493 | 21570.8333 | 0 | 139788.4159 | 139788.4159 | 0 | 9500 | 0 | 0 | 0 | 0 | 0
2022-06-12 18:00 | 0.10362 | 0.12009 | 35871 | 3605.4444 | 633 | 12710.0374 | 3 | 17965.3889 | 1.7965 | 0 | 5255.3515 | 289727.9251 | 19 | 9500 | 3138.1949 | 199.6997 | 12070.8333 | 161359.2493 | 21570.8333 | 0 | 139788.4159 | 139788.4159 | 0 | 9500 | 0 | 0 | 0 | 0 | 0
2022-06-12 19:00 | 0.00493 | 0 | 35871 | 171.5387 | 633 | 0 | 3 | 21399.2946 | 2.1399 | 0 | 21399.2946 | 284472.5735 | 19 | 9500 | 3138.1949 | 199.6997 | 12070.8333 | 161359.2493 | 21570.8333 | 0 | 139788.4159 | 139788.4159 | 171.5387 | 9328.4613 | 0 | 0 | 0 | 0 | 0
2022-06-12 20:00 | 0 | 0 | 35871 | 0 | 633 | 0 | 3 | 21570.8333 | 2.1571 | 0 | 21570.8333 | 263073.2789 | 19 | 9500 | 3138.1949 | 199.6997 | 12070.8333 | 161359.2493 | 21570.8333 | 0 | 139788.4159 | 139788.4159 | 0 | 9500 | 0 | 0 | 0 | 0 | 0
2022-06-12 21:00 | 0 | 0 | 35871 | 0 | 633 | 0 | 3 | 21570.8333 | 2.1571 | 0 | 21570.8333 | 241502.4456 | 19 | 9500 | 3138.1949 | 199.6997 | 12070.8333 | 161359.2493 | 21570.8333 | 0 | 139788.4159 | 139788.4159 | 0 | 9500 | 0 | 0 | 0 | 0 | 0
2022-06-12 22:00 | 0 | 0 | 35871 | 0 | 633 | 0 | 3 | 21570.8333 | 2.1571 | 0 | 21570.8333 | 219931.6123 | 19 | 9500 | 3138.1949 | 199.6997 | 12070.8333 | 161359.2493 | 21570.8333 | 0 | 139788.4159 | 139788.4159 | 0 | 9500 | 0 | 0 | 0 | 0 | 0
2022-06-12 23:00 | 0 | 0 | 35871 | 0 | 633 | 0 | 3 | 21570.8333 | 2.1571 | 0 | 21570.8333 | 198360.7789 | 19 | 9500 | 3138.1949 | 199.6997 | 12070.8333 | 161359.2493 | 21570.8333 | 0 | 139788.4159 | 139788.4159 | 0 | 9500 | 0 | 0 | 0 | 0 | 0
2022-06-13 | 0 | 0 | 35871 | 0 | 633 | 0 | 3 | 30000 | 3 | 0 | 30000 | 176789.9456 | 19 | 7933.3333 | 3138.1949 | 166.7668 | 22066.6667 | 171355.0826 | 30000 | 0 | 141355.0826 | 141355.0826 | 0 | 7933.3333 | 0 | 0 | 0 | 0 | 0
2022-06-13 01:00 | 0 | 0 | 35871 | 0 | 633 | 0 | 3 | 30000 | 3 | 0 | 30000 | 146789.9456 | 19 | 7933.3333 | 3138.1949 | 166.7668 | 22066.6667 | 171355.0826 | 30000 | 0 | 141355.0826 | 141355.0826 | 0 | 7933.3333 | 0 | 0 | 0 | 0 | 0
2022-06-13 02:00 | 0 | 0 | 35871 | 0 | 633 | 0 | 3 | 30000 | 3 | 0 | 30000 | 116789.9456 | 19 | 7933.3333 | 3138.1949 | 166.7668 | 22066.6667 | 171355.0826 | 30000 | 0 | 141355.0826 | 141355.0826 | 0 | 7933.3333 | 0 | 0 | 0 | 0 | 0
2022-06-13 03:00 | 0 | 0 | 35871 | 0 | 633 | 0 | 3 | 30000 | 3 | 0 | 30000 | 86789.9456 | 19 | 7933.3333 | 3138.1949 | 166.7668 | 22066.6667 | 171355.0826 | 30000 | 0 | 141355.0826 | 141355.0826 | 0 | 7933.3333 | 0 | 0 | 0 | 0 | 0
2022-06-13 04:00 | 0 | 0 | 35871 | 0 | 633 | 0 | 3 | 30000 | 3 | 0 | 30000 | 56789.9456 | 19 | 7933.3333 | 3138.1949 | 166.7668 | 22066.6667 | 171355.0826 | 30000 | 0 | 141355.0826 | 141355.0826 | 0 | 7933.3333 | 0 | 0 | 0 | 0 | 0
2022-06-13 05:00 | 0.0174 | 0.03033 | 35871 | 605.4307 | 633 | 3210.0544 | 3 | 30000 | 3 | 0 | 26789.9456 | 26789.9456 | 19 | 8538.7641 | 3138.1949 | 179.4935 | 22066.6667 | 171355.0826 | 30605.4307 | 0 | 140749.6518 | 140749.6518 | 3.4106e-13 | 8538.7641 | 0 | 0 | 0 | 0 | 0
2022-06-13 06:00 | 0.1765 | 0.47038 | 35871 | 6141.2946 | 633 | 49783.8903 | 3 | 25425.3721 | 2.5425 | 0 | 0 | 0 | 19 | 9500 | 3138.1949 | 199.6997 | 22066.6667 | 171355.0826 | 31566.6667 | 0 | 139788.4159 | 139788.4159 | 0 | 9500 | 0 | 0 | 0 | 0 | 0
2022-06-13 07:00 | 0.39238 | 0.67918 | 35871 | 13652.8111 | 633 | 71882.7812 | 3 | 17913.8556 | 1.7914 | 0 | 0 | 0 | 19 | 9500 | 3138.1949 | 199.6997 | 22066.6667 | 171355.0826 | 31566.6667 | 0 | 139788.4159 | 139788.4159 | 0 | 9500 | 0 | 0 | 0 | 0 | 0
2022-06-13 08:00 | 0.61012 | 0.80901 | 35871 | 21229.0461 | 633 | 85623.6768 | 3 | 10337.6206 | 1.0338 | 0 | 0 | 0 | 19 | 9500 | 3138.1949 | 199.6997 | 22066.6667 | 171355.0826 | 31566.6667 | 0 | 139788.4159 | 139788.4159 | 0 | 9500 | 0 | 0 | 0 | 0 | 0
2022-06-13 09:00 | 0.8006 | 0.88632 | 35871 | 27856.7729 | 633 | 93805.9816 | 3 | 3709.8937 | 0.37099 | 0 | 0 | 0 | 19 | 9500 | 3138.1949 | 199.6997 | 22066.6667 | 171355.0826 | 31566.6667 | 0 | 139788.4159 | 139788.4159 | 5790.1063 | 3709.8937 | 0 | 0 | 0 | 0 | 0
2022-06-13 10:00 | 0.94508 | 0.93591 | 35871 | 32883.9357 | 633 | 99054.4682 | 3 | 0 | 0 | 0 | 0 | 0 | 19 | 9500 | 3138.1949 | 199.6997 | 22066.6667 | 171355.0826 | 31566.6667 | 0 | 139788.4159 | 139788.4159 | 9500 | 0 | 0 | 0 | 0 | 0 | 0
2022-06-13 11:00 | 1.032 | 1.0082 | 35871 | 35909.3497 | 633 | 106703.3516 | 3 | 0 | 0 | 0 | 0 | 0 | 19 | 9500 | 3138.1949 | 199.6997 | 22066.6667 | 171355.0826 | 31566.6667 | 0 | 139788.4159 | 139788.4159 | 9500 | 0 | 0 | 0 | 0 | 0 | 0
2022-06-13 12:00 | 1.0451 | 0.95333 | 35871 | 36364.8145 | 633 | 100898.1592 | 3 | 0 | 0 | 0 | 0 | 0 | 19 | 9500 | 3138.1949 | 199.6997 | 22066.6667 | 171355.0826 | 31566.6667 | 0 | 139788.4159 | 139788.4159 | 9500 | 0 | 0 | 0 | 0 | 0 | 0
2022-06-13 13:00 | 1.0055 | 0.91361 | 35871 | 34985.1979 | 633 | 96694.2897 | 3 | 0 | 0 | 63019.0828 | 0 | 0 | 19 | 9500 | 3138.1949 | 199.6997 | 22066.6667 | 171355.0826 | 31566.6667 | 0 | 139788.4159 | 139788.4159 | 9500 | 0 | 0 | 0 | 0 | 0 | 0
2022-06-13 14:00 | 0.89955 | 0.82711 | 35871 | 31299.7253 | 633 | 87539.3373 | 3 | 266.9414 | 0.026694 | 87272.396 | 0 | 63019.0828 | 19 | 9500 | 3138.1949 | 199.6997 | 22066.6667 | 171355.0826 | 31566.6667 | 0 | 139788.4159 | 139788.4159 | 9233.0586 | 266.9414 | 0 | 0 | 0 | 0 | 0
2022-06-13 15:00 | 0.73975 | 0.75297 | 35871 | 25739.5051 | 633 | 79692.5377 | 3 | 5827.1616 | 0.58272 | 73865.3761 | 0 | 150291.4788 | 19 | 9500 | 3138.1949 | 199.6997 | 22066.6667 | 171355.0826 | 31566.6667 | 0 | 139788.4159 | 139788.4159 | 3672.8384 | 5827.1616 | 0 | 0 | 0 | 0 | 0
2022-06-13 16:00 | 0.54215 | 0.66192 | 35871 | 18864.0388 | 633 | 70056.0242 | 3 | 12702.6279 | 1.2703 | 57353.3963 | 0 | 224156.8549 | 19 | 9500 | 3138.1949 | 199.6997 | 22066.6667 | 171355.0826 | 31566.6667 | 0 | 139788.4159 | 139788.4159 | 0 | 9500 | 0 | 0 | 0 | 0 | 0
2022-06-13 17:00 | 0.32615 | 0.5353 | 35871 | 11348.3469 | 633 | 56654.8673 | 3 | 20218.3198 | 2.0218 | 36436.5475 | 0 | 281510.2512 | 19 | 9500 | 3138.1949 | 199.6997 | 22066.6667 | 171355.0826 | 31566.6667 | 0 | 139788.4159 | 139788.4159 | 0 | 9500 | 0 | 0 | 0 | 0 | 0
2022-06-13 18:00 | 0.121 | 0.3063 | 35871 | 4210.1793 | 633 | 32418.0569 | 3 | 27356.4874 | 2.7356 | 5061.5695 | 0 | 317946.7987 | 19 | 9500 | 3138.1949 | 199.6997 | 22066.6667 | 171355.0826 | 31566.6667 | 0 | 139788.4159 | 139788.4159 | 0 | 9500 | 0 | 0 | 0 | 0 | 0
2022-06-13 19:00 | 0.0053 | 0.00439 | 35871 | 184.4128 | 633 | 464.6271 | 3 | 30000 | 3 | 0 | 29535.3729 | 323008.3681 | 19 | 8117.7461 | 3138.1949 | 170.6433 | 22066.6667 | 171355.0826 | 30184.4128 | 0 | 141170.6698 | 141170.6698 | -5.6843e-14 | 8117.7461 | 0 | 0 | 0 | 0 | 0
2022-06-13 20:00 | 0 | 0 | 35871 | 0 | 633 | 0 | 3 | 30000 | 3 | 0 | 30000 | 293472.9952 | 19 | 7933.3333 | 3138.1949 | 166.7668 | 22066.6667 | 171355.0826 | 30000 | 0 | 141355.0826 | 141355.0826 | 0 | 7933.3333 | 0 | 0 | 0 | 0 | 0
2022-06-13 21:00 | 0 | 0 | 35871 | 0 | 633 | 0 | 3 | 30000 | 3 | 0 | 30000 | 263472.9952 | 19 | 7933.3333 | 3138.1949 | 166.7668 | 22066.6667 | 171355.0826 | 30000 | 0 | 141355.0826 | 141355.0826 | 0 | 7933.3333 | 0 | 0 | 0 | 0 | 0
2022-06-13 22:00 | 0 | 0 | 35871 | 0 | 633 | 0 | 3 | 30000 | 3 | 0 | 30000 | 233472.9952 | 19 | 7933.3333 | 3138.1949 | 166.7668 | 22066.6667 | 171355.0826 | 30000 | 0 | 141355.0826 | 141355.0826 | 0 | 7933.3333 | 0 | 0 | 0 | 0 | 0
2022-06-13 23:00 | 0 | 0 | 35871 | 0 | 633 | 0 | 3 | 30000 | 3 | 0 | 30000 | 203472.9952 | 19 | 7933.3333 | 3138.1949 | 166.7668 | 22066.6667 | 171355.0826 | 30000 | 0 | 141355.0826 | 141355.0826 | 0 | 7933.3333 | 0 | 0 | 0 | 0 | 0
2022-06-14 | 0 | 0 | 35871 | 0 | 633 | 0 | 3 | 30000 | 3 | 0 | 30000 | 173472.9952 | 19 | 6020.8333 | 3138.1949 | 126.5641 | 23979.1667 | 173267.5826 | 30000 | 0 | 143267.5826 | 143267.5826 | 0 | 6020.8333 | 0 | 0 | 0 | 0 | 0
2022-06-14 01:00 | 0 | 0 | 35871 | 0 | 633 | 0 | 3 | 30000 | 3 | 0 | 30000 | 143472.9952 | 19 | 6020.8333 | 3138.1949 | 126.5641 | 23979.1667 | 173267.5826 | 30000 | 0 | 143267.5826 | 143267.5826 | 0 | 6020.8333 | 0 | 0 | 0 | 0 | 0
2022-06-14 02:00 | 0 | 0 | 35871 | 0 | 633 | 0 | 3 | 30000 | 3 | 0 | 30000 | 113472.9952 | 19 | 6020.8333 | 3138.1949 | 126.5641 | 23979.1667 | 173267.5826 | 30000 | 0 | 143267.5826 | 143267.5826 | 0 | 6020.8333 | 0 | 0 | 0 | 0 | 0
2022-06-14 03:00 | 0 | 0 | 35871 | 0 | 633 | 0 | 3 | 30000 | 3 | 0 | 30000 | 83472.9952 | 19 | 6020.8333 | 3138.1949 | 126.5641 | 23979.1667 | 173267.5826 | 30000 | 0 | 143267.5826 | 143267.5826 | 0 | 6020.8333 | 0 | 0 | 0 | 0 | 0
2022-06-14 04:00 | 0 | 0 | 35871 | 0 | 633 | 0 | 3 | 30000 | 3 | 0 | 30000 | 53472.9952 | 19 | 6020.8333 | 3138.1949 | 126.5641 | 23979.1667 | 173267.5826 | 30000 | 0 | 143267.5826 | 143267.5826 | 0 | 6020.8333 | 0 | 0 | 0 | 0 | 0
2022-06-14 05:00 | 0.0186 | 0.06167 | 35871 | 647.1846 | 633 | 6527.0048 | 3 | 30000 | 3 | 0 | 23472.9952 | 23472.9952 | 19 | 6668.0179 | 3138.1949 | 140.1685 | 23979.1667 | 173267.5826 | 30647.1846 | 0 | 142620.398 | 142620.398 | 3.4106e-13 | 6668.0179 | 0 | 0 | 0 | 0 | 0
2022-06-14 06:00 | 0.1814 | 0.51515 | 35871 | 6311.7894 | 633 | 54522.2396 | 3 | 27167.3772 | 2.7167 | 0 | 0 | 0 | 19 | 9500 | 3138.1949 | 199.6997 | 23979.1667 | 173267.5826 | 33479.1667 | 0 | 139788.4159 | 139788.4159 | 0 | 9500 | 0 | 0 | 0 | 0 | 0
2022-06-14 07:00 | 0.3998 | 0.71123 | 35871 | 13910.989 | 633 | 75274.8762 | 3 | 19568.1776 | 1.9568 | 0 | 0 | 0 | 19 | 9500 | 3138.1949 | 199.6997 | 23979.1667 | 173267.5826 | 33479.1667 | 0 | 139788.4159 | 139788.4159 | 0 | 9500 | 0 | 0 | 0 | 0 | 0
2022-06-14 08:00 | 0.6156 | 0.83049 | 35871 | 21419.722 | 633 | 87897.0684 | 3 | 12059.4447 | 1.2059 | 0 | 0 | 0 | 19 | 9500 | 3138.1949 | 199.6997 | 23979.1667 | 173267.5826 | 33479.1667 | 0 | 139788.4159 | 139788.4159 | 0 | 9500 | 0 | 0 | 0 | 0 | 0
2022-06-14 09:00 | 0.803 | 0.88767 | 35871 | 27940.2806 | 633 | 93948.8624 | 3 | 5538.8861 | 0.55389 | 0 | 0 | 0 | 19 | 9500 | 3138.1949 | 199.6997 | 23979.1667 | 173267.5826 | 33479.1667 | 0 | 139788.4159 | 139788.4159 | 3961.1139 | 5538.8861 | 0 | 0 | 0 | 0 | 0
2022-06-14 10:00 | 0.94695 | 0.93042 | 35871 | 32949.0021 | 633 | 98473.4198 | 3 | 530.1645 | 0.053016 | 0 | 0 | 0 | 19 | 9500 | 3138.1949 | 199.6997 | 23979.1667 | 173267.5826 | 33479.1667 | 0 | 139788.4159 | 139788.4159 | 8969.8355 | 530.1645 | 0 | 0 | 0 | 0 | 0
2022-06-14 11:00 | 1.0342 | 0.98889 | 35871 | 35984.1587 | 633 | 104661.7443 | 3 | 0 | 0 | 0 | 0 | 0 | 19 | 9500 | 3138.1949 | 199.6997 | 23979.1667 | 173267.5826 | 33479.1667 | 0 | 139788.4159 | 139788.4159 | 9500 | 0 | 0 | 0 | 0 | 0 | 0
2022-06-14 12:00 | 1.0481 | 0.94298 | 35871 | 36468.5032 | 633 | 99802.74 | 3 | 0 | 0 | 0 | 0 | 0 | 19 | 9500 | 3138.1949 | 199.6997 | 23979.1667 | 173267.5826 | 33479.1667 | 0 | 139788.4159 | 139788.4159 | 9500 | 0 | 0 | 0 | 0 | 0 | 0
2022-06-14 13:00 | 1.0099 | 0.91782 | 35871 | 35139.3392 | 633 | 97139.866 | 3 | 0 | 0 | 49704.7928 | 0 | 0 | 19 | 9500 | 3138.1949 | 199.6997 | 23979.1667 | 173267.5826 | 33479.1667 | 0 | 139788.4159 | 139788.4159 | 9500 | 0 | 0 | 0 | 0 | 0 | 0
2022-06-14 14:00 | 0.90947 | 0.86305 | 35871 | 31644.8904 | 633 | 91343.1407 | 3 | 1834.2762 | 0.18343 | 89508.8644 | 0 | 49704.7928 | 19 | 9500 | 3138.1949 | 199.6997 | 23979.1667 | 173267.5826 | 33479.1667 | 0 | 139788.4159 | 139788.4159 | 7665.7238 | 1834.2762 | 0 | 0 | 0 | 0 | 0
2022-06-14 15:00 | 0.75385 | 0.81555 | 35871 | 26230.1127 | 633 | 86315.8547 | 3 | 7249.0539 | 0.72491 | 79066.8008 | 0 | 139213.6572 | 19 | 9500 | 3138.1949 | 199.6997 | 23979.1667 | 173267.5826 | 33479.1667 | 0 | 139788.4159 | 139788.4159 | 2250.9461 | 7249.0539 | 0 | 0 | 0 | 0 | 0
2022-06-14 16:00 | 0.55538 | 0.72626 | 35871 | 19324.3749 | 633 | 76865.6154 | 3 | 14154.7918 | 1.4155 | 62710.8236 | 0 | 218280.4579 | 19 | 9500 | 3138.1949 | 199.6997 | 23979.1667 | 173267.5826 | 33479.1667 | 0 | 139788.4159 | 139788.4159 | 0 | 9500 | 0 | 0 | 0 | 0 | 0
2022-06-14 17:00 | 0.33452 | 0.58231 | 35871 | 11639.5799 | 633 | 61630.2929 | 3 | 21839.5868 | 2.184 | 39790.7061 | 0 | 280991.2816 | 19 | 9500 | 3138.1949 | 199.6997 | 23979.1667 | 173267.5826 | 33479.1667 | 0 | 139788.4159 | 139788.4159 | 0 | 9500 | 0 | 0 | 0 | 0 | 0
2022-06-14 18:00 | 0.12347 | 0.32429 | 35871 | 4296.1226 | 633 | 34322.0753 | 3 | 29183.0441 | 2.9183 | 5139.0312 | 0 | 320781.9877 | 19 | 9500 | 3138.1949 | 199.6997 | 23979.1667 | 173267.5826 | 33479.1667 | 0 | 139788.4159 | 139788.4159 | 0 | 9500 | 0 | 0 | 0 | 0 | 0
2022-06-14 19:00 | 0.00562 | 0.00497 | 35871 | 195.5472 | 633 | 526.0129 | 3 | 30000 | 3 | 0 | 29473.9871 | 325921.0189 | 19 | 6216.3805 | 3138.1949 | 130.6747 | 23979.1667 | 173267.5826 | 30195.5472 | 0 | 143072.0354 | 143072.0354 | 0 | 6216.3805 | 0 | 0 | 0 | 0 | 0
2022-06-14 20:00 | 0 | 0 | 35871 | 0 | 633 | 0 | 3 | 30000 | 3 | 0 | 30000 | 296447.0318 | 19 | 6020.8333 | 3138.1949 | 126.5641 | 23979.1667 | 173267.5826 | 30000 | 0 | 143267.5826 | 143267.5826 | 0 | 6020.8333 | 0 | 0 | 0 | 0 | 0
2022-06-14 21:00 | 0 | 0 | 35871 | 0 | 633 | 0 | 3 | 30000 | 3 | 0 | 30000 | 266447.0318 | 19 | 6020.8333 | 3138.1949 | 126.5641 | 23979.1667 | 173267.5826 | 30000 | 0 | 143267.5826 | 143267.5826 | 0 | 6020.8333 | 0 | 0 | 0 | 0 | 0
2022-06-14 22:00 | 0 | 0 | 35871 | 0 | 633 | 0 | 3 | 30000 | 3 | 0 | 30000 | 236447.0318 | 19 | 6020.8333 | 3138.1949 | 126.5641 | 23979.1667 | 173267.5826 | 30000 | 0 | 143267.5826 | 143267.5826 | 0 | 6020.8333 | 0 | 0 | 0 | 0 | 0
2022-06-14 23:00 | 0 | 0 | 35871 | 0 | 633 | 0 | 3 | 30000 | 3 | 0 | 30000 | 206447.0318 | 19 | 6020.8333 | 3138.1949 | 126.5641 | 23979.1667 | 173267.5826 | 30000 | 0 | 143267.5826 | 143267.5826 | 0 | 6020.8333 | 0 | 0 | 0 | 0 | 0
2022-06-15 | 0 | 0 | 35871 | 0 | 633 | 0 | 3 | 30000 | 3 | 0 | 30000 | 176447.0318 | 19 | 6166.6667 | 3138.1949 | 129.6296 | 23833.3333 | 173121.7493 | 30000 | 0 | 143121.7493 | 143121.7493 | 0 | 6166.6667 | 0 | 0 | 0 | 0 | 0
2022-06-15 01:00 | 0 | 0 | 35871 | 0 | 633 | 0 | 3 | 30000 | 3 | 0 | 30000 | 146447.0318 | 19 | 6166.6667 | 3138.1949 | 129.6296 | 23833.3333 | 173121.7493 | 30000 | 0 | 143121.7493 | 143121.7493 | 0 | 6166.6667 | 0 | 0 | 0 | 0 | 0
2022-06-15 02:00 | 0 | 0 | 35871 | 0 | 633 | 0 | 3 | 30000 | 3 | 0 | 30000 | 116447.0318 | 19 | 6166.6667 | 3138.1949 | 129.6296 | 23833.3333 | 173121.7493 | 30000 | 0 | 143121.7493 | 143121.7493 | 0 | 6166.6667 | 0 | 0 | 0 | 0 | 0
2022-06-15 03:00 | 0 | 0 | 35871 | 0 | 633 | 0 | 3 | 30000 | 3 | 0 | 30000 | 86447.0318 | 19 | 6166.6667 | 3138.1949 | 129.6296 | 23833.3333 | 173121.7493 | 30000 | 0 | 143121.7493 | 143121.7493 | 0 | 6166.6667 | 0 | 0 | 0 | 0 | 0
2022-06-15 04:00 | 0 | 0 | 35871 | 0 | 633 | 0 | 3 | 30000 | 3 | 0 | 30000 | 56447.0318 | 19 | 6166.6667 | 3138.1949 | 129.6296 | 23833.3333 | 173121.7493 | 30000 | 0 | 143121.7493 | 143121.7493 | 0 | 6166.6667 | 0 | 0 | 0 | 0 | 0
2022-06-15 05:00 | 0.01758 | 0.03357 | 35871 | 611.6938 | 633 | 3552.9682 | 3 | 30000 | 3 | 0 | 26447.0318 | 26447.0318 | 19 | 6778.3605 | 3138.1949 | 142.4881 | 23833.3333 | 173121.7493 | 30611.6938 | 0 | 142510.0554 | 142510.0554 | 3.4106e-13 | 6778.3605 | 0 | 0 | 0 | 0 | 0
2022-06-15 06:00 | 0.17232 | 0.43054 | 35871 | 5995.852 | 633 | 45567.3203 | 3 | 27337.4813 | 2.7337 | 0 | 0 | 0 | 19 | 9500 | 3138.1949 | 199.6997 | 23833.3333 | 173121.7493 | 33333.3333 | 0 | 139788.4159 | 139788.4159 | 0 | 9500 | 0 | 0 | 0 | 0 | 0
2022-06-15 07:00 | 0.38545 | 0.63286 | 35871 | 13411.6826 | 633 | 66980.3835 | 3 | 19921.6507 | 1.9922 | 0 | 0 | 0 | 19 | 9500 | 3138.1949 | 199.6997 | 23833.3333 | 173121.7493 | 33333.3333 | 0 | 139788.4159 | 139788.4159 | 0 | 9500 | 0 | 0 | 0 | 0 | 0
2022-06-15 08:00 | 0.59917 | 0.75942 | 35871 | 20848.0423 | 633 | 80375.1902 | 3 | 12485.2911 | 1.2485 | 0 | 0 | 0 | 19 | 9500 | 3138.1949 | 199.6997 | 23833.3333 | 173121.7493 | 33333.3333 | 0 | 139788.4159 | 139788.4159 | 0 | 9500 | 0 | 0 | 0 | 0 | 0
2022-06-15 09:00 | 0.7854 | 0.82219 | 35871 | 27327.8909 | 633 | 87018.6163 | 3 | 6005.4424 | 0.60054 | 0 | 0 | 0 | 19 | 9500 | 3138.1949 | 199.6997 | 23833.3333 | 173121.7493 | 33333.3333 | 0 | 139788.4159 | 139788.4159 | 3494.5576 | 6005.4424 | 0 | 0 | 0 | 0 | 0
2022-06-15 10:00 | 0.92688 | 0.86513 | 35871 | 32250.6691 | 633 | 91563.2829 | 3 | 1082.6642 | 0.10827 | 30000 | 0 | 0 | 19 | 9500 | 3138.1949 | 199.6997 | 23833.3333 | 173121.7493 | 33333.3333 | 0 | 139788.4159 | 139788.4159 | 8417.3358 | 1082.6642 | 0 | 0 | 0 | 0 | 0
2022-06-15 11:00 | 1.013 | 0.92143 | 35871 | 35247.2033 | 633 | 97521.9398 | 3 | 30000 | 3 | 0 | 30000 | 30000 | 19 | 9500 | 3138.1949 | 199.6997 | 23833.3333 | 173121.7493 | 33333.3333 | 0 | 139788.4159 | 139788.4159 | 9500 | 0 | 0 | 0 | 0 | 30000 | 0
2022-06-15 12:00 | 1.0258 | 0.88335 | 35871 | 35693.2735 | 633 | 93491.644 | 3 | 0 | 0 | 11100.6982 | 0 | 0 | 19 | 9500 | 3138.1949 | 199.6997 | 23833.3333 | 173121.7493 | 33333.3333 | 0 | 139788.4159 | 139788.4159 | 9500 | 0 | 0 | 0 | 0 | 0 | 0
2022-06-15 13:00 | 0.98703 | 0.85272 | 35871 | 34343.5805 | 633 | 90249.8383 | 3 | 0 | 0 | 90249.8383 | 0 | 11100.6982 | 19 | 9500 | 3138.1949 | 199.6997 | 23833.3333 | 173121.7493 | 33333.3333 | 0 | 139788.4159 | 139788.4159 | 9500 | 0 | 0 | 0 | 0 | 0 | 0
2022-06-15 14:00 | 0.88642 | 0.79287 | 35871 | 30842.8687 | 633 | 83915.4579 | 3 | 2490.4647 | 0.24905 | 81424.9932 | 0 | 101350.5365 | 19 | 9500 | 3138.1949 | 199.6997 | 23833.3333 | 173121.7493 | 33333.3333 | 0 | 139788.4159 | 139788.4159 | 7009.5353 | 2490.4647 | 0 | 0 | 0 | 0 | 0
2022-06-15 15:00 | 0.73072 | 0.73271 | 35871 | 25425.3074 | 633 | 77548.2679 | 3 | 7908.0259 | 0.7908 | 69640.242 | 0 | 182775.5298 | 19 | 9500 | 3138.1949 | 199.6997 | 23833.3333 | 173121.7493 | 33333.3333 | 0 | 139788.4159 | 139788.4159 | 1591.9741 | 7908.0259 | 0 | 0 | 0 | 0 | 0
2022-06-15 16:00 | 0.53333 | 0.63599 | 35871 | 18557.148 | 633 | 67311.6552 | 3 | 14776.1853 | 1.4776 | 52535.4699 | 0 | 252415.7717 | 19 | 9500 | 3138.1949 | 199.6997 | 23833.3333 | 173121.7493 | 33333.3333 | 0 | 139788.4159 | 139788.4159 | 0 | 9500 | 0 | 0 | 0 | 0 | 0
2022-06-15 17:00 | 0.3159 | 0.48104 | 35871 | 10991.6994 | 633 | 50912.1191 | 3 | 22341.6339 | 2.2342 | 28570.4852 | 0 | 304951.2416 | 19 | 9500 | 3138.1949 | 199.6997 | 23833.3333 | 173121.7493 | 33333.3333 | 0 | 139788.4159 | 139788.4159 | 0 | 9500 | 0 | 0 | 0 | 0 | 0
2022-06-15 18:00 | 0.11368 | 0.23247 | 35871 | 3955.4808 | 633 | 24604.0669 | 3 | 29377.8525 | 2.9378 | 0 | 4773.7856 | 333521.7268 | 19 | 9500 | 3138.1949 | 199.6997 | 23833.3333 | 173121.7493 | 33333.3333 | 0 | 139788.4159 | 139788.4159 | 0 | 9500 | 0 | 0 | 0 | 0 | 0
2022-06-15 19:00 | 0.00543 | 0.00138 | 35871 | 188.9361 | 633 | 146.0559 | 3 | 30000 | 3 | 0 | 29853.9441 | 328747.9412 | 19 | 6355.6028 | 3138.1949 | 133.6013 | 23833.3333 | 173121.7493 | 30188.9361 | 0 | 142932.8131 | 142932.8131 | 5.6843e-14 | 6355.6028 | 0 | 0 | 0 | 0 | 0
2022-06-15 20:00 | 0 | 0 | 35871 | 0 | 633 | 0 | 3 | 30000 | 3 | 0 | 30000 | 298893.9971 | 19 | 6166.6667 | 3138.1949 | 129.6296 | 23833.3333 | 173121.7493 | 30000 | 0 | 143121.7493 | 143121.7493 | 0 | 6166.6667 | 0 | 0 | 0 | 0 | 0
2022-06-15 21:00 | 0 | 0 | 35871 | 0 | 633 | 0 | 3 | 30000 | 3 | 0 | 30000 | 268893.9971 | 19 | 6166.6667 | 3138.1949 | 129.6296 | 23833.3333 | 173121.7493 | 30000 | 0 | 143121.7493 | 143121.7493 | 0 | 6166.6667 | 0 | 0 | 0 | 0 | 0
2022-06-15 22:00 | 0 | 0 | 35871 | 0 | 633 | 0 | 3 | 30000 | 3 | 0 | 30000 | 238893.9971 | 19 | 6166.6667 | 3138.1949 | 129.6296 | 23833.3333 | 173121.7493 | 30000 | 0 | 143121.7493 | 143121.7493 | 0 | 6166.6667 | 0 | 0 | 0 | 0 | 0
2022-06-15 23:00 | 0 | 0 | 35871 | 0 | 633 | 0 | 3 | 30000 | 3 | 0 | 30000 | 208893.9971 | 19 | 6166.6667 | 3138.1949 | 129.6296 | 23833.3333 | 173121.7493 | 30000 | 0 | 143121.7493 | 143121.7493 | 0 | 6166.6667 | 0 | 0 | 0 | 0 | 0
2022-06-16 | 0 | 0 | 35871 | 0 | 633 | 0 | 3 | 30000 | 3 | 0 | 30000 | 178893.9971 | 19 | 6000 | 3138.1949 | 126.1261 | 24000 | 173288.4159 | 30000 | 0 | 143288.4159 | 143288.4159 | 0 | 6000 | 0 | 0 | 0 | 0 | 0
2022-06-16 01:00 | 0 | 0 | 35871 | 0 | 633 | 0 | 3 | 30000 | 3 | 0 | 30000 | 148893.9971 | 19 | 6000 | 3138.1949 | 126.1261 | 24000 | 173288.4159 | 30000 | 0 | 143288.4159 | 143288.4159 | 0 | 6000 | 0 | 0 | 0 | 0 | 0
2022-06-16 02:00 | 0 | 0 | 35871 | 0 | 633 | 0 | 3 | 30000 | 3 | 0 | 30000 | 118893.9971 | 19 | 6000 | 3138.1949 | 126.1261 | 24000 | 173288.4159 | 30000 | 0 | 143288.4159 | 143288.4159 | 0 | 6000 | 0 | 0 | 0 | 0 | 0
2022-06-16 03:00 | 0 | 0 | 35871 | 0 | 633 | 0 | 3 | 30000 | 3 | 0 | 30000 | 88893.9971 | 19 | 6000 | 3138.1949 | 126.1261 | 24000 | 173288.4159 | 30000 | 0 | 143288.4159 | 143288.4159 | 0 | 6000 | 0 | 0 | 0 | 0 | 0
2022-06-16 04:00 | 0 | 0 | 35871 | 0 | 633 | 0 | 3 | 30000 | 3 | 0 | 30000 | 58893.9971 | 19 | 6000 | 3138.1949 | 126.1261 | 24000 | 173288.4159 | 30000 | 0 | 143288.4159 | 143288.4159 | 0 | 6000 | 0 | 0 | 0 | 0 | 0
2022-06-16 05:00 | 0.01633 | 0.01045 | 35871 | 568.2002 | 633 | 1106.0029 | 3 | 30000 | 3 | 0 | 28893.9971 | 28893.9971 | 19 | 6568.2002 | 3138.1949 | 138.0703 | 24000 | 173288.4159 | 30568.2002 | 0 | 142720.2157 | 142720.2157 | -2.2737e-13 | 6568.2002 | 0 | 0 | 0 | 0 | 0
2022-06-16 06:00 | 0.16043 | 0.31151 | 35871 | 5582.141 | 633 | 32969.4708 | 3 | 27917.859 | 2.7918 | 0 | 0 | 0 | 19 | 9500 | 3138.1949 | 199.6997 | 24000 | 173288.4159 | 33500 | 0 | 139788.4159 | 139788.4159 | 0 | 9500 | 0 | 0 | 0 | 0 | 0
2022-06-16 07:00 | 0.36675 | 0.49914 | 35871 | 12761.0186 | 633 | 52827.7797 | 3 | 20738.9814 | 2.0739 | 0 | 0 | 0 | 19 | 9500 | 3138.1949 | 199.6997 | 24000 | 173288.4159 | 33500 | 0 | 139788.4159 | 139788.4159 | 0 | 9500 | 0 | 0 | 0 | 0 | 0
2022-06-16 08:00 | 0.58017 | 0.63141 | 35871 | 20186.9397 | 633 | 66826.919 | 3 | 13313.0603 | 1.3313 | 0 | 0 | 0 | 19 | 9500 | 3138.1949 | 199.6997 | 24000 | 173288.4159 | 33500 | 0 | 139788.4159 | 139788.4159 | 0 | 9500 | 0 | 0 | 0 | 0 | 0
2022-06-16 09:00 | 0.76797 | 0.6987 | 35871 | 26721.4163 | 633 | 73948.7311 | 3 | 6778.5837 | 0.67786 | 0 | 0 | 0 | 19 | 9500 | 3138.1949 | 199.6997 | 24000 | 173288.4159 | 33500 | 0 | 139788.4159 | 139788.4159 | 2721.4163 | 6778.5837 | 0 | 0 | 0 | 0 | 0
2022-06-16 10:00 | 0.91117 | 0.74073 | 35871 | 31704.0417 | 633 | 78397.0854 | 3 | 1795.9583 | 0.1796 | 0 | 0 | 0 | 19 | 9500 | 3138.1949 | 199.6997 | 24000 | 173288.4159 | 33500 | 0 | 139788.4159 | 139788.4159 | 7704.0417 | 1795.9583 | 0 | 0 | 0 | 0 | 0
2022-06-16 11:00 | 0.99783 | 0.78653 | 35871 | 34719.3651 | 633 | 83244.4475 | 3 | 0 | 0 | 75679.1752 | 0 | 0 | 19 | 9500 | 3138.1949 | 199.6997 | 24000 | 173288.4159 | 33500 | 0 | 139788.4159 | 139788.4159 | 9500 | 0 | 0 | 0 | 0 | 0 | 0
2022-06-16 12:00 | 1.0031 | 0.72513 | 35871 | 34904.4738 | 633 | 76746.0189 | 3 | 0 | 0 | 76746.0189 | 0 | 75679.1752 | 19 | 9500 | 3138.1949 | 199.6997 | 24000 | 173288.4159 | 33500 | 0 | 139788.4159 | 139788.4159 | 9500 | 0 | 0 | 0 | 0 | 0 | 0
2022-06-16 13:00 | 0.96153 | 0.68866 | 35871 | 33456.3114 | 633 | 72886.1216 | 3 | 43.6886 | 0.0043689 | 72842.433 | 0 | 152425.1941 | 19 | 9500 | 3138.1949 | 199.6997 | 24000 | 173288.4159 | 33500 | 0 | 139788.4159 | 139788.4159 | 9456.3114 | 43.6886 | 0 | 0 | 0 | 0 | 0
2022-06-16 14:00 | 0.85438 | 0.61097 | 35871 | 29728.041 | 633 | 64663.5985 | 3 | 3771.959 | 0.3772 | 60891.6395 | 0 | 225267.6271 | 19 | 9500 | 3138.1949 | 199.6997 | 24000 | 173288.4159 | 33500 | 0 | 139788.4159 | 139788.4159 | 5728.041 | 3771.959 | 0 | 0 | 0 | 0 | 0
2022-06-16 15:00 | 0.6904 | 0.52894 | 35871 | 24022.3782 | 633 | 55981.7401 | 3 | 9477.6218 | 0.94776 | 46504.1184 | 0 | 286159.2666 | 19 | 9500 | 3138.1949 | 199.6997 | 24000 | 173288.4159 | 33500 | 0 | 139788.4159 | 139788.4159 | 22.3782 | 9477.6218 | 0 | 0 | 0 | 0 | 0
2022-06-16 16:00 | 0.48733 | 0.40717 | 35871 | 16956.584 | 633 | 43093.8956 | 3 | 16543.416 | 1.6543 | 26550.4796 | 0 | 332663.3849 | 19 | 9500 | 3138.1949 | 199.6997 | 24000 | 173288.4159 | 33500 | 0 | 139788.4159 | 139788.4159 | 0 | 9500 | 0 | 0 | 0 | 0 | 0
2022-06-16 17:00 | 0.27325 | 0.24551 | 35871 | 9507.6982 | 633 | 25984.1892 | 3 | 23992.3018 | 2.3992 | 1991.8874 | 0 | 359213.8645 | 19 | 9500 | 3138.1949 | 199.6997 | 24000 | 173288.4159 | 33500 | 0 | 139788.4159 | 139788.4159 | 0 | 9500 | 0 | 0 | 0 | 0 | 0
2022-06-16 18:00 | 0.0954 | 0.07104 | 35871 | 3319.4306 | 633 | 7518.7031 | 3 | 30000 | 3 | 0 | 22481.2969 | 361205.7519 | 19 | 9319.4306 | 3138.1949 | 195.9039 | 24000 | 173288.4159 | 33319.4306 | 0 | 139968.9853 | 139968.9853 | 0 | 9319.4306 | 0 | 0 | 0 | 0 | 0
2022-06-16 19:00 | 0.00503 | 0 | 35871 | 175.0182 | 633 | 0 | 3 | 30000 | 3 | 0 | 30000 | 338724.455 | 19 | 6175.0182 | 3138.1949 | 129.8052 | 24000 | 173288.4159 | 30175.0182 | 0 | 143113.3977 | 143113.3977 | 0 | 6175.0182 | 0 | 0 | 0 | 0 | 0
2022-06-16 20:00 | 0 | 0 | 35871 | 0 | 633 | 0 | 3 | 30000 | 3 | 0 | 30000 | 308724.455 | 19 | 6000 | 3138.1949 | 126.1261 | 24000 | 173288.4159 | 30000 | 0 | 143288.4159 | 143288.4159 | 0 | 6000 | 0 | 0 | 0 | 0 | 0
2022-06-16 21:00 | 0 | 0 | 35871 | 0 | 633 | 0 | 3 | 30000 | 3 | 0 | 30000 | 278724.455 | 19 | 6000 | 3138.1949 | 126.1261 | 24000 | 173288.4159 | 30000 | 0 | 143288.4159 | 143288.4159 | 0 | 6000 | 0 | 0 | 0 | 0 | 0
2022-06-16 22:00 | 0 | 0 | 35871 | 0 | 633 | 0 | 3 | 30000 | 3 | 0 | 30000 | 248724.455 | 19 | 6000 | 3138.1949 | 126.1261 | 24000 | 173288.4159 | 30000 | 0 | 143288.4159 | 143288.4159 | 0 | 6000 | 0 | 0 | 0 | 0 | 0
2022-06-16 23:00 | 0 | 0 | 35871 | 0 | 633 | 0 | 3 | 30000 | 3 | 0 | 30000 | 218724.455 | 19 | 6000 | 3138.1949 | 126.1261 | 24000 | 173288.4159 | 30000 | 0 | 143288.4159 | 143288.4159 | 0 | 6000 | 0 | 0 | 0 | 0 | 0
2022-06-17 | 0 | 0 | 35871 | 0 | 633 | 0 | 3 | 30000 | 3 | 0 | 30000 | 188724.455 | 19 | 7291.6667 | 3138.1949 | 153.2783 | 22708.3333 | 171996.7493 | 30000 | 0 | 141996.7493 | 141996.7493 | 0 | 7291.6667 | 0 | 0 | 0 | 0 | 0
2022-06-17 01:00 | 0 | 0 | 35871 | 0 | 633 | 0 | 3 | 30000 | 3 | 0 | 30000 | 158724.455 | 19 | 7291.6667 | 3138.1949 | 153.2783 | 22708.3333 | 171996.7493 | 30000 | 0 | 141996.7493 | 141996.7493 | 0 | 7291.6667 | 0 | 0 | 0 | 0 | 0
2022-06-17 02:00 | 0 | 0 | 35871 | 0 | 633 | 0 | 3 | 30000 | 3 | 0 | 30000 | 128724.455 | 19 | 7291.6667 | 3138.1949 | 153.2783 | 22708.3333 | 171996.7493 | 30000 | 0 | 141996.7493 | 141996.7493 | 0 | 7291.6667 | 0 | 0 | 0 | 0 | 0
2022-06-17 03:00 | 0 | 0 | 35871 | 0 | 633 | 0 | 3 | 30000 | 3 | 0 | 30000 | 98724.455 | 19 | 7291.6667 | 3138.1949 | 153.2783 | 22708.3333 | 171996.7493 | 30000 | 0 | 141996.7493 | 141996.7493 | 0 | 7291.6667 | 0 | 0 | 0 | 0 | 0
2022-06-17 04:00 | 0 | 0 | 35871 | 0 | 633 | 0 | 3 | 30000 | 3 | 0 | 30000 | 68724.455 | 19 | 7291.6667 | 3138.1949 | 153.2783 | 22708.3333 | 171996.7493 | 30000 | 0 | 141996.7493 | 141996.7493 | 0 | 7291.6667 | 0 | 0 | 0 | 0 | 0
2022-06-17 05:00 | 0.01455 | 0.00091 | 35871 | 506.2654 | 633 | 96.3122 | 3 | 30000 | 3 | 0 | 29903.6878 | 38724.455 | 19 | 7797.932 | 3138.1949 | 163.9205 | 22708.3333 | 171996.7493 | 30506.2654 | 0 | 141490.4839 | 141490.4839 | -3.4106e-13 | 7797.932 | 0 | 0 | 0 | 0 | 0
2022-06-17 06:00 | 0.14365 | 0.17375 | 35871 | 4998.2831 | 633 | 18389.283 | 3 | 27210.0503 | 2.721 | 0 | 8820.7673 | 8820.7673 | 19 | 9500 | 3138.1949 | 199.6997 | 22708.3333 | 171996.7493 | 32208.3333 | 0 | 139788.4159 | 139788.4159 | 0 | 9500 | 0 | 0 | 0 | 0 | 0
2022-06-17 07:00 | 0.33098 | 0.31828 | 35871 | 11516.4061 | 633 | 33685.9913 | 3 | 20691.9273 | 2.0692 | 0 | 0 | 0 | 19 | 9500 | 3138.1949 | 199.6997 | 22708.3333 | 171996.7493 | 32208.3333 | 0 | 139788.4159 | 139788.4159 | 0 | 9500 | 0 | 0 | 0 | 0 | 0
2022-06-17 08:00 | 0.5465 | 0.47553 | 35871 | 19015.3965 | 633 | 50328.9539 | 3 | 13192.9369 | 1.3193 | 0 | 0 | 0 | 19 | 9500 | 3138.1949 | 199.6997 | 22708.3333 | 171996.7493 | 32208.3333 | 0 | 139788.4159 | 139788.4159 | 0 | 9500 | 0 | 0 | 0 | 0 | 0
2022-06-17 09:00 | 0.73828 | 0.56293 | 35871 | 25688.3566 | 633 | 59579.1602 | 3 | 6519.9767 | 0.652 | 3141.7974 | 0 | 0 | 19 | 9500 | 3138.1949 | 199.6997 | 22708.3333 | 171996.7493 | 32208.3333 | 0 | 139788.4159 | 139788.4159 | 2980.0233 | 6519.9767 | 0 | 0 | 0 | 0 | 0
2022-06-17 10:00 | 0.88525 | 0.61648 | 35871 | 30802.1587 | 633 | 65246.7636 | 3 | 1406.1747 | 0.14062 | 63840.589 | 0 | 3141.7974 | 19 | 9500 | 3138.1949 | 199.6997 | 22708.3333 | 171996.7493 | 32208.3333 | 0 | 139788.4159 | 139788.4159 | 8093.8253 | 1406.1747 | 0 | 0 | 0 | 0 | 0
2022-06-17 11:00 | 0.97303 | 0.6577 | 35871 | 33856.4524 | 633 | 69609.3895 | 3 | 0 | 0 | 69609.3895 | 0 | 66982.3864 | 19 | 9500 | 3138.1949 | 199.6997 | 22708.3333 | 171996.7493 | 32208.3333 | 0 | 139788.4159 | 139788.4159 | 9500 | 0 | 0 | 0 | 0 | 0 | 0
2022-06-17 12:00 | 0.98667 | 0.63211 | 35871 | 34331.0544 | 633 | 66901.0053 | 3 | 0 | 0 | 66901.0053 | 0 | 136591.7759 | 19 | 9500 | 3138.1949 | 199.6997 | 22708.3333 | 171996.7493 | 32208.3333 | 0 | 139788.4159 | 139788.4159 | 9500 | 0 | 0 | 0 | 0 | 0 | 0
2022-06-17 13:00 | 0.94185 | 0.584 | 35871 | 32771.5483 | 633 | 61809.1584 | 3 | 0 | 0 | 61809.1584 | 0 | 203492.7812 | 19 | 9500 | 3138.1949 | 199.6997 | 22708.3333 | 171996.7493 | 32208.3333 | 0 | 139788.4159 | 139788.4159 | 9500 | 0 | 0 | 0 | 0 | 0 | 0
2022-06-17 14:00 | 0.83153 | 0.50048 | 35871 | 28932.9783 | 633 | 52969.602 | 3 | 3275.3551 | 0.32754 | 49694.247 | 0 | 265301.9396 | 19 | 9500 | 3138.1949 | 199.6997 | 22708.3333 | 171996.7493 | 32208.3333 | 0 | 139788.4159 | 139788.4159 | 6224.6449 | 3275.3551 | 0 | 0 | 0 | 0 | 0
2022-06-17 15:00 | 0.66697 | 0.42044 | 35871 | 23207.1344 | 633 | 44498.3605 | 3 | 9001.1989 | 0.90012 | 35497.1617 | 0 | 314996.1866 | 19 | 9500 | 3138.1949 | 199.6997 | 22708.3333 | 171996.7493 | 32208.3333 | 0 | 139788.4159 | 139788.4159 | 498.8011 | 9001.1989 | 0 | 0 | 0 | 0 | 0
2022-06-17 16:00 | 0.46827 | 0.31686 | 35871 | 16293.3938 | 633 | 33535.7019 | 3 | 15914.9396 | 1.5915 | 17620.7624 | 0 | 350493.3482 | 19 | 9500 | 3138.1949 | 199.6997 | 22708.3333 | 171996.7493 | 32208.3333 | 0 | 139788.4159 | 139788.4159 | 0 | 9500 | 0 | 0 | 0 | 0 | 0
2022-06-17 17:00 | 0.26283 | 0.18545 | 35871 | 9145.1357 | 633 | 19627.5829 | 3 | 23063.1977 | 2.3063 | 0 | 3435.6147 | 368114.1106 | 19 | 9500 | 3138.1949 | 199.6997 | 22708.3333 | 171996.7493 | 32208.3333 | 0 | 139788.4159 | 139788.4159 | 0 | 9500 | 0 | 0 | 0 | 0 | 0
2022-06-17 18:00 | 0.09455 | 0.04893 | 35871 | 3289.855 | 633 | 5178.6338 | 3 | 28918.4784 | 2.8918 | 0 | 23739.8446 | 364678.4959 | 19 | 9500 | 3138.1949 | 199.6997 | 22708.3333 | 171996.7493 | 32208.3333 | 0 | 139788.4159 | 139788.4159 | 0 | 9500 | 0 | 0 | 0 | 0 | 0
2022-06-17 19:00 | 0.00522 | 0 | 35871 | 181.6292 | 633 | 0 | 3 | 30000 | 3 | 0 | 30000 | 340938.6513 | 19 | 7473.2959 | 3138.1949 | 157.0963 | 22708.3333 | 171996.7493 | 30181.6292 | 0 | 141815.12 | 141815.12 | 0 | 7473.2959 | 0 | 0 | 0 | 0 | 0
2022-06-17 20:00 | 0 | 0 | 35871 | 0 | 633 | 0 | 3 | 30000 | 3 | 0 | 30000 | 310938.6513 | 19 | 7291.6667 | 3138.1949 | 153.2783 | 22708.3333 | 171996.7493 | 30000 | 0 | 141996.7493 | 141996.7493 | 0 | 7291.6667 | 0 | 0 | 0 | 0 | 0
2022-06-17 21:00 | 0 | 0 | 35871 | 0 | 633 | 0 | 3 | 30000 | 3 | 0 | 30000 | 280938.6513 | 19 | 7291.6667 | 3138.1949 | 153.2783 | 22708.3333 | 171996.7493 | 30000 | 0 | 141996.7493 | 141996.7493 | 0 | 7291.6667 | 0 | 0 | 0 | 0 | 0
2022-06-17 22:00 | 0 | 0 | 35871 | 0 | 633 | 0 | 3 | 30000 | 3 | 0 | 30000 | 250938.6513 | 19 | 7291.6667 | 3138.1949 | 153.2783 | 22708.3333 | 171996.7493 | 30000 | 0 | 141996.7493 | 141996.7493 | 0 | 7291.6667 | 0 | 0 | 0 | 0 | 0
2022-06-17 23:00 | 0 | 0 | 35871 | 0 | 633 | 0 | 3 | 30000 | 3 | 0 | 30000 | 220938.6513 | 19 | 7291.6667 | 3138.1949 | 153.2783 | 22708.3333 | 171996.7493 | 30000 | 0 | 141996.7493 | 141996.7493 | 0 | 7291.6667 | 0 | 0 | 0 | 0 | 0
2022-06-18 | 0 | 0 | 35871 | 0 | 633 | 0 | 3 | 30000 | 3 | 0 | 30000 | 190938.6513 | 19 | 7887.5 | 3138.1949 | 165.8033 | 22112.5 | 171400.9159 | 30000 | 0 | 141400.9159 | 141400.9159 | 0 | 7887.5 | 0 | 0 | 0 | 0 | 0
2022-06-18 01:00 | 0 | 0 | 35871 | 0 | 633 | 0 | 3 | 30000 | 3 | 0 | 30000 | 160938.6513 | 19 | 7887.5 | 3138.1949 | 165.8033 | 22112.5 | 171400.9159 | 30000 | 0 | 141400.9159 | 141400.9159 | 0 | 7887.5 | 0 | 0 | 0 | 0 | 0
2022-06-18 02:00 | 0 | 0 | 35871 | 0 | 633 | 0 | 3 | 30000 | 3 | 0 | 30000 | 130938.6513 | 19 | 7887.5 | 3138.1949 | 165.8033 | 22112.5 | 171400.9159 | 30000 | 0 | 141400.9159 | 141400.9159 | 0 | 7887.5 | 0 | 0 | 0 | 0 | 0
2022-06-18 03:00 | 0 | 0 | 35871 | 0 | 633 | 0 | 3 | 30000 | 3 | 0 | 30000 | 100938.6513 | 19 | 7887.5 | 3138.1949 | 165.8033 | 22112.5 | 171400.9159 | 30000 | 0 | 141400.9159 | 141400.9159 | 0 | 7887.5 | 0 | 0 | 0 | 0 | 0
2022-06-18 04:00 | 0 | 0 | 35871 | 0 | 633 | 0 | 3 | 30000 | 3 | 0 | 30000 | 70938.6513 | 19 | 7887.5 | 3138.1949 | 165.8033 | 22112.5 | 171400.9159 | 30000 | 0 | 141400.9159 | 141400.9159 | 0 | 7887.5 | 0 | 0 | 0 | 0 | 0
2022-06-18 05:00 | 0.01443 | 0.00044 | 35871 | 502.09 | 633 | 46.5685 | 3 | 30000 | 3 | 0 | 29953.4315 | 40938.6513 | 19 | 8389.59 | 3138.1949 | 176.3577 | 22112.5 | 171400.9159 | 30502.09 | 0 | 140898.8259 | 140898.8259 | -1.7053e-13 | 8389.59 | 0 | 0 | 0 | 0 | 0
2022-06-18 06:00 | 0.14155 | 0.14836 | 35871 | 4925.2138 | 633 | 15702.0663 | 3 | 26687.2862 | 2.6687 | 0 | 10985.2198 | 10985.2198 | 19 | 9500 | 3138.1949 | 199.6997 | 22112.5 | 171400.9159 | 31612.5 | 0 | 139788.4159 | 139788.4159 | 0 | 9500 | 0 | 0 | 0 | 0 | 0
2022-06-18 07:00 | 0.3292 | 0.29121 | 35871 | 11454.4712 | 633 | 30820.9675 | 3 | 20158.0288 | 2.0158 | 0 | 0 | 0 | 19 | 9500 | 3138.1949 | 199.6997 | 22112.5 | 171400.9159 | 31612.5 | 0 | 139788.4159 | 139788.4159 | 0 | 9500 | 0 | 0 | 0 | 0 | 0
2022-06-18 08:00 | 0.54458 | 0.44504 | 35871 | 18948.5903 | 633 | 47101.9655 | 3 | 12663.9097 | 1.2664 | 0 | 0 | 0 | 19 | 9500 | 3138.1949 | 199.6997 | 22112.5 | 171400.9159 | 31612.5 | 0 | 139788.4159 | 139788.4159 | 0 | 9500 | 0 | 0 | 0 | 0 | 0
2022-06-18 09:00 | 0.73935 | 0.54238 | 35871 | 25725.5871 | 633 | 57404.1975 | 3 | 5886.9129 | 0.58869 | 0 | 0 | 0 | 19 | 9500 | 3138.1949 | 199.6997 | 22112.5 | 171400.9159 | 31612.5 | 0 | 139788.4159 | 139788.4159 | 3613.0871 | 5886.9129 | 0 | 0 | 0 | 0 | 0
2022-06-18 10:00 | 0.88947 | 0.60735 | 35871 | 30948.993 | 633 | 64280.4664 | 3 | 663.507 | 0.066351 | 0 | 0 | 0 | 19 | 9500 | 3138.1949 | 199.6997 | 22112.5 | 171400.9159 | 31612.5 | 0 | 139788.4159 | 139788.4159 | 8836.493 | 663.507 | 0 | 0 | 0 | 0 | 0
2022-06-18 11:00 | 0.98147 | 0.66675 | 35871 | 34150.1211 | 633 | 70567.2198 | 3 | 0 | 0 | 53520.5315 | 0 | 0 | 19 | 9500 | 3138.1949 | 199.6997 | 22112.5 | 171400.9159 | 31612.5 | 0 | 139788.4159 | 139788.4159 | 9500 | 0 | 0 | 0 | 0 | 0 | 0
2022-06-18 12:00 | 1.0045 | 0.67878 | 35871 | 34949.7072 | 633 | 71840.4461 | 3 | 0 | 0 | 71840.4461 | 0 | 53520.5315 | 19 | 9500 | 3138.1949 | 199.6997 | 22112.5 | 171400.9159 | 31612.5 | 0 | 139788.4159 | 139788.4159 | 9500 | 0 | 0 | 0 | 0 | 0 | 0
2022-06-18 13:00 | 0.96675 | 0.66259 | 35871 | 33637.9406 | 633 | 70126.9354 | 3 | 0 | 0 | 70126.9354 | 0 | 125360.9776 | 19 | 9500 | 3138.1949 | 199.6997 | 22112.5 | 171400.9159 | 31612.5 | 0 | 139788.4159 | 139788.4159 | 9500 | 0 | 0 | 0 | 0 | 0 | 0
2022-06-18 14:00 | 0.8656 | 0.60853 | 35871 | 30118.4395 | 633 | 64405.3547 | 3 | 1494.0605 | 0.14941 | 62911.2942 | 0 | 195487.913 | 19 | 9500 | 3138.1949 | 199.6997 | 22112.5 | 171400.9159 | 31612.5 | 0 | 139788.4159 | 139788.4159 | 8005.9395 | 1494.0605 | 0 | 0 | 0 | 0 | 0
2022-06-18 15:00 | 0.70728 | 0.55137 | 35871 | 24609.7157 | 633 | 58355.6775 | 3 | 7002.7843 | 0.70028 | 51352.8932 | 0 | 258399.2072 | 19 | 9500 | 3138.1949 | 199.6997 | 22112.5 | 171400.9159 | 31612.5 | 0 | 139788.4159 | 139788.4159 | 2497.2157 | 7002.7843 | 0 | 0 | 0 | 0 | 0
2022-06-18 16:00 | 0.50635 | 0.43386 | 35871 | 17618.3824 | 633 | 45918.7011 | 3 | 13994.1176 | 1.3994 | 31924.5836 | 0 | 309752.1004 | 19 | 9500 | 3138.1949 | 199.6997 | 22112.5 | 171400.9159 | 31612.5 | 0 | 139788.4159 | 139788.4159 | 0 | 9500 | 0 | 0 | 0 | 0 | 0
2022-06-18 17:00 | 0.29167 | 0.29441 | 35871 | 10148.6197 | 633 | 31159.6478 | 3 | 21463.8803 | 2.1464 | 9695.7675 | 0 | 341676.6839 | 19 | 9500 | 3138.1949 | 199.6997 | 22112.5 | 171400.9159 | 31612.5 | 0 | 139788.4159 | 139788.4159 | 0 | 9500 | 0 | 0 | 0 | 0 | 0
2022-06-18 18:00 | 0.10503 | 0.10754 | 35871 | 3654.5052 | 633 | 11381.7755 | 3 | 27957.9948 | 2.7958 | 0 | 16576.2193 | 351372.4515 | 19 | 9500 | 3138.1949 | 199.6997 | 22112.5 | 171400.9159 | 31612.5 | 0 | 139788.4159 | 139788.4159 | 0 | 9500 | 0 | 0 | 0 | 0 | 0
2022-06-18 19:00 | 0.00565 | 0 | 35871 | 196.591 | 633 | 0 | 3 | 30000 | 3 | 0 | 30000 | 334796.2322 | 19 | 8084.091 | 3138.1949 | 169.9358 | 22112.5 | 171400.9159 | 30196.591 | 0 | 141204.3249 | 141204.3249 | 196.591 | 7887.5 | 0 | 0 | 0 | 0 | 0
2022-06-18 20:00 | 0 | 0 | 35871 | 0 | 633 | 0 | 3 | 30000 | 3 | 0 | 30000 | 304796.2322 | 19 | 7887.5 | 3138.1949 | 165.8033 | 22112.5 | 171400.9159 | 30000 | 0 | 141400.9159 | 141400.9159 | 0 | 7887.5 | 0 | 0 | 0 | 0 | 0
2022-06-18 21:00 | 0 | 0 | 35871 | 0 | 633 | 0 | 3 | 30000 | 3 | 0 | 30000 | 274796.2322 | 19 | 7887.5 | 3138.1949 | 165.8033 | 22112.5 | 171400.9159 | 30000 | 0 | 141400.9159 | 141400.9159 | 0 | 7887.5 | 0 | 0 | 0 | 0 | 0
2022-06-18 22:00 | 0 | 0 | 35871 | 0 | 633 | 0 | 3 | 30000 | 3 | 0 | 30000 | 244796.2322 | 19 | 7887.5 | 3138.1949 | 165.8033 | 22112.5 | 171400.9159 | 30000 | 0 | 141400.9159 | 141400.9159 | 0 | 7887.5 | 0 | 0 | 0 | 0 | 0
2022-06-18 23:00 | 0 | 0 | 35871 | 0 | 633 | 0 | 3 | 30000 | 3 | 0 | 30000 | 214796.2322 | 19 | 7887.5 | 3138.1949 | 165.8033 | 22112.5 | 171400.9159 | 30000 | 0 | 141400.9159 | 141400.9159 | 0 | 7887.5 | 0 | 0 | 0 | 0 | 0
2022-06-19 | 0 | 0 | 35871 | 0 | 633 | 0 | 3 | 30000 | 3 | 0 | 30000 | 184796.2322 | 19 | 7770.8333 | 3138.1949 | 163.3509 | 22229.1667 | 171517.5826 | 30000 | 0 | 141517.5826 | 141517.5826 | 0 | 7770.8333 | 0 | 0 | 0 | 0 | 0
2022-06-19 01:00 | 0 | 0 | 35871 | 0 | 633 | 0 | 3 | 30000 | 3 | 0 | 30000 | 154796.2322 | 19 | 7770.8333 | 3138.1949 | 163.3509 | 22229.1667 | 171517.5826 | 30000 | 0 | 141517.5826 | 141517.5826 | 0 | 7770.8333 | 0 | 0 | 0 | 0 | 0
2022-06-19 02:00 | 0 | 0 | 35871 | 0 | 633 | 0 | 3 | 30000 | 3 | 0 | 30000 | 124796.2322 | 19 | 7770.8333 | 3138.1949 | 163.3509 | 22229.1667 | 171517.5826 | 30000 | 0 | 141517.5826 | 141517.5826 | 0 | 7770.8333 | 0 | 0 | 0 | 0 | 0
2022-06-19 03:00 | 0 | 0 | 35871 | 0 | 633 | 0 | 3 | 30000 | 3 | 0 | 30000 | 94796.2322 | 19 | 7770.8333 | 3138.1949 | 163.3509 | 22229.1667 | 171517.5826 | 30000 | 0 | 141517.5826 | 141517.5826 | 0 | 7770.8333 | 0 | 0 | 0 | 0 | 0
2022-06-19 04:00 | 0 | 0 | 35871 | 0 | 633 | 0 | 3 | 30000 | 3 | 0 | 30000 | 64796.2322 | 19 | 7770.8333 | 3138.1949 | 163.3509 | 22229.1667 | 171517.5826 | 30000 | 0 | 141517.5826 | 141517.5826 | 0 | 7770.8333 | 0 | 0 | 0 | 0 | 0
2022-06-19 05:00 | 0.0148 | 0.00186 | 35871 | 514.9641 | 633 | 196.8579 | 3 | 30000 | 3 | 0 | 29803.1421 | 34796.2322 | 19 | 8285.7974 | 3138.1949 | 174.1759 | 22229.1667 | 171517.5826 | 30514.9641 | 0 | 141002.6185 | 141002.6185 | -2.2737e-13 | 8285.7974 | 0 | 0 | 0 | 0 | 0
2022-06-19 06:00 | 0.14623 | 0.20454 | 35871 | 5088.0538 | 633 | 21648.0227 | 3 | 26641.1128 | 2.6641 | 0 | 4993.0901 | 4993.0901 | 19 | 9500 | 3138.1949 | 199.6997 | 22229.1667 | 171517.5826 | 31729.1667 | 0 | 139788.4159 | 139788.4159 | 0 | 9500 | 0 | 0 | 0 | 0 | 0
2022-06-19 07:00 | 0.34427 | 0.39135 | 35871 | 11978.8299 | 633 | 41419.5448 | 3 | 19750.3368 | 1.975 | 0 | 0 | 0 | 19 | 9500 | 3138.1949 | 199.6997 | 22229.1667 | 171517.5826 | 31729.1667 | 0 | 139788.4159 | 139788.4159 | 0 | 9500 | 0 | 0 | 0 | 0 | 0
2022-06-19 08:00 | 0.5582 | 0.54214 | 35871 | 19422.4964 | 633 | 57378.7965 | 3 | 12306.6702 | 1.2307 | 0 | 0 | 0 | 19 | 9500 | 3138.1949 | 199.6997 | 22229.1667 | 171517.5826 | 31729.1667 | 0 | 139788.4159 | 139788.4159 | 0 | 9500 | 0 | 0 | 0 | 0 | 0
2022-06-19 09:00 | 0.7499 | 0.63152 | 35871 | 26092.673 | 633 | 66838.5612 | 3 | 5636.4937 | 0.56365 | 0 | 0 | 0 | 19 | 9500 | 3138.1949 | 199.6997 | 22229.1667 | 171517.5826 | 31729.1667 | 0 | 139788.4159 | 139788.4159 | 3863.5063 | 5636.4937 | 0 | 0 | 0 | 0 | 0
2022-06-19 10:00 | 0.89703 | 0.69094 | 35871 | 31212.0422 | 633 | 73127.4313 | 3 | 517.1244 | 0.051712 | 36637.8615 | 0 | 0 | 19 | 9500 | 3138.1949 | 199.6997 | 22229.1667 | 171517.5826 | 31729.1667 | 0 | 139788.4159 | 139788.4159 | 8982.8756 | 517.1244 | 0 | 0 | 0 | 0 | 0
2022-06-19 11:00 | 0.98708 | 0.75055 | 35871 | 34345.3203 | 633 | 79436.4107 | 3 | 30000 | 3 | 0 | 30000 | 36637.8615 | 19 | 9500 | 3138.1949 | 199.6997 | 22229.1667 | 171517.5826 | 31729.1667 | 0 | 139788.4159 | 139788.4159 | 9500 | 0 | 0 | 0 | 0 | 30000 | 0
2022-06-19 12:00 | 1.006 | 0.74882 | 35871 | 35004.6831 | 633 | 79253.3116 | 3 | 0 | 0 | 79253.3116 | 0 | 6637.8615 | 19 | 9500 | 3138.1949 | 199.6997 | 22229.1667 | 171517.5826 | 31729.1667 | 0 | 139788.4159 | 139788.4159 | 9500 | 0 | 0 | 0 | 0 | 0 | 0
2022-06-19 13:00 | 0.96705 | 0.72108 | 35871 | 33648.379 | 633 | 76317.3766 | 3 | 0 | 0 | 76317.3766 | 0 | 85891.1731 | 19 | 9500 | 3138.1949 | 199.6997 | 22229.1667 | 171517.5826 | 31729.1667 | 0 | 139788.4159 | 139788.4159 | 9500 | 0 | 0 | 0 | 0 | 0 | 0
2022-06-19 14:00 | 0.86585 | 0.65477 | 35871 | 30127.1382 | 633 | 69299.2854 | 3 | 1602.0285 | 0.1602 | 67697.2569 | 0 | 162208.5497 | 19 | 9500 | 3138.1949 | 199.6997 | 22229.1667 | 171517.5826 | 31729.1667 | 0 | 139788.4159 | 139788.4159 | 7897.9715 | 1602.0285 | 0 | 0 | 0 | 0 | 0
2022-06-19 15:00 | 0.70983 | 0.60125 | 35871 | 24698.4426 | 633 | 63634.857 | 3 | 7030.7241 | 0.70307 | 56604.1329 | 0 | 229905.8066 | 19 | 9500 | 3138.1949 | 199.6997 | 22229.1667 | 171517.5826 | 31729.1667 | 0 | 139788.4159 | 139788.4159 | 2469.2759 | 7030.7241 | 0 | 0 | 0 | 0 | 0
2022-06-19 16:00 | 0.5136 | 0.5059 | 35871 | 17870.6452 | 633 | 53543.2418 | 3 | 13858.5214 | 1.3859 | 39684.7204 | 0 | 286509.9395 | 19 | 9500 | 3138.1949 | 199.6997 | 22229.1667 | 171517.5826 | 31729.1667 | 0 | 139788.4159 | 139788.4159 | 0 | 9500 | 0 | 0 | 0 | 0 | 0
2022-06-19 17:00 | 0.29758 | 0.34697 | 35871 | 10354.2574 | 633 | 36722.4721 | 3 | 21374.9093 | 2.1375 | 15347.5628 | 0 | 326194.6599 | 19 | 9500 | 3138.1949 | 199.6997 | 22229.1667 | 171517.5826 | 31729.1667 | 0 | 139788.4159 | 139788.4159 | 0 | 9500 | 0 | 0 | 0 | 0 | 0
2022-06-19 18:00 | 0.10815 | 0.1476 | 35871 | 3763.0652 | 633 | 15621.6298 | 3 | 27966.1015 | 2.7966 | 0 | 12344.4717 | 341542.2227 | 19 | 9500 | 3138.1949 | 199.6997 | 22229.1667 | 171517.5826 | 31729.1667 | 0 | 139788.4159 | 139788.4159 | 0 | 9500 | 0 | 0 | 0 | 0 | 0
2022-06-19 19:00 | 0.00593 | 0.00054 | 35871 | 206.3336 | 633 | 57.1523 | 3 | 30000 | 3 | 0 | 29942.8477 | 329197.751 | 19 | 7977.1669 | 3138.1949 | 167.6882 | 22229.1667 | 171517.5826 | 30206.3336 | 0 | 141311.249 | 141311.249 | -2.8422e-14 | 7977.1669 | 0 | 0 | 0 | 0 | 0
2022-06-19 20:00 | 0 | 0 | 35871 | 0 | 633 | 0 | 3 | 30000 | 3 | 0 | 30000 | 299254.9033 | 19 | 7770.8333 | 3138.1949 | 163.3509 | 22229.1667 | 171517.5826 | 30000 | 0 | 141517.5826 | 141517.5826 | 0 | 7770.8333 | 0 | 0 | 0 | 0 | 0
2022-06-19 21:00 | 0 | 0 | 35871 | 0 | 633 | 0 | 3 | 30000 | 3 | 0 | 30000 | 269254.9033 | 19 | 7770.8333 | 3138.1949 | 163.3509 | 22229.1667 | 171517.5826 | 30000 | 0 | 141517.5826 | 141517.5826 | 0 | 7770.8333 | 0 | 0 | 0 | 0 | 0
2022-06-19 22:00 | 0 | 0 | 35871 | 0 | 633 | 0 | 3 | 30000 | 3 | 0 | 30000 | 239254.9033 | 19 | 7770.8333 | 3138.1949 | 163.3509 | 22229.1667 | 171517.5826 | 30000 | 0 | 141517.5826 | 141517.5826 | 0 | 7770.8333 | 0 | 0 | 0 | 0 | 0
2022-06-19 23:00 | 0 | 0 | 35871 | 0 | 633 | 0 | 3 | 30000 | 3 | 0 | 30000 | 209254.9033 | 19 | 7770.8333 | 3138.1949 | 163.3509 | 22229.1667 | 171517.5826 | 30000 | 0 | 141517.5826 | 141517.5826 | 0 | 7770.8333 | 0 | 0 | 0 | 0 | 0
2022-06-20 | 0 | 0 | 35871 | 0 | 633 | 0 | 3 | 30000 | 3 | 0 | 30000 | 179254.9033 | 19 | 7108.3333 | 3138.1949 | 149.4244 | 22891.6667 | 172180.0826 | 30000 | 0 | 142180.0826 | 142180.0826 | 0 | 7108.3333 | 0 | 0 | 0 | 0 | 0
2022-06-20 01:00 | 0 | 0 | 35871 | 0 | 633 | 0 | 3 | 30000 | 3 | 0 | 30000 | 149254.9033 | 19 | 7108.3333 | 3138.1949 | 149.4244 | 22891.6667 | 172180.0826 | 30000 | 0 | 142180.0826 | 142180.0826 | 0 | 7108.3333 | 0 | 0 | 0 | 0 | 0
2022-06-20 02:00 | 0 | 0 | 35871 | 0 | 633 | 0 | 3 | 30000 | 3 | 0 | 30000 | 119254.9033 | 19 | 7108.3333 | 3138.1949 | 149.4244 | 22891.6667 | 172180.0826 | 30000 | 0 | 142180.0826 | 142180.0826 | 0 | 7108.3333 | 0 | 0 | 0 | 0 | 0
2022-06-20 03:00 | 0 | 0 | 35871 | 0 | 633 | 0 | 3 | 30000 | 3 | 0 | 30000 | 89254.9033 | 19 | 7108.3333 | 3138.1949 | 149.4244 | 22891.6667 | 172180.0826 | 30000 | 0 | 142180.0826 | 142180.0826 | 0 | 7108.3333 | 0 | 0 | 0 | 0 | 0
2022-06-20 04:00 | 0 | 0 | 35871 | 0 | 633 | 0 | 3 | 30000 | 3 | 0 | 30000 | 59254.9033 | 19 | 7108.3333 | 3138.1949 | 149.4244 | 22891.6667 | 172180.0826 | 30000 | 0 | 142180.0826 | 142180.0826 | 0 | 7108.3333 | 0 | 0 | 0 | 0 | 0
2022-06-20 05:00 | 0.0155 | 0.00704 | 35871 | 539.3205 | 633 | 745.0967 | 3 | 30000 | 3 | 0 | 29254.9033 | 29254.9033 | 19 | 7647.6538 | 3138.1949 | 160.7615 | 22891.6667 | 172180.0826 | 30539.3205 | 0 | 141640.7621 | 141640.7621 | -2.2737e-13 | 7647.6538 | 0 | 0 | 0 | 0 | 0
2022-06-20 06:00 | 0.1553 | 0.28531 | 35871 | 5403.6433 | 633 | 30196.5257 | 3 | 26988.0234 | 2.6988 | 0 | 0 | 0 | 19 | 9500 | 3138.1949 | 199.6997 | 22891.6667 | 172180.0826 | 32391.6667 | 0 | 139788.4159 | 139788.4159 | 0 | 9500 | 0 | 0 | 0 | 0 | 0
2022-06-20 07:00 | 0.36012 | 0.48654 | 35871 | 12530.3286 | 633 | 51494.2259 | 3 | 19861.3381 | 1.9861 | 0 | 0 | 0 | 19 | 9500 | 3138.1949 | 199.6997 | 22891.6667 | 172180.0826 | 32391.6667 | 0 | 139788.4159 | 139788.4159 | 0 | 9500 | 0 | 0 | 0 | 0 | 0
2022-06-20 08:00 | 0.57478 | 0.62987 | 35871 | 19999.3954 | 633 | 66663.9291 | 3 | 12392.2713 | 1.2392 | 0 | 0 | 0 | 19 | 9500 | 3138.1949 | 199.6997 | 22891.6667 | 172180.0826 | 32391.6667 | 0 | 139788.4159 | 139788.4159 | 0 | 9500 | 0 | 0 | 0 | 0 | 0
2022-06-20 09:00 | 0.76522 | 0.70815 | 35871 | 26625.7304 | 633 | 74948.8964 | 3 | 5765.9362 | 0.57659 | 0 | 0 | 0 | 19 | 9500 | 3138.1949 | 199.6997 | 22891.6667 | 172180.0826 | 32391.6667 | 0 | 139788.4159 | 139788.4159 | 3734.0638 | 5765.9362 | 0 | 0 | 0 | 0 | 0
2022-06-20 10:00 | 0.91325 | 0.76104 | 35871 | 31776.415 | 633 | 80546.6471 | 3 | 615.2516 | 0.061525 | 0 | 0 | 0 | 19 | 9500 | 3138.1949 | 199.6997 | 22891.6667 | 172180.0826 | 32391.6667 | 0 | 139788.4159 | 139788.4159 | 8884.7484 | 615.2516 | 0 | 0 | 0 | 0 | 0
2022-06-20 11:00 | 1.002 | 0.81806 | 35871 | 34864.4597 | 633 | 86581.5071 | 3 | 0 | 0 | 0 | 0 | 0 | 19 | 9500 | 3138.1949 | 199.6997 | 22891.6667 | 172180.0826 | 32391.6667 | 0 | 139788.4159 | 139788.4159 | 9500 | 0 | 0 | 0 | 0 | 0 | 0
2022-06-20 12:00 | 1.0054 | 0.73885 | 35871 | 34984.502 | 633 | 78198.1108 | 3 | 0 | 0 | 76817.564 | 0 | 0 | 19 | 9500 | 3138.1949 | 199.6997 | 22891.6667 | 172180.0826 | 32391.6667 | 0 | 139788.4159 | 139788.4159 | 9500 | 0 | 0 | 0 | 0 | 0 | 0
2022-06-20 13:00 | 0.97115 | 0.71529 | 35871 | 33791.038 | 633 | 75704.5769 | 3 | 0 | 0 | 75704.5769 | 0 | 76817.564 | 19 | 9500 | 3138.1949 | 199.6997 | 22891.6667 | 172180.0826 | 32391.6667 | 0 | 139788.4159 | 139788.4159 | 9500 | 0 | 0 | 0 | 0 | 0 | 0
2022-06-20 14:00 | 0.8704 | 0.66616 | 35871 | 30285.4548 | 633 | 70504.7756 | 3 | 2106.2118 | 0.21062 | 68398.5638 | 0 | 152522.1409 | 19 | 9500 | 3138.1949 | 199.6997 | 22891.6667 | 172180.0826 | 32391.6667 | 0 | 139788.4159 | 139788.4159 | 7393.7882 | 2106.2118 | 0 | 0 | 0 | 0 | 0
2022-06-20 15:00 | 0.71635 | 0.61743 | 35871 | 24925.3051 | 633 | 65347.3094 | 3 | 7466.3615 | 0.74664 | 57880.9478 | 0 | 220920.7047 | 19 | 9500 | 3138.1949 | 199.6997 | 22891.6667 | 172180.0826 | 32391.6667 | 0 | 139788.4159 | 139788.4159 | 2033.6385 | 7466.3615 | 0 | 0 | 0 | 0 | 0
2022-06-20 16:00 | 0.52153 | 0.52855 | 35871 | 18146.5686 | 633 | 55940.4635 | 3 | 14245.0981 | 1.4245 | 41695.3654 | 0 | 278801.6525 | 19 | 9500 | 3138.1949 | 199.6997 | 22891.6667 | 172180.0826 | 32391.6667 | 0 | 139788.4159 | 139788.4159 | 0 | 9500 | 0 | 0 | 0 | 0 | 0
2022-06-20 17:00 | 0.30788 | 0.38385 | 35871 | 10712.6446 | 633 | 40625.7628 | 3 | 21679.0221 | 2.1679 | 18946.7407 | 0 | 320497.0179 | 19 | 9500 | 3138.1949 | 199.6997 | 22891.6667 | 172180.0826 | 32391.6667 | 0 | 139788.4159 | 139788.4159 | 0 | 9500 | 0 | 0 | 0 | 0 | 0
2022-06-20 18:00 | 0.11322 | 0.1696 | 35871 | 3939.4752 | 633 | 17950.057 | 3 | 28452.1915 | 2.8452 | 0 | 10502.1345 | 339443.7585 | 19 | 9500 | 3138.1949 | 199.6997 | 22891.6667 | 172180.0826 | 32391.6667 | 0 | 139788.4159 | 139788.4159 | 0 | 9500 | 0 | 0 | 0 | 0 | 0
2022-06-20 19:00 | 0.00622 | 0.00061 | 35871 | 216.4241 | 633 | 64.5609 | 3 | 30000 | 3 | 0 | 29935.4391 | 328941.624 | 19 | 7324.7574 | 3138.1949 | 153.9739 | 22891.6667 | 172180.0826 | 30216.4241 | 0 | 141963.6585 | 141963.6585 | 2.8422e-14 | 7324.7574 | 0 | 0 | 0 | 0 | 0
2022-06-20 20:00 | 0 | 0 | 35871 | 0 | 633 | 0 | 3 | 30000 | 3 | 0 | 30000 | 299006.1849 | 19 | 7108.3333 | 3138.1949 | 149.4244 | 22891.6667 | 172180.0826 | 30000 | 0 | 142180.0826 | 142180.0826 | 0 | 7108.3333 | 0 | 0 | 0 | 0 | 0
2022-06-20 21:00 | 0 | 0 | 35871 | 0 | 633 | 0 | 3 | 30000 | 3 | 0 | 30000 | 269006.1849 | 19 | 7108.3333 | 3138.1949 | 149.4244 | 22891.6667 | 172180.0826 | 30000 | 0 | 142180.0826 | 142180.0826 | 0 | 7108.3333 | 0 | 0 | 0 | 0 | 0
2022-06-20 22:00 | 0 | 0 | 35871 | 0 | 633 | 0 | 3 | 30000 | 3 | 0 | 30000 | 239006.1849 | 19 | 7108.3333 | 3138.1949 | 149.4244 | 22891.6667 | 172180.0826 | 30000 | 0 | 142180.0826 | 142180.0826 | 0 | 7108.3333 | 0 | 0 | 0 | 0 | 0
2022-06-20 23:00 | 0 | 0 | 35871 | 0 | 633 | 0 | 3 | 30000 | 3 | 0 | 30000 | 209006.1849 | 19 | 7108.3333 | 3138.1949 | 149.4244 | 22891.6667 | 172180.0826 | 30000 | 0 | 142180.0826 | 142180.0826 | 0 | 7108.3333 | 0 | 0 | 0 | 0 | 0
2022-06-21 | 0 | 0 | 35871 | 0 | 633 | 0 | 3 | 30000 | 3 | 0 | 30000 | 179006.1849 | 19 | 7125 | 3138.1949 | 149.7748 | 22875 | 172163.4159 | 30000 | 0 | 142163.4159 | 142163.4159 | 0 | 7125 | 0 | 0 | 0 | 0 | 0
2022-06-21 01:00 | 0 | 0 | 35871 | 0 | 633 | 0 | 3 | 30000 | 3 | 0 | 30000 | 149006.1849 | 19 | 7125 | 3138.1949 | 149.7748 | 22875 | 172163.4159 | 30000 | 0 | 142163.4159 | 142163.4159 | 0 | 7125 | 0 | 0 | 0 | 0 | 0
2022-06-21 02:00 | 0 | 0 | 35871 | 0 | 633 | 0 | 3 | 30000 | 3 | 0 | 30000 | 119006.1849 | 19 | 7125 | 3138.1949 | 149.7748 | 22875 | 172163.4159 | 30000 | 0 | 142163.4159 | 142163.4159 | 0 | 7125 | 0 | 0 | 0 | 0 | 0
2022-06-21 03:00 | 0 | 0 | 35871 | 0 | 633 | 0 | 3 | 30000 | 3 | 0 | 30000 | 89006.1849 | 19 | 7125 | 3138.1949 | 149.7748 | 22875 | 172163.4159 | 30000 | 0 | 142163.4159 | 142163.4159 | 0 | 7125 | 0 | 0 | 0 | 0 | 0
2022-06-21 04:00 | 0 | 0 | 35871 | 0 | 633 | 0 | 3 | 30000 | 3 | 0 | 30000 | 59006.1849 | 19 | 7125 | 3138.1949 | 149.7748 | 22875 | 172163.4159 | 30000 | 0 | 142163.4159 | 142163.4159 | 0 | 7125 | 0 | 0 | 0 | 0 | 0
2022-06-21 05:00 | 0.01602 | 0.00939 | 35871 | 557.4138 | 633 | 993.8151 | 3 | 30000 | 3 | 0 | 29006.1849 | 29006.1849 | 19 | 7682.4138 | 3138.1949 | 161.4922 | 22875 | 172163.4159 | 30557.4138 | 0 | 141606.0021 | 141606.0021 | 0 | 7682.4138 | 0 | 0 | 0 | 0 | 0
2022-06-21 06:00 | 0.16162 | 0.32028 | 35871 | 5623.5469 | 633 | 33897.6665 | 3 | 26751.4531 | 2.6751 | 0 | 0 | 0 | 19 | 9500 | 3138.1949 | 199.6997 | 22875 | 172163.4159 | 32375 | 0 | 139788.4159 | 139788.4159 | 0 | 9500 | 0 | 0 | 0 | 0 | 0
2022-06-21 07:00 | 0.37442 | 0.5474 | 35871 | 13027.8952 | 633 | 57935.5022 | 3 | 19347.1048 | 1.9347 | 0 | 0 | 0 | 19 | 9500 | 3138.1949 | 199.6997 | 22875 | 172163.4159 | 32375 | 0 | 139788.4159 | 139788.4159 | 0 | 9500 | 0 | 0 | 0 | 0 | 0
2022-06-21 08:00 | 0.5924 | 0.69137 | 35871 | 20612.481 | 633 | 73172.9415 | 3 | 11762.519 | 1.1763 | 0 | 0 | 0 | 19 | 9500 | 3138.1949 | 199.6997 | 22875 | 172163.4159 | 32375 | 0 | 139788.4159 | 139788.4159 | 0 | 9500 | 0 | 0 | 0 | 0 | 0
2022-06-21 09:00 | 0.78442 | 0.76795 | 35871 | 27293.7919 | 633 | 81277.9849 | 3 | 5081.2081 | 0.50812 | 0 | 0 | 0 | 19 | 9500 | 3138.1949 | 199.6997 | 22875 | 172163.4159 | 32375 | 0 | 139788.4159 | 139788.4159 | 4418.7919 | 5081.2081 | 0 | 0 | 0 | 0 | 0
2022-06-21 10:00 | 0.9329 | 0.82113 | 35871 | 32460.1342 | 633 | 86906.4285 | 3 | 0 | 0 | 30000 | 0 | 0 | 19 | 9500 | 3138.1949 | 199.6997 | 22875 | 172163.4159 | 32375 | 0 | 139788.4159 | 139788.4159 | 9500 | 0 | 0 | 0 | 0 | 0 | 0
2022-06-21 11:00 | 1.0239 | 0.88239 | 35871 | 35625.7715 | 633 | 93390.0399 | 3 | 30000 | 3 | 0 | 30000 | 30000 | 19 | 9500 | 3138.1949 | 199.6997 | 22875 | 172163.4159 | 32375 | 0 | 139788.4159 | 139788.4159 | 9500 | 0 | 0 | 0 | 0 | 30000 | 0
2022-06-21 12:00 | 1.04 | 0.84592 | 35871 | 36185.621 | 633 | 89530.1426 | 3 | 0 | 0 | 19255.6132 | 0 | 0 | 19 | 9500 | 3138.1949 | 199.6997 | 22875 | 172163.4159 | 32375 | 0 | 139788.4159 | 139788.4159 | 9500 | 0 | 0 | 0 | 0 | 0 | 0
2022-06-21 13:00 | 1.0004 | 0.80831 | 35871 | 34807.0482 | 633 | 85549.5905 | 3 | 0 | 0 | 85549.5905 | 0 | 19255.6132 | 19 | 9500 | 3138.1949 | 199.6997 | 22875 | 172163.4159 | 32375 | 0 | 139788.4159 | 139788.4159 | 9500 | 0 | 0 | 0 | 0 | 0 | 0
2022-06-21 14:00 | 0.89755 | 0.73968 | 35871 | 31230.1356 | 633 | 78285.956 | 3 | 1144.8644 | 0.11449 | 77141.0915 | 0 | 104805.2036 | 19 | 9500 | 3138.1949 | 199.6997 | 22875 | 172163.4159 | 32375 | 0 | 139788.4159 | 139788.4159 | 8355.1356 | 1144.8644 | 0 | 0 | 0 | 0 | 0
2022-06-21 15:00 | 0.74025 | 0.68487 | 35871 | 25756.9025 | 633 | 72484.9971 | 3 | 6618.0975 | 0.66181 | 65866.8996 | 0 | 181946.2952 | 19 | 9500 | 3138.1949 | 199.6997 | 22875 | 172163.4159 | 32375 | 0 | 139788.4159 | 139788.4159 | 2881.9025 | 6618.0975 | 0 | 0 | 0 | 0 | 0
2022-06-21 16:00 | 0.54195 | 0.59441 | 35871 | 18857.0798 | 633 | 62910.9278 | 3 | 13517.9202 | 1.3518 | 49393.0076 | 0 | 247813.1948 | 19 | 9500 | 3138.1949 | 199.6997 | 22875 | 172163.4159 | 32375 | 0 | 139788.4159 | 139788.4159 | 0 | 9500 | 0 | 0 | 0 | 0 | 0
2022-06-21 17:00 | 0.32425 | 0.45396 | 35871 | 11282.2366 | 633 | 48046.0369 | 3 | 21092.7634 | 2.1093 | 26953.2735 | 0 | 297206.2024 | 19 | 9500 | 3138.1949 | 199.6997 | 22875 | 172163.4159 | 32375 | 0 | 139788.4159 | 139788.4159 | 0 | 9500 | 0 | 0 | 0 | 0 | 0
2022-06-21 18:00 | 0.12157 | 0.22771 | 35871 | 4230.0123 | 633 | 24100.2799 | 3 | 28144.9877 | 2.8145 | 0 | 4044.7078 | 324159.4759 | 19 | 9500 | 3138.1949 | 199.6997 | 22875 | 172163.4159 | 32375 | 0 | 139788.4159 | 139788.4159 | 0 | 9500 | 0 | 0 | 0 | 0 | 0
2022-06-21 19:00 | 0.00662 | 0.00162 | 35871 | 230.342 | 633 | 171.4569 | 3 | 30000 | 3 | 0 | 29828.5431 | 320114.7682 | 19 | 7355.342 | 3138.1949 | 154.6168 | 22875 | 172163.4159 | 30230.342 | 0 | 141933.0739 | 141933.0739 | 1.1369e-13 | 7355.342 | 0 | 0 | 0 | 0 | 0
2022-06-21 20:00 | 0 | 0 | 35871 | 0 | 633 | 0 | 3 | 30000 | 3 | 0 | 30000 | 290286.2251 | 19 | 7125 | 3138.1949 | 149.7748 | 22875 | 172163.4159 | 30000 | 0 | 142163.4159 | 142163.4159 | 0 | 7125 | 0 | 0 | 0 | 0 | 0
2022-06-21 21:00 | 0 | 0 | 35871 | 0 | 633 | 0 | 3 | 30000 | 3 | 0 | 30000 | 260286.2251 | 19 | 7125 | 3138.1949 | 149.7748 | 22875 | 172163.4159 | 30000 | 0 | 142163.4159 | 142163.4159 | 0 | 7125 | 0 | 0 | 0 | 0 | 0
2022-06-21 22:00 | 0 | 0 | 35871 | 0 | 633 | 0 | 3 | 30000 | 3 | 0 | 30000 | 230286.2251 | 19 | 7125 | 3138.1949 | 149.7748 | 22875 | 172163.4159 | 30000 | 0 | 142163.4159 | 142163.4159 | 0 | 7125 | 0 | 0 | 0 | 0 | 0
2022-06-21 23:00 | 0 | 0 | 35871 | 0 | 633 | 0 | 3 | 30000 | 3 | 0 | 30000 | 200286.2251 | 19 | 7125 | 3138.1949 | 149.7748 | 22875 | 172163.4159 | 30000 | 0 | 142163.4159 | 142163.4159 | 0 | 7125 | 0 | 0 | 0 | 0 | 0
2022-06-22 | 0 | 0 | 35871 | 0 | 633 | 0 | 3 | 30000 | 3 | 0 | 30000 | 170286.2251 | 19 | 7237.5 | 3138.1949 | 152.1396 | 22762.5 | 172050.9159 | 30000 | 0 | 142050.9159 | 142050.9159 | 0 | 7237.5 | 0 | 0 | 0 | 0 | 0
2022-06-22 01:00 | 0 | 0 | 35871 | 0 | 633 | 0 | 3 | 30000 | 3 | 0 | 30000 | 140286.2251 | 19 | 7237.5 | 3138.1949 | 152.1396 | 22762.5 | 172050.9159 | 30000 | 0 | 142050.9159 | 142050.9159 | 0 | 7237.5 | 0 | 0 | 0 | 0 | 0
2022-06-22 02:00 | 0 | 0 | 35871 | 0 | 633 | 0 | 3 | 30000 | 3 | 0 | 30000 | 110286.2251 | 19 | 7237.5 | 3138.1949 | 152.1396 | 22762.5 | 172050.9159 | 30000 | 0 | 142050.9159 | 142050.9159 | 0 | 7237.5 | 0 | 0 | 0 | 0 | 0
2022-06-22 03:00 | 0 | 0 | 35871 | 0 | 633 | 0 | 3 | 30000 | 3 | 0 | 30000 | 80286.2251 | 19 | 7237.5 | 3138.1949 | 152.1396 | 22762.5 | 172050.9159 | 30000 | 0 | 142050.9159 | 142050.9159 | 0 | 7237.5 | 0 | 0 | 0 | 0 | 0
2022-06-22 04:00 | 0 | 0 | 35871 | 0 | 633 | 0 | 3 | 30000 | 3 | 0 | 30000 | 50286.2251 | 19 | 7237.5 | 3138.1949 | 152.1396 | 22762.5 | 172050.9159 | 30000 | 0 | 142050.9159 | 142050.9159 | 0 | 7237.5 | 0 | 0 | 0 | 0 | 0
2022-06-22 05:00 | 0.01895 | 0.09178 | 35871 | 659.3628 | 633 | 9713.7749 | 3 | 30000 | 3 | 0 | 20286.2251 | 20286.2251 | 19 | 7896.8628 | 3138.1949 | 166.0001 | 22762.5 | 172050.9159 | 30659.3628 | 0 | 141391.5531 | 141391.5531 | -3.4106e-13 | 7896.8628 | 0 | 0 | 0 | 0 | 0
2022-06-22 06:00 | 0.18573 | 0.581 | 35871 | 6462.4512 | 633 | 61491.6456 | 3 | 25800.0488 | 2.58 | 0 | 0 | 0 | 19 | 9500 | 3138.1949 | 199.6997 | 22762.5 | 172050.9159 | 32262.5 | 0 | 139788.4159 | 139788.4159 | 0 | 9500 | 0 | 0 | 0 | 0 | 0
2022-06-22 07:00 | 0.40285 | 0.74584 | 35871 | 14017.1134 | 633 | 78937.9156 | 3 | 18245.3866 | 1.8245 | 0 | 0 | 0 | 19 | 9500 | 3138.1949 | 199.6997 | 22762.5 | 172050.9159 | 32262.5 | 0 | 139788.4159 | 139788.4159 | 0 | 9500 | 0 | 0 | 0 | 0 | 0
2022-06-22 08:00 | 0.6176 | 0.82899 | 35871 | 21489.3117 | 633 | 87738.312 | 3 | 10773.1883 | 1.0773 | 0 | 0 | 0 | 19 | 9500 | 3138.1949 | 199.6997 | 22762.5 | 172050.9159 | 32262.5 | 0 | 139788.4159 | 139788.4159 | 0 | 9500 | 0 | 0 | 0 | 0 | 0
2022-06-22 09:00 | 0.80625 | 0.87808 | 35871 | 28053.3639 | 633 | 92933.8798 | 3 | 4209.1361 | 0.42091 | 30000 | 0 | 0 | 19 | 9500 | 3138.1949 | 199.6997 | 22762.5 | 172050.9159 | 32262.5 | 0 | 139788.4159 | 139788.4159 | 5290.8639 | 4209.1361 | 0 | 0 | 0 | 0 | 0
2022-06-22 10:00 | 0.94997 | 0.90398 | 35871 | 33054.0827 | 633 | 95675.0736 | 3 | 30000 | 3 | 0 | 30000 | 30000 | 19 | 9500 | 3138.1949 | 199.6997 | 22762.5 | 172050.9159 | 32262.5 | 0 | 139788.4159 | 139788.4159 | 9500 | 0 | 0 | 0 | 0 | 30000 | 0
2022-06-22 11:00 | 1.0376 | 0.95499 | 35871 | 36103.1571 | 633 | 101073.8496 | 3 | 0 | 0 | 0 | 0 | 0 | 19 | 9500 | 3138.1949 | 199.6997 | 22762.5 | 172050.9159 | 32262.5 | 0 | 139788.4159 | 139788.4159 | 9500 | 0 | 0 | 0 | 0 | 0 | 0
2022-06-22 12:00 | 1.0331 | 0.83203 | 35871 | 35945.5364 | 633 | 88060.0583 | 3 | 0 | 0 | 0 | 0 | 0 | 19 | 9500 | 3138.1949 | 199.6997 | 22762.5 | 172050.9159 | 32262.5 | 0 | 139788.4159 | 139788.4159 | 9500 | 0 | 0 | 0 | 0 | 0 | 0
2022-06-22 13:00 | 0.9946 | 0.82257 | 35871 | 34606.9777 | 633 | 87058.8346 | 3 | 0 | 0 | 82713.0377 | 0 | 0 | 19 | 9500 | 3138.1949 | 199.6997 | 22762.5 | 172050.9159 | 32262.5 | 0 | 139788.4159 | 139788.4159 | 9500 | 0 | 0 | 0 | 0 | 0 | 0
2022-06-22 14:00 | 0.8936 | 0.78059 | 35871 | 31092.6958 | 633 | 82615.7722 | 3 | 1169.8042 | 0.11698 | 81445.968 | 0 | 82713.0377 | 19 | 9500 | 3138.1949 | 199.6997 | 22762.5 | 172050.9159 | 32262.5 | 0 | 139788.4159 | 139788.4159 | 8330.1958 | 1169.8042 | 0 | 0 | 0 | 0 | 0
2022-06-22 15:00 | 0.73758 | 0.74465 | 35871 | 25664.0002 | 633 | 78811.9688 | 3 | 6598.4998 | 0.65985 | 72213.4691 | 0 | 164159.0057 | 19 | 9500 | 3138.1949 | 199.6997 | 22762.5 | 172050.9159 | 32262.5 | 0 | 139788.4159 | 139788.4159 | 2901.5002 | 6598.4998 | 0 | 0 | 0 | 0 | 0
2022-06-22 16:00 | 0.5383 | 0.66763 | 35871 | 18730.0785 | 633 | 70660.3569 | 3 | 13532.4215 | 1.3532 | 57127.9354 | 0 | 236372.4748 | 19 | 9500 | 3138.1949 | 199.6997 | 22762.5 | 172050.9159 | 32262.5 | 0 | 139788.4159 | 139788.4159 | 0 | 9500 | 0 | 0 | 0 | 0 | 0
2022-06-22 17:00 | 0.31892 | 0.51983 | 35871 | 11096.7799 | 633 | 55017.5596 | 3 | 21165.7201 | 2.1166 | 33851.8395 | 0 | 293500.4102 | 19 | 9500 | 3138.1949 | 199.6997 | 22762.5 | 172050.9159 | 32262.5 | 0 | 139788.4159 | 139788.4159 | 0 | 9500 | 0 | 0 | 0 | 0 | 0
2022-06-22 18:00 | 0.1164 | 0.26773 | 35871 | 4050.1229 | 633 | 28335.9006 | 3 | 28212.3771 | 2.8212 | 123.5235 | 0 | 327352.2497 | 19 | 9500 | 3138.1949 | 199.6997 | 22762.5 | 172050.9159 | 32262.5 | 0 | 139788.4159 | 139788.4159 | 0 | 9500 | 0 | 0 | 0 | 0 | 0
2022-06-22 19:00 | 0.006 | 0.00416 | 35871 | 208.7692 | 633 | 440.2844 | 3 | 30000 | 3 | 0 | 29559.7156 | 327475.7732 | 19 | 7446.2692 | 3138.1949 | 156.5282 | 22762.5 | 172050.9159 | 30208.7692 | 0 | 141842.1467 | 141842.1467 | -5.6843e-14 | 7446.2692 | 0 | 0 | 0 | 0 | 0
2022-06-22 20:00 | 0 | 0 | 35871 | 0 | 633 | 0 | 3 | 30000 | 3 | 0 | 30000 | 297916.0577 | 19 | 7237.5 | 3138.1949 | 152.1396 | 22762.5 | 172050.9159 | 30000 | 0 | 142050.9159 | 142050.9159 | 0 | 7237.5 | 0 | 0 | 0 | 0 | 0
2022-06-22 21:00 | 0 | 0 | 35871 | 0 | 633 | 0 | 3 | 30000 | 3 | 0 | 30000 | 267916.0577 | 19 | 7237.5 | 3138.1949 | 152.1396 | 22762.5 | 172050.9159 | 30000 | 0 | 142050.9159 | 142050.9159 | 0 | 7237.5 | 0 | 0 | 0 | 0 | 0
2022-06-22 22:00 | 0 | 0 | 35871 | 0 | 633 | 0 | 3 | 30000 | 3 | 0 | 30000 | 237916.0577 | 19 | 7237.5 | 3138.1949 | 152.1396 | 22762.5 | 172050.9159 | 30000 | 0 | 142050.9159 | 142050.9159 | 0 | 7237.5 | 0 | 0 | 0 | 0 | 0
2022-06-22 23:00 | 0 | 0 | 35871 | 0 | 633 | 0 | 3 | 30000 | 3 | 0 | 30000 | 207916.0577 | 19 | 7237.5 | 3138.1949 | 152.1396 | 22762.5 | 172050.9159 | 30000 | 0 | 142050.9159 | 142050.9159 | 0 | 7237.5 | 0 | 0 | 0 | 0 | 0
2022-06-23 | 0 | 0 | 35871 | 0 | 633 | 0 | 3 | 30000 | 3 | 0 | 30000 | 177916.0577 | 19 | 7820.8333 | 3138.1949 | 164.4019 | 22179.1667 | 171467.5826 | 30000 | 0 | 141467.5826 | 141467.5826 | 0 | 7820.8333 | 0 | 0 | 0 | 0 | 0
2022-06-23 01:00 | 0 | 0 | 35871 | 0 | 633 | 0 | 3 | 30000 | 3 | 0 | 30000 | 147916.0577 | 19 | 7820.8333 | 3138.1949 | 164.4019 | 22179.1667 | 171467.5826 | 30000 | 0 | 141467.5826 | 141467.5826 | 0 | 7820.8333 | 0 | 0 | 0 | 0 | 0
2022-06-23 02:00 | 0 | 0 | 35871 | 0 | 633 | 0 | 3 | 30000 | 3 | 0 | 30000 | 117916.0577 | 19 | 7820.8333 | 3138.1949 | 164.4019 | 22179.1667 | 171467.5826 | 30000 | 0 | 141467.5826 | 141467.5826 | 0 | 7820.8333 | 0 | 0 | 0 | 0 | 0
2022-06-23 03:00 | 0 | 0 | 35871 | 0 | 633 | 0 | 3 | 30000 | 3 | 0 | 30000 | 87916.0577 | 19 | 7820.8333 | 3138.1949 | 164.4019 | 22179.1667 | 171467.5826 | 30000 | 0 | 141467.5826 | 141467.5826 | 0 | 7820.8333 | 0 | 0 | 0 | 0 | 0
2022-06-23 04:00 | 0 | 0 | 35871 | 0 | 633 | 0 | 3 | 30000 | 3 | 0 | 30000 | 57916.0577 | 19 | 7820.8333 | 3138.1949 | 164.4019 | 22179.1667 | 171467.5826 | 30000 | 0 | 141467.5826 | 141467.5826 | 0 | 7820.8333 | 0 | 0 | 0 | 0 | 0
2022-06-23 05:00 | 0.01425 | 0.01969 | 35871 | 495.8269 | 633 | 2083.9423 | 3 | 30000 | 3 | 0 | 27916.0577 | 27916.0577 | 19 | 8316.6602 | 3138.1949 | 174.8247 | 22179.1667 | 171467.5826 | 30495.8269 | 0 | 140971.7557 | 140971.7557 | -1.7053e-13 | 8316.6602 | 0 | 0 | 0 | 0 | 0
2022-06-23 06:00 | 0.153 | 0.33698 | 35871 | 5323.6151 | 633 | 35665.1544 | 3 | 26355.5516 | 2.6356 | 0 | 0 | 0 | 19 | 9500 | 3138.1949 | 199.6997 | 22179.1667 | 171467.5826 | 31679.1667 | 0 | 139788.4159 | 139788.4159 | 0 | 9500 | 0 | 0 | 0 | 0 | 0
2022-06-23 07:00 | 0.35848 | 0.5543 | 35871 | 12473.265 | 633 | 58665.7817 | 3 | 19205.9017 | 1.9206 | 0 | 0 | 0 | 19 | 9500 | 3138.1949 | 199.6997 | 22179.1667 | 171467.5826 | 31679.1667 | 0 | 139788.4159 | 139788.4159 | 0 | 9500 | 0 | 0 | 0 | 0 | 0
2022-06-23 08:00 | 0.57025 | 0.68996 | 35871 | 19841.7746 | 633 | 73023.7105 | 3 | 11837.392 | 1.1837 | 0 | 0 | 0 | 19 | 9500 | 3138.1949 | 199.6997 | 22179.1667 | 171467.5826 | 31679.1667 | 0 | 139788.4159 | 139788.4159 | 0 | 9500 | 0 | 0 | 0 | 0 | 0
2022-06-23 09:00 | 0.75722 | 0.76384 | 35871 | 26347.3715 | 633 | 80842.9924 | 3 | 5331.7952 | 0.53318 | 0 | 0 | 0 | 19 | 9500 | 3138.1949 | 199.6997 | 22179.1667 | 171467.5826 | 31679.1667 | 0 | 139788.4159 | 139788.4159 | 4168.2048 | 5331.7952 | 0 | 0 | 0 | 0 | 0
2022-06-23 10:00 | 0.90072 | 0.81331 | 35871 | 31340.4353 | 633 | 86078.7785 | 3 | 338.7314 | 0.033873 | 30000 | 0 | 0 | 19 | 9500 | 3138.1949 | 199.6997 | 22179.1667 | 171467.5826 | 31679.1667 | 0 | 139788.4159 | 139788.4159 | 9161.2686 | 338.7314 | 0 | 0 | 0 | 0 | 0
2022-06-23 11:00 | 0.98897 | 0.87087 | 35871 | 34411.0826 | 633 | 92170.7907 | 3 | 30000 | 3 | 0 | 30000 | 30000 | 19 | 9500 | 3138.1949 | 199.6997 | 22179.1667 | 171467.5826 | 31679.1667 | 0 | 139788.4159 | 139788.4159 | 9500 | 0 | 0 | 0 | 0 | 30000 | 0
2022-06-23 12:00 | 0.9788 | 0.76154 | 35871 | 34057.2188 | 633 | 80599.5659 | 3 | 0 | 0 | 64409.9912 | 0 | 0 | 19 | 9500 | 3138.1949 | 199.6997 | 22179.1667 | 171467.5826 | 31679.1667 | 0 | 139788.4159 | 139788.4159 | 9500 | 0 | 0 | 0 | 0 | 0 | 0
2022-06-23 13:00 | 0.94303 | 0.74124 | 35871 | 32812.6063 | 633 | 78451.0626 | 3 | 0 | 0 | 78451.0626 | 0 | 64409.9912 | 19 | 9500 | 3138.1949 | 199.6997 | 22179.1667 | 171467.5826 | 31679.1667 | 0 | 139788.4159 | 139788.4159 | 9500 | 0 | 0 | 0 | 0 | 0 | 0
2022-06-23 14:00 | 0.84583 | 0.68615 | 35871 | 29430.5449 | 633 | 72620.4692 | 3 | 2248.6218 | 0.22486 | 70371.8475 | 0 | 142861.0538 | 19 | 9500 | 3138.1949 | 199.6997 | 22179.1667 | 171467.5826 | 31679.1667 | 0 | 139788.4159 | 139788.4159 | 7251.3782 | 2248.6218 | 0 | 0 | 0 | 0 | 0
2022-06-23 15:00 | 0.69375 | 0.63074 | 35871 | 24138.9411 | 633 | 66756.0078 | 3 | 7540.2256 | 0.75402 | 59215.7822 | 0 | 213232.9012 | 19 | 9500 | 3138.1949 | 199.6997 | 22179.1667 | 171467.5826 | 31679.1667 | 0 | 139788.4159 | 139788.4159 | 1959.7744 | 7540.2256 | 0 | 0 | 0 | 0 | 0
2022-06-23 16:00 | 0.5015 | 0.54907 | 35871 | 17449.6273 | 633 | 58112.251 | 3 | 14229.5394 | 1.423 | 43882.7117 | 0 | 272448.6835 | 19 | 9500 | 3138.1949 | 199.6997 | 22179.1667 | 171467.5826 | 31679.1667 | 0 | 139788.4159 | 139788.4159 | 0 | 9500 | 0 | 0 | 0 | 0 | 0
2022-06-23 17:00 | 0.2925 | 0.39599 | 35871 | 10177.4995 | 633 | 41910.6312 | 3 | 21501.6672 | 2.1502 | 20408.964 | 0 | 316331.3951 | 19 | 9500 | 3138.1949 | 199.6997 | 22179.1667 | 171467.5826 | 31679.1667 | 0 | 139788.4159 | 139788.4159 | 0 | 9500 | 0 | 0 | 0 | 0 | 0
2022-06-23 18:00 | 0.10647 | 0.18811 | 35871 | 3704.6098 | 633 | 19909.1109 | 3 | 27974.5569 | 2.7975 | 0 | 8065.4459 | 336740.3592 | 19 | 9500 | 3138.1949 | 199.6997 | 22179.1667 | 171467.5826 | 31679.1667 | 0 | 139788.4159 | 139788.4159 | 0 | 9500 | 0 | 0 | 0 | 0 | 0
2022-06-23 19:00 | 0.00578 | 0.00143 | 35871 | 201.1143 | 633 | 151.3478 | 3 | 30000 | 3 | 0 | 29848.6522 | 328674.9132 | 19 | 8021.9477 | 3138.1949 | 168.6295 | 22179.1667 | 171467.5826 | 30201.1143 | 0 | 141266.4682 | 141266.4682 | -5.6843e-14 | 8021.9477 | 0 | 0 | 0 | 0 | 0
2022-06-23 20:00 | 0 | 0 | 35871 | 0 | 633 | 0 | 3 | 30000 | 3 | 0 | 30000 | 298826.261 | 19 | 7820.8333 | 3138.1949 | 164.4019 | 22179.1667 | 171467.5826 | 30000 | 0 | 141467.5826 | 141467.5826 | 0 | 7820.8333 | 0 | 0 | 0 | 0 | 0
2022-06-23 21:00 | 0 | 0 | 35871 | 0 | 633 | 0 | 3 | 30000 | 3 | 0 | 30000 | 268826.261 | 19 | 7820.8333 | 3138.1949 | 164.4019 | 22179.1667 | 171467.5826 | 30000 | 0 | 141467.5826 | 141467.5826 | 0 | 7820.8333 | 0 | 0 | 0 | 0 | 0
2022-06-23 22:00 | 0 | 0 | 35871 | 0 | 633 | 0 | 3 | 30000 | 3 | 0 | 30000 | 238826.261 | 19 | 7820.8333 | 3138.1949 | 164.4019 | 22179.1667 | 171467.5826 | 30000 | 0 | 141467.5826 | 141467.5826 | 0 | 7820.8333 | 0 | 0 | 0 | 0 | 0
2022-06-23 23:00 | 0 | 0 | 35871 | 0 | 633 | 0 | 3 | 30000 | 3 | 0 | 30000 | 208826.261 | 19 | 7820.8333 | 3138.1949 | 164.4019 | 22179.1667 | 171467.5826 | 30000 | 0 | 141467.5826 | 141467.5826 | 0 | 7820.8333 | 0 | 0 | 0 | 0 | 0
2022-06-24 | 0 | 0 | 35871 | 0 | 633 | 0 | 3 | 30000 | 3 | 0 | 30000 | 178826.261 | 19 | 7216.6667 | 3138.1949 | 151.7017 | 22783.3333 | 172071.7493 | 30000 | 0 | 142071.7493 | 142071.7493 | 0 | 7216.6667 | 0 | 0 | 0 | 0 | 0
2022-06-24 01:00 | 0 | 0 | 35871 | 0 | 633 | 0 | 3 | 30000 | 3 | 0 | 30000 | 148826.261 | 19 | 7216.6667 | 3138.1949 | 151.7017 | 22783.3333 | 172071.7493 | 30000 | 0 | 142071.7493 | 142071.7493 | 0 | 7216.6667 | 0 | 0 | 0 | 0 | 0
2022-06-24 02:00 | 0 | 0 | 35871 | 0 | 633 | 0 | 3 | 30000 | 3 | 0 | 30000 | 118826.261 | 19 | 7216.6667 | 3138.1949 | 151.7017 | 22783.3333 | 172071.7493 | 30000 | 0 | 142071.7493 | 142071.7493 | 0 | 7216.6667 | 0 | 0 | 0 | 0 | 0
2022-06-24 03:00 | 0 | 0 | 35871 | 0 | 633 | 0 | 3 | 30000 | 3 | 0 | 30000 | 88826.261 | 19 | 7216.6667 | 3138.1949 | 151.7017 | 22783.3333 | 172071.7493 | 30000 | 0 | 142071.7493 | 142071.7493 | 0 | 7216.6667 | 0 | 0 | 0 | 0 | 0
2022-06-24 04:00 | 0 | 0 | 35871 | 0 | 633 | 0 | 3 | 30000 | 3 | 0 | 30000 | 58826.261 | 19 | 7216.6667 | 3138.1949 | 151.7017 | 22783.3333 | 172071.7493 | 30000 | 0 | 142071.7493 | 142071.7493 | 0 | 7216.6667 | 0 | 0 | 0 | 0 | 0
2022-06-24 05:00 | 0.01348 | 0.01109 | 35871 | 469.0348 | 633 | 1173.739 | 3 | 30000 | 3 | 0 | 28826.261 | 28826.261 | 19 | 7685.7015 | 3138.1949 | 161.5613 | 22783.3333 | 172071.7493 | 30469.0348 | 0 | 141602.7144 | 141602.7144 | 5.6843e-14 | 7685.7015 | 0 | 0 | 0 | 0 | 0
2022-06-24 06:00 | 0.14562 | 0.27991 | 35871 | 5066.829 | 633 | 29625.0026 | 3 | 27216.5044 | 2.7217 | 0 | 0 | 0 | 19 | 9500 | 3138.1949 | 199.6997 | 22783.3333 | 172071.7493 | 32283.3333 | 0 | 139788.4159 | 139788.4159 | 0 | 9500 | 0 | 0 | 0 | 0 | 0
2022-06-24 07:00 | 0.34873 | 0.49474 | 35871 | 12134.015 | 633 | 52362.0942 | 3 | 20149.3183 | 2.0149 | 0 | 0 | 0 | 19 | 9500 | 3138.1949 | 199.6997 | 22783.3333 | 172071.7493 | 32283.3333 | 0 | 139788.4159 | 139788.4159 | 0 | 9500 | 0 | 0 | 0 | 0 | 0
2022-06-24 08:00 | 0.56308 | 0.63858 | 35871 | 19592.2954 | 633 | 67585.7746 | 3 | 12691.0379 | 1.2691 | 0 | 0 | 0 | 19 | 9500 | 3138.1949 | 199.6997 | 22783.3333 | 172071.7493 | 32283.3333 | 0 | 139788.4159 | 139788.4159 | 0 | 9500 | 0 | 0 | 0 | 0 | 0
2022-06-24 09:00 | 0.75428 | 0.72168 | 35871 | 26245.0745 | 633 | 76380.8792 | 3 | 6038.2588 | 0.60383 | 0 | 0 | 0 | 19 | 9500 | 3138.1949 | 199.6997 | 22783.3333 | 172071.7493 | 32283.3333 | 0 | 139788.4159 | 139788.4159 | 3461.7412 | 6038.2588 | 0 | 0 | 0 | 0 | 0
2022-06-24 10:00 | 0.9009 | 0.77667 | 35871 | 31346.6984 | 633 | 82200.8888 | 3 | 936.635 | 0.093663 | 30000 | 0 | 0 | 19 | 9500 | 3138.1949 | 199.6997 | 22783.3333 | 172071.7493 | 32283.3333 | 0 | 139788.4159 | 139788.4159 | 8563.365 | 936.635 | 0 | 0 | 0 | 0 | 0
2022-06-24 11:00 | 0.99135 | 0.83584 | 35871 | 34493.8944 | 633 | 88463.2996 | 3 | 30000 | 3 | 0 | 30000 | 30000 | 19 | 9500 | 3138.1949 | 199.6997 | 22783.3333 | 172071.7493 | 32283.3333 | 0 | 139788.4159 | 139788.4159 | 9500 | 0 | 0 | 0 | 0 | 30000 | 0
2022-06-24 12:00 | 1.0156 | 0.8555 | 35871 | 35336.9741 | 633 | 90544.0668 | 3 | 0 | 0 | 0 | 0 | 0 | 19 | 9500 | 3138.1949 | 199.6997 | 22783.3333 | 172071.7493 | 32283.3333 | 0 | 139788.4159 | 139788.4159 | 9500 | 0 | 0 | 0 | 0 | 0 | 0
2022-06-24 13:00 | 0.97992 | 0.83253 | 35871 | 34096.189 | 633 | 88112.9771 | 3 | 0 | 0 | 83834.8168 | 0 | 0 | 19 | 9500 | 3138.1949 | 199.6997 | 22783.3333 | 172071.7493 | 32283.3333 | 0 | 139788.4159 | 139788.4159 | 9500 | 0 | 0 | 0 | 0 | 0 | 0
2022-06-24 14:00 | 0.88315 | 0.77896 | 35871 | 30729.0894 | 633 | 82443.2569 | 3 | 1554.2439 | 0.15542 | 80889.013 | 0 | 83834.8168 | 19 | 9500 | 3138.1949 | 199.6997 | 22783.3333 | 172071.7493 | 32283.3333 | 0 | 139788.4159 | 139788.4159 | 7945.7561 | 1554.2439 | 0 | 0 | 0 | 0 | 0
2022-06-24 15:00 | 0.7315 | 0.737 | 35871 | 25452.4474 | 633 | 78002.3112 | 3 | 6830.8859 | 0.68309 | 71171.4253 | 0 | 164723.8298 | 19 | 9500 | 3138.1949 | 199.6997 | 22783.3333 | 172071.7493 | 32283.3333 | 0 | 139788.4159 | 139788.4159 | 2669.1141 | 6830.8859 | 0 | 0 | 0 | 0 | 0
2022-06-24 16:00 | 0.53812 | 0.66355 | 35871 | 18723.8154 | 633 | 70228.5395 | 3 | 13559.5179 | 1.356 | 56669.0216 | 0 | 235895.2551 | 19 | 9500 | 3138.1949 | 199.6997 | 22783.3333 | 172071.7493 | 32283.3333 | 0 | 139788.4159 | 139788.4159 | 0 | 9500 | 0 | 0 | 0 | 0 | 0
2022-06-24 17:00 | 0.32312 | 0.52509 | 35871 | 11242.9184 | 633 | 55574.2654 | 3 | 21040.4149 | 2.104 | 34533.8504 | 0 | 292564.2766 | 19 | 9500 | 3138.1949 | 199.6997 | 22783.3333 | 172071.7493 | 32283.3333 | 0 | 139788.4159 | 139788.4159 | 0 | 9500 | 0 | 0 | 0 | 0 | 0
2022-06-24 18:00 | 0.1205 | 0.27653 | 35871 | 4192.7818 | 633 | 29267.2715 | 3 | 28090.5515 | 2.8091 | 1176.72 | 0 | 327098.1271 | 19 | 9500 | 3138.1949 | 199.6997 | 22783.3333 | 172071.7493 | 32283.3333 | 0 | 139788.4159 | 139788.4159 | 0 | 9500 | 0 | 0 | 0 | 0 | 0
2022-06-24 19:00 | 0.0065 | 0.00406 | 35871 | 226.1667 | 633 | 429.7007 | 3 | 30000 | 3 | 0 | 29570.2993 | 328274.8471 | 19 | 7442.8333 | 3138.1949 | 156.456 | 22783.3333 | 172071.7493 | 30226.1667 | 0 | 141845.5826 | 141845.5826 | 0 | 7442.8333 | 0 | 0 | 0 | 0 | 0
2022-06-24 20:00 | 0 | 0 | 35871 | 0 | 633 | 0 | 3 | 30000 | 3 | 0 | 30000 | 298704.5478 | 19 | 7216.6667 | 3138.1949 | 151.7017 | 22783.3333 | 172071.7493 | 30000 | 0 | 142071.7493 | 142071.7493 | 0 | 7216.6667 | 0 | 0 | 0 | 0 | 0
2022-06-24 21:00 | 0 | 0 | 35871 | 0 | 633 | 0 | 3 | 30000 | 3 | 0 | 30000 | 268704.5478 | 19 | 7216.6667 | 3138.1949 | 151.7017 | 22783.3333 | 172071.7493 | 30000 | 0 | 142071.7493 | 142071.7493 | 0 | 7216.6667 | 0 | 0 | 0 | 0 | 0
2022-06-24 22:00 | 0 | 0 | 35871 | 0 | 633 | 0 | 3 | 30000 | 3 | 0 | 30000 | 238704.5478 | 19 | 7216.6667 | 3138.1949 | 151.7017 | 22783.3333 | 172071.7493 | 30000 | 0 | 142071.7493 | 142071.7493 | 0 | 7216.6667 | 0 | 0 | 0 | 0 | 0
2022-06-24 23:00 | 0 | 0 | 35871 | 0 | 633 | 0 | 3 | 30000 | 3 | 0 | 30000 | 208704.5478 | 19 | 7216.6667 | 3138.1949 | 151.7017 | 22783.3333 | 172071.7493 | 30000 | 0 | 142071.7493 | 142071.7493 | 0 | 7216.6667 | 0 | 0 | 0 | 0 | 0
2022-06-25 | 0 | 0 | 35871 | 0 | 633 | 0 | 3 | 30000 | 3 | 0 | 30000 | 178704.5478 | 19 | 7291.6667 | 3138.1949 | 153.2783 | 22708.3333 | 171996.7493 | 30000 | 0 | 141996.7493 | 141996.7493 | 0 | 7291.6667 | 0 | 0 | 0 | 0 | 0
2022-06-25 01:00 | 0 | 0 | 35871 | 0 | 633 | 0 | 3 | 30000 | 3 | 0 | 30000 | 148704.5478 | 19 | 7291.6667 | 3138.1949 | 153.2783 | 22708.3333 | 171996.7493 | 30000 | 0 | 141996.7493 | 141996.7493 | 0 | 7291.6667 | 0 | 0 | 0 | 0 | 0
2022-06-25 02:00 | 0 | 0 | 35871 | 0 | 633 | 0 | 3 | 30000 | 3 | 0 | 30000 | 118704.5478 | 19 | 7291.6667 | 3138.1949 | 153.2783 | 22708.3333 | 171996.7493 | 30000 | 0 | 141996.7493 | 141996.7493 | 0 | 7291.6667 | 0 | 0 | 0 | 0 | 0
2022-06-25 03:00 | 0 | 0 | 35871 | 0 | 633 | 0 | 3 | 30000 | 3 | 0 | 30000 | 88704.5478 | 19 | 7291.6667 | 3138.1949 | 153.2783 | 22708.3333 | 171996.7493 | 30000 | 0 | 141996.7493 | 141996.7493 | 0 | 7291.6667 | 0 | 0 | 0 | 0 | 0
2022-06-25 04:00 | 0 | 0 | 35871 | 0 | 633 | 0 | 3 | 30000 | 3 | 0 | 30000 | 58704.5478 | 19 | 7291.6667 | 3138.1949 | 153.2783 | 22708.3333 | 171996.7493 | 30000 | 0 | 141996.7493 | 141996.7493 | 0 | 7291.6667 | 0 | 0 | 0 | 0 | 0
2022-06-25 05:00 | 0.01452 | 0.01224 | 35871 | 505.2215 | 633 | 1295.4522 | 3 | 30000 | 3 | 0 | 28704.5478 | 28704.5478 | 19 | 7796.8882 | 3138.1949 | 163.8986 | 22708.3333 | 171996.7493 | 30505.2215 | 0 | 141491.5277 | 141491.5277 | 4.5475e-13 | 7796.8882 | 0 | 0 | 0 | 0 | 0
2022-06-25 06:00 | 0.15555 | 0.31976 | 35871 | 5412.342 | 633 | 33842.631 | 3 | 26795.9913 | 2.6796 | 0 | 0 | 0 | 19 | 9500 | 3138.1949 | 199.6997 | 22708.3333 | 171996.7493 | 32208.3333 | 0 | 139788.4159 | 139788.4159 | 0 | 9500 | 0 | 0 | 0 | 0 | 0
2022-06-25 07:00 | 0.36405 | 0.55733 | 35871 | 12667.0724 | 633 | 58986.4696 | 3 | 19541.2609 | 1.9541 | 0 | 0 | 0 | 19 | 9500 | 3138.1949 | 199.6997 | 22708.3333 | 171996.7493 | 32208.3333 | 0 | 139788.4159 | 139788.4159 | 0 | 9500 | 0 | 0 | 0 | 0 | 0
2022-06-25 08:00 | 0.57833 | 0.67387 | 35871 | 20122.9172 | 633 | 71320.7835 | 3 | 12085.4162 | 1.2085 | 0 | 0 | 0 | 19 | 9500 | 3138.1949 | 199.6997 | 22708.3333 | 171996.7493 | 32208.3333 | 0 | 139788.4159 | 139788.4159 | 0 | 9500 | 0 | 0 | 0 | 0 | 0
2022-06-25 09:00 | 0.7677 | 0.74684 | 35871 | 26712.0217 | 633 | 79043.7532 | 3 | 5496.3116 | 0.54963 | 0 | 0 | 0 | 19 | 9500 | 3138.1949 | 199.6997 | 22708.3333 | 171996.7493 | 32208.3333 | 0 | 139788.4159 | 139788.4159 | 4003.6884 | 5496.3116 | 0 | 0 | 0 | 0 | 0
2022-06-25 10:00 | 0.9142 | 0.77853 | 35871 | 31809.4702 | 633 | 82397.7467 | 3 | 398.8632 | 0.039886 | 0 | 0 | 0 | 19 | 9500 | 3138.1949 | 199.6997 | 22708.3333 | 171996.7493 | 32208.3333 | 0 | 139788.4159 | 139788.4159 | 9101.1368 | 398.8632 | 0 | 0 | 0 | 0 | 0
2022-06-25 11:00 | 1.0041 | 0.8222 | 35871 | 34939.2687 | 633 | 87019.6747 | 3 | 0 | 0 | 44218.5024 | 0 | 0 | 19 | 9500 | 3138.1949 | 199.6997 | 22708.3333 | 171996.7493 | 32208.3333 | 0 | 139788.4159 | 139788.4159 | 9500 | 0 | 0 | 0 | 0 | 0 | 0
2022-06-25 12:00 | 1.0275 | 0.81576 | 35871 | 35752.7728 | 633 | 86338.0806 | 3 | 0 | 0 | 86338.0806 | 0 | 44218.5024 | 19 | 9500 | 3138.1949 | 199.6997 | 22708.3333 | 171996.7493 | 32208.3333 | 0 | 139788.4159 | 139788.4159 | 9500 | 0 | 0 | 0 | 0 | 0 | 0
2022-06-25 13:00 | 0.9818 | 0.71385 | 35871 | 34161.6034 | 633 | 75552.1708 | 3 | 0 | 0 | 75552.1708 | 0 | 130556.5829 | 19 | 9500 | 3138.1949 | 199.6997 | 22708.3333 | 171996.7493 | 32208.3333 | 0 | 139788.4159 | 139788.4159 | 9500 | 0 | 0 | 0 | 0 | 0 | 0
2022-06-25 14:00 | 0.87128 | 0.6112 | 35871 | 30316.0743 | 633 | 64687.9411 | 3 | 1892.259 | 0.18923 | 62795.6821 | 0 | 206108.7537 | 19 | 9500 | 3138.1949 | 199.6997 | 22708.3333 | 171996.7493 | 32208.3333 | 0 | 139788.4159 | 139788.4159 | 7607.741 | 1892.259 | 0 | 0 | 0 | 0 | 0
2022-06-25 15:00 | 0.70583 | 0.51968 | 35871 | 24559.2631 | 633 | 55001.684 | 3 | 7649.0702 | 0.76491 | 47352.6137 | 0 | 268904.4358 | 19 | 9500 | 3138.1949 | 199.6997 | 22708.3333 | 171996.7493 | 32208.3333 | 0 | 139788.4159 | 139788.4159 | 1850.9298 | 7649.0702 | 0 | 0 | 0 | 0 | 0
2022-06-25 16:00 | 0.4987 | 0.38062 | 35871 | 17352.2017 | 633 | 40283.9073 | 3 | 14856.1317 | 1.4856 | 25427.7756 | 0 | 316257.0495 | 19 | 9500 | 3138.1949 | 199.6997 | 22708.3333 | 171996.7493 | 32208.3333 | 0 | 139788.4159 | 139788.4159 | 0 | 9500 | 0 | 0 | 0 | 0 | 0
2022-06-25 17:00 | 0.28373 | 0.24277 | 35871 | 9872.3485 | 633 | 25694.1942 | 3 | 22335.9849 | 2.2336 | 3358.2093 | 0 | 341684.8252 | 19 | 9500 | 3138.1949 | 199.6997 | 22708.3333 | 171996.7493 | 32208.3333 | 0 | 139788.4159 | 139788.4159 | 0 | 9500 | 0 | 0 | 0 | 0 | 0
2022-06-25 18:00 | 0.10447 | 0.09233 | 35871 | 3635.0201 | 633 | 9771.9856 | 3 | 28573.3133 | 2.8573 | 0 | 18801.3277 | 345043.0345 | 19 | 9500 | 3138.1949 | 199.6997 | 22708.3333 | 171996.7493 | 32208.3333 | 0 | 139788.4159 | 139788.4159 | 0 | 9500 | 0 | 0 | 0 | 0 | 0
2022-06-25 19:00 | 0.00607 | 0 | 35871 | 211.2049 | 633 | 0 | 3 | 30000 | 3 | 0 | 30000 | 326241.7068 | 19 | 7502.8715 | 3138.1949 | 157.718 | 22708.3333 | 171996.7493 | 30211.2049 | 0 | 141785.5444 | 141785.5444 | 5.6843e-14 | 7502.8715 | 0 | 0 | 0 | 0 | 0
2022-06-25 20:00 | 0 | 0 | 35871 | 0 | 633 | 0 | 3 | 30000 | 3 | 0 | 30000 | 296241.7068 | 19 | 7291.6667 | 3138.1949 | 153.2783 | 22708.3333 | 171996.7493 | 30000 | 0 | 141996.7493 | 141996.7493 | 0 | 7291.6667 | 0 | 0 | 0 | 0 | 0
2022-06-25 21:00 | 0 | 0 | 35871 | 0 | 633 | 0 | 3 | 30000 | 3 | 0 | 30000 | 266241.7068 | 19 | 7291.6667 | 3138.1949 | 153.2783 | 22708.3333 | 171996.7493 | 30000 | 0 | 141996.7493 | 141996.7493 | 0 | 7291.6667 | 0 | 0 | 0 | 0 | 0
2022-06-25 22:00 | 0 | 0 | 35871 | 0 | 633 | 0 | 3 | 30000 | 3 | 0 | 30000 | 236241.7068 | 19 | 7291.6667 | 3138.1949 | 153.2783 | 22708.3333 | 171996.7493 | 30000 | 0 | 141996.7493 | 141996.7493 | 0 | 7291.6667 | 0 | 0 | 0 | 0 | 0
2022-06-25 23:00 | 0 | 0 | 35871 | 0 | 633 | 0 | 3 | 30000 | 3 | 0 | 30000 | 206241.7068 | 19 | 7291.6667 | 3138.1949 | 153.2783 | 22708.3333 | 171996.7493 | 30000 | 0 | 141996.7493 | 141996.7493 | 0 | 7291.6667 | 0 | 0 | 0 | 0 | 0
2022-06-26 | 0 | 0 | 35871 | 0 | 633 | 0 | 3 | 30000 | 3 | 0 | 30000 | 176241.7068 | 19 | 6741.6667 | 3138.1949 | 141.7167 | 23258.3333 | 172546.7493 | 30000 | 0 | 142546.7493 | 142546.7493 | 0 | 6741.6667 | 0 | 0 | 0 | 0 | 0
2022-06-26 01:00 | 0 | 0 | 35871 | 0 | 633 | 0 | 3 | 30000 | 3 | 0 | 30000 | 146241.7068 | 19 | 6741.6667 | 3138.1949 | 141.7167 | 23258.3333 | 172546.7493 | 30000 | 0 | 142546.7493 | 142546.7493 | 0 | 6741.6667 | 0 | 0 | 0 | 0 | 0
2022-06-26 02:00 | 0 | 0 | 35871 | 0 | 633 | 0 | 3 | 30000 | 3 | 0 | 30000 | 116241.7068 | 19 | 6741.6667 | 3138.1949 | 141.7167 | 23258.3333 | 172546.7493 | 30000 | 0 | 142546.7493 | 142546.7493 | 0 | 6741.6667 | 0 | 0 | 0 | 0 | 0
2022-06-26 03:00 | 0 | 0 | 35871 | 0 | 633 | 0 | 3 | 30000 | 3 | 0 | 30000 | 86241.7068 | 19 | 6741.6667 | 3138.1949 | 141.7167 | 23258.3333 | 172546.7493 | 30000 | 0 | 142546.7493 | 142546.7493 | 0 | 6741.6667 | 0 | 0 | 0 | 0 | 0
2022-06-26 04:00 | 0 | 0 | 35871 | 0 | 633 | 0 | 3 | 30000 | 3 | 0 | 30000 | 56241.7068 | 19 | 6741.6667 | 3138.1949 | 141.7167 | 23258.3333 | 172546.7493 | 30000 | 0 | 142546.7493 | 142546.7493 | 0 | 6741.6667 | 0 | 0 | 0 | 0 | 0
2022-06-26 05:00 | 0.01532 | 0.03551 | 35871 | 533.0574 | 633 | 3758.2932 | 3 | 30000 | 3 | 0 | 26241.7068 | 26241.7068 | 19 | 7274.7241 | 3138.1949 | 152.9221 | 23258.3333 | 172546.7493 | 30533.0574 | 0 | 142013.6918 | 142013.6918 | 1.1369e-13 | 7274.7241 | 0 | 0 | 0 | 0 | 0
2022-06-26 06:00 | 0.1671 | 0.43465 | 35871 | 5814.2228 | 633 | 46002.3128 | 3 | 26944.1106 | 2.6944 | 0 | 0 | 0 | 19 | 9500 | 3138.1949 | 199.6997 | 23258.3333 | 172546.7493 | 32758.3333 | 0 | 139788.4159 | 139788.4159 | 0 | 9500 | 0 | 0 | 0 | 0 | 0
2022-06-26 07:00 | 0.3819 | 0.68968 | 35871 | 13288.1609 | 633 | 72994.076 | 3 | 19470.1725 | 1.947 | 0 | 0 | 0 | 19 | 9500 | 3138.1949 | 199.6997 | 23258.3333 | 172546.7493 | 32758.3333 | 0 | 139788.4159 | 139788.4159 | 0 | 9500 | 0 | 0 | 0 | 0 | 0
2022-06-26 08:00 | 0.5966 | 0.79004 | 35871 | 20758.6194 | 633 | 83615.9375 | 3 | 11999.7139 | 1.2 | 0 | 0 | 0 | 19 | 9500 | 3138.1949 | 199.6997 | 23258.3333 | 172546.7493 | 32758.3333 | 0 | 139788.4159 | 139788.4159 | 0 | 9500 | 0 | 0 | 0 | 0 | 0
2022-06-26 09:00 | 0.78628 | 0.86276 | 35871 | 27358.5104 | 633 | 91312.4478 | 3 | 5399.8229 | 0.53998 | 0 | 0 | 0 | 19 | 9500 | 3138.1949 | 199.6997 | 23258.3333 | 172546.7493 | 32758.3333 | 0 | 139788.4159 | 139788.4159 | 4100.1771 | 5399.8229 | 0 | 0 | 0 | 0 | 0
2022-06-26 10:00 | 0.93322 | 0.91161 | 35871 | 32471.2686 | 633 | 96482.6145 | 3 | 287.0648 | 0.028706 | 0 | 0 | 0 | 19 | 9500 | 3138.1949 | 199.6997 | 23258.3333 | 172546.7493 | 32758.3333 | 0 | 139788.4159 | 139788.4159 | 9212.9352 | 287.0648 | 0 | 0 | 0 | 0 | 0
2022-06-26 11:00 | 1.0253 | 0.97714 | 35871 | 35675.8761 | 633 | 103418.1525 | 3 | 0 | 0 | 0 | 0 | 0 | 19 | 9500 | 3138.1949 | 199.6997 | 23258.3333 | 172546.7493 | 32758.3333 | 0 | 139788.4159 | 139788.4159 | 9500 | 0 | 0 | 0 | 0 | 0 | 0
2022-06-26 12:00 | 1.0402 | 0.93415 | 35871 | 36191.884 | 633 | 98868.194 | 3 | 0 | 0 | 0 | 0 | 0 | 19 | 9500 | 3138.1949 | 199.6997 | 23258.3333 | 172546.7493 | 32758.3333 | 0 | 139788.4159 | 139788.4159 | 9500 | 0 | 0 | 0 | 0 | 0 | 0
2022-06-26 13:00 | 1.0046 | 0.90518 | 35871 | 34955.6223 | 633 | 95802.0788 | 3 | 0 | 0 | 58928.8024 | 0 | 0 | 19 | 9500 | 3138.1949 | 199.6997 | 23258.3333 | 172546.7493 | 32758.3333 | 0 | 139788.4159 | 139788.4159 | 9500 | 0 | 0 | 0 | 0 | 0 | 0
2022-06-26 14:00 | 0.90697 | 0.84134 | 35871 | 31557.9032 | 633 | 89045.4064 | 3 | 1200.4301 | 0.12004 | 87844.9763 | 0 | 58928.8024 | 19 | 9500 | 3138.1949 | 199.6997 | 23258.3333 | 172546.7493 | 32758.3333 | 0 | 139788.4159 | 139788.4159 | 8299.5699 | 1200.4301 | 0 | 0 | 0 | 0 | 0
2022-06-26 15:00 | 0.75428 | 0.79278 | 35871 | 26245.0745 | 633 | 83905.9325 | 3 | 6513.2588 | 0.65133 | 77392.6737 | 0 | 146773.7787 | 19 | 9500 | 3138.1949 | 199.6997 | 23258.3333 | 172546.7493 | 32758.3333 | 0 | 139788.4159 | 139788.4159 | 2986.7412 | 6513.2588 | 0 | 0 | 0 | 0 | 0
2022-06-26 16:00 | 0.55758 | 0.71063 | 35871 | 19400.9236 | 633 | 75211.3737 | 3 | 13357.4097 | 1.3357 | 61853.964 | 0 | 224166.4525 | 19 | 9500 | 3138.1949 | 199.6997 | 23258.3333 | 172546.7493 | 32758.3333 | 0 | 139788.4159 | 139788.4159 | 0 | 9500 | 0 | 0 | 0 | 0 | 0
2022-06-26 17:00 | 0.33725 | 0.55856 | 35871 | 11734.5699 | 633 | 59116.6499 | 3 | 21023.7634 | 2.1024 | 38092.8864 | 0 | 286020.4164 | 19 | 9500 | 3138.1949 | 199.6997 | 23258.3333 | 172546.7493 | 32758.3333 | 0 | 139788.4159 | 139788.4159 | 0 | 9500 | 0 | 0 | 0 | 0 | 0
2022-06-26 18:00 | 0.12707 | 0.2898 | 35871 | 4421.3841 | 633 | 30671.7365 | 3 | 28336.9492 | 2.8337 | 2334.7873 | 0 | 324113.3029 | 19 | 9500 | 3138.1949 | 199.6997 | 23258.3333 | 172546.7493 | 32758.3333 | 0 | 139788.4159 | 139788.4159 | 0 | 9500 | 0 | 0 | 0 | 0 | 0
2022-06-26 19:00 | 0.00703 | 0.00284 | 35871 | 244.6079 | 633 | 300.5788 | 3 | 30000 | 3 | 0 | 29699.4212 | 326448.0901 | 19 | 6986.2746 | 3138.1949 | 146.8586 | 23258.3333 | 172546.7493 | 30244.6079 | 0 | 142302.1413 | 142302.1413 | -5.6843e-14 | 6986.2746 | 0 | 0 | 0 | 0 | 0
2022-06-26 20:00 | 0 | 0 | 35871 | 0 | 633 | 0 | 3 | 30000 | 3 | 0 | 30000 | 296748.6689 | 19 | 6741.6667 | 3138.1949 | 141.7167 | 23258.3333 | 172546.7493 | 30000 | 0 | 142546.7493 | 142546.7493 | 0 | 6741.6667 | 0 | 0 | 0 | 0 | 0
2022-06-26 21:00 | 0 | 0 | 35871 | 0 | 633 | 0 | 3 | 30000 | 3 | 0 | 30000 | 266748.6689 | 19 | 6741.6667 | 3138.1949 | 141.7167 | 23258.3333 | 172546.7493 | 30000 | 0 | 142546.7493 | 142546.7493 | 0 | 6741.6667 | 0 | 0 | 0 | 0 | 0
2022-06-26 22:00 | 0 | 0 | 35871 | 0 | 633 | 0 | 3 | 30000 | 3 | 0 | 30000 | 236748.6689 | 19 | 6741.6667 | 3138.1949 | 141.7167 | 23258.3333 | 172546.7493 | 30000 | 0 | 142546.7493 | 142546.7493 | 0 | 6741.6667 | 0 | 0 | 0 | 0 | 0
2022-06-26 23:00 | 0 | 0 | 35871 | 0 | 633 | 0 | 3 | 30000 | 3 | 0 | 30000 | 206748.6689 | 19 | 6741.6667 | 3138.1949 | 141.7167 | 23258.3333 | 172546.7493 | 30000 | 0 | 142546.7493 | 142546.7493 | 0 | 6741.6667 | 0 | 0 | 0 | 0 | 0
2022-06-27 | 0 | 0 | 35871 | 0 | 633 | 0 | 3 | 30000 | 3 | 0 | 30000 | 176748.6689 | 19 | 7300 | 3138.1949 | 153.4535 | 22700 | 171988.4159 | 30000 | 0 | 141988.4159 | 141988.4159 | 0 | 7300 | 0 | 0 | 0 | 0 | 0
2022-06-27 01:00 | 0 | 0 | 35871 | 0 | 633 | 0 | 3 | 30000 | 3 | 0 | 30000 | 146748.6689 | 19 | 7300 | 3138.1949 | 153.4535 | 22700 | 171988.4159 | 30000 | 0 | 141988.4159 | 141988.4159 | 0 | 7300 | 0 | 0 | 0 | 0 | 0
2022-06-27 02:00 | 0 | 0 | 35871 | 0 | 633 | 0 | 3 | 30000 | 3 | 0 | 30000 | 116748.6689 | 19 | 7300 | 3138.1949 | 153.4535 | 22700 | 171988.4159 | 30000 | 0 | 141988.4159 | 141988.4159 | 0 | 7300 | 0 | 0 | 0 | 0 | 0
2022-06-27 03:00 | 0 | 0 | 35871 | 0 | 633 | 0 | 3 | 30000 | 3 | 0 | 30000 | 86748.6689 | 19 | 7300 | 3138.1949 | 153.4535 | 22700 | 171988.4159 | 30000 | 0 | 141988.4159 | 141988.4159 | 0 | 7300 | 0 | 0 | 0 | 0 | 0
2022-06-27 04:00 | 0 | 0 | 35871 | 0 | 633 | 0 | 3 | 30000 | 3 | 0 | 30000 | 56748.6689 | 19 | 7300 | 3138.1949 | 153.4535 | 22700 | 171988.4159 | 30000 | 0 | 141988.4159 | 141988.4159 | 0 | 7300 | 0 | 0 | 0 | 0 | 0
2022-06-27 05:00 | 0.01535 | 0.03072 | 35871 | 534.1013 | 633 | 3251.3311 | 3 | 30000 | 3 | 0 | 26748.6689 | 26748.6689 | 19 | 7834.1013 | 3138.1949 | 164.6808 | 22700 | 171988.4159 | 30534.1013 | 0 | 141454.3147 | 141454.3147 | 1.1369e-13 | 7834.1013 | 0 | 0 | 0 | 0 | 0
2022-06-27 06:00 | 0.1681 | 0.45009 | 35871 | 5849.0176 | 633 | 47636.4454 | 3 | 26350.9824 | 2.6351 | 0 | 0 | 0 | 19 | 9500 | 3138.1949 | 199.6997 | 22700 | 171988.4159 | 32200 | 0 | 139788.4159 | 139788.4159 | 0 | 9500 | 0 | 0 | 0 | 0 | 0
2022-06-27 07:00 | 0.38533 | 0.67868 | 35871 | 13407.5073 | 633 | 71829.8624 | 3 | 18792.4927 | 1.8792 | 0 | 0 | 0 | 19 | 9500 | 3138.1949 | 199.6997 | 22700 | 171988.4159 | 32200 | 0 | 139788.4159 | 139788.4159 | 0 | 9500 | 0 | 0 | 0 | 0 | 0
2022-06-27 08:00 | 0.60228 | 0.80845 | 35871 | 20956.2543 | 633 | 85564.4077 | 3 | 11243.7457 | 1.1244 | 0 | 0 | 0 | 19 | 9500 | 3138.1949 | 199.6997 | 22700 | 171988.4159 | 32200 | 0 | 139788.4159 | 139788.4159 | 0 | 9500 | 0 | 0 | 0 | 0 | 0
2022-06-27 09:00 | 0.7917 | 0.87385 | 35871 | 27547.0986 | 633 | 92486.1868 | 3 | 4652.9014 | 0.46529 | 0 | 0 | 0 | 19 | 9500 | 3138.1949 | 199.6997 | 22700 | 171988.4159 | 32200 | 0 | 139788.4159 | 139788.4159 | 4847.0986 | 4652.9014 | 0 | 0 | 0 | 0 | 0
2022-06-27 10:00 | 0.9372 | 0.91946 | 35871 | 32609.7522 | 633 | 97313.4397 | 3 | 0 | 0 | 0 | 0 | 0 | 19 | 9500 | 3138.1949 | 199.6997 | 22700 | 171988.4159 | 32200 | 0 | 139788.4159 | 139788.4159 | 9500 | 0 | 0 | 0 | 0 | 0 | 0
2022-06-27 11:00 | 1.0272 | 0.97955 | 35871 | 35741.2905 | 633 | 103673.2211 | 3 | 0 | 0 | 0 | 0 | 0 | 19 | 9500 | 3138.1949 | 199.6997 | 22700 | 171988.4159 | 32200 | 0 | 139788.4159 | 139788.4159 | 9500 | 0 | 0 | 0 | 0 | 0 | 0
2022-06-27 12:00 | 1.0303 | 0.86514 | 35871 | 35848.4587 | 633 | 91564.3413 | 3 | 0 | 0 | 0 | 0 | 0 | 19 | 9500 | 3138.1949 | 199.6997 | 22700 | 171988.4159 | 32200 | 0 | 139788.4159 | 139788.4159 | 9500 | 0 | 0 | 0 | 0 | 0 | 0
2022-06-27 13:00 | 0.9955 | 0.84312 | 35871 | 34638.2931 | 633 | 89233.7973 | 3 | 0 | 0 | 87420.5705 | 0 | 0 | 19 | 9500 | 3138.1949 | 199.6997 | 22700 | 171988.4159 | 32200 | 0 | 139788.4159 | 139788.4159 | 9500 | 0 | 0 | 0 | 0 | 0 | 0
2022-06-27 14:00 | 0.89785 | 0.78552 | 35871 | 31240.574 | 633 | 83137.5516 | 3 | 959.426 | 0.095943 | 82178.1256 | 0 | 87420.5705 | 19 | 9500 | 3138.1949 | 199.6997 | 22700 | 171988.4159 | 32200 | 0 | 139788.4159 | 139788.4159 | 8540.574 | 959.426 | 0 | 0 | 0 | 0 | 0
2022-06-27 15:00 | 0.74462 | 0.73807 | 35871 | 25908.9561 | 633 | 78115.5574 | 3 | 6291.0439 | 0.6291 | 71824.5135 | 0 | 169598.6961 | 19 | 9500 | 3138.1949 | 199.6997 | 22700 | 171988.4159 | 32200 | 0 | 139788.4159 | 139788.4159 | 3208.9561 | 6291.0439 | 0 | 0 | 0 | 0 | 0
2022-06-27 16:00 | 0.54785 | 0.65443 | 35871 | 19062.3695 | 633 | 69263.3006 | 3 | 13137.6305 | 1.3138 | 56125.6701 | 0 | 241423.2096 | 19 | 9500 | 3138.1949 | 199.6997 | 22700 | 171988.4159 | 32200 | 0 | 139788.4159 | 139788.4159 | 0 | 9500 | 0 | 0 | 0 | 0 | 0
2022-06-27 17:00 | 0.32877 | 0.50261 | 35871 | 11439.5094 | 633 | 53195.0361 | 3 | 20760.4906 | 2.076 | 32434.5455 | 0 | 297548.8797 | 19 | 9500 | 3138.1949 | 199.6997 | 22700 | 171988.4159 | 32200 | 0 | 139788.4159 | 139788.4159 | 0 | 9500 | 0 | 0 | 0 | 0 | 0
2022-06-27 18:00 | 0.12318 | 0.25178 | 35871 | 4286.0321 | 633 | 26647.7909 | 3 | 27913.9679 | 2.7914 | 0 | 1266.177 | 329983.4253 | 19 | 9500 | 3138.1949 | 199.6997 | 22700 | 171988.4159 | 32200 | 0 | 139788.4159 | 139788.4159 | 0 | 9500 | 0 | 0 | 0 | 0 | 0
2022-06-27 19:00 | 0.00697 | 0.00169 | 35871 | 242.5202 | 633 | 178.8655 | 3 | 30000 | 3 | 0 | 29821.1345 | 328717.2483 | 19 | 7542.5202 | 3138.1949 | 158.5515 | 22700 | 171988.4159 | 30242.5202 | 0 | 141745.8957 | 141745.8957 | 1.1369e-13 | 7542.5202 | 0 | 0 | 0 | 0 | 0
2022-06-27 20:00 | 0 | 0 | 35871 | 0 | 633 | 0 | 3 | 30000 | 3 | 0 | 30000 | 298896.1138 | 19 | 7300 | 3138.1949 | 153.4535 | 22700 | 171988.4159 | 30000 | 0 | 141988.4159 | 141988.4159 | 0 | 7300 | 0 | 0 | 0 | 0 | 0
2022-06-27 21:00 | 0 | 0 | 35871 | 0 | 633 | 0 | 3 | 30000 | 3 | 0 | 30000 | 268896.1138 | 19 | 7300 | 3138.1949 | 153.4535 | 22700 | 171988.4159 | 30000 | 0 | 141988.4159 | 141988.4159 | 0 | 7300 | 0 | 0 | 0 | 0 | 0
2022-06-27 22:00 | 0 | 0 | 35871 | 0 | 633 | 0 | 3 | 30000 | 3 | 0 | 30000 | 238896.1138 | 19 | 7300 | 3138.1949 | 153.4535 | 22700 | 171988.4159 | 30000 | 0 | 141988.4159 | 141988.4159 | 0 | 7300 | 0 | 0 | 0 | 0 | 0
2022-06-27 23:00 | 0 | 0 | 35871 | 0 | 633 | 0 | 3 | 30000 | 3 | 0 | 30000 | 208896.1138 | 19 | 7300 | 3138.1949 | 153.4535 | 22700 | 171988.4159 | 30000 | 0 | 141988.4159 | 141988.4159 | 0 | 7300 | 0 | 0 | 0 | 0 | 0
2022-06-28 | 0 | 0 | 35871 | 0 | 633 | 0 | 3 | 30000 | 3 | 0 | 30000 | 178896.1138 | 19 | 7470.8333 | 3138.1949 | 157.0445 | 22529.1667 | 171817.5826 | 30000 | 0 | 141817.5826 | 141817.5826 | 0 | 7470.8333 | 0 | 0 | 0 | 0 | 0
2022-06-28 01:00 | 0 | 0 | 35871 | 0 | 633 | 0 | 3 | 30000 | 3 | 0 | 30000 | 148896.1138 | 19 | 7470.8333 | 3138.1949 | 157.0445 | 22529.1667 | 171817.5826 | 30000 | 0 | 141817.5826 | 141817.5826 | 0 | 7470.8333 | 0 | 0 | 0 | 0 | 0
2022-06-28 02:00 | 0 | 0 | 35871 | 0 | 633 | 0 | 3 | 30000 | 3 | 0 | 30000 | 118896.1138 | 19 | 7470.8333 | 3138.1949 | 157.0445 | 22529.1667 | 171817.5826 | 30000 | 0 | 141817.5826 | 141817.5826 | 0 | 7470.8333 | 0 | 0 | 0 | 0 | 0
2022-06-28 03:00 | 0 | 0 | 35871 | 0 | 633 | 0 | 3 | 30000 | 3 | 0 | 30000 | 88896.1138 | 19 | 7470.8333 | 3138.1949 | 157.0445 | 22529.1667 | 171817.5826 | 30000 | 0 | 141817.5826 | 141817.5826 | 0 | 7470.8333 | 0 | 0 | 0 | 0 | 0
2022-06-28 04:00 | 0 | 0 | 35871 | 0 | 633 | 0 | 3 | 30000 | 3 | 0 | 30000 | 58896.1138 | 19 | 7470.8333 | 3138.1949 | 157.0445 | 22529.1667 | 171817.5826 | 30000 | 0 | 141817.5826 | 141817.5826 | 0 | 7470.8333 | 0 | 0 | 0 | 0 | 0
2022-06-28 05:00 | 0.01402 | 0.01043 | 35871 | 487.8241 | 633 | 1103.8862 | 3 | 30000 | 3 | 0 | 28896.1138 | 28896.1138 | 19 | 7958.6574 | 3138.1949 | 167.2991 | 22529.1667 | 171817.5826 | 30487.8241 | 0 | 141329.7585 | 141329.7585 | 1.1369e-13 | 7958.6574 | 0 | 0 | 0 | 0 | 0
2022-06-28 06:00 | 0.1548 | 0.32282 | 35871 | 5386.2459 | 633 | 34166.494 | 3 | 26642.9208 | 2.6643 | 0 | 0 | 0 | 19 | 9500 | 3138.1949 | 199.6997 | 22529.1667 | 171817.5826 | 32029.1667 | 0 | 139788.4159 | 139788.4159 | 0 | 9500 | 0 | 0 | 0 | 0 | 0
2022-06-28 07:00 | 0.36483 | 0.55014 | 35871 | 12694.2124 | 633 | 58225.4973 | 3 | 19334.9542 | 1.9335 | 0 | 0 | 0 | 19 | 9500 | 3138.1949 | 199.6997 | 22529.1667 | 171817.5826 | 32029.1667 | 0 | 139788.4159 | 139788.4159 | 0 | 9500 | 0 | 0 | 0 | 0 | 0
2022-06-28 08:00 | 0.58062 | 0.68837 | 35871 | 20202.5974 | 633 | 72855.4287 | 3 | 11826.5692 | 1.1827 | 0 | 0 | 0 | 19 | 9500 | 3138.1949 | 199.6997 | 22529.1667 | 171817.5826 | 32029.1667 | 0 | 139788.4159 | 139788.4159 | 0 | 9500 | 0 | 0 | 0 | 0 | 0
2022-06-28 09:00 | 0.7708 | 0.76135 | 35871 | 26819.8858 | 633 | 80579.4568 | 3 | 5209.2809 | 0.52093 | 0 | 0 | 0 | 19 | 9500 | 3138.1949 | 199.6997 | 22529.1667 | 171817.5826 | 32029.1667 | 0 | 139788.4159 | 139788.4159 | 4290.7191 | 5209.2809 | 0 | 0 | 0 | 0 | 0
2022-06-28 10:00 | 0.916 | 0.80819 | 35871 | 31872.1009 | 633 | 85536.8899 | 3 | 157.0657 | 0.015707 | 30000 | 0 | 0 | 19 | 9500 | 3138.1949 | 199.6997 | 22529.1667 | 171817.5826 | 32029.1667 | 0 | 139788.4159 | 139788.4159 | 9342.9343 | 157.0657 | 0 | 0 | 0 | 0 | 0
2022-06-28 11:00 | 1.0053 | 0.86248 | 35871 | 34978.5869 | 633 | 91282.8132 | 3 | 30000 | 3 | 0 | 30000 | 30000 | 19 | 9500 | 3138.1949 | 199.6997 | 22529.1667 | 171817.5826 | 32029.1667 | 0 | 139788.4159 | 139788.4159 | 9500 | 0 | 0 | 0 | 0 | 30000 | 0
2022-06-28 12:00 | 1.0039 | 0.76155 | 35871 | 34929.8741 | 633 | 80600.6243 | 3 | 0 | 0 | 60945.5529 | 0 | 0 | 19 | 9500 | 3138.1949 | 199.6997 | 22529.1667 | 171817.5826 | 32029.1667 | 0 | 139788.4159 | 139788.4159 | 9500 | 0 | 0 | 0 | 0 | 0 | 0
2022-06-28 13:00 | 0.96925 | 0.74481 | 35871 | 33724.9277 | 633 | 78828.9029 | 3 | 0 | 0 | 78828.9029 | 0 | 60945.5529 | 19 | 9500 | 3138.1949 | 199.6997 | 22529.1667 | 171817.5826 | 32029.1667 | 0 | 139788.4159 | 139788.4159 | 9500 | 0 | 0 | 0 | 0 | 0 | 0
2022-06-28 14:00 | 0.87155 | 0.69167 | 35871 | 30325.4689 | 633 | 73204.6928 | 3 | 1703.6977 | 0.17037 | 71500.9951 | 0 | 139774.4557 | 19 | 9500 | 3138.1949 | 199.6997 | 22529.1667 | 171817.5826 | 32029.1667 | 0 | 139788.4159 | 139788.4159 | 7796.3023 | 1703.6977 | 0 | 0 | 0 | 0 | 0
2022-06-28 15:00 | 0.71858 | 0.64314 | 35871 | 25002.8977 | 633 | 68068.3941 | 3 | 7026.269 | 0.70263 | 61042.1251 | 0 | 211275.4508 | 19 | 9500 | 3138.1949 | 199.6997 | 22529.1667 | 171817.5826 | 32029.1667 | 0 | 139788.4159 | 139788.4159 | 2473.731 | 7026.269 | 0 | 0 | 0 | 0 | 0
2022-06-28 16:00 | 0.5234 | 0.55819 | 35871 | 18211.635 | 633 | 59077.4899 | 3 | 13817.5317 | 1.3818 | 45259.9582 | 0 | 272317.5759 | 19 | 9500 | 3138.1949 | 199.6997 | 22529.1667 | 171817.5826 | 32029.1667 | 0 | 139788.4159 | 139788.4159 | 0 | 9500 | 0 | 0 | 0 | 0 | 0
2022-06-28 17:00 | 0.30915 | 0.40962 | 35871 | 10756.8341 | 633 | 43353.1977 | 3 | 21272.3326 | 2.1272 | 22080.8651 | 0 | 317577.5341 | 19 | 9500 | 3138.1949 | 199.6997 | 22529.1667 | 171817.5826 | 32029.1667 | 0 | 139788.4159 | 139788.4159 | 0 | 9500 | 0 | 0 | 0 | 0 | 0
2022-06-28 18:00 | 0.1145 | 0.18881 | 35871 | 3984.0126 | 633 | 19983.1973 | 3 | 28045.1541 | 2.8045 | 0 | 8061.9568 | 339658.3992 | 19 | 9500 | 3138.1949 | 199.6997 | 22529.1667 | 171817.5826 | 32029.1667 | 0 | 139788.4159 | 139788.4159 | 0 | 9500 | 0 | 0 | 0 | 0 | 0
2022-06-28 19:00 | 0.0066 | 0.00056 | 35871 | 229.6461 | 633 | 59.2691 | 3 | 30000 | 3 | 0 | 29940.7309 | 331596.4424 | 19 | 7700.4795 | 3138.1949 | 161.8719 | 22529.1667 | 171817.5826 | 30229.6461 | 0 | 141587.9364 | 141587.9364 | 1.1369e-13 | 7700.4795 | 0 | 0 | 0 | 0 | 0
2022-06-28 20:00 | 0 | 0 | 35871 | 0 | 633 | 0 | 3 | 30000 | 3 | 0 | 30000 | 301655.7115 | 19 | 7470.8333 | 3138.1949 | 157.0445 | 22529.1667 | 171817.5826 | 30000 | 0 | 141817.5826 | 141817.5826 | 0 | 7470.8333 | 0 | 0 | 0 | 0 | 0
2022-06-28 21:00 | 0 | 0 | 35871 | 0 | 633 | 0 | 3 | 30000 | 3 | 0 | 30000 | 271655.7115 | 19 | 7470.8333 | 3138.1949 | 157.0445 | 22529.1667 | 171817.5826 | 30000 | 0 | 141817.5826 | 141817.5826 | 0 | 7470.8333 | 0 | 0 | 0 | 0 | 0
2022-06-28 22:00 | 0 | 0 | 35871 | 0 | 633 | 0 | 3 | 30000 | 3 | 0 | 30000 | 241655.7115 | 19 | 7470.8333 | 3138.1949 | 157.0445 | 22529.1667 | 171817.5826 | 30000 | 0 | 141817.5826 | 141817.5826 | 0 | 7470.8333 | 0 | 0 | 0 | 0 | 0
2022-06-28 23:00 | 0 | 0 | 35871 | 0 | 633 | 0 | 3 | 30000 | 3 | 0 | 30000 | 211655.7115 | 19 | 7470.8333 | 3138.1949 | 157.0445 | 22529.1667 | 171817.5826 | 30000 | 0 | 141817.5826 | 141817.5826 | 0 | 7470.8333 | 0 | 0 | 0 | 0 | 0
2022-06-29 | 0 | 0 | 35871 | 0 | 633 | 0 | 3 | 30000 | 3 | 0 | 30000 | 181655.7115 | 19 | 7320.8333 | 3138.1949 | 153.8914 | 22679.1667 | 171967.5826 | 30000 | 0 | 141967.5826 | 141967.5826 | 0 | 7320.8333 | 0 | 0 | 0 | 0 | 0
2022-06-29 01:00 | 0 | 0 | 35871 | 0 | 633 | 0 | 3 | 30000 | 3 | 0 | 30000 | 151655.7115 | 19 | 7320.8333 | 3138.1949 | 153.8914 | 22679.1667 | 171967.5826 | 30000 | 0 | 141967.5826 | 141967.5826 | 0 | 7320.8333 | 0 | 0 | 0 | 0 | 0
2022-06-29 02:00 | 0 | 0 | 35871 | 0 | 633 | 0 | 3 | 30000 | 3 | 0 | 30000 | 121655.7115 | 19 | 7320.8333 | 3138.1949 | 153.8914 | 22679.1667 | 171967.5826 | 30000 | 0 | 141967.5826 | 141967.5826 | 0 | 7320.8333 | 0 | 0 | 0 | 0 | 0
2022-06-29 03:00 | 0 | 0 | 35871 | 0 | 633 | 0 | 3 | 30000 | 3 | 0 | 30000 | 91655.7115 | 19 | 7320.8333 | 3138.1949 | 153.8914 | 22679.1667 | 171967.5826 | 30000 | 0 | 141967.5826 | 141967.5826 | 0 | 7320.8333 | 0 | 0 | 0 | 0 | 0
2022-06-29 04:00 | 0 | 0 | 35871 | 0 | 633 | 0 | 3 | 30000 | 3 | 0 | 30000 | 61655.7115 | 19 | 7320.8333 | 3138.1949 | 153.8914 | 22679.1667 | 171967.5826 | 30000 | 0 | 141967.5826 | 141967.5826 | 0 | 7320.8333 | 0 | 0 | 0 | 0 | 0
2022-06-29 05:00 | 0.01285 | 0.00338 | 35871 | 447.1141 | 633 | 357.7311 | 3 | 30000 | 3 | 0 | 29642.2689 | 31655.7115 | 19 | 7767.9474 | 3138.1949 | 163.2902 | 22679.1667 | 171967.5826 | 30447.1141 | 0 | 141520.4685 | 141520.4685 | 1.7053e-13 | 7767.9474 | 0 | 0 | 0 | 0 | 0
2022-06-29 06:00 | 0.14445 | 0.23753 | 35871 | 5026.119 | 633 | 25139.6051 | 3 | 27153.0477 | 2.7153 | 0 | 2013.4426 | 2013.4426 | 19 | 9500 | 3138.1949 | 199.6997 | 22679.1667 | 171967.5826 | 32179.1667 | 0 | 139788.4159 | 139788.4159 | 0 | 9500 | 0 | 0 | 0 | 0 | 0
2022-06-29 07:00 | 0.3504 | 0.46061 | 35871 | 12192.1224 | 633 | 48749.8569 | 3 | 19987.0442 | 1.9987 | 0 | 0 | 0 | 19 | 9500 | 3138.1949 | 199.6997 | 22679.1667 | 171967.5826 | 32179.1667 | 0 | 139788.4159 | 139788.4159 | 0 | 9500 | 0 | 0 | 0 | 0 | 0
2022-06-29 08:00 | 0.56853 | 0.61143 | 35871 | 19781.9274 | 633 | 64712.2838 | 3 | 12397.2392 | 1.2397 | 0 | 0 | 0 | 19 | 9500 | 3138.1949 | 199.6997 | 22679.1667 | 171967.5826 | 32179.1667 | 0 | 139788.4159 | 139788.4159 | 0 | 9500 | 0 | 0 | 0 | 0 | 0
2022-06-29 09:00 | 0.76388 | 0.69732 | 35871 | 26579.1053 | 633 | 73802.6752 | 3 | 5600.0614 | 0.56001 | 0 | 0 | 0 | 19 | 9500 | 3138.1949 | 199.6997 | 22679.1667 | 171967.5826 | 32179.1667 | 0 | 139788.4159 | 139788.4159 | 3899.9386 | 5600.0614 | 0 | 0 | 0 | 0 | 0
2022-06-29 10:00 | 0.91488 | 0.76104 | 35871 | 31833.1307 | 633 | 80546.6471 | 3 | 346.036 | 0.034604 | 0 | 0 | 0 | 19 | 9500 | 3138.1949 | 199.6997 | 22679.1667 | 171967.5826 | 32179.1667 | 0 | 139788.4159 | 139788.4159 | 9153.964 | 346.036 | 0 | 0 | 0 | 0 | 0
2022-06-29 11:00 | 1.0088 | 0.82589 | 35871 | 35099.3251 | 633 | 87410.2155 | 3 | 0 | 0 | 0 | 0 | 0 | 19 | 9500 | 3138.1949 | 199.6997 | 22679.1667 | 171967.5826 | 32179.1667 | 0 | 139788.4159 | 139788.4159 | 9500 | 0 | 0 | 0 | 0 | 0 | 0
2022-06-29 12:00 | 1.03 | 0.8196 | 35871 | 35838.7161 | 633 | 86744.497 | 3 | 0 | 0 | 7544.0598 | 0 | 0 | 19 | 9500 | 3138.1949 | 199.6997 | 22679.1667 | 171967.5826 | 32179.1667 | 0 | 139788.4159 | 139788.4159 | 9500 | 0 | 0 | 0 | 0 | 0 | 0
2022-06-29 13:00 | 0.99572 | 0.80527 | 35871 | 34645.948 | 633 | 85227.8442 | 3 | 0 | 0 | 85227.8442 | 0 | 7544.0598 | 19 | 9500 | 3138.1949 | 199.6997 | 22679.1667 | 171967.5826 | 32179.1667 | 0 | 139788.4159 | 139788.4159 | 9500 | 0 | 0 | 0 | 0 | 0 | 0
2022-06-29 14:00 | 0.8986 | 0.7566 | 35871 | 31266.6702 | 633 | 80076.7282 | 3 | 912.4965 | 0.09125 | 79164.2317 | 0 | 92771.9039 | 19 | 9500 | 3138.1949 | 199.6997 | 22679.1667 | 171967.5826 | 32179.1667 | 0 | 139788.4159 | 139788.4159 | 8587.5035 | 912.4965 | 0 | 0 | 0 | 0 | 0
2022-06-29 15:00 | 0.74555 | 0.7178 | 35871 | 25941.3153 | 633 | 75970.2293 | 3 | 6237.8513 | 0.62379 | 69732.3779 | 0 | 171936.1356 | 19 | 9500 | 3138.1949 | 199.6997 | 22679.1667 | 171967.5826 | 32179.1667 | 0 | 139788.4159 | 139788.4159 | 3262.1487 | 6237.8513 | 0 | 0 | 0 | 0 | 0
2022-06-29 16:00 | 0.5494 | 0.64438 | 35871 | 19116.3016 | 633 | 68199.6327 | 3 | 13062.8651 | 1.3063 | 55136.7676 | 0 | 241668.5135 | 19 | 9500 | 3138.1949 | 199.6997 | 22679.1667 | 171967.5826 | 32179.1667 | 0 | 139788.4159 | 139788.4159 | 0 | 9500 | 0 | 0 | 0 | 0 | 0
2022-06-29 17:00 | 0.33067 | 0.50263 | 35871 | 11505.6197 | 633 | 53197.1529 | 3 | 20673.547 | 2.0674 | 32523.6059 | 0 | 296805.2811 | 19 | 9500 | 3138.1949 | 199.6997 | 22679.1667 | 171967.5826 | 32179.1667 | 0 | 139788.4159 | 139788.4159 | 0 | 9500 | 0 | 0 | 0 | 0 | 0
2022-06-29 18:00 | 0.12445 | 0.2582 | 35871 | 4330.2216 | 633 | 27327.2683 | 3 | 27848.9451 | 2.7849 | 0 | 521.6768 | 329328.887 | 19 | 9500 | 3138.1949 | 199.6997 | 22679.1667 | 171967.5826 | 32179.1667 | 0 | 139788.4159 | 139788.4159 | 0 | 9500 | 0 | 0 | 0 | 0 | 0
2022-06-29 19:00 | 0.00695 | 0.00199 | 35871 | 241.8243 | 633 | 210.6168 | 3 | 30000 | 3 | 0 | 29789.3832 | 328807.2102 | 19 | 7562.6577 | 3138.1949 | 158.9748 | 22679.1667 | 171967.5826 | 30241.8243 | 0 | 141725.7582 | 141725.7582 | -8.5265e-14 | 7562.6577 | 0 | 0 | 0 | 0 | 0
2022-06-29 20:00 | 0 | 0 | 35871 | 0 | 633 | 0 | 3 | 30000 | 3 | 0 | 30000 | 299017.8271 | 19 | 7320.8333 | 3138.1949 | 153.8914 | 22679.1667 | 171967.5826 | 30000 | 0 | 141967.5826 | 141967.5826 | 0 | 7320.8333 | 0 | 0 | 0 | 0 | 0
2022-06-29 21:00 | 0 | 0 | 35871 | 0 | 633 | 0 | 3 | 30000 | 3 | 0 | 30000 | 269017.8271 | 19 | 7320.8333 | 3138.1949 | 153.8914 | 22679.1667 | 171967.5826 | 30000 | 0 | 141967.5826 | 141967.5826 | 0 | 7320.8333 | 0 | 0 | 0 | 0 | 0
2022-06-29 22:00 | 0 | 0 | 35871 | 0 | 633 | 0 | 3 | 30000 | 3 | 0 | 30000 | 239017.8271 | 19 | 7320.8333 | 3138.1949 | 153.8914 | 22679.1667 | 171967.5826 | 30000 | 0 | 141967.5826 | 141967.5826 | 0 | 7320.8333 | 0 | 0 | 0 | 0 | 0
2022-06-29 23:00 | 0 | 0 | 35871 | 0 | 633 | 0 | 3 | 30000 | 3 | 0 | 30000 | 209017.8271 | 19 | 7320.8333 | 3138.1949 | 153.8914 | 22679.1667 | 171967.5826 | 30000 | 0 | 141967.5826 | 141967.5826 | 0 | 7320.8333 | 0 | 0 | 0 | 0 | 0
2022-06-30 | 0 | 0 | 35871 | 0 | 633 | 0 | 3 | 30000 | 3 | 0 | 30000 | 179017.8271 | 19 | 7375 | 3138.1949 | 155.03 | 22625 | 171913.4159 | 30000 | 0 | 141913.4159 | 141913.4159 | 0 | 7375 | 0 | 0 | 0 | 0 | 0
2022-06-30 01:00 | 0 | 0 | 35871 | 0 | 633 | 0 | 3 | 30000 | 3 | 0 | 30000 | 149017.8271 | 19 | 7375 | 3138.1949 | 155.03 | 22625 | 171913.4159 | 30000 | 0 | 141913.4159 | 141913.4159 | 0 | 7375 | 0 | 0 | 0 | 0 | 0
2022-06-30 02:00 | 0 | 0 | 35871 | 0 | 633 | 0 | 3 | 30000 | 3 | 0 | 30000 | 119017.8271 | 19 | 7375 | 3138.1949 | 155.03 | 22625 | 171913.4159 | 30000 | 0 | 141913.4159 | 141913.4159 | 0 | 7375 | 0 | 0 | 0 | 0 | 0
2022-06-30 03:00 | 0 | 0 | 35871 | 0 | 633 | 0 | 3 | 30000 | 3 | 0 | 30000 | 89017.8271 | 19 | 7375 | 3138.1949 | 155.03 | 22625 | 171913.4159 | 30000 | 0 | 141913.4159 | 141913.4159 | 0 | 7375 | 0 | 0 | 0 | 0 | 0
2022-06-30 04:00 | 0 | 0 | 35871 | 0 | 633 | 0 | 3 | 30000 | 3 | 0 | 30000 | 59017.8271 | 19 | 7375 | 3138.1949 | 155.03 | 22625 | 171913.4159 | 30000 | 0 | 141913.4159 | 141913.4159 | 0 | 7375 | 0 | 0 | 0 | 0 | 0
2022-06-30 05:00 | 0.01325 | 0.00928 | 35871 | 461.032 | 633 | 982.1729 | 3 | 30000 | 3 | 0 | 29017.8271 | 29017.8271 | 19 | 7836.032 | 3138.1949 | 164.7214 | 22625 | 171913.4159 | 30461.032 | 0 | 141452.3839 | 141452.3839 | -5.6843e-14 | 7836.032 | 0 | 0 | 0 | 0 | 0
2022-06-30 06:00 | 0.1515 | 0.30839 | 35871 | 5271.4228 | 633 | 32639.2575 | 3 | 26853.5772 | 2.6854 | 0 | 0 | 0 | 19 | 9500 | 3138.1949 | 199.6997 | 22625 | 171913.4159 | 32125 | 0 | 139788.4159 | 139788.4159 | 0 | 9500 | 0 | 0 | 0 | 0 | 0
2022-06-30 07:00 | 0.36317 | 0.55021 | 35871 | 12636.4529 | 633 | 58232.9059 | 3 | 19488.5471 | 1.9489 | 0 | 0 | 0 | 19 | 9500 | 3138.1949 | 199.6997 | 22625 | 171913.4159 | 32125 | 0 | 139788.4159 | 139788.4159 | 0 | 9500 | 0 | 0 | 0 | 0 | 0
2022-06-30 08:00 | 0.58233 | 0.68832 | 35871 | 20262.0966 | 633 | 72850.1368 | 3 | 11862.9034 | 1.1863 | 0 | 0 | 0 | 19 | 9500 | 3138.1949 | 199.6997 | 22625 | 171913.4159 | 32125 | 0 | 139788.4159 | 139788.4159 | 0 | 9500 | 0 | 0 | 0 | 0 | 0
2022-06-30 09:00 | 0.77678 | 0.77347 | 35871 | 27027.9591 | 633 | 81862.2085 | 3 | 5097.0409 | 0.5097 | 0 | 0 | 0 | 19 | 9500 | 3138.1949 | 199.6997 | 22625 | 171913.4159 | 32125 | 0 | 139788.4159 | 139788.4159 | 4402.9591 | 5097.0409 | 0 | 0 | 0 | 0 | 0
2022-06-30 10:00 | 0.92628 | 0.8316 | 35871 | 32229.7922 | 633 | 88014.5482 | 3 | 0 | 0 | 30000 | 0 | 0 | 19 | 9500 | 3138.1949 | 199.6997 | 22625 | 171913.4159 | 32125 | 0 | 139788.4159 | 139788.4159 | 9500 | 0 | 0 | 0 | 0 | 0 | 0
2022-06-30 11:00 | 1.0186 | 0.89604 | 35871 | 35441.3587 | 633 | 94834.7231 | 3 | 30000 | 3 | 0 | 30000 | 30000 | 19 | 9500 | 3138.1949 | 199.6997 | 22625 | 171913.4159 | 32125 | 0 | 139788.4159 | 139788.4159 | 9500 | 0 | 0 | 0 | 0 | 30000 | 0
2022-06-30 12:00 | 1.0471 | 0.93534 | 35871 | 36431.9686 | 633 | 98994.1408 | 3 | 0 | 0 | 0 | 0 | 0 | 19 | 9500 | 3138.1949 | 199.6997 | 22625 | 171913.4159 | 32125 | 0 | 139788.4159 | 139788.4159 | 9500 | 0 | 0 | 0 | 0 | 0 | 0
2022-06-30 13:00 | 1.0105 | 0.91041 | 35871 | 35158.4764 | 633 | 96355.6094 | 3 | 0 | 0 | 39095.057 | 0 | 0 | 19 | 9500 | 3138.1949 | 199.6997 | 22625 | 171913.4159 | 32125 | 0 | 139788.4159 | 139788.4159 | 9500 | 0 | 0 | 0 | 0 | 0 | 0
2022-06-30 14:00 | 0.9115 | 0.851 | 35871 | 31715.524 | 633 | 90067.7976 | 3 | 409.476 | 0.040948 | 89658.3216 | 0 | 39095.057 | 19 | 9500 | 3138.1949 | 199.6997 | 22625 | 171913.4159 | 32125 | 0 | 139788.4159 | 139788.4159 | 9090.524 | 409.476 | 0 | 0 | 0 | 0 | 0
2022-06-30 15:00 | 0.7578 | 0.80792 | 35871 | 26367.5525 | 633 | 85508.3138 | 3 | 5757.4475 | 0.57574 | 79750.8663 | 0 | 128753.3786 | 19 | 9500 | 3138.1949 | 199.6997 | 22625 | 171913.4159 | 32125 | 0 | 139788.4159 | 139788.4159 | 3742.5525 | 5757.4475 | 0 | 0 | 0 | 0 | 0
2022-06-30 16:00 | 0.56205 | 0.73713 | 35871 | 19556.4567 | 633 | 78016.0701 | 3 | 12568.5433 | 1.2569 | 65447.5268 | 0 | 208504.2449 | 19 | 9500 | 3138.1949 | 199.6997 | 22625 | 171913.4159 | 32125 | 0 | 139788.4159 | 139788.4159 | 0 | 9500 | 0 | 0 | 0 | 0 | 0
2022-06-30 17:00 | 0.34285 | 0.60144 | 35871 | 11929.4212 | 633 | 63654.9661 | 3 | 20195.5788 | 2.0196 | 43459.3873 | 0 | 273951.7717 | 19 | 9500 | 3138.1949 | 199.6997 | 22625 | 171913.4159 | 32125 | 0 | 139788.4159 | 139788.4159 | 0 | 9500 | 0 | 0 | 0 | 0 | 0
2022-06-30 18:00 | 0.13127 | 0.35014 | 35871 | 4567.5226 | 633 | 37057.9773 | 3 | 27557.4774 | 2.7557 | 9500.4998 | 0 | 317411.159 | 19 | 9500 | 3138.1949 | 199.6997 | 22625 | 171913.4159 | 32125 | 0 | 139788.4159 | 139788.4159 | 0 | 9500 | 0 | 0 | 0 | 0 | 0
2022-06-30 19:00 | 0.00722 | 0.00782 | 35871 | 251.219 | 633 | 827.65 | 3 | 30000 | 3 | 0 | 29172.35 | 326911.6588 | 19 | 7626.219 | 3138.1949 | 160.3109 | 22625 | 171913.4159 | 30251.219 | 0 | 141662.197 | 141662.197 | 2.8422e-14 | 7626.219 | 0 | 0 | 0 | 0 | 0
2022-06-30 20:00 | 0 | 0 | 35871 | 0 | 633 | 0 | 3 | 30000 | 3 | 0 | 30000 | 297739.3089 | 19 | 7375 | 3138.1949 | 155.03 | 22625 | 171913.4159 | 30000 | 0 | 141913.4159 | 141913.4159 | 0 | 7375 | 0 | 0 | 0 | 0 | 0
2022-06-30 21:00 | 0 | 0 | 35871 | 0 | 633 | 0 | 3 | 30000 | 3 | 0 | 30000 | 267739.3089 | 19 | 7375 | 3138.1949 | 155.03 | 22625 | 171913.4159 | 30000 | 0 | 141913.4159 | 141913.4159 | 0 | 7375 | 0 | 0 | 0 | 0 | 0
2022-06-30 22:00 | 0 | 0 | 35871 | 0 | 633 | 0 | 3 | 30000 | 3 | 0 | 30000 | 237739.3089 | 19 | 7375 | 3138.1949 | 155.03 | 22625 | 171913.4159 | 30000 | 0 | 141913.4159 | 141913.4159 | 0 | 7375 | 0 | 0 | 0 | 0 | 0
2022-06-30 23:00 | 0 | 0 | 35871 | 0 | 633 | 0 | 3 | 30000 | 3 | 0 | 30000 | 207739.3089 | 19 | 7375 | 3138.1949 | 155.03 | 22625 | 171913.4159 | 30000 | 0 | 141913.4159 | 141913.4159 | 0 | 7375 | 0 | 0 | 0 | 0 | 0
2022-07-01 | 0 | 0 | 35871 | 0 | 633 | 0 | 3 | 30000 | 3 | 0 | 30000 | 177739.3089 | 19 | 7458.3333 | 3487.6476 | 156.7818 | 22541.6667 | 188454.0434 | 30000 | 0 | 158454.0434 | 158454.0434 | 0 | 7458.3333 | 0 | 0 | 0 | 0 | 0
2022-07-01 01:00 | 0 | 0 | 35871 | 0 | 633 | 0 | 3 | 30000 | 3 | 0 | 30000 | 147739.3089 | 19 | 7458.3333 | 3487.6476 | 156.7818 | 22541.6667 | 188454.0434 | 30000 | 0 | 158454.0434 | 158454.0434 | 0 | 7458.3333 | 0 | 0 | 0 | 0 | 0
2022-07-01 02:00 | 0 | 0 | 35871 | 0 | 633 | 0 | 3 | 30000 | 3 | 0 | 30000 | 117739.3089 | 19 | 7458.3333 | 3487.6476 | 156.7818 | 22541.6667 | 188454.0434 | 30000 | 0 | 158454.0434 | 158454.0434 | 0 | 7458.3333 | 0 | 0 | 0 | 0 | 0
2022-07-01 03:00 | 0 | 0 | 35871 | 0 | 633 | 0 | 3 | 30000 | 3 | 0 | 30000 | 87739.3089 | 19 | 7458.3333 | 3487.6476 | 156.7818 | 22541.6667 | 188454.0434 | 30000 | 0 | 158454.0434 | 158454.0434 | 0 | 7458.3333 | 0 | 0 | 0 | 0 | 0
2022-07-01 04:00 | 0 | 0 | 35871 | 0 | 633 | 0 | 3 | 30000 | 3 | 0 | 30000 | 57739.3089 | 19 | 7458.3333 | 3487.6476 | 156.7818 | 22541.6667 | 188454.0434 | 30000 | 0 | 158454.0434 | 158454.0434 | 0 | 7458.3333 | 0 | 0 | 0 | 0 | 0
2022-07-01 05:00 | 0.0127 | 0.02136 | 35871 | 441.8948 | 633 | 2260.6911 | 3 | 30000 | 3 | 0 | 27739.3089 | 27739.3089 | 19 | 7900.2282 | 3487.6476 | 166.0709 | 22541.6667 | 188454.0434 | 30441.8948 | 0 | 158012.1485 | 158012.1485 | 3.4106e-13 | 7900.2282 | 0 | 0 | 0 | 0 | 0
2022-07-01 06:00 | 0.15231 | 0.34019 | 35871 | 5299.6066 | 633 | 36004.8931 | 3 | 26742.06 | 2.6742 | 0 | 0 | 0 | 19 | 9500 | 3487.6476 | 199.6997 | 22541.6667 | 188454.0434 | 32041.6667 | 0 | 156412.3767 | 156412.3767 | 0 | 9500 | 0 | 0 | 0 | 0 | 0
2022-07-01 07:00 | 0.36421 | 0.57828 | 35871 | 12672.6396 | 633 | 61203.7673 | 3 | 19369.0271 | 1.9369 | 0 | 0 | 0 | 19 | 9500 | 3487.6476 | 199.6997 | 22541.6667 | 188454.0434 | 32041.6667 | 0 | 156412.3767 | 156412.3767 | 0 | 9500 | 0 | 0 | 0 | 0 | 0
2022-07-01 08:00 | 0.57615 | 0.6856 | 35871 | 20047.0644 | 633 | 72562.2586 | 3 | 11994.6023 | 1.1995 | 0 | 0 | 0 | 19 | 9500 | 3487.6476 | 199.6997 | 22541.6667 | 188454.0434 | 32041.6667 | 0 | 156412.3767 | 156412.3767 | 0 | 9500 | 0 | 0 | 0 | 0 | 0
2022-07-01 09:00 | 0.7599 | 0.73428 | 35871 | 26440.6217 | 633 | 77714.4329 | 3 | 5601.045 | 0.5601 | 0 | 0 | 0 | 19 | 9500 | 3487.6476 | 199.6997 | 22541.6667 | 188454.0434 | 32041.6667 | 0 | 156412.3767 | 156412.3767 | 3898.955 | 5601.045 | 0 | 0 | 0 | 0 | 0
2022-07-01 10:00 | 0.9076 | 0.78731 | 35871 | 31579.824 | 633 | 83327.0009 | 3 | 461.8427 | 0.046184 | 30000 | 0 | 0 | 19 | 9500 | 3487.6476 | 199.6997 | 22541.6667 | 188454.0434 | 32041.6667 | 0 | 156412.3767 | 156412.3767 | 9038.1573 | 461.8427 | 0 | 0 | 0 | 0 | 0
2022-07-01 11:00 | 0.99694 | 0.83852 | 35871 | 34688.3977 | 633 | 88746.9444 | 3 | 30000 | 3 | 0 | 30000 | 30000 | 19 | 9500 | 3487.6476 | 199.6997 | 22541.6667 | 188454.0434 | 32041.6667 | 0 | 156412.3767 | 156412.3767 | 9500 | 0 | 0 | 0 | 0 | 30000 | 0
2022-07-01 12:00 | 1.0413 | 0.93006 | 35871 | 36230.1584 | 633 | 98435.3183 | 3 | 0 | 0 | 0 | 0 | 0 | 19 | 9500 | 3487.6476 | 199.6997 | 22541.6667 | 188454.0434 | 32041.6667 | 0 | 156412.3767 | 156412.3767 | 9500 | 0 | 0 | 0 | 0 | 0 | 0
2022-07-01 13:00 | 1.005 | 0.89814 | 35871 | 34967.8005 | 633 | 95056.9821 | 3 | 0 | 0 | 70912.4249 | 0 | 0 | 19 | 9500 | 3487.6476 | 199.6997 | 22541.6667 | 188454.0434 | 32041.6667 | 0 | 156412.3767 | 156412.3767 | 9500 | 0 | 0 | 0 | 0 | 0 | 0
2022-07-01 14:00 | 0.9062 | 0.83032 | 35871 | 31531.1112 | 633 | 87879.076 | 3 | 510.5555 | 0.051056 | 87368.5206 | 0 | 70912.4249 | 19 | 9500 | 3487.6476 | 199.6997 | 22541.6667 | 188454.0434 | 32041.6667 | 0 | 156412.3767 | 156412.3767 | 8989.4445 | 510.5555 | 0 | 0 | 0 | 0 | 0
2022-07-01 15:00 | 0.75162 | 0.77483 | 35871 | 26152.5202 | 633 | 82006.1476 | 3 | 5889.1465 | 0.58891 | 76117.0011 | 0 | 158280.9455 | 19 | 9500 | 3487.6476 | 199.6997 | 22541.6667 | 188454.0434 | 32041.6667 | 0 | 156412.3767 | 156412.3767 | 3610.8535 | 5889.1465 | 0 | 0 | 0 | 0 | 0
2022-07-01 16:00 | 0.55378 | 0.68666 | 35871 | 19268.7031 | 633 | 72674.4464 | 3 | 12772.9636 | 1.2773 | 59901.4829 | 0 | 234397.9466 | 19 | 9500 | 3487.6476 | 199.6997 | 22541.6667 | 188454.0434 | 32041.6667 | 0 | 156412.3767 | 156412.3767 | 0 | 9500 | 0 | 0 | 0 | 0 | 0
2022-07-01 17:00 | 0.3329 | 0.52613 | 35871 | 11583.2122 | 633 | 55684.3365 | 3 | 20458.4544 | 2.0458 | 35225.882 | 0 | 294299.4295 | 19 | 9500 | 3487.6476 | 199.6997 | 22541.6667 | 188454.0434 | 32041.6667 | 0 | 156412.3767 | 156412.3767 | 0 | 9500 | 0 | 0 | 0 | 0 | 0
2022-07-01 18:00 | 0.1241 | 0.25758 | 35871 | 4318.0434 | 633 | 27261.649 | 3 | 27723.6233 | 2.7724 | 0 | 461.9743 | 329525.3115 | 19 | 9500 | 3487.6476 | 199.6997 | 22541.6667 | 188454.0434 | 32041.6667 | 0 | 156412.3767 | 156412.3767 | 0 | 9500 | 0 | 0 | 0 | 0 | 0
2022-07-01 19:00 | 0.00697 | 0.00112 | 35871 | 242.5202 | 633 | 118.5381 | 3 | 30000 | 3 | 0 | 29881.4619 | 329063.3372 | 19 | 7700.8536 | 3487.6476 | 161.8798 | 22541.6667 | 188454.0434 | 30242.5202 | 0 | 158211.5231 | 158211.5231 | 1.1369e-13 | 7700.8536 | 0 | 0 | 0 | 0 | 0
2022-07-01 20:00 | 0 | 0 | 35871 | 0 | 633 | 0 | 3 | 30000 | 3 | 0 | 30000 | 299181.8754 | 19 | 7458.3333 | 3487.6476 | 156.7818 | 22541.6667 | 188454.0434 | 30000 | 0 | 158454.0434 | 158454.0434 | 0 | 7458.3333 | 0 | 0 | 0 | 0 | 0
2022-07-01 21:00 | 0 | 0 | 35871 | 0 | 633 | 0 | 3 | 30000 | 3 | 0 | 30000 | 269181.8754 | 19 | 7458.3333 | 3487.6476 | 156.7818 | 22541.6667 | 188454.0434 | 30000 | 0 | 158454.0434 | 158454.0434 | 0 | 7458.3333 | 0 | 0 | 0 | 0 | 0
2022-07-01 22:00 | 0 | 0 | 35871 | 0 | 633 | 0 | 3 | 30000 | 3 | 0 | 30000 | 239181.8754 | 19 | 7458.3333 | 3487.6476 | 156.7818 | 22541.6667 | 188454.0434 | 30000 | 0 | 158454.0434 | 158454.0434 | 0 | 7458.3333 | 0 | 0 | 0 | 0 | 0
2022-07-01 23:00 | 0 | 0 | 35871 | 0 | 633 | 0 | 3 | 30000 | 3 | 0 | 30000 | 209181.8754 | 19 | 7458.3333 | 3487.6476 | 156.7818 | 22541.6667 | 188454.0434 | 30000 | 0 | 158454.0434 | 158454.0434 | 0 | 7458.3333 | 0 | 0 | 0 | 0 | 0
2022-07-02 | 0 | 0 | 35871 | 0 | 633 | 0 | 3 | 30000 | 3 | 0 | 30000 | 179181.8754 | 19 | 7750 | 3487.6476 | 162.9129 | 22250 | 188162.3767 | 30000 | 0 | 158162.3767 | 158162.3767 | 0 | 7750 | 0 | 0 | 0 | 0 | 0
2022-07-02 01:00 | 0 | 0 | 35871 | 0 | 633 | 0 | 3 | 30000 | 3 | 0 | 30000 | 149181.8754 | 19 | 7750 | 3487.6476 | 162.9129 | 22250 | 188162.3767 | 30000 | 0 | 158162.3767 | 158162.3767 | 0 | 7750 | 0 | 0 | 0 | 0 | 0
2022-07-02 02:00 | 0 | 0 | 35871 | 0 | 633 | 0 | 3 | 30000 | 3 | 0 | 30000 | 119181.8754 | 19 | 7750 | 3487.6476 | 162.9129 | 22250 | 188162.3767 | 30000 | 0 | 158162.3767 | 158162.3767 | 0 | 7750 | 0 | 0 | 0 | 0 | 0
2022-07-02 03:00 | 0 | 0 | 35871 | 0 | 633 | 0 | 3 | 30000 | 3 | 0 | 30000 | 89181.8754 | 19 | 7750 | 3487.6476 | 162.9129 | 22250 | 188162.3767 | 30000 | 0 | 158162.3767 | 158162.3767 | 0 | 7750 | 0 | 0 | 0 | 0 | 0
2022-07-02 04:00 | 0 | 0 | 35871 | 0 | 633 | 0 | 3 | 30000 | 3 | 0 | 30000 | 59181.8754 | 19 | 7750 | 3487.6476 | 162.9129 | 22250 | 188162.3767 | 30000 | 0 | 158162.3767 | 158162.3767 | 0 | 7750 | 0 | 0 | 0 | 0 | 0
2022-07-02 05:00 | 0.01245 | 0.00773 | 35871 | 433.1961 | 633 | 818.1246 | 3 | 30000 | 3 | 0 | 29181.8754 | 29181.8754 | 19 | 8183.1961 | 3487.6476 | 172.0191 | 22250 | 188162.3767 | 30433.1961 | 0 | 157729.1806 | 157729.1806 | -2.8422e-13 | 8183.1961 | 0 | 0 | 0 | 0 | 0
2022-07-02 06:00 | 0.1495 | 0.31136 | 35871 | 5201.8331 | 633 | 32953.5951 | 3 | 26548.1669 | 2.6548 | 0 | 0 | 0 | 19 | 9500 | 3487.6476 | 199.6997 | 22250 | 188162.3767 | 31750 | 0 | 156412.3767 | 156412.3767 | 0 | 9500 | 0 | 0 | 0 | 0 | 0
2022-07-02 07:00 | 0.36108 | 0.5631 | 35871 | 12563.7317 | 633 | 59597.1526 | 3 | 19186.2683 | 1.9186 | 0 | 0 | 0 | 19 | 9500 | 3487.6476 | 199.6997 | 22250 | 188162.3767 | 31750 | 0 | 156412.3767 | 156412.3767 | 0 | 9500 | 0 | 0 | 0 | 0 | 0
2022-07-02 08:00 | 0.5794 | 0.70907 | 35871 | 20160.1477 | 633 | 75046.267 | 3 | 11589.8523 | 1.159 | 0 | 0 | 0 | 19 | 9500 | 3487.6476 | 199.6997 | 22250 | 188162.3767 | 31750 | 0 | 156412.3767 | 156412.3767 | 0 | 9500 | 0 | 0 | 0 | 0 | 0
2022-07-02 09:00 | 0.7711 | 0.792 | 35871 | 26830.3243 | 633 | 83823.3792 | 3 | 4919.6757 | 0.49197 | 0 | 0 | 0 | 19 | 9500 | 3487.6476 | 199.6997 | 22250 | 188162.3767 | 31750 | 0 | 156412.3767 | 156412.3767 | 4580.3243 | 4919.6757 | 0 | 0 | 0 | 0 | 0
2022-07-02 10:00 | 0.9207 | 0.84933 | 35871 | 32035.6368 | 633 | 89891.0488 | 3 | 0 | 0 | 0 | 0 | 0 | 19 | 9500 | 3487.6476 | 199.6997 | 22250 | 188162.3767 | 31750 | 0 | 156412.3767 | 156412.3767 | 9500 | 0 | 0 | 0 | 0 | 0 | 0
2022-07-02 11:00 | 1.014 | 0.91367 | 35871 | 35283.7379 | 633 | 96700.64 | 3 | 0 | 0 | 0 | 0 | 0 | 19 | 9500 | 3487.6476 | 199.6997 | 22250 | 188162.3767 | 31750 | 0 | 156412.3767 | 156412.3767 | 9500 | 0 | 0 | 0 | 0 | 0 | 0
2022-07-02 12:00 | 1.0222 | 0.82746 | 35871 | 35567.3161 | 633 | 87576.3805 | 3 | 0 | 0 | 0 | 0 | 0 | 19 | 9500 | 3487.6476 | 199.6997 | 22250 | 188162.3767 | 31750 | 0 | 156412.3767 | 156412.3767 | 9500 | 0 | 0 | 0 | 0 | 0 | 0
2022-07-02 13:00 | 0.98815 | 0.79871 | 35871 | 34382.5508 | 633 | 84533.5495 | 3 | 0 | 0 | 61577.231 | 0 | 0 | 19 | 9500 | 3487.6476 | 199.6997 | 22250 | 188162.3767 | 31750 | 0 | 156412.3767 | 156412.3767 | 9500 | 0 | 0 | 0 | 0 | 0 | 0
2022-07-02 14:00 | 0.8905 | 0.73484 | 35871 | 30984.8317 | 633 | 77773.702 | 3 | 765.1683 | 0.076517 | 77008.5337 | 0 | 61577.231 | 19 | 9500 | 3487.6476 | 199.6997 | 22250 | 188162.3767 | 31750 | 0 | 156412.3767 | 156412.3767 | 8734.8317 | 765.1683 | 0 | 0 | 0 | 0 | 0
2022-07-02 15:00 | 0.73562 | 0.6765 | 35871 | 25595.8023 | 633 | 71599.1364 | 3 | 6154.1977 | 0.61542 | 65444.9387 | 0 | 138585.7648 | 19 | 9500 | 3487.6476 | 199.6997 | 22250 | 188162.3767 | 31750 | 0 | 156412.3767 | 156412.3767 | 3345.8023 | 6154.1977 | 0 | 0 | 0 | 0 | 0
2022-07-02 16:00 | 0.53665 | 0.5811 | 35871 | 18672.667 | 633 | 61502.2294 | 3 | 13077.333 | 1.3077 | 48424.8963 | 0 | 204030.7034 | 19 | 9500 | 3487.6476 | 199.6997 | 22250 | 188162.3767 | 31750 | 0 | 156412.3767 | 156412.3767 | 0 | 9500 | 0 | 0 | 0 | 0 | 0
2022-07-02 17:00 | 0.31652 | 0.41984 | 35871 | 11013.2723 | 633 | 44434.858 | 3 | 20736.7277 | 2.0737 | 23698.1302 | 0 | 252455.5998 | 19 | 9500 | 3487.6476 | 199.6997 | 22250 | 188162.3767 | 31750 | 0 | 156412.3767 | 156412.3767 | 0 | 9500 | 0 | 0 | 0 | 0 | 0
2022-07-02 18:00 | 0.117 | 0.19036 | 35871 | 4070.9998 | 633 | 20147.2455 | 3 | 27679.0002 | 2.7679 | 0 | 7531.7547 | 276153.73 | 19 | 9500 | 3487.6476 | 199.6997 | 22250 | 188162.3767 | 31750 | 0 | 156412.3767 | 156412.3767 | 0 | 9500 | 0 | 0 | 0 | 0 | 0
2022-07-02 19:00 | 0.0067 | 0.00056 | 35871 | 233.1256 | 633 | 59.2691 | 3 | 30000 | 3 | 0 | 29940.7309 | 268621.9753 | 19 | 7983.1256 | 3487.6476 | 167.8135 | 22250 | 188162.3767 | 30233.1256 | 0 | 157929.2511 | 157929.2511 | 0 | 7983.1256 | 0 | 0 | 0 | 0 | 0
2022-07-02 20:00 | 0 | 0 | 35871 | 0 | 633 | 0 | 3 | 30000 | 3 | 0 | 30000 | 238681.2444 | 19 | 7750 | 3487.6476 | 162.9129 | 22250 | 188162.3767 | 30000 | 0 | 158162.3767 | 158162.3767 | 0 | 7750 | 0 | 0 | 0 | 0 | 0
2022-07-02 21:00 | 0 | 0 | 35871 | 0 | 633 | 0 | 3 | 30000 | 3 | 0 | 30000 | 208681.2444 | 19 | 7750 | 3487.6476 | 162.9129 | 22250 | 188162.3767 | 30000 | 0 | 158162.3767 | 158162.3767 | 0 | 7750 | 0 | 0 | 0 | 0 | 0
2022-07-02 22:00 | 0 | 0 | 35871 | 0 | 633 | 0 | 3 | 30000 | 3 | 0 | 30000 | 178681.2444 | 19 | 7750 | 3487.6476 | 162.9129 | 22250 | 188162.3767 | 30000 | 0 | 158162.3767 | 158162.3767 | 0 | 7750 | 0 | 0 | 0 | 0 | 0
2022-07-02 23:00 | 0 | 0 | 35871 | 0 | 633 | 0 | 3 | 30000 | 3 | 0 | 30000 | 148681.2444 | 19 | 7750 | 3487.6476 | 162.9129 | 22250 | 188162.3767 | 30000 | 0 | 158162.3767 | 158162.3767 | 0 | 7750 | 0 | 0 | 0 | 0 | 0
2022-07-03 | 0 | 0 | 35871 | 0 | 633 | 0 | 3 | 20083.3333 | 2.0083 | 0 | 20083.3333 | 118681.2444 | 19 | 9500 | 3487.6476 | 199.6997 | 10583.3333 | 176495.71 | 20083.3333 | 0 | 156412.3767 | 156412.3767 | 0 | 9500 | 0 | 0 | 0 | 0 | 0
2022-07-03 01:00 | 0 | 0 | 35871 | 0 | 633 | 0 | 3 | 20083.3333 | 2.0083 | 0 | 20083.3333 | 98597.9111 | 19 | 9500 | 3487.6476 | 199.6997 | 10583.3333 | 176495.71 | 20083.3333 | 0 | 156412.3767 | 156412.3767 | 0 | 9500 | 0 | 0 | 0 | 0 | 0
2022-07-03 02:00 | 0 | 0 | 35871 | 0 | 633 | 0 | 3 | 20083.3333 | 2.0083 | 0 | 20083.3333 | 78514.5777 | 19 | 9500 | 3487.6476 | 199.6997 | 10583.3333 | 176495.71 | 20083.3333 | 0 | 156412.3767 | 156412.3767 | 0 | 9500 | 0 | 0 | 0 | 0 | 0
2022-07-03 03:00 | 0 | 0 | 35871 | 0 | 633 | 0 | 3 | 20083.3333 | 2.0083 | 0 | 20083.3333 | 58431.2444 | 19 | 9500 | 3487.6476 | 199.6997 | 10583.3333 | 176495.71 | 20083.3333 | 0 | 156412.3767 | 156412.3767 | 0 | 9500 | 0 | 0 | 0 | 0 | 0
2022-07-03 04:00 | 0 | 0 | 35871 | 0 | 633 | 0 | 3 | 20083.3333 | 2.0083 | 0 | 20083.3333 | 38347.9111 | 19 | 9500 | 3487.6476 | 199.6997 | 10583.3333 | 176495.71 | 20083.3333 | 0 | 156412.3767 | 156412.3767 | 0 | 9500 | 0 | 0 | 0 | 0 | 0
2022-07-03 05:00 | 0.01215 | 0.01319 | 35871 | 422.7577 | 633 | 1395.9979 | 3 | 19660.5757 | 1.9661 | 0 | 18264.5777 | 18264.5777 | 19 | 9500 | 3487.6476 | 199.6997 | 10583.3333 | 176495.71 | 20083.3333 | 0 | 156412.3767 | 156412.3767 | 422.7577 | 9077.2423 | 0 | 0 | 0 | 0 | 0
2022-07-03 06:00 | 0.1509 | 0.35553 | 35871 | 5250.5459 | 633 | 37628.4419 | 3 | 14832.7875 | 1.4833 | 0 | 0 | 0 | 19 | 9500 | 3487.6476 | 199.6997 | 10583.3333 | 176495.71 | 20083.3333 | 0 | 156412.3767 | 156412.3767 | 0 | 9500 | 0 | 0 | 0 | 0 | 0
2022-07-03 07:00 | 0.35608 | 0.55032 | 35871 | 12389.7573 | 633 | 58244.548 | 3 | 7693.576 | 0.76936 | 0 | 0 | 0 | 19 | 9500 | 3487.6476 | 199.6997 | 10583.3333 | 176495.71 | 20083.3333 | 0 | 156412.3767 | 156412.3767 | 1806.424 | 7693.576 | 0 | 0 | 0 | 0 | 0
2022-07-03 08:00 | 0.56703 | 0.64408 | 35871 | 19729.7351 | 633 | 68167.8814 | 3 | 353.5982 | 0.03536 | 30000 | 0 | 0 | 19 | 9500 | 3487.6476 | 199.6997 | 10583.3333 | 176495.71 | 20083.3333 | 0 | 156412.3767 | 156412.3767 | 9146.4018 | 353.5982 | 0 | 0 | 0 | 0 | 0
2022-07-03 09:00 | 0.7552 | 0.69701 | 35871 | 26277.0858 | 633 | 73769.8656 | 3 | 30000 | 3 | 0 | 30000 | 30000 | 19 | 9500 | 3487.6476 | 199.6997 | 10583.3333 | 176495.71 | 20083.3333 | 0 | 156412.3767 | 156412.3767 | 9500 | 0 | 0 | 0 | 0 | 30000 | 0
2022-07-03 10:00 | 0.9021 | 0.73864 | 35871 | 31388.4522 | 633 | 78175.8849 | 3 | 0 | 0 | 0 | 0 | 0 | 19 | 9500 | 3487.6476 | 199.6997 | 10583.3333 | 176495.71 | 20083.3333 | 0 | 156412.3767 | 156412.3767 | 9500 | 0 | 0 | 0 | 0 | 0 | 0
2022-07-03 11:00 | 0.99303 | 0.78792 | 35871 | 34552.3498 | 633 | 83391.5618 | 3 | 0 | 0 | 0 | 0 | 0 | 19 | 9500 | 3487.6476 | 199.6997 | 10583.3333 | 176495.71 | 20083.3333 | 0 | 156412.3767 | 156412.3767 | 9500 | 0 | 0 | 0 | 0 | 0 | 0
2022-07-03 12:00 | 0.9973 | 0.70071 | 35871 | 34700.9239 | 633 | 74161.4647 | 3 | 0 | 0 | 25945.5859 | 0 | 0 | 19 | 9500 | 3487.6476 | 199.6997 | 10583.3333 | 176495.71 | 20083.3333 | 0 | 156412.3767 | 156412.3767 | 9500 | 0 | 0 | 0 | 0 | 0 | 0
2022-07-03 13:00 | 0.95703 | 0.66402 | 35871 | 33299.7344 | 633 | 70278.2832 | 3 | 0 | 0 | 70278.2832 | 0 | 25945.5859 | 19 | 9500 | 3487.6476 | 199.6997 | 10583.3333 | 176495.71 | 20083.3333 | 0 | 156412.3767 | 156412.3767 | 9500 | 0 | 0 | 0 | 0 | 0 | 0
2022-07-03 14:00 | 0.85422 | 0.5994 | 35871 | 29722.4739 | 633 | 63439.0574 | 3 | 0 | 0 | 63439.0574 | 0 | 96223.8691 | 19 | 9500 | 3487.6476 | 199.6997 | 10583.3333 | 176495.71 | 20083.3333 | 0 | 156412.3767 | 156412.3767 | 9500 | 0 | 0 | 0 | 0 | 0 | 0
2022-07-03 15:00 | 0.6963 | 0.53778 | 35871 | 24227.668 | 633 | 56917.3445 | 3 | 0 | 0 | 56917.3445 | 0 | 159662.9265 | 19 | 9500 | 3487.6476 | 199.6997 | 10583.3333 | 176495.71 | 20083.3333 | 0 | 156412.3767 | 156412.3767 | 9500 | 0 | 0 | 0 | 0 | 0 | 0
2022-07-03 16:00 | 0.4972 | 0.43953 | 35871 | 17300.0094 | 633 | 46518.8003 | 3 | 2783.324 | 0.27833 | 43735.4764 | 0 | 216580.271 | 19 | 9500 | 3487.6476 | 199.6997 | 10583.3333 | 176495.71 | 20083.3333 | 0 | 156412.3767 | 156412.3767 | 6716.676 | 2783.324 | 0 | 0 | 0 | 0 | 0
2022-07-03 17:00 | 0.28485 | 0.29097 | 35871 | 9911.3187 | 633 | 30795.5665 | 3 | 10172.0146 | 1.0172 | 20623.5519 | 0 | 260315.7474 | 19 | 9500 | 3487.6476 | 199.6997 | 10583.3333 | 176495.71 | 20083.3333 | 0 | 156412.3767 | 156412.3767 | 0 | 9500 | 0 | 0 | 0 | 0 | 0
2022-07-03 18:00 | 0.1038 | 0.1106 | 35871 | 3611.7075 | 633 | 11705.6386 | 3 | 16471.6258 | 1.6472 | 0 | 4765.9873 | 280939.2992 | 19 | 9500 | 3487.6476 | 199.6997 | 10583.3333 | 176495.71 | 20083.3333 | 0 | 156412.3767 | 156412.3767 | 0 | 9500 | 0 | 0 | 0 | 0 | 0
2022-07-03 19:00 | 0.00607 | 0 | 35871 | 211.2049 | 633 | 0 | 3 | 19872.1285 | 1.9872 | 0 | 19872.1285 | 276173.312 | 19 | 9500 | 3487.6476 | 199.6997 | 10583.3333 | 176495.71 | 20083.3333 | 0 | 156412.3767 | 156412.3767 | 211.2049 | 9288.7951 | 0 | 0 | 0 | 0 | 0
2022-07-03 20:00 | 0 | 0 | 35871 | 0 | 633 | 0 | 3 | 20083.3333 | 2.0083 | 0 | 20083.3333 | 256301.1835 | 19 | 9500 | 3487.6476 | 199.6997 | 10583.3333 | 176495.71 | 20083.3333 | 0 | 156412.3767 | 156412.3767 | 0 | 9500 | 0 | 0 | 0 | 0 | 0
2022-07-03 21:00 | 0 | 0 | 35871 | 0 | 633 | 0 | 3 | 20083.3333 | 2.0083 | 0 | 20083.3333 | 236217.8502 | 19 | 9500 | 3487.6476 | 199.6997 | 10583.3333 | 176495.71 | 20083.3333 | 0 | 156412.3767 | 156412.3767 | 0 | 9500 | 0 | 0 | 0 | 0 | 0
2022-07-03 22:00 | 0 | 0 | 35871 | 0 | 633 | 0 | 3 | 20083.3333 | 2.0083 | 0 | 20083.3333 | 216134.5168 | 19 | 9500 | 3487.6476 | 199.6997 | 10583.3333 | 176495.71 | 20083.3333 | 0 | 156412.3767 | 156412.3767 | 0 | 9500 | 0 | 0 | 0 | 0 | 0
2022-07-03 23:00 | 0 | 0 | 35871 | 0 | 633 | 0 | 3 | 20083.3333 | 2.0083 | 0 | 20083.3333 | 196051.1835 | 19 | 9500 | 3487.6476 | 199.6997 | 10583.3333 | 176495.71 | 20083.3333 | 0 | 156412.3767 | 156412.3767 | 0 | 9500 | 0 | 0 | 0 | 0 | 0
2022-07-04 | 0 | 0 | 35871 | 0 | 633 | 0 | 3 | 29250 | 2.925 | 0 | 29250 | 175967.8502 | 19 | 9500 | 3487.6476 | 199.6997 | 19750 | 185662.3767 | 29250 | 0 | 156412.3767 | 156412.3767 | 0 | 9500 | 0 | 0 | 0 | 0 | 0
2022-07-04 01:00 | 0 | 0 | 35871 | 0 | 633 | 0 | 3 | 29250 | 2.925 | 0 | 29250 | 146717.8502 | 19 | 9500 | 3487.6476 | 199.6997 | 19750 | 185662.3767 | 29250 | 0 | 156412.3767 | 156412.3767 | 0 | 9500 | 0 | 0 | 0 | 0 | 0
2022-07-04 02:00 | 0 | 0 | 35871 | 0 | 633 | 0 | 3 | 29250 | 2.925 | 0 | 29250 | 117467.8502 | 19 | 9500 | 3487.6476 | 199.6997 | 19750 | 185662.3767 | 29250 | 0 | 156412.3767 | 156412.3767 | 0 | 9500 | 0 | 0 | 0 | 0 | 0
2022-07-04 03:00 | 0 | 0 | 35871 | 0 | 633 | 0 | 3 | 29250 | 2.925 | 0 | 29250 | 88217.8502 | 19 | 9500 | 3487.6476 | 199.6997 | 19750 | 185662.3767 | 29250 | 0 | 156412.3767 | 156412.3767 | 0 | 9500 | 0 | 0 | 0 | 0 | 0
2022-07-04 04:00 | 0 | 0 | 35871 | 0 | 633 | 0 | 3 | 29250 | 2.925 | 0 | 29250 | 58967.8502 | 19 | 9500 | 3487.6476 | 199.6997 | 19750 | 185662.3767 | 29250 | 0 | 156412.3767 | 156412.3767 | 0 | 9500 | 0 | 0 | 0 | 0 | 0
2022-07-04 05:00 | 0.01095 | 0.0027 | 35871 | 381.0038 | 633 | 285.7615 | 3 | 28868.9962 | 2.8869 | 0 | 28583.2347 | 29717.8502 | 19 | 9500 | 3487.6476 | 199.6997 | 19750 | 185662.3767 | 29250 | 0 | 156412.3767 | 156412.3767 | 381.0038 | 9118.9962 | 0 | 0 | 0 | 0 | 0
2022-07-04 06:00 | 0.1348 | 0.22133 | 35871 | 4690.3485 | 633 | 23425.036 | 3 | 24559.6515 | 2.456 | 0 | 1134.6155 | 1134.6155 | 19 | 9500 | 3487.6476 | 199.6997 | 19750 | 185662.3767 | 29250 | 0 | 156412.3767 | 156412.3767 | 0 | 9500 | 0 | 0 | 0 | 0 | 0
2022-07-04 07:00 | 0.33442 | 0.44745 | 35871 | 11636.1004 | 633 | 47357.0341 | 3 | 17613.8996 | 1.7614 | 0 | 0 | 0 | 19 | 9500 | 3487.6476 | 199.6997 | 19750 | 185662.3767 | 29250 | 0 | 156412.3767 | 156412.3767 | 0 | 9500 | 0 | 0 | 0 | 0 | 0
2022-07-04 08:00 | 0.5497 | 0.59547 | 35871 | 19126.74 | 633 | 63023.1157 | 3 | 10123.26 | 1.0123 | 0 | 0 | 0 | 19 | 9500 | 3487.6476 | 199.6997 | 19750 | 185662.3767 | 29250 | 0 | 156412.3767 | 156412.3767 | 0 | 9500 | 0 | 0 | 0 | 0 | 0
2022-07-04 09:00 | 0.74383 | 0.6899 | 35871 | 25881.4682 | 633 | 73017.3602 | 3 | 3368.5318 | 0.33685 | 0 | 0 | 0 | 19 | 9500 | 3487.6476 | 199.6997 | 19750 | 185662.3767 | 29250 | 0 | 156412.3767 | 156412.3767 | 6131.4682 | 3368.5318 | 0 | 0 | 0 | 0 | 0
2022-07-04 10:00 | 0.89272 | 0.75295 | 35871 | 31062.0763 | 633 | 79690.4209 | 3 | 0 | 0 | 0 | 0 | 0 | 19 | 9500 | 3487.6476 | 199.6997 | 19750 | 185662.3767 | 29250 | 0 | 156412.3767 | 156412.3767 | 9500 | 0 | 0 | 0 | 0 | 0 | 0
2022-07-04 11:00 | 0.98638 | 0.8204 | 35871 | 34320.9639 | 633 | 86829.167 | 3 | 0 | 0 | 0 | 0 | 0 | 19 | 9500 | 3487.6476 | 199.6997 | 19750 | 185662.3767 | 29250 | 0 | 156412.3767 | 156412.3767 | 9500 | 0 | 0 | 0 | 0 | 0 | 0
2022-07-04 12:00 | 1.0047 | 0.80985 | 35871 | 34959.1018 | 633 | 85712.5804 | 3 | 0 | 0 | 5443.5337 | 0 | 0 | 19 | 9500 | 3487.6476 | 199.6997 | 19750 | 185662.3767 | 29250 | 0 | 156412.3767 | 156412.3767 | 9500 | 0 | 0 | 0 | 0 | 0 | 0
2022-07-04 13:00 | 0.97175 | 0.79577 | 35871 | 33811.9149 | 633 | 84222.387 | 3 | 0 | 0 | 84222.387 | 0 | 5443.5337 | 19 | 9500 | 3487.6476 | 199.6997 | 19750 | 185662.3767 | 29250 | 0 | 156412.3767 | 156412.3767 | 9500 | 0 | 0 | 0 | 0 | 0 | 0
2022-07-04 14:00 | 0.8759 | 0.74484 | 35871 | 30476.8266 | 633 | 78832.078 | 3 | 0 | 0 | 78832.078 | 0 | 89665.9206 | 19 | 9500 | 3487.6476 | 199.6997 | 19750 | 185662.3767 | 29250 | 0 | 156412.3767 | 156412.3767 | 9500 | 0 | 0 | 0 | 0 | 0 | 0
2022-07-04 15:00 | 0.72538 | 0.70218 | 35871 | 25239.5028 | 633 | 74317.046 | 3 | 4010.4972 | 0.40105 | 70306.5488 | 0 | 168497.9986 | 19 | 9500 | 3487.6476 | 199.6997 | 19750 | 185662.3767 | 29250 | 0 | 156412.3767 | 156412.3767 | 5489.5028 | 4010.4972 | 0 | 0 | 0 | 0 | 0
2022-07-04 16:00 | 0.52978 | 0.62001 | 35871 | 18433.6262 | 633 | 65620.3704 | 3 | 10816.3738 | 1.0816 | 54803.9966 | 0 | 238804.5474 | 19 | 9500 | 3487.6476 | 199.6997 | 19750 | 185662.3767 | 29250 | 0 | 156412.3767 | 156412.3767 | 0 | 9500 | 0 | 0 | 0 | 0 | 0
2022-07-04 17:00 | 0.31408 | 0.47105 | 35871 | 10928.3728 | 633 | 49854.8015 | 3 | 18321.6272 | 1.8322 | 31533.1742 | 0 | 293608.544 | 19 | 9500 | 3487.6476 | 199.6997 | 19750 | 185662.3767 | 29250 | 0 | 156412.3767 | 156412.3767 | 0 | 9500 | 0 | 0 | 0 | 0 | 0
2022-07-04 18:00 | 0.11615 | 0.23779 | 35871 | 4041.4242 | 633 | 25167.1229 | 3 | 25208.5758 | 2.5209 | 0 | 41.4529 | 325141.7182 | 19 | 9500 | 3487.6476 | 199.6997 | 19750 | 185662.3767 | 29250 | 0 | 156412.3767 | 156412.3767 | 0 | 9500 | 0 | 0 | 0 | 0 | 0
2022-07-04 19:00 | 0.00643 | 0.00226 | 35871 | 223.731 | 633 | 239.193 | 3 | 29026.269 | 2.9026 | 0 | 28787.076 | 325100.2653 | 19 | 9500 | 3487.6476 | 199.6997 | 19750 | 185662.3767 | 29250 | 0 | 156412.3767 | 156412.3767 | 223.731 | 9276.269 | 0 | 0 | 0 | 0 | 0
2022-07-04 20:00 | 0 | 0 | 35871 | 0 | 633 | 0 | 3 | 29250 | 2.925 | 0 | 29250 | 296313.1893 | 19 | 9500 | 3487.6476 | 199.6997 | 19750 | 185662.3767 | 29250 | 0 | 156412.3767 | 156412.3767 | 0 | 9500 | 0 | 0 | 0 | 0 | 0
2022-07-04 21:00 | 0 | 0 | 35871 | 0 | 633 | 0 | 3 | 29250 | 2.925 | 0 | 29250 | 267063.1893 | 19 | 9500 | 3487.6476 | 199.6997 | 19750 | 185662.3767 | 29250 | 0 | 156412.3767 | 156412.3767 | 0 | 9500 | 0 | 0 | 0 | 0 | 0
2022-07-04 22:00 | 0 | 0 | 35871 | 0 | 633 | 0 | 3 | 29250 | 2.925 | 0 | 29250 | 237813.1893 | 19 | 9500 | 3487.6476 | 199.6997 | 19750 | 185662.3767 | 29250 | 0 | 156412.3767 | 156412.3767 | 0 | 9500 | 0 | 0 | 0 | 0 | 0
2022-07-04 23:00 | 0 | 0 | 35871 | 0 | 633 | 0 | 3 | 29250 | 2.925 | 0 | 29250 | 208563.1893 | 19 | 9500 | 3487.6476 | 199.6997 | 19750 | 185662.3767 | 29250 | 0 | 156412.3767 | 156412.3767 | 0 | 9500 | 0 | 0 | 0 | 0 | 0
2022-07-05 | 0 | 0 | 35871 | 0 | 633 | 0 | 3 | 30000 | 3 | 0 | 30000 | 179313.1893 | 19 | 6900 | 3487.6476 | 145.045 | 23100 | 189012.3767 | 30000 | 0 | 159012.3767 | 159012.3767 | 0 | 6900 | 0 | 0 | 0 | 0 | 0
2022-07-05 01:00 | 0 | 0 | 35871 | 0 | 633 | 0 | 3 | 30000 | 3 | 0 | 30000 | 149313.1893 | 19 | 6900 | 3487.6476 | 145.045 | 23100 | 189012.3767 | 30000 | 0 | 159012.3767 | 159012.3767 | 0 | 6900 | 0 | 0 | 0 | 0 | 0
2022-07-05 02:00 | 0 | 0 | 35871 | 0 | 633 | 0 | 3 | 30000 | 3 | 0 | 30000 | 119313.1893 | 19 | 6900 | 3487.6476 | 145.045 | 23100 | 189012.3767 | 30000 | 0 | 159012.3767 | 159012.3767 | 0 | 6900 | 0 | 0 | 0 | 0 | 0
2022-07-05 03:00 | 0 | 0 | 35871 | 0 | 633 | 0 | 3 | 30000 | 3 | 0 | 30000 | 89313.1893 | 19 | 6900 | 3487.6476 | 145.045 | 23100 | 189012.3767 | 30000 | 0 | 159012.3767 | 159012.3767 | 0 | 6900 | 0 | 0 | 0 | 0 | 0
2022-07-05 04:00 | 0 | 0 | 35871 | 0 | 633 | 0 | 3 | 30000 | 3 | 0 | 30000 | 59313.1893 | 19 | 6900 | 3487.6476 | 145.045 | 23100 | 189012.3767 | 30000 | 0 | 159012.3767 | 159012.3767 | 0 | 6900 | 0 | 0 | 0 | 0 | 0
2022-07-05 05:00 | 0.0107 | 0.00722 | 35871 | 372.3051 | 633 | 764.1475 | 3 | 30000 | 3 | 0 | 29235.8525 | 29313.1893 | 19 | 7272.3051 | 3487.6476 | 152.8713 | 23100 | 189012.3767 | 30372.3051 | 0 | 158640.0716 | 158640.0716 | -5.6843e-14 | 7272.3051 | 0 | 0 | 0 | 0 | 0
2022-07-05 06:00 | 0.13657 | 0.26239 | 35871 | 4751.9354 | 633 | 27770.7279 | 3 | 27848.0646 | 2.7848 | 0 | 77.3367 | 77.3367 | 19 | 9500 | 3487.6476 | 199.6997 | 23100 | 189012.3767 | 32600 | 0 | 156412.3767 | 156412.3767 | 0 | 9500 | 0 | 0 | 0 | 0 | 0
2022-07-05 07:00 | 0.34112 | 0.50022 | 35871 | 11869.2261 | 633 | 52942.0843 | 3 | 20730.7739 | 2.0731 | 0 | 0 | 0 | 19 | 9500 | 3487.6476 | 199.6997 | 23100 | 189012.3767 | 32600 | 0 | 156412.3767 | 156412.3767 | 0 | 9500 | 0 | 0 | 0 | 0 | 0
2022-07-05 08:00 | 0.55965 | 0.64892 | 35871 | 19472.949 | 633 | 68680.1354 | 3 | 13127.051 | 1.3127 | 0 | 0 | 0 | 19 | 9500 | 3487.6476 | 199.6997 | 23100 | 189012.3767 | 32600 | 0 | 156412.3767 | 156412.3767 | 0 | 9500 | 0 | 0 | 0 | 0 | 0
2022-07-05 09:00 | 0.75445 | 0.74136 | 35871 | 26250.9897 | 633 | 78463.7631 | 3 | 6349.0103 | 0.6349 | 0 | 0 | 0 | 19 | 9500 | 3487.6476 | 199.6997 | 23100 | 189012.3767 | 32600 | 0 | 156412.3767 | 156412.3767 | 3150.9897 | 6349.0103 | 0 | 0 | 0 | 0 | 0
2022-07-05 10:00 | 0.90522 | 0.80489 | 35871 | 31497.0122 | 633 | 85187.6259 | 3 | 1102.9878 | 0.1103 | 0 | 0 | 0 | 19 | 9500 | 3487.6476 | 199.6997 | 23100 | 189012.3767 | 32600 | 0 | 156412.3767 | 156412.3767 | 8397.0122 | 1102.9878 | 0 | 0 | 0 | 0 | 0
2022-07-05 11:00 | 0.99988 | 0.87394 | 35871 | 34790.6946 | 633 | 92495.7121 | 3 | 0 | 0 | 0 | 0 | 0 | 19 | 9500 | 3487.6476 | 199.6997 | 23100 | 189012.3767 | 32600 | 0 | 156412.3767 | 156412.3767 | 9500 | 0 | 0 | 0 | 0 | 0 | 0
2022-07-05 12:00 | 1.0335 | 0.92491 | 35871 | 35961.542 | 633 | 97890.2546 | 3 | 0 | 0 | 0 | 0 | 0 | 19 | 9500 | 3487.6476 | 199.6997 | 23100 | 189012.3767 | 32600 | 0 | 156412.3767 | 156412.3767 | 9500 | 0 | 0 | 0 | 0 | 0 | 0
2022-07-05 13:00 | 0.9994 | 0.90445 | 35871 | 34773.9931 | 633 | 95724.8173 | 3 | 0 | 0 | 45806.7235 | 0 | 0 | 19 | 9500 | 3487.6476 | 199.6997 | 23100 | 189012.3767 | 32600 | 0 | 156412.3767 | 156412.3767 | 9500 | 0 | 0 | 0 | 0 | 0 | 0
2022-07-05 14:00 | 0.90415 | 0.84927 | 35871 | 31459.7817 | 633 | 89884.6986 | 3 | 1140.2183 | 0.11402 | 88744.4803 | 0 | 45806.7235 | 19 | 9500 | 3487.6476 | 199.6997 | 23100 | 189012.3767 | 32600 | 0 | 156412.3767 | 156412.3767 | 8359.7817 | 1140.2183 | 0 | 0 | 0 | 0 | 0
2022-07-05 15:00 | 0.75295 | 0.80868 | 35871 | 26198.7974 | 633 | 85588.7504 | 3 | 6401.2026 | 0.64012 | 79187.5477 | 0 | 134551.2037 | 19 | 9500 | 3487.6476 | 199.6997 | 23100 | 189012.3767 | 32600 | 0 | 156412.3767 | 156412.3767 | 3098.7974 | 6401.2026 | 0 | 0 | 0 | 0 | 0
2022-07-05 16:00 | 0.55855 | 0.73602 | 35871 | 19434.6746 | 633 | 77898.5904 | 3 | 13165.3254 | 1.3165 | 64733.265 | 0 | 213738.7515 | 19 | 9500 | 3487.6476 | 199.6997 | 23100 | 189012.3767 | 32600 | 0 | 156412.3767 | 156412.3767 | 0 | 9500 | 0 | 0 | 0 | 0 | 0
2022-07-05 17:00 | 0.33948 | 0.5867 | 35871 | 11812.1625 | 633 | 62094.9199 | 3 | 20787.8375 | 2.0788 | 41307.0824 | 0 | 278472.0165 | 19 | 9500 | 3487.6476 | 199.6997 | 23100 | 189012.3767 | 32600 | 0 | 156412.3767 | 156412.3767 | 0 | 9500 | 0 | 0 | 0 | 0 | 0
2022-07-05 18:00 | 0.12952 | 0.33871 | 35871 | 4506.6316 | 633 | 35848.2535 | 3 | 28093.3684 | 2.8093 | 7754.8851 | 0 | 319779.0989 | 19 | 9500 | 3487.6476 | 199.6997 | 23100 | 189012.3767 | 32600 | 0 | 156412.3767 | 156412.3767 | 0 | 9500 | 0 | 0 | 0 | 0 | 0
2022-07-05 19:00 | 0.007 | 0.00759 | 35871 | 243.5641 | 633 | 803.3074 | 3 | 30000 | 3 | 0 | 29196.6926 | 327533.9839 | 19 | 7143.5641 | 3487.6476 | 150.165 | 23100 | 189012.3767 | 30243.5641 | 0 | 158768.8126 | 158768.8126 | -5.6843e-14 | 7143.5641 | 0 | 0 | 0 | 0 | 0
2022-07-05 20:00 | 0 | 0 | 35871 | 0 | 633 | 0 | 3 | 30000 | 3 | 0 | 30000 | 298337.2913 | 19 | 6900 | 3487.6476 | 145.045 | 23100 | 189012.3767 | 30000 | 0 | 159012.3767 | 159012.3767 | 0 | 6900 | 0 | 0 | 0 | 0 | 0
2022-07-05 21:00 | 0 | 0 | 35871 | 0 | 633 | 0 | 3 | 30000 | 3 | 0 | 30000 | 268337.2913 | 19 | 6900 | 3487.6476 | 145.045 | 23100 | 189012.3767 | 30000 | 0 | 159012.3767 | 159012.3767 | 0 | 6900 | 0 | 0 | 0 | 0 | 0
2022-07-05 22:00 | 0 | 0 | 35871 | 0 | 633 | 0 | 3 | 30000 | 3 | 0 | 30000 | 238337.2913 | 19 | 6900 | 3487.6476 | 145.045 | 23100 | 189012.3767 | 30000 | 0 | 159012.3767 | 159012.3767 | 0 | 6900 | 0 | 0 | 0 | 0 | 0
2022-07-05 23:00 | 0 | 0 | 35871 | 0 | 633 | 0 | 3 | 30000 | 3 | 0 | 30000 | 208337.2913 | 19 | 6900 | 3487.6476 | 145.045 | 23100 | 189012.3767 | 30000 | 0 | 159012.3767 | 159012.3767 | 0 | 6900 | 0 | 0 | 0 | 0 | 0
2022-07-06 | 0 | 0 | 35871 | 0 | 633 | 0 | 3 | 30000 | 3 | 0 | 30000 | 178337.2913 | 19 | 6933.3333 | 3487.6476 | 145.7457 | 23066.6667 | 188979.0434 | 30000 | 0 | 158979.0434 | 158979.0434 | 0 | 6933.3333 | 0 | 0 | 0 | 0 | 0
2022-07-06 01:00 | 0 | 0 | 35871 | 0 | 633 | 0 | 3 | 30000 | 3 | 0 | 30000 | 148337.2913 | 19 | 6933.3333 | 3487.6476 | 145.7457 | 23066.6667 | 188979.0434 | 30000 | 0 | 158979.0434 | 158979.0434 | 0 | 6933.3333 | 0 | 0 | 0 | 0 | 0
2022-07-06 02:00 | 0 | 0 | 35871 | 0 | 633 | 0 | 3 | 30000 | 3 | 0 | 30000 | 118337.2913 | 19 | 6933.3333 | 3487.6476 | 145.7457 | 23066.6667 | 188979.0434 | 30000 | 0 | 158979.0434 | 158979.0434 | 0 | 6933.3333 | 0 | 0 | 0 | 0 | 0
2022-07-06 03:00 | 0 | 0 | 35871 | 0 | 633 | 0 | 3 | 30000 | 3 | 0 | 30000 | 88337.2913 | 19 | 6933.3333 | 3487.6476 | 145.7457 | 23066.6667 | 188979.0434 | 30000 | 0 | 158979.0434 | 158979.0434 | 0 | 6933.3333 | 0 | 0 | 0 | 0 | 0
2022-07-06 04:00 | 0 | 0 | 35871 | 0 | 633 | 0 | 3 | 30000 | 3 | 0 | 30000 | 58337.2913 | 19 | 6933.3333 | 3487.6476 | 145.7457 | 23066.6667 | 188979.0434 | 30000 | 0 | 158979.0434 | 158979.0434 | 0 | 6933.3333 | 0 | 0 | 0 | 0 | 0
2022-07-06 05:00 | 0.0116 | 0.01571 | 35871 | 403.6205 | 633 | 1662.7087 | 3 | 30000 | 3 | 0 | 28337.2913 | 28337.2913 | 19 | 7336.9538 | 3487.6476 | 154.2303 | 23066.6667 | 188979.0434 | 30403.6205 | 0 | 158575.4229 | 158575.4229 | 1.1369e-13 | 7336.9538 | 0 | 0 | 0 | 0 | 0
2022-07-06 06:00 | 0.15282 | 0.39271 | 35871 | 5317.352 | 633 | 41563.4839 | 3 | 27249.3146 | 2.7249 | 0 | 0 | 0 | 19 | 9500 | 3487.6476 | 199.6997 | 23066.6667 | 188979.0434 | 32566.6667 | 0 | 156412.3767 | 156412.3767 | 0 | 9500 | 0 | 0 | 0 | 0 | 0
2022-07-06 07:00 | 0.36823 | 0.63855 | 35871 | 12812.515 | 633 | 67582.5995 | 3 | 19754.1517 | 1.9754 | 0 | 0 | 0 | 19 | 9500 | 3487.6476 | 199.6997 | 23066.6667 | 188979.0434 | 32566.6667 | 0 | 156412.3767 | 156412.3767 | 0 | 9500 | 0 | 0 | 0 | 0 | 0
2022-07-06 08:00 | 0.58728 | 0.76029 | 35871 | 20434.3313 | 633 | 80467.2689 | 3 | 12132.3354 | 1.2132 | 0 | 0 | 0 | 19 | 9500 | 3487.6476 | 199.6997 | 23066.6667 | 188979.0434 | 32566.6667 | 0 | 156412.3767 | 156412.3767 | 0 | 9500 | 0 | 0 | 0 | 0 | 0
2022-07-06 09:00 | 0.7807 | 0.83136 | 35871 | 27164.355 | 633 | 87989.1471 | 3 | 5402.3117 | 0.54023 | 0 | 0 | 0 | 19 | 9500 | 3487.6476 | 199.6997 | 23066.6667 | 188979.0434 | 32566.6667 | 0 | 156412.3767 | 156412.3767 | 4097.6883 | 5402.3117 | 0 | 0 | 0 | 0 | 0
2022-07-06 10:00 | 0.93058 | 0.88053 | 35871 | 32379.4101 | 633 | 93193.1819 | 3 | 187.2565 | 0.018726 | 30000 | 0 | 0 | 19 | 9500 | 3487.6476 | 199.6997 | 23066.6667 | 188979.0434 | 32566.6667 | 0 | 156412.3767 | 156412.3767 | 9312.7435 | 187.2565 | 0 | 0 | 0 | 0 | 0
2022-07-06 11:00 | 1.0251 | 0.94233 | 35871 | 35668.2212 | 633 | 99733.9456 | 3 | 30000 | 3 | 0 | 30000 | 30000 | 19 | 9500 | 3487.6476 | 199.6997 | 23066.6667 | 188979.0434 | 32566.6667 | 0 | 156412.3767 | 156412.3767 | 9500 | 0 | 0 | 0 | 0 | 30000 | 0
2022-07-06 12:00 | 1.0482 | 0.93149 | 35871 | 36470.243 | 633 | 98586.666 | 3 | 0 | 0 | 0 | 0 | 0 | 19 | 9500 | 3487.6476 | 199.6997 | 23066.6667 | 188979.0434 | 32566.6667 | 0 | 156412.3767 | 156412.3767 | 9500 | 0 | 0 | 0 | 0 | 0 | 0
2022-07-06 13:00 | 1.0122 | 0.89669 | 35871 | 35220.0633 | 633 | 94903.5175 | 3 | 0 | 0 | 64059.6795 | 0 | 0 | 19 | 9500 | 3487.6476 | 199.6997 | 23066.6667 | 188979.0434 | 32566.6667 | 0 | 156412.3767 | 156412.3767 | 9500 | 0 | 0 | 0 | 0 | 0 | 0
2022-07-06 14:00 | 0.91288 | 0.82729 | 35871 | 31763.5409 | 633 | 87558.3881 | 3 | 803.1257 | 0.080313 | 86755.2624 | 0 | 64059.6795 | 19 | 9500 | 3487.6476 | 199.6997 | 23066.6667 | 188979.0434 | 32566.6667 | 0 | 156412.3767 | 156412.3767 | 8696.8743 | 803.1257 | 0 | 0 | 0 | 0 | 0
2022-07-06 15:00 | 0.75703 | 0.77408 | 35871 | 26340.7604 | 633 | 81926.7694 | 3 | 6225.9062 | 0.62259 | 75700.8632 | 0 | 150814.9418 | 19 | 9500 | 3487.6476 | 199.6997 | 23066.6667 | 188979.0434 | 32566.6667 | 0 | 156412.3767 | 156412.3767 | 3274.0938 | 6225.9062 | 0 | 0 | 0 | 0 | 0
2022-07-06 16:00 | 0.55895 | 0.69737 | 35871 | 19448.5926 | 633 | 73807.9671 | 3 | 13118.0741 | 1.3118 | 60689.893 | 0 | 226515.805 | 19 | 9500 | 3487.6476 | 199.6997 | 23066.6667 | 188979.0434 | 32566.6667 | 0 | 156412.3767 | 156412.3767 | 0 | 9500 | 0 | 0 | 0 | 0 | 0
2022-07-06 17:00 | 0.33748 | 0.55345 | 35871 | 11742.5727 | 633 | 58575.8197 | 3 | 20824.0939 | 2.0824 | 37751.7258 | 0 | 287205.698 | 19 | 9500 | 3487.6476 | 199.6997 | 23066.6667 | 188979.0434 | 32566.6667 | 0 | 156412.3767 | 156412.3767 | 0 | 9500 | 0 | 0 | 0 | 0 | 0
2022-07-06 18:00 | 0.12705 | 0.30031 | 35871 | 4420.6882 | 633 | 31784.0897 | 3 | 28145.9784 | 2.8146 | 3638.1112 | 0 | 324957.4238 | 19 | 9500 | 3487.6476 | 199.6997 | 23066.6667 | 188979.0434 | 32566.6667 | 0 | 156412.3767 | 156412.3767 | 0 | 9500 | 0 | 0 | 0 | 0 | 0
2022-07-06 19:00 | 0.00685 | 0.00358 | 35871 | 238.3449 | 633 | 378.8986 | 3 | 30000 | 3 | 0 | 29621.1014 | 328595.535 | 19 | 7171.6782 | 3487.6476 | 150.756 | 23066.6667 | 188979.0434 | 30238.3449 | 0 | 158740.6985 | 158740.6985 | 0 | 7171.6782 | 0 | 0 | 0 | 0 | 0
2022-07-06 20:00 | 0 | 0 | 35871 | 0 | 633 | 0 | 3 | 30000 | 3 | 0 | 30000 | 298974.4337 | 19 | 6933.3333 | 3487.6476 | 145.7457 | 23066.6667 | 188979.0434 | 30000 | 0 | 158979.0434 | 158979.0434 | 0 | 6933.3333 | 0 | 0 | 0 | 0 | 0
2022-07-06 21:00 | 0 | 0 | 35871 | 0 | 633 | 0 | 3 | 30000 | 3 | 0 | 30000 | 268974.4337 | 19 | 6933.3333 | 3487.6476 | 145.7457 | 23066.6667 | 188979.0434 | 30000 | 0 | 158979.0434 | 158979.0434 | 0 | 6933.3333 | 0 | 0 | 0 | 0 | 0
2022-07-06 22:00 | 0 | 0 | 35871 | 0 | 633 | 0 | 3 | 30000 | 3 | 0 | 30000 | 238974.4337 | 19 | 6933.3333 | 3487.6476 | 145.7457 | 23066.6667 | 188979.0434 | 30000 | 0 | 158979.0434 | 158979.0434 | 0 | 6933.3333 | 0 | 0 | 0 | 0 | 0
2022-07-06 23:00 | 0 | 0 | 35871 | 0 | 633 | 0 | 3 | 30000 | 3 | 0 | 30000 | 208974.4337 | 19 | 6933.3333 | 3487.6476 | 145.7457 | 23066.6667 | 188979.0434 | 30000 | 0 | 158979.0434 | 158979.0434 | 0 | 6933.3333 | 0 | 0 | 0 | 0 | 0
2022-07-07 | 0 | 0 | 35871 | 0 | 633 | 0 | 3 | 30000 | 3 | 0 | 30000 | 178974.4337 | 19 | 6958.3333 | 3487.6476 | 146.2713 | 23041.6667 | 188954.0434 | 30000 | 0 | 158954.0434 | 158954.0434 | 0 | 6958.3333 | 0 | 0 | 0 | 0 | 0
2022-07-07 01:00 | 0 | 0 | 35871 | 0 | 633 | 0 | 3 | 30000 | 3 | 0 | 30000 | 148974.4337 | 19 | 6958.3333 | 3487.6476 | 146.2713 | 23041.6667 | 188954.0434 | 30000 | 0 | 158954.0434 | 158954.0434 | 0 | 6958.3333 | 0 | 0 | 0 | 0 | 0
2022-07-07 02:00 | 0 | 0 | 35871 | 0 | 633 | 0 | 3 | 30000 | 3 | 0 | 30000 | 118974.4337 | 19 | 6958.3333 | 3487.6476 | 146.2713 | 23041.6667 | 188954.0434 | 30000 | 0 | 158954.0434 | 158954.0434 | 0 | 6958.3333 | 0 | 0 | 0 | 0 | 0
2022-07-07 03:00 | 0 | 0 | 35871 | 0 | 633 | 0 | 3 | 30000 | 3 | 0 | 30000 | 88974.4337 | 19 | 6958.3333 | 3487.6476 | 146.2713 | 23041.6667 | 188954.0434 | 30000 | 0 | 158954.0434 | 158954.0434 | 0 | 6958.3333 | 0 | 0 | 0 | 0 | 0
2022-07-07 04:00 | 0 | 0 | 35871 | 0 | 633 | 0 | 3 | 30000 | 3 | 0 | 30000 | 58974.4337 | 19 | 6958.3333 | 3487.6476 | 146.2713 | 23041.6667 | 188954.0434 | 30000 | 0 | 158954.0434 | 158954.0434 | 0 | 6958.3333 | 0 | 0 | 0 | 0 | 0
2022-07-07 05:00 | 0.011 | 0.00969 | 35871 | 382.7436 | 633 | 1025.5663 | 3 | 30000 | 3 | 0 | 28974.4337 | 28974.4337 | 19 | 7341.0769 | 3487.6476 | 154.3169 | 23041.6667 | 188954.0434 | 30382.7436 | 0 | 158571.2998 | 158571.2998 | 2.2737e-13 | 7341.0769 | 0 | 0 | 0 | 0 | 0
2022-07-07 06:00 | 0.14732 | 0.3491 | 35871 | 5125.9802 | 633 | 36947.9062 | 3 | 27415.6864 | 2.7416 | 0 | 0 | 0 | 19 | 9500 | 3487.6476 | 199.6997 | 23041.6667 | 188954.0434 | 32541.6667 | 0 | 156412.3767 | 156412.3767 | 0 | 9500 | 0 | 0 | 0 | 0 | 0
2022-07-07 07:00 | 0.36023 | 0.59339 | 35871 | 12534.156 | 633 | 62802.9735 | 3 | 20007.5106 | 2.0008 | 0 | 0 | 0 | 19 | 9500 | 3487.6476 | 199.6997 | 23041.6667 | 188954.0434 | 32541.6667 | 0 | 156412.3767 | 156412.3767 | 0 | 9500 | 0 | 0 | 0 | 0 | 0
2022-07-07 08:00 | 0.5794 | 0.72414 | 35871 | 20160.1477 | 633 | 76641.2397 | 3 | 12381.519 | 1.2382 | 0 | 0 | 0 | 19 | 9500 | 3487.6476 | 199.6997 | 23041.6667 | 188954.0434 | 32541.6667 | 0 | 156412.3767 | 156412.3767 | 0 | 9500 | 0 | 0 | 0 | 0 | 0
2022-07-07 09:00 | 0.7739 | 0.80643 | 35871 | 26927.7499 | 633 | 85350.6158 | 3 | 5613.9168 | 0.56139 | 0 | 0 | 0 | 19 | 9500 | 3487.6476 | 199.6997 | 23041.6667 | 188954.0434 | 32541.6667 | 0 | 156412.3767 | 156412.3767 | 3886.0832 | 5613.9168 | 0 | 0 | 0 | 0 | 0
2022-07-07 10:00 | 0.92488 | 0.84752 | 35871 | 32181.0794 | 633 | 89699.4828 | 3 | 360.5873 | 0.036059 | 30000 | 0 | 0 | 19 | 9500 | 3487.6476 | 199.6997 | 23041.6667 | 188954.0434 | 32541.6667 | 0 | 156412.3767 | 156412.3767 | 9139.4127 | 360.5873 | 0 | 0 | 0 | 0 | 0
2022-07-07 11:00 | 1.0187 | 0.91242 | 35871 | 35446.23 | 633 | 96568.343 | 3 | 30000 | 3 | 0 | 30000 | 30000 | 19 | 9500 | 3487.6476 | 199.6997 | 23041.6667 | 188954.0434 | 32541.6667 | 0 | 156412.3767 | 156412.3767 | 9500 | 0 | 0 | 0 | 0 | 30000 | 0
2022-07-07 12:00 | 1.033 | 0.87459 | 35871 | 35942.0569 | 633 | 92564.5066 | 3 | 0 | 0 | 3715.0989 | 0 | 0 | 19 | 9500 | 3487.6476 | 199.6997 | 23041.6667 | 188954.0434 | 32541.6667 | 0 | 156412.3767 | 156412.3767 | 9500 | 0 | 0 | 0 | 0 | 0 | 0
2022-07-07 13:00 | 0.9972 | 0.84692 | 35871 | 34697.4444 | 633 | 89635.9802 | 3 | 0 | 0 | 89635.9802 | 0 | 3715.0989 | 19 | 9500 | 3487.6476 | 199.6997 | 23041.6667 | 188954.0434 | 32541.6667 | 0 | 156412.3767 | 156412.3767 | 9500 | 0 | 0 | 0 | 0 | 0 | 0
2022-07-07 14:00 | 0.89685 | 0.78342 | 35871 | 31205.7792 | 633 | 82915.2926 | 3 | 1335.8875 | 0.13359 | 81579.4051 | 0 | 93351.0791 | 19 | 9500 | 3487.6476 | 199.6997 | 23041.6667 | 188954.0434 | 32541.6667 | 0 | 156412.3767 | 156412.3767 | 8164.1125 | 1335.8875 | 0 | 0 | 0 | 0 | 0
2022-07-07 15:00 | 0.7415 | 0.73221 | 35871 | 25800.3961 | 633 | 77495.3491 | 3 | 6741.2706 | 0.67413 | 70754.0785 | 0 | 174930.4842 | 19 | 9500 | 3487.6476 | 199.6997 | 23041.6667 | 188954.0434 | 32541.6667 | 0 | 156412.3767 | 156412.3767 | 2758.7294 | 6741.2706 | 0 | 0 | 0 | 0 | 0
2022-07-07 16:00 | 0.54308 | 0.64705 | 35871 | 18896.398 | 633 | 68482.2191 | 3 | 13645.2687 | 1.3645 | 54836.9504 | 0 | 245684.5628 | 19 | 9500 | 3487.6476 | 199.6997 | 23041.6667 | 188954.0434 | 32541.6667 | 0 | 156412.3767 | 156412.3767 | 0 | 9500 | 0 | 0 | 0 | 0 | 0
2022-07-07 17:00 | 0.32277 | 0.49356 | 35871 | 11230.7402 | 633 | 52237.2059 | 3 | 21310.9265 | 2.1311 | 30926.2794 | 0 | 300521.5132 | 19 | 9500 | 3487.6476 | 199.6997 | 23041.6667 | 188954.0434 | 32541.6667 | 0 | 156412.3767 | 156412.3767 | 0 | 9500 | 0 | 0 | 0 | 0 | 0
2022-07-07 18:00 | 0.11905 | 0.24576 | 35871 | 4142.3293 | 633 | 26010.6486 | 3 | 28399.3374 | 2.8399 | 0 | 2388.6888 | 331447.7926 | 19 | 9500 | 3487.6476 | 199.6997 | 23041.6667 | 188954.0434 | 32541.6667 | 0 | 156412.3767 | 156412.3767 | 0 | 9500 | 0 | 0 | 0 | 0 | 0
2022-07-07 19:00 | 0.0064 | 0.00232 | 35871 | 222.6872 | 633 | 245.5432 | 3 | 30000 | 3 | 0 | 29754.4568 | 329059.1037 | 19 | 7181.0205 | 3487.6476 | 150.9524 | 23041.6667 | 188954.0434 | 30222.6872 | 0 | 158731.3562 | 158731.3562 | -8.5265e-14 | 7181.0205 | 0 | 0 | 0 | 0 | 0
2022-07-07 20:00 | 0 | 0 | 35871 | 0 | 633 | 0 | 3 | 30000 | 3 | 0 | 30000 | 299304.647 | 19 | 6958.3333 | 3487.6476 | 146.2713 | 23041.6667 | 188954.0434 | 30000 | 0 | 158954.0434 | 158954.0434 | 0 | 6958.3333 | 0 | 0 | 0 | 0 | 0
2022-07-07 21:00 | 0 | 0 | 35871 | 0 | 633 | 0 | 3 | 30000 | 3 | 0 | 30000 | 269304.647 | 19 | 6958.3333 | 3487.6476 | 146.2713 | 23041.6667 | 188954.0434 | 30000 | 0 | 158954.0434 | 158954.0434 | 0 | 6958.3333 | 0 | 0 | 0 | 0 | 0
2022-07-07 22:00 | 0 | 0 | 35871 | 0 | 633 | 0 | 3 | 30000 | 3 | 0 | 30000 | 239304.647 | 19 | 6958.3333 | 3487.6476 | 146.2713 | 23041.6667 | 188954.0434 | 30000 | 0 | 158954.0434 | 158954.0434 | 0 | 6958.3333 | 0 | 0 | 0 | 0 | 0
2022-07-07 23:00 | 0 | 0 | 35871 | 0 | 633 | 0 | 3 | 30000 | 3 | 0 | 30000 | 209304.647 | 19 | 6958.3333 | 3487.6476 | 146.2713 | 23041.6667 | 188954.0434 | 30000 | 0 | 158954.0434 | 158954.0434 | 0 | 6958.3333 | 0 | 0 | 0 | 0 | 0
2022-07-08 | 0 | 0 | 35871 | 0 | 633 | 0 | 3 | 30000 | 3 | 0 | 30000 | 179304.647 | 19 | 6979.1667 | 3487.6476 | 146.7092 | 23020.8333 | 188933.21 | 30000 | 0 | 158933.21 | 158933.21 | 0 | 6979.1667 | 0 | 0 | 0 | 0 | 0
2022-07-08 01:00 | 0 | 0 | 35871 | 0 | 633 | 0 | 3 | 30000 | 3 | 0 | 30000 | 149304.647 | 19 | 6979.1667 | 3487.6476 | 146.7092 | 23020.8333 | 188933.21 | 30000 | 0 | 158933.21 | 158933.21 | 0 | 6979.1667 | 0 | 0 | 0 | 0 | 0
2022-07-08 02:00 | 0 | 0 | 35871 | 0 | 633 | 0 | 3 | 30000 | 3 | 0 | 30000 | 119304.647 | 19 | 6979.1667 | 3487.6476 | 146.7092 | 23020.8333 | 188933.21 | 30000 | 0 | 158933.21 | 158933.21 | 0 | 6979.1667 | 0 | 0 | 0 | 0 | 0
2022-07-08 03:00 | 0 | 0 | 35871 | 0 | 633 | 0 | 3 | 30000 | 3 | 0 | 30000 | 89304.647 | 19 | 6979.1667 | 3487.6476 | 146.7092 | 23020.8333 | 188933.21 | 30000 | 0 | 158933.21 | 158933.21 | 0 | 6979.1667 | 0 | 0 | 0 | 0 | 0
2022-07-08 04:00 | 0 | 0 | 35871 | 0 | 633 | 0 | 3 | 30000 | 3 | 0 | 30000 | 59304.647 | 19 | 6979.1667 | 3487.6476 | 146.7092 | 23020.8333 | 188933.21 | 30000 | 0 | 158933.21 | 158933.21 | 0 | 6979.1667 | 0 | 0 | 0 | 0 | 0
2022-07-08 05:00 | 0.01007 | 0.00657 | 35871 | 350.3843 | 633 | 695.353 | 3 | 30000 | 3 | 0 | 29304.647 | 29304.647 | 19 | 7329.551 | 3487.6476 | 154.0746 | 23020.8333 | 188933.21 | 30350.3843 | 0 | 158582.8257 | 158582.8257 | 5.6843e-14 | 7329.551 | 0 | 0 | 0 | 0 | 0
2022-07-08 06:00 | 0.1395 | 0.29581 | 35871 | 4853.8844 | 633 | 31307.8205 | 3 | 27666.949 | 2.7667 | 0 | 0 | 0 | 19 | 9500 | 3487.6476 | 199.6997 | 23020.8333 | 188933.21 | 32520.8333 | 0 | 156412.3767 | 156412.3767 | 0 | 9500 | 0 | 0 | 0 | 0 | 0
2022-07-08 07:00 | 0.3478 | 0.53413 | 35871 | 12101.6558 | 633 | 56531.0373 | 3 | 20419.1775 | 2.0419 | 0 | 0 | 0 | 19 | 9500 | 3487.6476 | 199.6997 | 23020.8333 | 188933.21 | 32520.8333 | 0 | 156412.3767 | 156412.3767 | 0 | 9500 | 0 | 0 | 0 | 0 | 0
2022-07-08 08:00 | 0.56683 | 0.67228 | 35871 | 19722.7762 | 633 | 71152.5017 | 3 | 12798.0572 | 1.2798 | 0 | 0 | 0 | 19 | 9500 | 3487.6476 | 199.6997 | 23020.8333 | 188933.21 | 32520.8333 | 0 | 156412.3767 | 156412.3767 | 0 | 9500 | 0 | 0 | 0 | 0 | 0
2022-07-08 09:00 | 0.76212 | 0.75409 | 35871 | 26517.8663 | 633 | 79811.0758 | 3 | 6002.967 | 0.6003 | 0 | 0 | 0 | 19 | 9500 | 3487.6476 | 199.6997 | 23020.8333 | 188933.21 | 32520.8333 | 0 | 156412.3767 | 156412.3767 | 3497.033 | 6002.967 | 0 | 0 | 0 | 0 | 0
2022-07-08 10:00 | 0.91388 | 0.80821 | 35871 | 31798.3358 | 633 | 85539.0067 | 3 | 722.4975 | 0.07225 | 30000 | 0 | 0 | 19 | 9500 | 3487.6476 | 199.6997 | 23020.8333 | 188933.21 | 32520.8333 | 0 | 156412.3767 | 156412.3767 | 8777.5025 | 722.4975 | 0 | 0 | 0 | 0 | 0
2022-07-08 11:00 | 1.0063 | 0.86681 | 35871 | 35014.0777 | 633 | 91741.0901 | 3 | 30000 | 3 | 0 | 30000 | 30000 | 19 | 9500 | 3487.6476 | 199.6997 | 23020.8333 | 188933.21 | 32520.8333 | 0 | 156412.3767 | 156412.3767 | 9500 | 0 | 0 | 0 | 0 | 30000 | 0
2022-07-08 12:00 | 1.0118 | 0.80716 | 35871 | 35206.4933 | 633 | 85427.8772 | 3 | 0 | 0 | 32476.0038 | 0 | 0 | 19 | 9500 | 3487.6476 | 199.6997 | 23020.8333 | 188933.21 | 32520.8333 | 0 | 156412.3767 | 156412.3767 | 9500 | 0 | 0 | 0 | 0 | 0 | 0
2022-07-08 13:00 | 0.97708 | 0.78585 | 35871 | 33997.3716 | 633 | 83172.478 | 3 | 0 | 0 | 83172.478 | 0 | 32476.0038 | 19 | 9500 | 3487.6476 | 199.6997 | 23020.8333 | 188933.21 | 32520.8333 | 0 | 156412.3767 | 156412.3767 | 9500 | 0 | 0 | 0 | 0 | 0 | 0
2022-07-08 14:00 | 0.87915 | 0.73165 | 35871 | 30589.91 | 633 | 77436.08 | 3 | 1930.9234 | 0.19309 | 75505.1567 | 0 | 115648.4817 | 19 | 9500 | 3487.6476 | 199.6997 | 23020.8333 | 188933.21 | 32520.8333 | 0 | 156412.3767 | 156412.3767 | 7569.0766 | 1930.9234 | 0 | 0 | 0 | 0 | 0
2022-07-08 15:00 | 0.726 | 0.68703 | 35871 | 25261.0756 | 633 | 72713.6063 | 3 | 7259.7577 | 0.72598 | 65453.8486 | 0 | 191153.6384 | 19 | 9500 | 3487.6476 | 199.6997 | 23020.8333 | 188933.21 | 32520.8333 | 0 | 156412.3767 | 156412.3767 | 2240.2423 | 7259.7577 | 0 | 0 | 0 | 0 | 0
2022-07-08 16:00 | 0.53065 | 0.60792 | 35871 | 18463.8978 | 633 | 64340.7938 | 3 | 14056.9356 | 1.4057 | 50283.8582 | 0 | 256607.487 | 19 | 9500 | 3487.6476 | 199.6997 | 23020.8333 | 188933.21 | 32520.8333 | 0 | 156412.3767 | 156412.3767 | 0 | 9500 | 0 | 0 | 0 | 0 | 0
2022-07-08 17:00 | 0.3138 | 0.45282 | 35871 | 10918.6302 | 633 | 47925.382 | 3 | 21602.2031 | 2.1602 | 26323.1789 | 0 | 306891.3452 | 19 | 9500 | 3487.6476 | 199.6997 | 23020.8333 | 188933.21 | 32520.8333 | 0 | 156412.3767 | 156412.3767 | 0 | 9500 | 0 | 0 | 0 | 0 | 0
2022-07-08 18:00 | 0.11607 | 0.22807 | 35871 | 4038.6406 | 633 | 24138.3814 | 3 | 28482.1928 | 2.8482 | 0 | 4343.8113 | 333214.5241 | 19 | 9500 | 3487.6476 | 199.6997 | 23020.8333 | 188933.21 | 32520.8333 | 0 | 156412.3767 | 156412.3767 | 0 | 9500 | 0 | 0 | 0 | 0 | 0
2022-07-08 19:00 | 0.0061 | 0.00209 | 35871 | 212.2487 | 633 | 221.2006 | 3 | 30000 | 3 | 0 | 29778.7994 | 328870.7128 | 19 | 7191.4154 | 3487.6476 | 151.1709 | 23020.8333 | 188933.21 | 30212.2487 | 0 | 158720.9613 | 158720.9613 | -8.5265e-14 | 7191.4154 | 0 | 0 | 0 | 0 | 0
2022-07-08 20:00 | 0 | 0 | 35871 | 0 | 633 | 0 | 3 | 30000 | 3 | 0 | 30000 | 299091.9134 | 19 | 6979.1667 | 3487.6476 | 146.7092 | 23020.8333 | 188933.21 | 30000 | 0 | 158933.21 | 158933.21 | 0 | 6979.1667 | 0 | 0 | 0 | 0 | 0
2022-07-08 21:00 | 0 | 0 | 35871 | 0 | 633 | 0 | 3 | 30000 | 3 | 0 | 30000 | 269091.9134 | 19 | 6979.1667 | 3487.6476 | 146.7092 | 23020.8333 | 188933.21 | 30000 | 0 | 158933.21 | 158933.21 | 0 | 6979.1667 | 0 | 0 | 0 | 0 | 0
2022-07-08 22:00 | 0 | 0 | 35871 | 0 | 633 | 0 | 3 | 30000 | 3 | 0 | 30000 | 239091.9134 | 19 | 6979.1667 | 3487.6476 | 146.7092 | 23020.8333 | 188933.21 | 30000 | 0 | 158933.21 | 158933.21 | 0 | 6979.1667 | 0 | 0 | 0 | 0 | 0
2022-07-08 23:00 | 0 | 0 | 35871 | 0 | 633 | 0 | 3 | 30000 | 3 | 0 | 30000 | 209091.9134 | 19 | 6979.1667 | 3487.6476 | 146.7092 | 23020.8333 | 188933.21 | 30000 | 0 | 158933.21 | 158933.21 | 0 | 6979.1667 | 0 | 0 | 0 | 0 | 0
2022-07-09 | 0 | 0 | 35871 | 0 | 633 | 0 | 3 | 30000 | 3 | 0 | 30000 | 179091.9134 | 19 | 6895.8333 | 3487.6476 | 144.9575 | 23104.1667 | 189016.5434 | 30000 | 0 | 159016.5434 | 159016.5434 | 0 | 6895.8333 | 0 | 0 | 0 | 0 | 0
2022-07-09 01:00 | 0 | 0 | 35871 | 0 | 633 | 0 | 3 | 30000 | 3 | 0 | 30000 | 149091.9134 | 19 | 6895.8333 | 3487.6476 | 144.9575 | 23104.1667 | 189016.5434 | 30000 | 0 | 159016.5434 | 159016.5434 | 0 | 6895.8333 | 0 | 0 | 0 | 0 | 0
2022-07-09 02:00 | 0 | 0 | 35871 | 0 | 633 | 0 | 3 | 30000 | 3 | 0 | 30000 | 119091.9134 | 19 | 6895.8333 | 3487.6476 | 144.9575 | 23104.1667 | 189016.5434 | 30000 | 0 | 159016.5434 | 159016.5434 | 0 | 6895.8333 | 0 | 0 | 0 | 0 | 0
2022-07-09 03:00 | 0 | 0 | 35871 | 0 | 633 | 0 | 3 | 30000 | 3 | 0 | 30000 | 89091.9134 | 19 | 6895.8333 | 3487.6476 | 144.9575 | 23104.1667 | 189016.5434 | 30000 | 0 | 159016.5434 | 159016.5434 | 0 | 6895.8333 | 0 | 0 | 0 | 0 | 0
2022-07-09 04:00 | 0 | 0 | 35871 | 0 | 633 | 0 | 3 | 30000 | 3 | 0 | 30000 | 59091.9134 | 19 | 6895.8333 | 3487.6476 | 144.9575 | 23104.1667 | 189016.5434 | 30000 | 0 | 159016.5434 | 159016.5434 | 0 | 6895.8333 | 0 | 0 | 0 | 0 | 0
2022-07-09 05:00 | 0.0101 | 0.00858 | 35871 | 351.4282 | 633 | 908.0866 | 3 | 30000 | 3 | 0 | 29091.9134 | 29091.9134 | 19 | 7247.2615 | 3487.6476 | 152.3448 | 23104.1667 | 189016.5434 | 30351.4282 | 0 | 158665.1152 | 158665.1152 | 5.6843e-14 | 7247.2615 | 0 | 0 | 0 | 0 | 0
2022-07-09 06:00 | 0.14398 | 0.33701 | 35871 | 5009.7654 | 633 | 35668.3296 | 3 | 27594.4013 | 2.7594 | 0 | 0 | 0 | 19 | 9500 | 3487.6476 | 199.6997 | 23104.1667 | 189016.5434 | 32604.1667 | 0 | 156412.3767 | 156412.3767 | 0 | 9500 | 0 | 0 | 0 | 0 | 0
2022-07-09 07:00 | 0.35752 | 0.58032 | 35871 | 12439.8619 | 633 | 61419.676 | 3 | 20164.3047 | 2.0164 | 0 | 0 | 0 | 19 | 9500 | 3487.6476 | 199.6997 | 23104.1667 | 189016.5434 | 32604.1667 | 0 | 156412.3767 | 156412.3767 | 0 | 9500 | 0 | 0 | 0 | 0 | 0
2022-07-09 08:00 | 0.5801 | 0.72106 | 35871 | 20184.5041 | 633 | 76315.2599 | 3 | 12419.6626 | 1.242 | 0 | 0 | 0 | 19 | 9500 | 3487.6476 | 199.6997 | 23104.1667 | 189016.5434 | 32604.1667 | 0 | 156412.3767 | 156412.3767 | 0 | 9500 | 0 | 0 | 0 | 0 | 0
2022-07-09 09:00 | 0.77745 | 0.80475 | 35871 | 27051.2717 | 633 | 85172.8086 | 3 | 5552.895 | 0.55529 | 0 | 0 | 0 | 19 | 9500 | 3487.6476 | 199.6997 | 23104.1667 | 189016.5434 | 32604.1667 | 0 | 156412.3767 | 156412.3767 | 3947.105 | 5552.895 | 0 | 0 | 0 | 0 | 0
2022-07-09 10:00 | 0.92847 | 0.86031 | 35871 | 32305.9929 | 633 | 91053.1457 | 3 | 298.1737 | 0.029817 | 0 | 0 | 0 | 19 | 9500 | 3487.6476 | 199.6997 | 23104.1667 | 189016.5434 | 32604.1667 | 0 | 156412.3767 | 156412.3767 | 9201.8263 | 298.1737 | 0 | 0 | 0 | 0 | 0
2022-07-09 11:00 | 1.0217 | 0.92413 | 35871 | 35551.6584 | 633 | 97807.7013 | 3 | 0 | 0 | 0 | 0 | 0 | 19 | 9500 | 3487.6476 | 199.6997 | 23104.1667 | 189016.5434 | 32604.1667 | 0 | 156412.3767 | 156412.3767 | 9500 | 0 | 0 | 0 | 0 | 0 | 0
2022-07-09 12:00 | 1.0261 | 0.85629 | 35871 | 35703.712 | 633 | 90627.6785 | 3 | 0 | 0 | 0 | 0 | 0 | 19 | 9500 | 3487.6476 | 199.6997 | 23104.1667 | 189016.5434 | 32604.1667 | 0 | 156412.3767 | 156412.3767 | 9500 | 0 | 0 | 0 | 0 | 0 | 0
2022-07-09 13:00 | 0.99255 | 0.83595 | 35871 | 34535.6482 | 633 | 88474.9417 | 3 | 0 | 0 | 86625.5769 | 0 | 0 | 19 | 9500 | 3487.6476 | 199.6997 | 23104.1667 | 189016.5434 | 32604.1667 | 0 | 156412.3767 | 156412.3767 | 9500 | 0 | 0 | 0 | 0 | 0 | 0
2022-07-09 14:00 | 0.8951 | 0.78129 | 35871 | 31144.8881 | 633 | 82689.8585 | 3 | 1459.2785 | 0.14593 | 81230.58 | 0 | 86625.5769 | 19 | 9500 | 3487.6476 | 199.6997 | 23104.1667 | 189016.5434 | 32604.1667 | 0 | 156412.3767 | 156412.3767 | 8040.7215 | 1459.2785 | 0 | 0 | 0 | 0 | 0
2022-07-09 15:00 | 0.7418 | 0.7375 | 35871 | 25810.8346 | 633 | 78055.23 | 3 | 6793.3321 | 0.67933 | 71261.8979 | 0 | 167856.1568 | 19 | 9500 | 3487.6476 | 199.6997 | 23104.1667 | 189016.5434 | 32604.1667 | 0 | 156412.3767 | 156412.3767 | 2706.6679 | 6793.3321 | 0 | 0 | 0 | 0 | 0
2022-07-09 16:00 | 0.54605 | 0.66055 | 35871 | 18999.7388 | 633 | 69911.0267 | 3 | 13604.4279 | 1.3604 | 56306.5988 | 0 | 239118.0547 | 19 | 9500 | 3487.6476 | 199.6997 | 23104.1667 | 189016.5434 | 32604.1667 | 0 | 156412.3767 | 156412.3767 | 0 | 9500 | 0 | 0 | 0 | 0 | 0
2022-07-09 17:00 | 0.32738 | 0.51585 | 35871 | 11391.1445 | 633 | 54596.326 | 3 | 21213.0221 | 2.1213 | 33383.3038 | 0 | 295424.6535 | 19 | 9500 | 3487.6476 | 199.6997 | 23104.1667 | 189016.5434 | 32604.1667 | 0 | 156412.3767 | 156412.3767 | 0 | 9500 | 0 | 0 | 0 | 0 | 0
2022-07-09 18:00 | 0.12207 | 0.26862 | 35871 | 4247.4098 | 633 | 28430.0961 | 3 | 28356.7569 | 2.8357 | 73.3392 | 0 | 328807.9573 | 19 | 9500 | 3487.6476 | 199.6997 | 23104.1667 | 189016.5434 | 32604.1667 | 0 | 156412.3767 | 156412.3767 | 0 | 9500 | 0 | 0 | 0 | 0 | 0
2022-07-09 19:00 | 0.00657 | 0.00358 | 35871 | 228.6023 | 633 | 378.8986 | 3 | 30000 | 3 | 0 | 29621.1014 | 328881.2966 | 19 | 7124.4356 | 3487.6476 | 149.7629 | 23104.1667 | 189016.5434 | 30228.6023 | 0 | 158787.9411 | 158787.9411 | 8.5265e-14 | 7124.4356 | 0 | 0 | 0 | 0 | 0
2022-07-09 20:00 | 0 | 0 | 35871 | 0 | 633 | 0 | 3 | 30000 | 3 | 0 | 30000 | 299260.1952 | 19 | 6895.8333 | 3487.6476 | 144.9575 | 23104.1667 | 189016.5434 | 30000 | 0 | 159016.5434 | 159016.5434 | 0 | 6895.8333 | 0 | 0 | 0 | 0 | 0
2022-07-09 21:00 | 0 | 0 | 35871 | 0 | 633 | 0 | 3 | 30000 | 3 | 0 | 30000 | 269260.1952 | 19 | 6895.8333 | 3487.6476 | 144.9575 | 23104.1667 | 189016.5434 | 30000 | 0 | 159016.5434 | 159016.5434 | 0 | 6895.8333 | 0 | 0 | 0 | 0 | 0
2022-07-09 22:00 | 0 | 0 | 35871 | 0 | 633 | 0 | 3 | 30000 | 3 | 0 | 30000 | 239260.1952 | 19 | 6895.8333 | 3487.6476 | 144.9575 | 23104.1667 | 189016.5434 | 30000 | 0 | 159016.5434 | 159016.5434 | 0 | 6895.8333 | 0 | 0 | 0 | 0 | 0
2022-07-09 23:00 | 0 | 0 | 35871 | 0 | 633 | 0 | 3 | 30000 | 3 | 0 | 30000 | 209260.1952 | 19 | 6895.8333 | 3487.6476 | 144.9575 | 23104.1667 | 189016.5434 | 30000 | 0 | 159016.5434 | 159016.5434 | 0 | 6895.8333 | 0 | 0 | 0 | 0 | 0
2022-07-10 | 0 | 0 | 35871 | 0 | 633 | 0 | 3 | 30000 | 3 | 0 | 30000 | 179260.1952 | 19 | 6216.6667 | 3487.6476 | 130.6807 | 23783.3333 | 189695.71 | 30000 | 0 | 159695.71 | 159695.71 | 0 | 6216.6667 | 0 | 0 | 0 | 0 | 0
2022-07-10 01:00 | 0 | 0 | 35871 | 0 | 633 | 0 | 3 | 30000 | 3 | 0 | 30000 | 149260.1952 | 19 | 6216.6667 | 3487.6476 | 130.6807 | 23783.3333 | 189695.71 | 30000 | 0 | 159695.71 | 159695.71 | 0 | 6216.6667 | 0 | 0 | 0 | 0 | 0
2022-07-10 02:00 | 0 | 0 | 35871 | 0 | 633 | 0 | 3 | 30000 | 3 | 0 | 30000 | 119260.1952 | 19 | 6216.6667 | 3487.6476 | 130.6807 | 23783.3333 | 189695.71 | 30000 | 0 | 159695.71 | 159695.71 | 0 | 6216.6667 | 0 | 0 | 0 | 0 | 0
2022-07-10 03:00 | 0 | 0 | 35871 | 0 | 633 | 0 | 3 | 30000 | 3 | 0 | 30000 | 89260.1952 | 19 | 6216.6667 | 3487.6476 | 130.6807 | 23783.3333 | 189695.71 | 30000 | 0 | 159695.71 | 159695.71 | 0 | 6216.6667 | 0 | 0 | 0 | 0 | 0
2022-07-10 04:00 | 0 | 0 | 35871 | 0 | 633 | 0 | 3 | 30000 | 3 | 0 | 30000 | 59260.1952 | 19 | 6216.6667 | 3487.6476 | 130.6807 | 23783.3333 | 189695.71 | 30000 | 0 | 159695.71 | 159695.71 | 0 | 6216.6667 | 0 | 0 | 0 | 0 | 0
2022-07-10 05:00 | 0.01012 | 0.00699 | 35871 | 352.1241 | 633 | 739.8048 | 3 | 30000 | 3 | 0 | 29260.1952 | 29260.1952 | 19 | 6568.7908 | 3487.6476 | 138.0827 | 23783.3333 | 189695.71 | 30352.1241 | 0 | 159343.586 | 159343.586 | 1.7053e-13 | 6568.7908 | 0 | 0 | 0 | 0 | 0
2022-07-10 06:00 | 0.1446 | 0.33629 | 35871 | 5031.3382 | 633 | 35592.1265 | 3 | 28251.9951 | 2.8252 | 0 | 0 | 0 | 19 | 9500 | 3487.6476 | 199.6997 | 23783.3333 | 189695.71 | 33283.3333 | 0 | 156412.3767 | 156412.3767 | 0 | 9500 | 0 | 0 | 0 | 0 | 0
2022-07-10 07:00 | 0.35905 | 0.58566 | 35871 | 12493.0981 | 633 | 61984.8488 | 3 | 20790.2353 | 2.079 | 0 | 0 | 0 | 19 | 9500 | 3487.6476 | 199.6997 | 23783.3333 | 189695.71 | 33283.3333 | 0 | 156412.3767 | 156412.3767 | 0 | 9500 | 0 | 0 | 0 | 0 | 0
2022-07-10 08:00 | 0.5819 | 0.73847 | 35871 | 20247.1349 | 633 | 78157.8925 | 3 | 13036.1985 | 1.3036 | 0 | 0 | 0 | 19 | 9500 | 3487.6476 | 199.6997 | 23783.3333 | 189695.71 | 33283.3333 | 0 | 156412.3767 | 156412.3767 | 0 | 9500 | 0 | 0 | 0 | 0 | 0
2022-07-10 09:00 | 0.77888 | 0.8125 | 35871 | 27101.0283 | 633 | 85993.05 | 3 | 6182.305 | 0.61823 | 0 | 0 | 0 | 19 | 9500 | 3487.6476 | 199.6997 | 23783.3333 | 189695.71 | 33283.3333 | 0 | 156412.3767 | 156412.3767 | 3317.695 | 6182.305 | 0 | 0 | 0 | 0 | 0
2022-07-10 10:00 | 0.93388 | 0.87337 | 35871 | 32494.2332 | 633 | 92435.3847 | 3 | 789.1001 | 0.07891 | 0 | 0 | 0 | 19 | 9500 | 3487.6476 | 199.6997 | 23783.3333 | 189695.71 | 33283.3333 | 0 | 156412.3767 | 156412.3767 | 8710.8999 | 789.1001 | 0 | 0 | 0 | 0 | 0
2022-07-10 11:00 | 1.0316 | 0.94338 | 35871 | 35895.0838 | 633 | 99845.0751 | 3 | 0 | 0 | 0 | 0 | 0 | 19 | 9500 | 3487.6476 | 199.6997 | 23783.3333 | 189695.71 | 33283.3333 | 0 | 156412.3767 | 156412.3767 | 9500 | 0 | 0 | 0 | 0 | 0 | 0
2022-07-10 12:00 | 1.0522 | 0.91737 | 35871 | 36609.4225 | 633 | 97092.2391 | 3 | 0 | 0 | 0 | 0 | 0 | 19 | 9500 | 3487.6476 | 199.6997 | 23783.3333 | 189695.71 | 33283.3333 | 0 | 156412.3767 | 156412.3767 | 9500 | 0 | 0 | 0 | 0 | 0 | 0
2022-07-10 13:00 | 1.0203 | 0.89529 | 35871 | 35499.4661 | 633 | 94755.3449 | 3 | 0 | 0 | 58927.0251 | 0 | 0 | 19 | 9500 | 3487.6476 | 199.6997 | 23783.3333 | 189695.71 | 33283.3333 | 0 | 156412.3767 | 156412.3767 | 9500 | 0 | 0 | 0 | 0 | 0 | 0
2022-07-10 14:00 | 0.92228 | 0.8294 | 35871 | 32090.6127 | 633 | 87781.7054 | 3 | 1192.7206 | 0.11927 | 86588.9848 | 0 | 58927.0251 | 19 | 9500 | 3487.6476 | 199.6997 | 23783.3333 | 189695.71 | 33283.3333 | 0 | 156412.3767 | 156412.3767 | 8307.2794 | 1192.7206 | 0 | 0 | 0 | 0 | 0
2022-07-10 15:00 | 0.76722 | 0.78907 | 35871 | 26695.3202 | 633 | 83513.275 | 3 | 6588.0132 | 0.6588 | 76925.2619 | 0 | 145516.01 | 19 | 9500 | 3487.6476 | 199.6997 | 23783.3333 | 189695.71 | 33283.3333 | 0 | 156412.3767 | 156412.3767 | 2911.9868 | 6588.0132 | 0 | 0 | 0 | 0 | 0
2022-07-10 16:00 | 0.56845 | 0.72026 | 35871 | 19779.1439 | 633 | 76230.5898 | 3 | 13504.1895 | 1.3504 | 62726.4003 | 0 | 222441.2718 | 19 | 9500 | 3487.6476 | 199.6997 | 23783.3333 | 189695.71 | 33283.3333 | 0 | 156412.3767 | 156412.3767 | 0 | 9500 | 0 | 0 | 0 | 0 | 0
2022-07-10 17:00 | 0.34542 | 0.56929 | 35871 | 12018.844 | 633 | 60252.2873 | 3 | 21264.4893 | 2.1264 | 38987.798 | 0 | 285167.6721 | 19 | 9500 | 3487.6476 | 199.6997 | 23783.3333 | 189695.71 | 33283.3333 | 0 | 156412.3767 | 156412.3767 | 0 | 9500 | 0 | 0 | 0 | 0 | 0
2022-07-10 18:00 | 0.131 | 0.30758 | 35871 | 4558.128 | 633 | 32553.529 | 3 | 28725.2054 | 2.8725 | 3828.3236 | 0 | 324155.4701 | 19 | 9500 | 3487.6476 | 199.6997 | 23783.3333 | 189695.71 | 33283.3333 | 0 | 156412.3767 | 156412.3767 | 0 | 9500 | 0 | 0 | 0 | 0 | 0
2022-07-10 19:00 | 0.00678 | 0.00344 | 35871 | 235.9092 | 633 | 364.0813 | 3 | 30000 | 3 | 0 | 29635.9187 | 327983.7937 | 19 | 6452.5759 | 3487.6476 | 135.6397 | 23783.3333 | 189695.71 | 30235.9092 | 0 | 159459.8008 | 159459.8008 | 0 | 6452.5759 | 0 | 0 | 0 | 0 | 0
2022-07-10 20:00 | 0 | 0 | 35871 | 0 | 633 | 0 | 3 | 30000 | 3 | 0 | 30000 | 298347.8751 | 19 | 6216.6667 | 3487.6476 | 130.6807 | 23783.3333 | 189695.71 | 30000 | 0 | 159695.71 | 159695.71 | 0 | 6216.6667 | 0 | 0 | 0 | 0 | 0
2022-07-10 21:00 | 0 | 0 | 35871 | 0 | 633 | 0 | 3 | 30000 | 3 | 0 | 30000 | 268347.8751 | 19 | 6216.6667 | 3487.6476 | 130.6807 | 23783.3333 | 189695.71 | 30000 | 0 | 159695.71 | 159695.71 | 0 | 6216.6667 | 0 | 0 | 0 | 0 | 0
2022-07-10 22:00 | 0 | 0 | 35871 | 0 | 633 | 0 | 3 | 30000 | 3 | 0 | 30000 | 238347.8751 | 19 | 6216.6667 | 3487.6476 | 130.6807 | 23783.3333 | 189695.71 | 30000 | 0 | 159695.71 | 159695.71 | 0 | 6216.6667 | 0 | 0 | 0 | 0 | 0
2022-07-10 23:00 | 0 | 0 | 35871 | 0 | 633 | 0 | 3 | 30000 | 3 | 0 | 30000 | 208347.8751 | 19 | 6216.6667 | 3487.6476 | 130.6807 | 23783.3333 | 189695.71 | 30000 | 0 | 159695.71 | 159695.71 | 0 | 6216.6667 | 0 | 0 | 0 | 0 | 0
2022-07-11 | 0 | 0 | 35871 | 0 | 633 | 0 | 3 | 30000 | 3 | 0 | 30000 | 178347.8751 | 19 | 6783.3333 | 3487.6476 | 142.5926 | 23216.6667 | 189129.0434 | 30000 | 0 | 159129.0434 | 159129.0434 | 0 | 6783.3333 | 0 | 0 | 0 | 0 | 0
2022-07-11 01:00 | 0 | 0 | 35871 | 0 | 633 | 0 | 3 | 30000 | 3 | 0 | 30000 | 148347.8751 | 19 | 6783.3333 | 3487.6476 | 142.5926 | 23216.6667 | 189129.0434 | 30000 | 0 | 159129.0434 | 159129.0434 | 0 | 6783.3333 | 0 | 0 | 0 | 0 | 0
2022-07-11 02:00 | 0 | 0 | 35871 | 0 | 633 | 0 | 3 | 30000 | 3 | 0 | 30000 | 118347.8751 | 19 | 6783.3333 | 3487.6476 | 142.5926 | 23216.6667 | 189129.0434 | 30000 | 0 | 159129.0434 | 159129.0434 | 0 | 6783.3333 | 0 | 0 | 0 | 0 | 0
2022-07-11 03:00 | 0 | 0 | 35871 | 0 | 633 | 0 | 3 | 30000 | 3 | 0 | 30000 | 88347.8751 | 19 | 6783.3333 | 3487.6476 | 142.5926 | 23216.6667 | 189129.0434 | 30000 | 0 | 159129.0434 | 159129.0434 | 0 | 6783.3333 | 0 | 0 | 0 | 0 | 0
2022-07-11 04:00 | 0 | 0 | 35871 | 0 | 633 | 0 | 3 | 30000 | 3 | 0 | 30000 | 58347.8751 | 19 | 6783.3333 | 3487.6476 | 142.5926 | 23216.6667 | 189129.0434 | 30000 | 0 | 159129.0434 | 159129.0434 | 0 | 6783.3333 | 0 | 0 | 0 | 0 | 0
2022-07-11 05:00 | 0.01048 | 0.01561 | 35871 | 364.6502 | 633 | 1652.1249 | 3 | 30000 | 3 | 0 | 28347.8751 | 28347.8751 | 19 | 7147.9836 | 3487.6476 | 150.2579 | 23216.6667 | 189129.0434 | 30364.6502 | 0 | 158764.3931 | 158764.3931 | 1.7053e-13 | 7147.9836 | 0 | 0 | 0 | 0 | 0
2022-07-11 06:00 | 0.15538 | 0.44052 | 35871 | 5406.4269 | 633 | 46623.5796 | 3 | 27310.2398 | 2.731 | 0 | 0 | 0 | 19 | 9500 | 3487.6476 | 199.6997 | 23216.6667 | 189129.0434 | 32716.6667 | 0 | 156412.3767 | 156412.3767 | 0 | 9500 | 0 | 0 | 0 | 0 | 0
2022-07-11 07:00 | 0.37583 | 0.69134 | 35871 | 13076.956 | 633 | 73169.7664 | 3 | 19639.7107 | 1.964 | 0 | 0 | 0 | 19 | 9500 | 3487.6476 | 199.6997 | 23216.6667 | 189129.0434 | 32716.6667 | 0 | 156412.3767 | 156412.3767 | 0 | 9500 | 0 | 0 | 0 | 0 | 0
2022-07-11 08:00 | 0.59685 | 0.8208 | 35871 | 20767.3182 | 633 | 86871.5021 | 3 | 11949.3485 | 1.1949 | 0 | 0 | 0 | 19 | 9500 | 3487.6476 | 199.6997 | 23216.6667 | 189129.0434 | 32716.6667 | 0 | 156412.3767 | 156412.3767 | 0 | 9500 | 0 | 0 | 0 | 0 | 0
2022-07-11 09:00 | 0.78697 | 0.89853 | 35871 | 27382.5188 | 633 | 95098.2587 | 3 | 5334.1478 | 0.53341 | 0 | 0 | 0 | 19 | 9500 | 3487.6476 | 199.6997 | 23216.6667 | 189129.0434 | 32716.6667 | 0 | 156412.3767 | 156412.3767 | 4165.8522 | 5334.1478 | 0 | 0 | 0 | 0 | 0
2022-07-11 10:00 | 0.93547 | 0.94185 | 35871 | 32549.557 | 633 | 99683.1436 | 3 | 167.1096 | 0.016711 | 0 | 0 | 0 | 19 | 9500 | 3487.6476 | 199.6997 | 23216.6667 | 189129.0434 | 32716.6667 | 0 | 156412.3767 | 156412.3767 | 9332.8904 | 167.1096 | 0 | 0 | 0 | 0 | 0
2022-07-11 11:00 | 1.0273 | 0.99351 | 35871 | 35744.0741 | 633 | 105150.714 | 3 | 0 | 0 | 0 | 0 | 0 | 19 | 9500 | 3487.6476 | 199.6997 | 23216.6667 | 189129.0434 | 32716.6667 | 0 | 156412.3767 | 156412.3767 | 9500 | 0 | 0 | 0 | 0 | 0 | 0
2022-07-11 12:00 | 1.0433 | 0.965 | 35871 | 36302.1838 | 633 | 102133.284 | 3 | 0 | 0 | 0 | 0 | 0 | 19 | 9500 | 3487.6476 | 199.6997 | 23216.6667 | 189129.0434 | 32716.6667 | 0 | 156412.3767 | 156412.3767 | 9500 | 0 | 0 | 0 | 0 | 0 | 0
2022-07-11 13:00 | 1.0072 | 0.90661 | 35871 | 35046.089 | 633 | 95953.4265 | 3 | 0 | 0 | 33331.5026 | 0 | 0 | 19 | 9500 | 3487.6476 | 199.6997 | 23216.6667 | 189129.0434 | 32716.6667 | 0 | 156412.3767 | 156412.3767 | 9500 | 0 | 0 | 0 | 0 | 0 | 0
2022-07-11 14:00 | 0.90928 | 0.86265 | 35871 | 31638.2794 | 633 | 91300.8056 | 3 | 1078.3873 | 0.10784 | 90222.4184 | 0 | 33331.5026 | 19 | 9500 | 3487.6476 | 199.6997 | 23216.6667 | 189129.0434 | 32716.6667 | 0 | 156412.3767 | 156412.3767 | 8421.6127 | 1078.3873 | 0 | 0 | 0 | 0 | 0
2022-07-11 15:00 | 0.7568 | 0.82492 | 35871 | 26332.7576 | 633 | 87307.553 | 3 | 6383.9091 | 0.63839 | 80923.6439 | 0 | 123553.921 | 19 | 9500 | 3487.6476 | 199.6997 | 23216.6667 | 189129.0434 | 32716.6667 | 0 | 156412.3767 | 156412.3767 | 3116.0909 | 6383.9091 | 0 | 0 | 0 | 0 | 0
2022-07-11 16:00 | 0.56308 | 0.7644 | 35871 | 19592.2954 | 633 | 80902.2614 | 3 | 13124.3713 | 1.3124 | 67777.8902 | 0 | 204477.5649 | 19 | 9500 | 3487.6476 | 199.6997 | 23216.6667 | 189129.0434 | 32716.6667 | 0 | 156412.3767 | 156412.3767 | 0 | 9500 | 0 | 0 | 0 | 0 | 0
2022-07-11 17:00 | 0.3449 | 0.61784 | 35871 | 12000.7507 | 633 | 65390.7028 | 3 | 20715.916 | 2.0716 | 44674.7868 | 0 | 272255.4551 | 19 | 9500 | 3487.6476 | 199.6997 | 23216.6667 | 189129.0434 | 32716.6667 | 0 | 156412.3767 | 156412.3767 | 0 | 9500 | 0 | 0 | 0 | 0 | 0
2022-07-11 18:00 | 0.1318 | 0.36367 | 35871 | 4585.9639 | 633 | 38489.96 | 3 | 28130.7028 | 2.8131 | 10359.2572 | 0 | 316930.2419 | 19 | 9500 | 3487.6476 | 199.6997 | 23216.6667 | 189129.0434 | 32716.6667 | 0 | 156412.3767 | 156412.3767 | 0 | 9500 | 0 | 0 | 0 | 0 | 0
2022-07-11 19:00 | 0.00668 | 0.00716 | 35871 | 232.4297 | 633 | 757.7972 | 3 | 30000 | 3 | 0 | 29242.2028 | 327289.4991 | 19 | 7015.7631 | 3487.6476 | 147.4785 | 23216.6667 | 189129.0434 | 30232.4297 | 0 | 158896.6136 | 158896.6136 | -8.5265e-14 | 7015.7631 | 0 | 0 | 0 | 0 | 0
2022-07-11 20:00 | 0 | 0 | 35871 | 0 | 633 | 0 | 3 | 30000 | 3 | 0 | 30000 | 298047.2963 | 19 | 6783.3333 | 3487.6476 | 142.5926 | 23216.6667 | 189129.0434 | 30000 | 0 | 159129.0434 | 159129.0434 | 0 | 6783.3333 | 0 | 0 | 0 | 0 | 0
2022-07-11 21:00 | 0 | 0 | 35871 | 0 | 633 | 0 | 3 | 30000 | 3 | 0 | 30000 | 268047.2963 | 19 | 6783.3333 | 3487.6476 | 142.5926 | 23216.6667 | 189129.0434 | 30000 | 0 | 159129.0434 | 159129.0434 | 0 | 6783.3333 | 0 | 0 | 0 | 0 | 0
2022-07-11 22:00 | 0 | 0 | 35871 | 0 | 633 | 0 | 3 | 30000 | 3 | 0 | 30000 | 238047.2963 | 19 | 6783.3333 | 3487.6476 | 142.5926 | 23216.6667 | 189129.0434 | 30000 | 0 | 159129.0434 | 159129.0434 | 0 | 6783.3333 | 0 | 0 | 0 | 0 | 0
2022-07-11 23:00 | 0 | 0 | 35871 | 0 | 633 | 0 | 3 | 30000 | 3 | 0 | 30000 | 208047.2963 | 19 | 6783.3333 | 3487.6476 | 142.5926 | 23216.6667 | 189129.0434 | 30000 | 0 | 159129.0434 | 159129.0434 | 0 | 6783.3333 | 0 | 0 | 0 | 0 | 0
2022-07-12 | 0 | 0 | 35871 | 0 | 633 | 0 | 3 | 30000 | 3 | 0 | 30000 | 178047.2963 | 19 | 6416.6667 | 3487.6476 | 134.8849 | 23583.3333 | 189495.71 | 30000 | 0 | 159495.71 | 159495.71 | 0 | 6416.6667 | 0 | 0 | 0 | 0 | 0
2022-07-12 01:00 | 0 | 0 | 35871 | 0 | 633 | 0 | 3 | 30000 | 3 | 0 | 30000 | 148047.2963 | 19 | 6416.6667 | 3487.6476 | 134.8849 | 23583.3333 | 189495.71 | 30000 | 0 | 159495.71 | 159495.71 | 0 | 6416.6667 | 0 | 0 | 0 | 0 | 0
2022-07-12 02:00 | 0 | 0 | 35871 | 0 | 633 | 0 | 3 | 30000 | 3 | 0 | 30000 | 118047.2963 | 19 | 6416.6667 | 3487.6476 | 134.8849 | 23583.3333 | 189495.71 | 30000 | 0 | 159495.71 | 159495.71 | 0 | 6416.6667 | 0 | 0 | 0 | 0 | 0
2022-07-12 03:00 | 0 | 0 | 35871 | 0 | 633 | 0 | 3 | 30000 | 3 | 0 | 30000 | 88047.2963 | 19 | 6416.6667 | 3487.6476 | 134.8849 | 23583.3333 | 189495.71 | 30000 | 0 | 159495.71 | 159495.71 | 0 | 6416.6667 | 0 | 0 | 0 | 0 | 0
2022-07-12 04:00 | 0 | 0 | 35871 | 0 | 633 | 0 | 3 | 30000 | 3 | 0 | 30000 | 58047.2963 | 19 | 6416.6667 | 3487.6476 | 134.8849 | 23583.3333 | 189495.71 | 30000 | 0 | 159495.71 | 159495.71 | 0 | 6416.6667 | 0 | 0 | 0 | 0 | 0
2022-07-12 05:00 | 0.00998 | 0.01845 | 35871 | 347.2528 | 633 | 1952.7037 | 3 | 30000 | 3 | 0 | 28047.2963 | 28047.2963 | 19 | 6763.9195 | 3487.6476 | 142.1845 | 23583.3333 | 189495.71 | 30347.2528 | 0 | 159148.4572 | 159148.4572 | 5.6843e-14 | 6763.9195 | 0 | 0 | 0 | 0 | 0
2022-07-12 06:00 | 0.15245 | 0.43911 | 35871 | 5304.4779 | 633 | 46474.3485 | 3 | 27778.8554 | 2.7779 | 0 | 0 | 0 | 19 | 9500 | 3487.6476 | 199.6997 | 23583.3333 | 189495.71 | 33083.3333 | 0 | 156412.3767 | 156412.3767 | 0 | 9500 | 0 | 0 | 0 | 0 | 0
2022-07-12 07:00 | 0.37212 | 0.67873 | 35871 | 12947.867 | 633 | 71835.1542 | 3 | 20135.4663 | 2.0135 | 0 | 0 | 0 | 19 | 9500 | 3487.6476 | 199.6997 | 23583.3333 | 189495.71 | 33083.3333 | 0 | 156412.3767 | 156412.3767 | 0 | 9500 | 0 | 0 | 0 | 0 | 0
2022-07-12 08:00 | 0.59158 | 0.81365 | 35871 | 20583.9492 | 633 | 86114.7632 | 3 | 12499.3841 | 1.2499 | 0 | 0 | 0 | 19 | 9500 | 3487.6476 | 199.6997 | 23583.3333 | 189495.71 | 33083.3333 | 0 | 156412.3767 | 156412.3767 | 0 | 9500 | 0 | 0 | 0 | 0 | 0
2022-07-12 09:00 | 0.78275 | 0.87216 | 35871 | 27235.6845 | 633 | 92307.3212 | 3 | 5847.6488 | 0.58476 | 0 | 0 | 0 | 19 | 9500 | 3487.6476 | 199.6997 | 23583.3333 | 189495.71 | 33083.3333 | 0 | 156412.3767 | 156412.3767 | 3652.3512 | 5847.6488 | 0 | 0 | 0 | 0 | 0
2022-07-12 10:00 | 0.9316 | 0.91355 | 35871 | 32414.9009 | 633 | 96687.9395 | 3 | 668.4324 | 0.066843 | 30000 | 0 | 0 | 19 | 9500 | 3487.6476 | 199.6997 | 23583.3333 | 189495.71 | 33083.3333 | 0 | 156412.3767 | 156412.3767 | 8831.5676 | 668.4324 | 0 | 0 | 0 | 0 | 0
2022-07-12 11:00 | 1.0248 | 0.97983 | 35871 | 35657.7828 | 633 | 103702.8556 | 3 | 30000 | 3 | 0 | 30000 | 30000 | 19 | 9500 | 3487.6476 | 199.6997 | 23583.3333 | 189495.71 | 33083.3333 | 0 | 156412.3767 | 156412.3767 | 9500 | 0 | 0 | 0 | 0 | 30000 | 0
2022-07-12 12:00 | 1.0371 | 0.91378 | 35871 | 36086.4556 | 633 | 96712.2821 | 3 | 0 | 0 | 0 | 0 | 0 | 19 | 9500 | 3487.6476 | 199.6997 | 23583.3333 | 189495.71 | 33083.3333 | 0 | 156412.3767 | 156412.3767 | 9500 | 0 | 0 | 0 | 0 | 0 | 0
2022-07-12 13:00 | 1.002 | 0.88481 | 35871 | 34862.72 | 633 | 93646.1669 | 3 | 0 | 0 | 79374.95 | 0 | 0 | 19 | 9500 | 3487.6476 | 199.6997 | 23583.3333 | 189495.71 | 33083.3333 | 0 | 156412.3767 | 156412.3767 | 9500 | 0 | 0 | 0 | 0 | 0 | 0
2022-07-12 14:00 | 0.90283 | 0.81815 | 35871 | 31413.8525 | 633 | 86591.0324 | 3 | 1669.4809 | 0.16695 | 84921.5516 | 0 | 79374.95 | 19 | 9500 | 3487.6476 | 199.6997 | 23583.3333 | 189495.71 | 33083.3333 | 0 | 156412.3767 | 156412.3767 | 7830.5191 | 1669.4809 | 0 | 0 | 0 | 0 | 0
2022-07-12 15:00 | 0.74667 | 0.75982 | 35871 | 25980.2856 | 633 | 80417.5252 | 3 | 7103.0478 | 0.7103 | 73314.4775 | 0 | 164296.5016 | 19 | 9500 | 3487.6476 | 199.6997 | 23583.3333 | 189495.71 | 33083.3333 | 0 | 156412.3767 | 156412.3767 | 2396.9522 | 7103.0478 | 0 | 0 | 0 | 0 | 0
2022-07-12 16:00 | 0.54792 | 0.68534 | 35871 | 19064.8052 | 633 | 72534.7408 | 3 | 14018.5282 | 1.4019 | 58516.2126 | 0 | 237610.9791 | 19 | 9500 | 3487.6476 | 199.6997 | 23583.3333 | 189495.71 | 33083.3333 | 0 | 156412.3767 | 156412.3767 | 0 | 9500 | 0 | 0 | 0 | 0 | 0
2022-07-12 17:00 | 0.32773 | 0.53182 | 35871 | 11403.3227 | 633 | 56286.5524 | 3 | 21680.0106 | 2.168 | 34606.5418 | 0 | 296127.1917 | 19 | 9500 | 3487.6476 | 199.6997 | 23583.3333 | 189495.71 | 33083.3333 | 0 | 156412.3767 | 156412.3767 | 0 | 9500 | 0 | 0 | 0 | 0 | 0
2022-07-12 18:00 | 0.12022 | 0.25982 | 35871 | 4183.0393 | 633 | 27498.7252 | 3 | 28900.2941 | 2.89 | 0 | 1401.5688 | 330733.7336 | 19 | 9500 | 3487.6476 | 199.6997 | 23583.3333 | 189495.71 | 33083.3333 | 0 | 156412.3767 | 156412.3767 | 0 | 9500 | 0 | 0 | 0 | 0 | 0
2022-07-12 19:00 | 0.00615 | 0.00218 | 35871 | 213.9885 | 633 | 230.726 | 3 | 30000 | 3 | 0 | 29769.274 | 329332.1647 | 19 | 6630.6551 | 3487.6476 | 139.3831 | 23583.3333 | 189495.71 | 30213.9885 | 0 | 159281.7216 | 159281.7216 | 2.8422e-14 | 6630.6551 | 0 | 0 | 0 | 0 | 0
2022-07-12 20:00 | 0 | 0 | 35871 | 0 | 633 | 0 | 3 | 30000 | 3 | 0 | 30000 | 299562.8907 | 19 | 6416.6667 | 3487.6476 | 134.8849 | 23583.3333 | 189495.71 | 30000 | 0 | 159495.71 | 159495.71 | 0 | 6416.6667 | 0 | 0 | 0 | 0 | 0
2022-07-12 21:00 | 0 | 0 | 35871 | 0 | 633 | 0 | 3 | 30000 | 3 | 0 | 30000 | 269562.8907 | 19 | 6416.6667 | 3487.6476 | 134.8849 | 23583.3333 | 189495.71 | 30000 | 0 | 159495.71 | 159495.71 | 0 | 6416.6667 | 0 | 0 | 0 | 0 | 0
2022-07-12 22:00 | 0 | 0 | 35871 | 0 | 633 | 0 | 3 | 30000 | 3 | 0 | 30000 | 239562.8907 | 19 | 6416.6667 | 3487.6476 | 134.8849 | 23583.3333 | 189495.71 | 30000 | 0 | 159495.71 | 159495.71 | 0 | 6416.6667 | 0 | 0 | 0 | 0 | 0
2022-07-12 23:00 | 0 | 0 | 35871 | 0 | 633 | 0 | 3 | 30000 | 3 | 0 | 30000 | 209562.8907 | 19 | 6416.6667 | 3487.6476 | 134.8849 | 23583.3333 | 189495.71 | 30000 | 0 | 159495.71 | 159495.71 | 0 | 6416.6667 | 0 | 0 | 0 | 0 | 0
2022-07-13 | 0 | 0 | 35871 | 0 | 633 | 0 | 3 | 30000 | 3 | 0 | 30000 | 179562.8907 | 19 | 7416.6667 | 3487.6476 | 155.9059 | 22583.3333 | 188495.71 | 30000 | 0 | 158495.71 | 158495.71 | 0 | 7416.6667 | 0 | 0 | 0 | 0 | 0
2022-07-13 01:00 | 0 | 0 | 35871 | 0 | 633 | 0 | 3 | 30000 | 3 | 0 | 30000 | 149562.8907 | 19 | 7416.6667 | 3487.6476 | 155.9059 | 22583.3333 | 188495.71 | 30000 | 0 | 158495.71 | 158495.71 | 0 | 7416.6667 | 0 | 0 | 0 | 0 | 0
2022-07-13 02:00 | 0 | 0 | 35871 | 0 | 633 | 0 | 3 | 30000 | 3 | 0 | 30000 | 119562.8907 | 19 | 7416.6667 | 3487.6476 | 155.9059 | 22583.3333 | 188495.71 | 30000 | 0 | 158495.71 | 158495.71 | 0 | 7416.6667 | 0 | 0 | 0 | 0 | 0
2022-07-13 03:00 | 0 | 0 | 35871 | 0 | 633 | 0 | 3 | 30000 | 3 | 0 | 30000 | 89562.8907 | 19 | 7416.6667 | 3487.6476 | 155.9059 | 22583.3333 | 188495.71 | 30000 | 0 | 158495.71 | 158495.71 | 0 | 7416.6667 | 0 | 0 | 0 | 0 | 0
2022-07-13 04:00 | 0 | 0 | 35871 | 0 | 633 | 0 | 3 | 30000 | 3 | 0 | 30000 | 59562.8907 | 19 | 7416.6667 | 3487.6476 | 155.9059 | 22583.3333 | 188495.71 | 30000 | 0 | 158495.71 | 158495.71 | 0 | 7416.6667 | 0 | 0 | 0 | 0 | 0
2022-07-13 05:00 | 0.00857 | 0.00413 | 35871 | 298.192 | 633 | 437.1093 | 3 | 30000 | 3 | 0 | 29562.8907 | 29562.8907 | 19 | 7714.8587 | 3487.6476 | 162.1742 | 22583.3333 | 188495.71 | 30298.192 | 0 | 158197.518 | 158197.518 | 1.7053e-13 | 7714.8587 | 0 | 0 | 0 | 0 | 0
2022-07-13 06:00 | 0.13435 | 0.30177 | 35871 | 4674.6908 | 633 | 31938.6126 | 3 | 27408.6425 | 2.7409 | 0 | 0 | 0 | 19 | 9500 | 3487.6476 | 199.6997 | 22583.3333 | 188495.71 | 32083.3333 | 0 | 156412.3767 | 156412.3767 | 0 | 9500 | 0 | 0 | 0 | 0 | 0
2022-07-13 07:00 | 0.33908 | 0.52794 | 35871 | 11798.2445 | 633 | 55875.9025 | 3 | 20285.0888 | 2.0285 | 0 | 0 | 0 | 19 | 9500 | 3487.6476 | 199.6997 | 22583.3333 | 188495.71 | 32083.3333 | 0 | 156412.3767 | 156412.3767 | 0 | 9500 | 0 | 0 | 0 | 0 | 0
2022-07-13 08:00 | 0.55355 | 0.67697 | 35871 | 19260.7003 | 633 | 71648.8801 | 3 | 12822.633 | 1.2823 | 0 | 0 | 0 | 19 | 9500 | 3487.6476 | 199.6997 | 22583.3333 | 188495.71 | 32083.3333 | 0 | 156412.3767 | 156412.3767 | 0 | 9500 | 0 | 0 | 0 | 0 | 0
2022-07-13 09:00 | 0.7435 | 0.74921 | 35871 | 25869.9858 | 633 | 79294.5883 | 3 | 6213.3475 | 0.62133 | 0 | 0 | 0 | 19 | 9500 | 3487.6476 | 199.6997 | 22583.3333 | 188495.71 | 32083.3333 | 0 | 156412.3767 | 156412.3767 | 3286.6525 | 6213.3475 | 0 | 0 | 0 | 0 | 0
2022-07-13 10:00 | 0.89095 | 0.79597 | 35871 | 31000.4894 | 633 | 84243.5545 | 3 | 1082.8439 | 0.10828 | 0 | 0 | 0 | 19 | 9500 | 3487.6476 | 199.6997 | 22583.3333 | 188495.71 | 32083.3333 | 0 | 156412.3767 | 156412.3767 | 8417.1561 | 1082.8439 | 0 | 0 | 0 | 0 | 0
2022-07-13 11:00 | 0.983 | 0.8585 | 35871 | 34203.3572 | 633 | 90861.5796 | 3 | 0 | 0 | 16907.8942 | 0 | 0 | 19 | 9500 | 3487.6476 | 199.6997 | 22583.3333 | 188495.71 | 32083.3333 | 0 | 156412.3767 | 156412.3767 | 9500 | 0 | 0 | 0 | 0 | 0 | 0
2022-07-13 12:00 | 0.9843 | 0.75698 | 35871 | 34248.5905 | 633 | 80116.9464 | 3 | 0 | 0 | 80116.9464 | 0 | 16907.8942 | 19 | 9500 | 3487.6476 | 199.6997 | 22583.3333 | 188495.71 | 32083.3333 | 0 | 156412.3767 | 156412.3767 | 9500 | 0 | 0 | 0 | 0 | 0 | 0
2022-07-13 13:00 | 0.94895 | 0.72156 | 35871 | 33018.5919 | 633 | 76368.1787 | 3 | 0 | 0 | 76368.1787 | 0 | 97024.8406 | 19 | 9500 | 3487.6476 | 199.6997 | 22583.3333 | 188495.71 | 32083.3333 | 0 | 156412.3767 | 156412.3767 | 9500 | 0 | 0 | 0 | 0 | 0 | 0
2022-07-13 14:00 | 0.8491 | 0.64899 | 35871 | 29544.3241 | 633 | 68687.544 | 3 | 2539.0092 | 0.2539 | 66148.5348 | 0 | 173393.0193 | 19 | 9500 | 3487.6476 | 199.6997 | 22583.3333 | 188495.71 | 32083.3333 | 0 | 156412.3767 | 156412.3767 | 6960.9908 | 2539.0092 | 0 | 0 | 0 | 0 | 0
2022-07-13 15:00 | 0.69465 | 0.59058 | 35871 | 24170.2564 | 633 | 62505.5698 | 3 | 7913.0769 | 0.79131 | 54592.4929 | 0 | 239541.5541 | 19 | 9500 | 3487.6476 | 199.6997 | 22583.3333 | 188495.71 | 32083.3333 | 0 | 156412.3767 | 156412.3767 | 1586.9231 | 7913.0769 | 0 | 0 | 0 | 0 | 0
2022-07-13 16:00 | 0.49877 | 0.49595 | 35871 | 17354.6373 | 633 | 52490.1577 | 3 | 14728.696 | 1.4729 | 37761.4617 | 0 | 294134.047 | 19 | 9500 | 3487.6476 | 199.6997 | 22583.3333 | 188495.71 | 32083.3333 | 0 | 156412.3767 | 156412.3767 | 0 | 9500 | 0 | 0 | 0 | 0 | 0
2022-07-13 17:00 | 0.28667 | 0.33 | 35871 | 9974.6454 | 633 | 34926.408 | 3 | 22108.688 | 2.2109 | 12817.72 | 0 | 331895.5087 | 19 | 9500 | 3487.6476 | 199.6997 | 22583.3333 | 188495.71 | 32083.3333 | 0 | 156412.3767 | 156412.3767 | 0 | 9500 | 0 | 0 | 0 | 0 | 0
2022-07-13 18:00 | 0.1019 | 0.12633 | 35871 | 3545.5973 | 633 | 13370.464 | 3 | 28537.7361 | 2.8538 | 0 | 15167.2721 | 344713.2288 | 19 | 9500 | 3487.6476 | 199.6997 | 22583.3333 | 188495.71 | 32083.3333 | 0 | 156412.3767 | 156412.3767 | 3545.5973 | 5954.4027 | 0 | 0 | 0 | 0 | 0
2022-07-13 19:00 | 0.00528 | 0 | 35871 | 183.7169 | 633 | 0 | 3 | 30000 | 3 | 0 | 30000 | 329545.9567 | 19 | 7600.3836 | 3487.6476 | 159.7678 | 22583.3333 | 188495.71 | 30183.7169 | 0 | 158311.9931 | 158311.9931 | 1.4211e-13 | 7600.3836 | 0 | 0 | 0 | 0 | 0
2022-07-13 20:00 | 0 | 0 | 35871 | 0 | 633 | 0 | 3 | 30000 | 3 | 0 | 30000 | 299545.9567 | 19 | 7416.6667 | 3487.6476 | 155.9059 | 22583.3333 | 188495.71 | 30000 | 0 | 158495.71 | 158495.71 | 0 | 7416.6667 | 0 | 0 | 0 | 0 | 0
2022-07-13 21:00 | 0 | 0 | 35871 | 0 | 633 | 0 | 3 | 30000 | 3 | 0 | 30000 | 269545.9567 | 19 | 7416.6667 | 3487.6476 | 155.9059 | 22583.3333 | 188495.71 | 30000 | 0 | 158495.71 | 158495.71 | 0 | 7416.6667 | 0 | 0 | 0 | 0 | 0
2022-07-13 22:00 | 0 | 0 | 35871 | 0 | 633 | 0 | 3 | 30000 | 3 | 0 | 30000 | 239545.9567 | 19 | 7416.6667 | 3487.6476 | 155.9059 | 22583.3333 | 188495.71 | 30000 | 0 | 158495.71 | 158495.71 | 0 | 7416.6667 | 0 | 0 | 0 | 0 | 0
2022-07-13 23:00 | 0 | 0 | 35871 | 0 | 633 | 0 | 3 | 30000 | 3 | 0 | 30000 | 209545.9567 | 19 | 7416.6667 | 3487.6476 | 155.9059 | 22583.3333 | 188495.71 | 30000 | 0 | 158495.71 | 158495.71 | 0 | 7416.6667 | 0 | 0 | 0 | 0 | 0
2022-07-14 | 0 | 0 | 35871 | 0 | 633 | 0 | 3 | 30000 | 3 | 0 | 30000 | 179545.9567 | 19 | 6583.3333 | 3487.6476 | 138.3884 | 23416.6667 | 189329.0434 | 30000 | 0 | 159329.0434 | 159329.0434 | 0 | 6583.3333 | 0 | 0 | 0 | 0 | 0
2022-07-14 01:00 | 0 | 0 | 35871 | 0 | 633 | 0 | 3 | 30000 | 3 | 0 | 30000 | 149545.9567 | 19 | 6583.3333 | 3487.6476 | 138.3884 | 23416.6667 | 189329.0434 | 30000 | 0 | 159329.0434 | 159329.0434 | 0 | 6583.3333 | 0 | 0 | 0 | 0 | 0
2022-07-14 02:00 | 0 | 0 | 35871 | 0 | 633 | 0 | 3 | 30000 | 3 | 0 | 30000 | 119545.9567 | 19 | 6583.3333 | 3487.6476 | 138.3884 | 23416.6667 | 189329.0434 | 30000 | 0 | 159329.0434 | 159329.0434 | 0 | 6583.3333 | 0 | 0 | 0 | 0 | 0
2022-07-14 03:00 | 0 | 0 | 35871 | 0 | 633 | 0 | 3 | 30000 | 3 | 0 | 30000 | 89545.9567 | 19 | 6583.3333 | 3487.6476 | 138.3884 | 23416.6667 | 189329.0434 | 30000 | 0 | 159329.0434 | 159329.0434 | 0 | 6583.3333 | 0 | 0 | 0 | 0 | 0
2022-07-14 04:00 | 0 | 0 | 35871 | 0 | 633 | 0 | 3 | 30000 | 3 | 0 | 30000 | 59545.9567 | 19 | 6583.3333 | 3487.6476 | 138.3884 | 23416.6667 | 189329.0434 | 30000 | 0 | 159329.0434 | 159329.0434 | 0 | 6583.3333 | 0 | 0 | 0 | 0 | 0
2022-07-14 05:00 | 0.00823 | 0.00429 | 35871 | 286.3618 | 633 | 454.0433 | 3 | 30000 | 3 | 0 | 29545.9567 | 29545.9567 | 19 | 6869.6951 | 3487.6476 | 144.408 | 23416.6667 | 189329.0434 | 30286.3618 | 0 | 159042.6816 | 159042.6816 | 2.2737e-13 | 6869.6951 | 0 | 0 | 0 | 0 | 0
2022-07-14 06:00 | 0.13223 | 0.29852 | 35871 | 4600.9257 | 633 | 31594.6404 | 3 | 28315.741 | 2.8316 | 0 | 0 | 0 | 19 | 9500 | 3487.6476 | 199.6997 | 23416.6667 | 189329.0434 | 32916.6667 | 0 | 156412.3767 | 156412.3767 | 0 | 9500 | 0 | 0 | 0 | 0 | 0
2022-07-14 07:00 | 0.3417 | 0.55402 | 35871 | 11889.4071 | 633 | 58636.1472 | 3 | 21027.2596 | 2.1027 | 0 | 0 | 0 | 19 | 9500 | 3487.6476 | 199.6997 | 23416.6667 | 189329.0434 | 32916.6667 | 0 | 156412.3767 | 156412.3767 | 0 | 9500 | 0 | 0 | 0 | 0 | 0
2022-07-14 08:00 | 0.55897 | 0.69914 | 35871 | 19449.2885 | 633 | 73995.2997 | 3 | 13467.3782 | 1.3467 | 0 | 0 | 0 | 19 | 9500 | 3487.6476 | 199.6997 | 23416.6667 | 189329.0434 | 32916.6667 | 0 | 156412.3767 | 156412.3767 | 0 | 9500 | 0 | 0 | 0 | 0 | 0
2022-07-14 09:00 | 0.7519 | 0.76315 | 35871 | 26162.2628 | 633 | 80769.9644 | 3 | 6754.4039 | 0.67544 | 0 | 0 | 0 | 19 | 9500 | 3487.6476 | 199.6997 | 23416.6667 | 189329.0434 | 32916.6667 | 0 | 156412.3767 | 156412.3767 | 2745.5961 | 6754.4039 | 0 | 0 | 0 | 0 | 0
2022-07-14 10:00 | 0.90195 | 0.80412 | 35871 | 31383.233 | 633 | 85106.1309 | 3 | 1533.4337 | 0.15334 | 30000 | 0 | 0 | 19 | 9500 | 3487.6476 | 199.6997 | 23416.6667 | 189329.0434 | 32916.6667 | 0 | 156412.3767 | 156412.3767 | 7966.5663 | 1533.4337 | 0 | 0 | 0 | 0 | 0
2022-07-14 11:00 | 0.99625 | 0.86418 | 35871 | 34664.3892 | 633 | 91462.7372 | 3 | 30000 | 3 | 0 | 30000 | 30000 | 19 | 9500 | 3487.6476 | 199.6997 | 23416.6667 | 189329.0434 | 32916.6667 | 0 | 156412.3767 | 156412.3767 | 9500 | 0 | 0 | 0 | 0 | 30000 | 0
2022-07-14 12:00 | 1.0004 | 0.7612 | 35871 | 34809.4838 | 633 | 80563.5811 | 3 | 0 | 0 | 51078.6631 | 0 | 0 | 19 | 9500 | 3487.6476 | 199.6997 | 23416.6667 | 189329.0434 | 32916.6667 | 0 | 156412.3767 | 156412.3767 | 9500 | 0 | 0 | 0 | 0 | 0 | 0
2022-07-14 13:00 | 0.9684 | 0.74414 | 35871 | 33695.3521 | 633 | 78757.9917 | 3 | 0 | 0 | 78757.9917 | 0 | 51078.6631 | 19 | 9500 | 3487.6476 | 199.6997 | 23416.6667 | 189329.0434 | 32916.6667 | 0 | 156412.3767 | 156412.3767 | 9500 | 0 | 0 | 0 | 0 | 0 | 0
2022-07-14 14:00 | 0.87295 | 0.69635 | 35871 | 30374.1818 | 633 | 73700.0128 | 3 | 2542.4849 | 0.25425 | 71157.5279 | 0 | 129836.6548 | 19 | 9500 | 3487.6476 | 199.6997 | 23416.6667 | 189329.0434 | 32916.6667 | 0 | 156412.3767 | 156412.3767 | 6957.5151 | 2542.4849 | 0 | 0 | 0 | 0 | 0
2022-07-14 15:00 | 0.7223 | 0.65846 | 35871 | 25132.3346 | 633 | 69689.8261 | 3 | 7784.3321 | 0.77843 | 61905.494 | 0 | 200994.1827 | 19 | 9500 | 3487.6476 | 199.6997 | 23416.6667 | 189329.0434 | 32916.6667 | 0 | 156412.3767 | 156412.3767 | 1715.6679 | 7784.3321 | 0 | 0 | 0 | 0 | 0
2022-07-14 16:00 | 0.5297 | 0.58607 | 35871 | 18430.8426 | 633 | 62028.2422 | 3 | 14485.824 | 1.4486 | 47542.4182 | 0 | 262899.6767 | 19 | 9500 | 3487.6476 | 199.6997 | 23416.6667 | 189329.0434 | 32916.6667 | 0 | 156412.3767 | 156412.3767 | 0 | 9500 | 0 | 0 | 0 | 0 | 0
2022-07-14 17:00 | 0.31367 | 0.44291 | 35871 | 10914.1069 | 633 | 46876.5314 | 3 | 22002.5598 | 2.2003 | 24873.9716 | 0 | 310442.0949 | 19 | 9500 | 3487.6476 | 199.6997 | 23416.6667 | 189329.0434 | 32916.6667 | 0 | 156412.3767 | 156412.3767 | 0 | 9500 | 0 | 0 | 0 | 0 | 0
2022-07-14 18:00 | 0.11453 | 0.21234 | 35871 | 3985.0565 | 633 | 22473.556 | 3 | 28931.6102 | 2.8932 | 0 | 6458.0542 | 335316.0665 | 19 | 9500 | 3487.6476 | 199.6997 | 23416.6667 | 189329.0434 | 32916.6667 | 0 | 156412.3767 | 156412.3767 | 0 | 9500 | 0 | 0 | 0 | 0 | 0
2022-07-14 19:00 | 0.00562 | 0.00133 | 35871 | 195.5472 | 633 | 140.764 | 3 | 30000 | 3 | 0 | 29859.236 | 328858.0123 | 19 | 6778.8805 | 3487.6476 | 142.499 | 23416.6667 | 189329.0434 | 30195.5472 | 0 | 159133.4962 | 159133.4962 | 0 | 6778.8805 | 0 | 0 | 0 | 0 | 0
2022-07-14 20:00 | 0 | 0 | 35871 | 0 | 633 | 0 | 3 | 30000 | 3 | 0 | 30000 | 298998.7763 | 19 | 6583.3333 | 3487.6476 | 138.3884 | 23416.6667 | 189329.0434 | 30000 | 0 | 159329.0434 | 159329.0434 | 0 | 6583.3333 | 0 | 0 | 0 | 0 | 0
2022-07-14 21:00 | 0 | 0 | 35871 | 0 | 633 | 0 | 3 | 30000 | 3 | 0 | 30000 | 268998.7763 | 19 | 6583.3333 | 3487.6476 | 138.3884 | 23416.6667 | 189329.0434 | 30000 | 0 | 159329.0434 | 159329.0434 | 0 | 6583.3333 | 0 | 0 | 0 | 0 | 0
2022-07-14 22:00 | 0 | 0 | 35871 | 0 | 633 | 0 | 3 | 30000 | 3 | 0 | 30000 | 238998.7763 | 19 | 6583.3333 | 3487.6476 | 138.3884 | 23416.6667 | 189329.0434 | 30000 | 0 | 159329.0434 | 159329.0434 | 0 | 6583.3333 | 0 | 0 | 0 | 0 | 0
2022-07-14 23:00 | 0 | 0 | 35871 | 0 | 633 | 0 | 3 | 30000 | 3 | 0 | 30000 | 208998.7763 | 19 | 6583.3333 | 3487.6476 | 138.3884 | 23416.6667 | 189329.0434 | 30000 | 0 | 159329.0434 | 159329.0434 | 0 | 6583.3333 | 0 | 0 | 0 | 0 | 0
2022-07-15 | 0 | 0 | 35871 | 0 | 633 | 0 | 3 | 30000 | 3 | 0 | 30000 | 178998.7763 | 19 | 7416.6667 | 3487.6476 | 155.9059 | 22583.3333 | 188495.71 | 30000 | 0 | 158495.71 | 158495.71 | 0 | 7416.6667 | 0 | 0 | 0 | 0 | 0
2022-07-15 01:00 | 0 | 0 | 35871 | 0 | 633 | 0 | 3 | 30000 | 3 | 0 | 30000 | 148998.7763 | 19 | 7416.6667 | 3487.6476 | 155.9059 | 22583.3333 | 188495.71 | 30000 | 0 | 158495.71 | 158495.71 | 0 | 7416.6667 | 0 | 0 | 0 | 0 | 0
2022-07-15 02:00 | 0 | 0 | 35871 | 0 | 633 | 0 | 3 | 30000 | 3 | 0 | 30000 | 118998.7763 | 19 | 7416.6667 | 3487.6476 | 155.9059 | 22583.3333 | 188495.71 | 30000 | 0 | 158495.71 | 158495.71 | 0 | 7416.6667 | 0 | 0 | 0 | 0 | 0
2022-07-15 03:00 | 0 | 0 | 35871 | 0 | 633 | 0 | 3 | 30000 | 3 | 0 | 30000 | 88998.7763 | 19 | 7416.6667 | 3487.6476 | 155.9059 | 22583.3333 | 188495.71 | 30000 | 0 | 158495.71 | 158495.71 | 0 | 7416.6667 | 0 | 0 | 0 | 0 | 0
2022-07-15 04:00 | 0 | 0 | 35871 | 0 | 633 | 0 | 3 | 30000 | 3 | 0 | 30000 | 58998.7763 | 19 | 7416.6667 | 3487.6476 | 155.9059 | 22583.3333 | 188495.71 | 30000 | 0 | 158495.71 | 158495.71 | 0 | 7416.6667 | 0 | 0 | 0 | 0 | 0
2022-07-15 05:00 | 0.0084 | 0.00946 | 35871 | 292.2769 | 633 | 1001.2237 | 3 | 30000 | 3 | 0 | 28998.7763 | 28998.7763 | 19 | 7708.9436 | 3487.6476 | 162.0499 | 22583.3333 | 188495.71 | 30292.2769 | 0 | 158203.4331 | 158203.4331 | 1.7053e-13 | 7708.9436 | 0 | 0 | 0 | 0 | 0
2022-07-15 06:00 | 0.13898 | 0.36559 | 35871 | 4835.791 | 633 | 38693.1682 | 3 | 27247.5423 | 2.7248 | 0 | 0 | 0 | 19 | 9500 | 3487.6476 | 199.6997 | 22583.3333 | 188495.71 | 32083.3333 | 0 | 156412.3767 | 156412.3767 | 0 | 9500 | 0 | 0 | 0 | 0 | 0
2022-07-15 07:00 | 0.355 | 0.61544 | 35871 | 12352.1789 | 633 | 65136.6925 | 3 | 19731.1545 | 1.9731 | 0 | 0 | 0 | 19 | 9500 | 3487.6476 | 199.6997 | 22583.3333 | 188495.71 | 32083.3333 | 0 | 156412.3767 | 156412.3767 | 0 | 9500 | 0 | 0 | 0 | 0 | 0
2022-07-15 08:00 | 0.57622 | 0.76258 | 35871 | 20049.5 | 633 | 80709.637 | 3 | 12033.8333 | 1.2034 | 0 | 0 | 0 | 19 | 9500 | 3487.6476 | 199.6997 | 22583.3333 | 188495.71 | 32083.3333 | 0 | 156412.3767 | 156412.3767 | 0 | 9500 | 0 | 0 | 0 | 0 | 0
2022-07-15 09:00 | 0.77125 | 0.82921 | 35871 | 26835.5435 | 633 | 87761.5963 | 3 | 5247.7898 | 0.52478 | 0 | 0 | 0 | 19 | 9500 | 3487.6476 | 199.6997 | 22583.3333 | 188495.71 | 32083.3333 | 0 | 156412.3767 | 156412.3767 | 4252.2102 | 5247.7898 | 0 | 0 | 0 | 0 | 0
2022-07-15 10:00 | 0.92233 | 0.87365 | 35871 | 32092.3524 | 633 | 92465.0192 | 3 | 0 | 0 | 30000 | 0 | 0 | 19 | 9500 | 3487.6476 | 199.6997 | 22583.3333 | 188495.71 | 32083.3333 | 0 | 156412.3767 | 156412.3767 | 9500 | 0 | 0 | 0 | 0 | 0 | 0
2022-07-15 11:00 | 1.0174 | 0.93947 | 35871 | 35400.3007 | 633 | 99431.2501 | 3 | 30000 | 3 | 0 | 30000 | 30000 | 19 | 9500 | 3487.6476 | 199.6997 | 22583.3333 | 188495.71 | 32083.3333 | 0 | 156412.3767 | 156412.3767 | 9500 | 0 | 0 | 0 | 0 | 30000 | 0
2022-07-15 12:00 | 1.0326 | 0.8901 | 35871 | 35929.8787 | 633 | 94206.0478 | 3 | 0 | 0 | 0 | 0 | 0 | 19 | 9500 | 3487.6476 | 199.6997 | 22583.3333 | 188495.71 | 32083.3333 | 0 | 156412.3767 | 156412.3767 | 9500 | 0 | 0 | 0 | 0 | 0 | 0
2022-07-15 13:00 | 0.99997 | 0.87201 | 35871 | 34793.8262 | 633 | 92291.4456 | 3 | 0 | 0 | 64612.7071 | 0 | 0 | 19 | 9500 | 3487.6476 | 199.6997 | 22583.3333 | 188495.71 | 32083.3333 | 0 | 156412.3767 | 156412.3767 | 9500 | 0 | 0 | 0 | 0 | 0 | 0
2022-07-15 14:00 | 0.90353 | 0.81885 | 35871 | 31438.2089 | 633 | 86665.1188 | 3 | 645.1244 | 0.064512 | 86019.9943 | 0 | 64612.7071 | 19 | 9500 | 3487.6476 | 199.6997 | 22583.3333 | 188495.71 | 32083.3333 | 0 | 156412.3767 | 156412.3767 | 8854.8756 | 645.1244 | 0 | 0 | 0 | 0 | 0
2022-07-15 15:00 | 0.74985 | 0.77778 | 35871 | 26090.9333 | 633 | 82318.3685 | 3 | 5992.4001 | 0.59924 | 76325.9685 | 0 | 150632.7014 | 19 | 9500 | 3487.6476 | 199.6997 | 22583.3333 | 188495.71 | 32083.3333 | 0 | 156412.3767 | 156412.3767 | 3507.5999 | 5992.4001 | 0 | 0 | 0 | 0 | 0
2022-07-15 16:00 | 0.55278 | 0.70252 | 35871 | 19233.9082 | 633 | 74353.0308 | 3 | 12849.4251 | 1.2849 | 61503.6057 | 0 | 226958.6699 | 19 | 9500 | 3487.6476 | 199.6997 | 22583.3333 | 188495.71 | 32083.3333 | 0 | 156412.3767 | 156412.3767 | 0 | 9500 | 0 | 0 | 0 | 0 | 0
2022-07-15 17:00 | 0.33155 | 0.54576 | 35871 | 11536.2391 | 633 | 57761.9286 | 3 | 20547.0942 | 2.0547 | 37214.8344 | 0 | 288462.2755 | 19 | 9500 | 3487.6476 | 199.6997 | 22583.3333 | 188495.71 | 32083.3333 | 0 | 156412.3767 | 156412.3767 | 0 | 9500 | 0 | 0 | 0 | 0 | 0
2022-07-15 18:00 | 0.12122 | 0.29193 | 35871 | 4217.8341 | 633 | 30897.1706 | 3 | 27865.4992 | 2.7865 | 3031.6714 | 0 | 325677.1099 | 19 | 9500 | 3487.6476 | 199.6997 | 22583.3333 | 188495.71 | 32083.3333 | 0 | 156412.3767 | 156412.3767 | 0 | 9500 | 0 | 0 | 0 | 0 | 0
2022-07-15 19:00 | 0.0057 | 0.00409 | 35871 | 198.3308 | 633 | 432.8758 | 3 | 30000 | 3 | 0 | 29567.1242 | 328708.7813 | 19 | 7614.9974 | 3487.6476 | 160.075 | 22583.3333 | 188495.71 | 30198.3308 | 0 | 158297.3793 | 158297.3793 | 2.8422e-14 | 7614.9974 | 0 | 0 | 0 | 0 | 0
2022-07-15 20:00 | 0 | 0 | 35871 | 0 | 633 | 0 | 3 | 30000 | 3 | 0 | 30000 | 299141.6571 | 19 | 7416.6667 | 3487.6476 | 155.9059 | 22583.3333 | 188495.71 | 30000 | 0 | 158495.71 | 158495.71 | 0 | 7416.6667 | 0 | 0 | 0 | 0 | 0
2022-07-15 21:00 | 0 | 0 | 35871 | 0 | 633 | 0 | 3 | 30000 | 3 | 0 | 30000 | 269141.6571 | 19 | 7416.6667 | 3487.6476 | 155.9059 | 22583.3333 | 188495.71 | 30000 | 0 | 158495.71 | 158495.71 | 0 | 7416.6667 | 0 | 0 | 0 | 0 | 0
2022-07-15 22:00 | 0 | 0 | 35871 | 0 | 633 | 0 | 3 | 30000 | 3 | 0 | 30000 | 239141.6571 | 19 | 7416.6667 | 3487.6476 | 155.9059 | 22583.3333 | 188495.71 | 30000 | 0 | 158495.71 | 158495.71 | 0 | 7416.6667 | 0 | 0 | 0 | 0 | 0
2022-07-15 23:00 | 0 | 0 | 35871 | 0 | 633 | 0 | 3 | 30000 | 3 | 0 | 30000 | 209141.6571 | 19 | 7416.6667 | 3487.6476 | 155.9059 | 22583.3333 | 188495.71 | 30000 | 0 | 158495.71 | 158495.71 | 0 | 7416.6667 | 0 | 0 | 0 | 0 | 0
2022-07-16 | 0 | 0 | 35871 | 0 | 633 | 0 | 3 | 30000 | 3 | 0 | 30000 | 179141.6571 | 19 | 7541.6667 | 3487.6476 | 158.5335 | 22458.3333 | 188370.71 | 30000 | 0 | 158370.71 | 158370.71 | 0 | 7541.6667 | 0 | 0 | 0 | 0 | 0
2022-07-16 01:00 | 0 | 0 | 35871 | 0 | 633 | 0 | 3 | 30000 | 3 | 0 | 30000 | 149141.6571 | 19 | 7541.6667 | 3487.6476 | 158.5335 | 22458.3333 | 188370.71 | 30000 | 0 | 158370.71 | 158370.71 | 0 | 7541.6667 | 0 | 0 | 0 | 0 | 0
2022-07-16 02:00 | 0 | 0 | 35871 | 0 | 633 | 0 | 3 | 30000 | 3 | 0 | 30000 | 119141.6571 | 19 | 7541.6667 | 3487.6476 | 158.5335 | 22458.3333 | 188370.71 | 30000 | 0 | 158370.71 | 158370.71 | 0 | 7541.6667 | 0 | 0 | 0 | 0 | 0
2022-07-16 03:00 | 0 | 0 | 35871 | 0 | 633 | 0 | 3 | 30000 | 3 | 0 | 30000 | 89141.6571 | 19 | 7541.6667 | 3487.6476 | 158.5335 | 22458.3333 | 188370.71 | 30000 | 0 | 158370.71 | 158370.71 | 0 | 7541.6667 | 0 | 0 | 0 | 0 | 0
2022-07-16 04:00 | 0 | 0 | 35871 | 0 | 633 | 0 | 3 | 30000 | 3 | 0 | 30000 | 59141.6571 | 19 | 7541.6667 | 3487.6476 | 158.5335 | 22458.3333 | 188370.71 | 30000 | 0 | 158370.71 | 158370.71 | 0 | 7541.6667 | 0 | 0 | 0 | 0 | 0
2022-07-16 05:00 | 0.00782 | 0.00811 | 35871 | 272.0959 | 633 | 858.3429 | 3 | 30000 | 3 | 0 | 29141.6571 | 29141.6571 | 19 | 7813.7626 | 3487.6476 | 164.2533 | 22458.3333 | 188370.71 | 30272.0959 | 0 | 158098.6142 | 158098.6142 | 1.1369e-13 | 7813.7626 | 0 | 0 | 0 | 0 | 0
2022-07-16 06:00 | 0.13448 | 0.34541 | 35871 | 4679.2141 | 633 | 36557.3654 | 3 | 27279.1192 | 2.7279 | 0 | 0 | 0 | 19 | 9500 | 3487.6476 | 199.6997 | 22458.3333 | 188370.71 | 31958.3333 | 0 | 156412.3767 | 156412.3767 | 0 | 9500 | 0 | 0 | 0 | 0 | 0
2022-07-16 07:00 | 0.3468 | 0.5915 | 35871 | 12066.8609 | 633 | 62602.9404 | 3 | 19891.4724 | 1.9891 | 0 | 0 | 0 | 19 | 9500 | 3487.6476 | 199.6997 | 22458.3333 | 188370.71 | 31958.3333 | 0 | 156412.3767 | 156412.3767 | 0 | 9500 | 0 | 0 | 0 | 0 | 0
2022-07-16 08:00 | 0.5652 | 0.74148 | 35871 | 19666.0605 | 633 | 78476.4636 | 3 | 12292.2728 | 1.2292 | 0 | 0 | 0 | 19 | 9500 | 3487.6476 | 199.6997 | 22458.3333 | 188370.71 | 31958.3333 | 0 | 156412.3767 | 156412.3767 | 0 | 9500 | 0 | 0 | 0 | 0 | 0
2022-07-16 09:00 | 0.75925 | 0.81348 | 35871 | 26418.005 | 633 | 86096.7708 | 3 | 5540.3283 | 0.55403 | 0 | 0 | 0 | 19 | 9500 | 3487.6476 | 199.6997 | 22458.3333 | 188370.71 | 31958.3333 | 0 | 156412.3767 | 156412.3767 | 3959.6717 | 5540.3283 | 0 | 0 | 0 | 0 | 0
2022-07-16 10:00 | 0.909 | 0.86111 | 35871 | 31628.5368 | 633 | 91137.8157 | 3 | 329.7965 | 0.03298 | 30000 | 0 | 0 | 19 | 9500 | 3487.6476 | 199.6997 | 22458.3333 | 188370.71 | 31958.3333 | 0 | 156412.3767 | 156412.3767 | 9170.2035 | 329.7965 | 0 | 0 | 0 | 0 | 0
2022-07-16 11:00 | 1.0027 | 0.92572 | 35871 | 34887.7723 | 633 | 97975.9831 | 3 | 30000 | 3 | 0 | 30000 | 30000 | 19 | 9500 | 3487.6476 | 199.6997 | 22458.3333 | 188370.71 | 31958.3333 | 0 | 156412.3767 | 156412.3767 | 9500 | 0 | 0 | 0 | 0 | 30000 | 0
2022-07-16 12:00 | 1.0255 | 0.91736 | 35871 | 35683.183 | 633 | 97091.1807 | 3 | 0 | 0 | 0 | 0 | 0 | 19 | 9500 | 3487.6476 | 199.6997 | 22458.3333 | 188370.71 | 31958.3333 | 0 | 156412.3767 | 156412.3767 | 9500 | 0 | 0 | 0 | 0 | 0 | 0
2022-07-16 13:00 | 0.99058 | 0.89109 | 35871 | 34467.1023 | 633 | 94310.827 | 3 | 0 | 0 | 64424.8406 | 0 | 0 | 19 | 9500 | 3487.6476 | 199.6997 | 22458.3333 | 188370.71 | 31958.3333 | 0 | 156412.3767 | 156412.3767 | 9500 | 0 | 0 | 0 | 0 | 0 | 0
2022-07-16 14:00 | 0.89378 | 0.82892 | 35871 | 31098.9589 | 633 | 87730.9034 | 3 | 859.3744 | 0.085937 | 86871.529 | 0 | 64424.8406 | 19 | 9500 | 3487.6476 | 199.6997 | 22458.3333 | 188370.71 | 31958.3333 | 0 | 156412.3767 | 156412.3767 | 8640.6256 | 859.3744 | 0 | 0 | 0 | 0 | 0
2022-07-16 15:00 | 0.74128 | 0.78174 | 35871 | 25792.7412 | 633 | 82737.4854 | 3 | 6165.5921 | 0.61656 | 76571.8933 | 0 | 151296.3696 | 19 | 9500 | 3487.6476 | 199.6997 | 22458.3333 | 188370.71 | 31958.3333 | 0 | 156412.3767 | 156412.3767 | 3334.4079 | 6165.5921 | 0 | 0 | 0 | 0 | 0
2022-07-16 16:00 | 0.54597 | 0.70363 | 35871 | 18996.9552 | 633 | 74470.5105 | 3 | 12961.3782 | 1.2961 | 61509.1323 | 0 | 227868.2629 | 19 | 9500 | 3487.6476 | 199.6997 | 22458.3333 | 188370.71 | 31958.3333 | 0 | 156412.3767 | 156412.3767 | 0 | 9500 | 0 | 0 | 0 | 0 | 0
2022-07-16 17:00 | 0.3273 | 0.54623 | 35871 | 11388.361 | 633 | 57811.6722 | 3 | 20569.9724 | 2.057 | 37241.6999 | 0 | 289377.3953 | 19 | 9500 | 3487.6476 | 199.6997 | 22458.3333 | 188370.71 | 31958.3333 | 0 | 156412.3767 | 156412.3767 | 0 | 9500 | 0 | 0 | 0 | 0 | 0
2022-07-16 18:00 | 0.1186 | 0.28717 | 35871 | 4126.6716 | 633 | 30393.3836 | 3 | 27831.6618 | 2.7832 | 2561.7218 | 0 | 326619.0951 | 19 | 9500 | 3487.6476 | 199.6997 | 22458.3333 | 188370.71 | 31958.3333 | 0 | 156412.3767 | 156412.3767 | 0 | 9500 | 0 | 0 | 0 | 0 | 0
2022-07-16 19:00 | 0.0054 | 0.00352 | 35871 | 187.8923 | 633 | 372.5484 | 3 | 30000 | 3 | 0 | 29627.4516 | 329180.817 | 19 | 7729.559 | 3487.6476 | 162.4832 | 22458.3333 | 188370.71 | 30187.8923 | 0 | 158182.8177 | 158182.8177 | 8.5265e-14 | 7729.559 | 0 | 0 | 0 | 0 | 0
2022-07-16 20:00 | 0 | 0 | 35871 | 0 | 633 | 0 | 3 | 30000 | 3 | 0 | 30000 | 299553.3653 | 19 | 7541.6667 | 3487.6476 | 158.5335 | 22458.3333 | 188370.71 | 30000 | 0 | 158370.71 | 158370.71 | 0 | 7541.6667 | 0 | 0 | 0 | 0 | 0
2022-07-16 21:00 | 0 | 0 | 35871 | 0 | 633 | 0 | 3 | 30000 | 3 | 0 | 30000 | 269553.3653 | 19 | 7541.6667 | 3487.6476 | 158.5335 | 22458.3333 | 188370.71 | 30000 | 0 | 158370.71 | 158370.71 | 0 | 7541.6667 | 0 | 0 | 0 | 0 | 0
2022-07-16 22:00 | 0 | 0 | 35871 | 0 | 633 | 0 | 3 | 30000 | 3 | 0 | 30000 | 239553.3653 | 19 | 7541.6667 | 3487.6476 | 158.5335 | 22458.3333 | 188370.71 | 30000 | 0 | 158370.71 | 158370.71 | 0 | 7541.6667 | 0 | 0 | 0 | 0 | 0
2022-07-16 23:00 | 0 | 0 | 35871 | 0 | 633 | 0 | 3 | 30000 | 3 | 0 | 30000 | 209553.3653 | 19 | 7541.6667 | 3487.6476 | 158.5335 | 22458.3333 | 188370.71 | 30000 | 0 | 158370.71 | 158370.71 | 0 | 7541.6667 | 0 | 0 | 0 | 0 | 0
2022-07-17 | 0 | 0 | 35871 | 0 | 633 | 0 | 3 | 30000 | 3 | 0 | 30000 | 179553.3653 | 19 | 6833.3333 | 3487.6476 | 143.6436 | 23166.6667 | 189079.0434 | 30000 | 0 | 159079.0434 | 159079.0434 | 0 | 6833.3333 | 0 | 0 | 0 | 0 | 0
2022-07-17 01:00 | 0 | 0 | 35871 | 0 | 633 | 0 | 3 | 30000 | 3 | 0 | 30000 | 149553.3653 | 19 | 6833.3333 | 3487.6476 | 143.6436 | 23166.6667 | 189079.0434 | 30000 | 0 | 159079.0434 | 159079.0434 | 0 | 6833.3333 | 0 | 0 | 0 | 0 | 0
2022-07-17 02:00 | 0 | 0 | 35871 | 0 | 633 | 0 | 3 | 30000 | 3 | 0 | 30000 | 119553.3653 | 19 | 6833.3333 | 3487.6476 | 143.6436 | 23166.6667 | 189079.0434 | 30000 | 0 | 159079.0434 | 159079.0434 | 0 | 6833.3333 | 0 | 0 | 0 | 0 | 0
2022-07-17 03:00 | 0 | 0 | 35871 | 0 | 633 | 0 | 3 | 30000 | 3 | 0 | 30000 | 89553.3653 | 19 | 6833.3333 | 3487.6476 | 143.6436 | 23166.6667 | 189079.0434 | 30000 | 0 | 159079.0434 | 159079.0434 | 0 | 6833.3333 | 0 | 0 | 0 | 0 | 0
2022-07-17 04:00 | 0 | 0 | 35871 | 0 | 633 | 0 | 3 | 30000 | 3 | 0 | 30000 | 59553.3653 | 19 | 6833.3333 | 3487.6476 | 143.6436 | 23166.6667 | 189079.0434 | 30000 | 0 | 159079.0434 | 159079.0434 | 0 | 6833.3333 | 0 | 0 | 0 | 0 | 0
2022-07-17 05:00 | 0.00728 | 0.00422 | 35871 | 253.3067 | 633 | 446.6347 | 3 | 30000 | 3 | 0 | 29553.3653 | 29553.3653 | 19 | 7086.64 | 3487.6476 | 148.9684 | 23166.6667 | 189079.0434 | 30253.3067 | 0 | 158825.7367 | 158825.7367 | -1.4211e-13 | 7086.64 | 0 | 0 | 0 | 0 | 0
2022-07-17 06:00 | 0.1299 | 0.30432 | 35871 | 4519.8536 | 633 | 32208.4984 | 3 | 28146.8131 | 2.8147 | 0 | 0 | 0 | 19 | 9500 | 3487.6476 | 199.6997 | 23166.6667 | 189079.0434 | 32666.6667 | 0 | 156412.3767 | 156412.3767 | 0 | 9500 | 0 | 0 | 0 | 0 | 0
2022-07-17 07:00 | 0.33923 | 0.54904 | 35871 | 11803.4638 | 633 | 58109.0759 | 3 | 20863.2029 | 2.0863 | 0 | 0 | 0 | 19 | 9500 | 3487.6476 | 199.6997 | 23166.6667 | 189079.0434 | 32666.6667 | 0 | 156412.3767 | 156412.3767 | 0 | 9500 | 0 | 0 | 0 | 0 | 0
2022-07-17 08:00 | 0.55803 | 0.70556 | 35871 | 19416.5813 | 633 | 74674.7771 | 3 | 13250.0854 | 1.325 | 0 | 0 | 0 | 19 | 9500 | 3487.6476 | 199.6997 | 23166.6667 | 189079.0434 | 32666.6667 | 0 | 156412.3767 | 156412.3767 | 0 | 9500 | 0 | 0 | 0 | 0 | 0
2022-07-17 09:00 | 0.75283 | 0.78334 | 35871 | 26194.622 | 633 | 82906.8256 | 3 | 6472.0447 | 0.6472 | 0 | 0 | 0 | 19 | 9500 | 3487.6476 | 199.6997 | 23166.6667 | 189079.0434 | 32666.6667 | 0 | 156412.3767 | 156412.3767 | 3027.9553 | 6472.0447 | 0 | 0 | 0 | 0 | 0
2022-07-17 10:00 | 0.90358 | 0.83463 | 35871 | 31439.9486 | 633 | 88335.2361 | 3 | 1226.718 | 0.12267 | 0 | 0 | 0 | 19 | 9500 | 3487.6476 | 199.6997 | 23166.6667 | 189079.0434 | 32666.6667 | 0 | 156412.3767 | 156412.3767 | 8273.282 | 1226.718 | 0 | 0 | 0 | 0 | 0
2022-07-17 11:00 | 0.99733 | 0.89938 | 35871 | 34701.9677 | 633 | 95188.2207 | 3 | 0 | 0 | 0 | 0 | 0 | 19 | 9500 | 3487.6476 | 199.6997 | 23166.6667 | 189079.0434 | 32666.6667 | 0 | 156412.3767 | 156412.3767 | 9500 | 0 | 0 | 0 | 0 | 0 | 0
2022-07-17 12:00 | 1.0193 | 0.88981 | 35871 | 35466.411 | 633 | 94175.3549 | 3 | 0 | 0 | 0 | 0 | 0 | 19 | 9500 | 3487.6476 | 199.6997 | 23166.6667 | 189079.0434 | 32666.6667 | 0 | 156412.3767 | 156412.3767 | 9500 | 0 | 0 | 0 | 0 | 0 | 0
2022-07-17 13:00 | 0.98488 | 0.86025 | 35871 | 34268.7716 | 633 | 91046.7954 | 3 | 0 | 0 | 88440.6929 | 0 | 0 | 19 | 9500 | 3487.6476 | 199.6997 | 23166.6667 | 189079.0434 | 32666.6667 | 0 | 156412.3767 | 156412.3767 | 9500 | 0 | 0 | 0 | 0 | 0 | 0
2022-07-17 14:00 | 0.88712 | 0.79766 | 35871 | 30867.2251 | 633 | 84422.42 | 3 | 1799.4416 | 0.17994 | 82622.9784 | 0 | 88440.6929 | 19 | 9500 | 3487.6476 | 199.6997 | 23166.6667 | 189079.0434 | 32666.6667 | 0 | 156412.3767 | 156412.3767 | 7700.5584 | 1799.4416 | 0 | 0 | 0 | 0 | 0
2022-07-17 15:00 | 0.73333 | 0.7476 | 35871 | 25516.122 | 633 | 79124.1898 | 3 | 7150.5446 | 0.71505 | 71973.6451 | 0 | 171063.6714 | 19 | 9500 | 3487.6476 | 199.6997 | 23166.6667 | 189079.0434 | 32666.6667 | 0 | 156412.3767 | 156412.3767 | 2349.4554 | 7150.5446 | 0 | 0 | 0 | 0 | 0
2022-07-17 16:00 | 0.53672 | 0.65673 | 35871 | 18675.1026 | 633 | 69506.727 | 3 | 13991.564 | 1.3992 | 55515.163 | 0 | 243037.3165 | 19 | 9500 | 3487.6476 | 199.6997 | 23166.6667 | 189079.0434 | 32666.6667 | 0 | 156412.3767 | 156412.3767 | 0 | 9500 | 0 | 0 | 0 | 0 | 0
2022-07-17 17:00 | 0.318 | 0.50586 | 35871 | 11064.7687 | 633 | 53539.0083 | 3 | 21601.898 | 2.1602 | 31937.1103 | 0 | 298552.4795 | 19 | 9500 | 3487.6476 | 199.6997 | 23166.6667 | 189079.0434 | 32666.6667 | 0 | 156412.3767 | 156412.3767 | 0 | 9500 | 0 | 0 | 0 | 0 | 0
2022-07-17 18:00 | 0.11368 | 0.25931 | 35871 | 3955.4808 | 633 | 27444.7481 | 3 | 28711.1858 | 2.8711 | 0 | 1266.4378 | 330489.5898 | 19 | 9500 | 3487.6476 | 199.6997 | 23166.6667 | 189079.0434 | 32666.6667 | 0 | 156412.3767 | 156412.3767 | 0 | 9500 | 0 | 0 | 0 | 0 | 0
2022-07-17 19:00 | 0.005 | 0.00291 | 35871 | 173.9743 | 633 | 307.9874 | 3 | 30000 | 3 | 0 | 29692.0126 | 329223.152 | 19 | 7007.3077 | 3487.6476 | 147.3008 | 23166.6667 | 189079.0434 | 30173.9744 | 0 | 158905.069 | 158905.069 | 2.8422e-14 | 7007.3077 | 0 | 0 | 0 | 0 | 0
2022-07-17 20:00 | 0 | 0 | 35871 | 0 | 633 | 0 | 3 | 30000 | 3 | 0 | 30000 | 299531.1394 | 19 | 6833.3333 | 3487.6476 | 143.6436 | 23166.6667 | 189079.0434 | 30000 | 0 | 159079.0434 | 159079.0434 | 0 | 6833.3333 | 0 | 0 | 0 | 0 | 0
2022-07-17 21:00 | 0 | 0 | 35871 | 0 | 633 | 0 | 3 | 30000 | 3 | 0 | 30000 | 269531.1394 | 19 | 6833.3333 | 3487.6476 | 143.6436 | 23166.6667 | 189079.0434 | 30000 | 0 | 159079.0434 | 159079.0434 | 0 | 6833.3333 | 0 | 0 | 0 | 0 | 0
2022-07-17 22:00 | 0 | 0 | 35871 | 0 | 633 | 0 | 3 | 30000 | 3 | 0 | 30000 | 239531.1394 | 19 | 6833.3333 | 3487.6476 | 143.6436 | 23166.6667 | 189079.0434 | 30000 | 0 | 159079.0434 | 159079.0434 | 0 | 6833.3333 | 0 | 0 | 0 | 0 | 0
2022-07-17 23:00 | 0 | 0 | 35871 | 0 | 633 | 0 | 3 | 30000 | 3 | 0 | 30000 | 209531.1394 | 19 | 6833.3333 | 3487.6476 | 143.6436 | 23166.6667 | 189079.0434 | 30000 | 0 | 159079.0434 | 159079.0434 | 0 | 6833.3333 | 0 | 0 | 0 | 0 | 0
2022-07-18 | 0 | 0 | 35871 | 0 | 633 | 0 | 3 | 30000 | 3 | 0 | 30000 | 179531.1394 | 19 | 7166.6667 | 3487.6476 | 150.6507 | 22833.3333 | 188745.71 | 30000 | 0 | 158745.71 | 158745.71 | 0 | 7166.6667 | 0 | 0 | 0 | 0 | 0
2022-07-18 01:00 | 0 | 0 | 35871 | 0 | 633 | 0 | 3 | 30000 | 3 | 0 | 30000 | 149531.1394 | 19 | 7166.6667 | 3487.6476 | 150.6507 | 22833.3333 | 188745.71 | 30000 | 0 | 158745.71 | 158745.71 | 0 | 7166.6667 | 0 | 0 | 0 | 0 | 0
2022-07-18 02:00 | 0 | 0 | 35871 | 0 | 633 | 0 | 3 | 30000 | 3 | 0 | 30000 | 119531.1394 | 19 | 7166.6667 | 3487.6476 | 150.6507 | 22833.3333 | 188745.71 | 30000 | 0 | 158745.71 | 158745.71 | 0 | 7166.6667 | 0 | 0 | 0 | 0 | 0
2022-07-18 03:00 | 0 | 0 | 35871 | 0 | 633 | 0 | 3 | 30000 | 3 | 0 | 30000 | 89531.1394 | 19 | 7166.6667 | 3487.6476 | 150.6507 | 22833.3333 | 188745.71 | 30000 | 0 | 158745.71 | 158745.71 | 0 | 7166.6667 | 0 | 0 | 0 | 0 | 0
2022-07-18 04:00 | 0 | 0 | 35871 | 0 | 633 | 0 | 3 | 30000 | 3 | 0 | 30000 | 59531.1394 | 19 | 7166.6667 | 3487.6476 | 150.6507 | 22833.3333 | 188745.71 | 30000 | 0 | 158745.71 | 158745.71 | 0 | 7166.6667 | 0 | 0 | 0 | 0 | 0
2022-07-18 05:00 | 0.00672 | 0.00443 | 35871 | 233.8215 | 633 | 468.8606 | 3 | 30000 | 3 | 0 | 29531.1394 | 29531.1394 | 19 | 7400.4882 | 3487.6476 | 155.5658 | 22833.3333 | 188745.71 | 30233.8215 | 0 | 158511.8885 | 158511.8885 | -1.1369e-13 | 7400.4882 | 0 | 0 | 0 | 0 | 0
2022-07-18 06:00 | 0.12553 | 0.29627 | 35871 | 4367.8 | 633 | 31356.5058 | 3 | 27965.5333 | 2.7966 | 0 | 0 | 0 | 19 | 9500 | 3487.6476 | 199.6997 | 22833.3333 | 188745.71 | 32333.3333 | 0 | 156412.3767 | 156412.3767 | 0 | 9500 | 0 | 0 | 0 | 0 | 0
2022-07-18 07:00 | 0.3333 | 0.54702 | 35871 | 11597.1302 | 633 | 57895.284 | 3 | 20736.2032 | 2.0736 | 0 | 0 | 0 | 19 | 9500 | 3487.6476 | 199.6997 | 22833.3333 | 188745.71 | 32333.3333 | 0 | 156412.3767 | 156412.3767 | 0 | 9500 | 0 | 0 | 0 | 0 | 0
2022-07-18 08:00 | 0.55155 | 0.69419 | 35871 | 19191.1105 | 633 | 73471.4035 | 3 | 13142.2228 | 1.3142 | 0 | 0 | 0 | 19 | 9500 | 3487.6476 | 199.6997 | 22833.3333 | 188745.71 | 32333.3333 | 0 | 156412.3767 | 156412.3767 | 0 | 9500 | 0 | 0 | 0 | 0 | 0
2022-07-18 09:00 | 0.74572 | 0.77552 | 35871 | 25947.2305 | 633 | 82079.1756 | 3 | 6386.1029 | 0.63861 | 0 | 0 | 0 | 19 | 9500 | 3487.6476 | 199.6997 | 22833.3333 | 188745.71 | 32333.3333 | 0 | 156412.3767 | 156412.3767 | 3113.8971 | 6386.1029 | 0 | 0 | 0 | 0 | 0
2022-07-18 10:00 | 0.89617 | 0.82745 | 35871 | 31182.1186 | 633 | 87575.3221 | 3 | 1151.2147 | 0.11512 | 0 | 0 | 0 | 19 | 9500 | 3487.6476 | 199.6997 | 22833.3333 | 188745.71 | 32333.3333 | 0 | 156412.3767 | 156412.3767 | 8348.7853 | 1151.2147 | 0 | 0 | 0 | 0 | 0
2022-07-18 11:00 | 0.9902 | 0.89305 | 35871 | 34453.8803 | 633 | 94518.2687 | 3 | 0 | 0 | 0 | 0 | 0 | 19 | 9500 | 3487.6476 | 199.6997 | 22833.3333 | 188745.71 | 32333.3333 | 0 | 156412.3767 | 156412.3767 | 9500 | 0 | 0 | 0 | 0 | 0 | 0
2022-07-18 12:00 | 0.9945 | 0.80263 | 35871 | 34603.4982 | 633 | 84948.4329 | 3 | 0 | 0 | 72697.4757 | 0 | 0 | 19 | 9500 | 3487.6476 | 199.6997 | 22833.3333 | 188745.71 | 32333.3333 | 0 | 156412.3767 | 156412.3767 | 9500 | 0 | 0 | 0 | 0 | 0 | 0
2022-07-18 13:00 | 0.96038 | 0.77396 | 35871 | 33416.2973 | 633 | 81914.0689 | 3 | 0 | 0 | 81914.0689 | 0 | 72697.4757 | 19 | 9500 | 3487.6476 | 199.6997 | 22833.3333 | 188745.71 | 32333.3333 | 0 | 156412.3767 | 156412.3767 | 9500 | 0 | 0 | 0 | 0 | 0 | 0
2022-07-18 14:00 | 0.863 | 0.70939 | 35871 | 30027.9728 | 633 | 75080.1351 | 3 | 2305.3605 | 0.23054 | 72774.7745 | 0 | 154611.5446 | 19 | 9500 | 3487.6476 | 199.6997 | 22833.3333 | 188745.71 | 32333.3333 | 0 | 156412.3767 | 156412.3767 | 7194.6395 | 2305.3605 | 0 | 0 | 0 | 0 | 0
2022-07-18 15:00 | 0.70978 | 0.65383 | 35871 | 24696.7028 | 633 | 69199.798 | 3 | 7636.6305 | 0.76366 | 61563.1675 | 0 | 227386.3191 | 19 | 9500 | 3487.6476 | 199.6997 | 22833.3333 | 188745.71 | 32333.3333 | 0 | 156412.3767 | 156412.3767 | 1863.3695 | 7636.6305 | 0 | 0 | 0 | 0 | 0
2022-07-18 16:00 | 0.5124 | 0.53981 | 35871 | 17828.8914 | 633 | 57132.1949 | 3 | 14504.4419 | 1.4504 | 42627.7529 | 0 | 288949.4866 | 19 | 9500 | 3487.6476 | 199.6997 | 22833.3333 | 188745.71 | 32333.3333 | 0 | 156412.3767 | 156412.3767 | 0 | 9500 | 0 | 0 | 0 | 0 | 0
2022-07-18 17:00 | 0.29312 | 0.37515 | 35871 | 10199.0723 | 633 | 39704.9756 | 3 | 22134.261 | 2.2134 | 17570.7146 | 0 | 331577.2395 | 19 | 9500 | 3487.6476 | 199.6997 | 22833.3333 | 188745.71 | 32333.3333 | 0 | 156412.3767 | 156412.3767 | 0 | 9500 | 0 | 0 | 0 | 0 | 0
2022-07-18 18:00 | 0.10218 | 0.15885 | 35871 | 3555.3398 | 633 | 16812.3028 | 3 | 28777.9935 | 2.8778 | 0 | 11965.6908 | 349147.9541 | 19 | 9500 | 3487.6476 | 199.6997 | 22833.3333 | 188745.71 | 32333.3333 | 0 | 156412.3767 | 156412.3767 | 0 | 9500 | 0 | 0 | 0 | 0 | 0
2022-07-18 19:00 | 0.0046 | 0.00067 | 35871 | 160.0564 | 633 | 70.9112 | 3 | 30000 | 3 | 0 | 29929.0888 | 337182.2634 | 19 | 7326.7231 | 3487.6476 | 154.0152 | 22833.3333 | 188745.71 | 30160.0564 | 0 | 158585.6536 | 158585.6536 | 2.8422e-14 | 7326.7231 | 0 | 0 | 0 | 0 | 0
2022-07-18 20:00 | 0 | 0 | 35871 | 0 | 633 | 0 | 3 | 30000 | 3 | 0 | 30000 | 307253.1746 | 19 | 7166.6667 | 3487.6476 | 150.6507 | 22833.3333 | 188745.71 | 30000 | 0 | 158745.71 | 158745.71 | 0 | 7166.6667 | 0 | 0 | 0 | 0 | 0
2022-07-18 21:00 | 0 | 0 | 35871 | 0 | 633 | 0 | 3 | 30000 | 3 | 0 | 30000 | 277253.1746 | 19 | 7166.6667 | 3487.6476 | 150.6507 | 22833.3333 | 188745.71 | 30000 | 0 | 158745.71 | 158745.71 | 0 | 7166.6667 | 0 | 0 | 0 | 0 | 0
2022-07-18 22:00 | 0 | 0 | 35871 | 0 | 633 | 0 | 3 | 30000 | 3 | 0 | 30000 | 247253.1746 | 19 | 7166.6667 | 3487.6476 | 150.6507 | 22833.3333 | 188745.71 | 30000 | 0 | 158745.71 | 158745.71 | 0 | 7166.6667 | 0 | 0 | 0 | 0 | 0
2022-07-18 23:00 | 0 | 0 | 35871 | 0 | 633 | 0 | 3 | 30000 | 3 | 0 | 30000 | 217253.1746 | 19 | 7166.6667 | 3487.6476 | 150.6507 | 22833.3333 | 188745.71 | 30000 | 0 | 158745.71 | 158745.71 | 0 | 7166.6667 | 0 | 0 | 0 | 0 | 0
2022-07-19 | 0 | 0 | 35871 | 0 | 633 | 0 | 3 | 30000 | 3 | 0 | 30000 | 187253.1746 | 19 | 7125 | 3487.6476 | 149.7748 | 22875 | 188787.3767 | 30000 | 0 | 158787.3767 | 158787.3767 | 0 | 7125 | 0 | 0 | 0 | 0 | 0
2022-07-19 01:00 | 0 | 0 | 35871 | 0 | 633 | 0 | 3 | 30000 | 3 | 0 | 30000 | 157253.1746 | 19 | 7125 | 3487.6476 | 149.7748 | 22875 | 188787.3767 | 30000 | 0 | 158787.3767 | 158787.3767 | 0 | 7125 | 0 | 0 | 0 | 0 | 0
2022-07-19 02:00 | 0 | 0 | 35871 | 0 | 633 | 0 | 3 | 30000 | 3 | 0 | 30000 | 127253.1746 | 19 | 7125 | 3487.6476 | 149.7748 | 22875 | 188787.3767 | 30000 | 0 | 158787.3767 | 158787.3767 | 0 | 7125 | 0 | 0 | 0 | 0 | 0
2022-07-19 03:00 | 0 | 0 | 35871 | 0 | 633 | 0 | 3 | 30000 | 3 | 0 | 30000 | 97253.1746 | 19 | 7125 | 3487.6476 | 149.7748 | 22875 | 188787.3767 | 30000 | 0 | 158787.3767 | 158787.3767 | 0 | 7125 | 0 | 0 | 0 | 0 | 0
2022-07-19 04:00 | 0 | 0 | 35871 | 0 | 633 | 0 | 3 | 30000 | 3 | 0 | 30000 | 67253.1746 | 19 | 7125 | 3487.6476 | 149.7748 | 22875 | 188787.3767 | 30000 | 0 | 158787.3767 | 158787.3767 | 0 | 7125 | 0 | 0 | 0 | 0 | 0
2022-07-19 05:00 | 0.0062 | 0.00116 | 35871 | 215.7282 | 633 | 122.7716 | 3 | 30000 | 3 | 0 | 29877.2284 | 37253.1746 | 19 | 7340.7282 | 3487.6476 | 154.3096 | 22875 | 188787.3767 | 30215.7282 | 0 | 158571.6485 | 158571.6485 | 2.8422e-14 | 7340.7282 | 0 | 0 | 0 | 0 | 0
2022-07-19 06:00 | 0.11465 | 0.19851 | 35871 | 3989.2318 | 633 | 21009.822 | 3 | 28385.7682 | 2.8386 | 0 | 7375.9462 | 7375.9462 | 19 | 9500 | 3487.6476 | 199.6997 | 22875 | 188787.3767 | 32375 | 0 | 156412.3767 | 156412.3767 | 0 | 9500 | 0 | 0 | 0 | 0 | 0
2022-07-19 07:00 | 0.31383 | 0.43223 | 35871 | 10919.6741 | 633 | 45746.1858 | 3 | 21455.3259 | 2.1455 | 0 | 0 | 0 | 19 | 9500 | 3487.6476 | 199.6997 | 22875 | 188787.3767 | 32375 | 0 | 156412.3767 | 156412.3767 | 0 | 9500 | 0 | 0 | 0 | 0 | 0
2022-07-19 08:00 | 0.53095 | 0.58628 | 35871 | 18474.3362 | 633 | 62050.4681 | 3 | 13900.6638 | 1.3901 | 0 | 0 | 0 | 19 | 9500 | 3487.6476 | 199.6997 | 22875 | 188787.3767 | 32375 | 0 | 156412.3767 | 156412.3767 | 0 | 9500 | 0 | 0 | 0 | 0 | 0
2022-07-19 09:00 | 0.72665 | 0.676 | 35871 | 25283.6923 | 633 | 71546.2176 | 3 | 7091.3077 | 0.70913 | 0 | 0 | 0 | 19 | 9500 | 3487.6476 | 199.6997 | 22875 | 188787.3767 | 32375 | 0 | 156412.3767 | 156412.3767 | 2408.6923 | 7091.3077 | 0 | 0 | 0 | 0 | 0
2022-07-19 10:00 | 0.87988 | 0.73377 | 35871 | 30615.3102 | 633 | 77660.4558 | 3 | 1759.6898 | 0.17597 | 0 | 0 | 0 | 19 | 9500 | 3487.6476 | 199.6997 | 22875 | 188787.3767 | 32375 | 0 | 156412.3767 | 156412.3767 | 7740.3102 | 1759.6898 | 0 | 0 | 0 | 0 | 0
2022-07-19 11:00 | 0.97625 | 0.7989 | 35871 | 33968.4918 | 633 | 84553.6586 | 3 | 0 | 0 | 28238.4099 | 0 | 0 | 19 | 9500 | 3487.6476 | 199.6997 | 22875 | 188787.3767 | 32375 | 0 | 156412.3767 | 156412.3767 | 9500 | 0 | 0 | 0 | 0 | 0 | 0
2022-07-19 12:00 | 0.98908 | 0.74632 | 35871 | 34414.91 | 633 | 78988.7176 | 3 | 0 | 0 | 78988.7176 | 0 | 28238.4099 | 19 | 9500 | 3487.6476 | 199.6997 | 22875 | 188787.3767 | 32375 | 0 | 156412.3767 | 156412.3767 | 9500 | 0 | 0 | 0 | 0 | 0 | 0
2022-07-19 13:00 | 0.9561 | 0.723 | 35871 | 33267.3752 | 633 | 76520.5848 | 3 | 0 | 0 | 76520.5848 | 0 | 107227.1275 | 19 | 9500 | 3487.6476 | 199.6997 | 22875 | 188787.3767 | 32375 | 0 | 156412.3767 | 156412.3767 | 9500 | 0 | 0 | 0 | 0 | 0 | 0
2022-07-19 14:00 | 0.85597 | 0.64965 | 35871 | 29783.3649 | 633 | 68757.3968 | 3 | 2591.6351 | 0.25916 | 66165.7617 | 0 | 183747.7123 | 19 | 9500 | 3487.6476 | 199.6997 | 22875 | 188787.3767 | 32375 | 0 | 156412.3767 | 156412.3767 | 6908.3649 | 2591.6351 | 0 | 0 | 0 | 0 | 0
2022-07-19 15:00 | 0.70262 | 0.59263 | 35871 | 24447.5716 | 633 | 62722.5369 | 3 | 7927.4284 | 0.79274 | 54795.1084 | 0 | 249913.474 | 19 | 9500 | 3487.6476 | 199.6997 | 22875 | 188787.3767 | 32375 | 0 | 156412.3767 | 156412.3767 | 1572.5716 | 7927.4284 | 0 | 0 | 0 | 0 | 0
2022-07-19 16:00 | 0.4976 | 0.48368 | 35871 | 17313.9273 | 633 | 51191.5304 | 3 | 15061.0727 | 1.5061 | 36130.4577 | 0 | 304708.5825 | 19 | 9500 | 3487.6476 | 199.6997 | 22875 | 188787.3767 | 32375 | 0 | 156412.3767 | 156412.3767 | 0 | 9500 | 0 | 0 | 0 | 0 | 0
2022-07-19 17:00 | 0.28315 | 0.3444 | 35871 | 9852.1674 | 633 | 36450.4694 | 3 | 22522.8326 | 2.2523 | 13927.6369 | 0 | 340839.0402 | 19 | 9500 | 3487.6476 | 199.6997 | 22875 | 188787.3767 | 32375 | 0 | 156412.3767 | 156412.3767 | 0 | 9500 | 0 | 0 | 0 | 0 | 0
2022-07-19 18:00 | 0.09753 | 0.12413 | 35871 | 3393.5437 | 633 | 13137.6213 | 3 | 28981.4563 | 2.8981 | 0 | 15843.835 | 354766.677 | 19 | 9500 | 3487.6476 | 199.6997 | 22875 | 188787.3767 | 32375 | 0 | 156412.3767 | 156412.3767 | 0 | 9500 | 0 | 0 | 0 | 0 | 0
2022-07-19 19:00 | 0.0044 | 0 | 35871 | 153.0974 | 633 | 0 | 3 | 30000 | 3 | 0 | 30000 | 338922.842 | 19 | 7278.0974 | 3487.6476 | 152.993 | 22875 | 188787.3767 | 30153.0974 | 0 | 158634.2793 | 158634.2793 | 153.0974 | 7125 | 0 | 0 | 0 | 0 | 0
2022-07-19 20:00 | 0 | 0 | 35871 | 0 | 633 | 0 | 3 | 30000 | 3 | 0 | 30000 | 308922.842 | 19 | 7125 | 3487.6476 | 149.7748 | 22875 | 188787.3767 | 30000 | 0 | 158787.3767 | 158787.3767 | 0 | 7125 | 0 | 0 | 0 | 0 | 0
2022-07-19 21:00 | 0 | 0 | 35871 | 0 | 633 | 0 | 3 | 30000 | 3 | 0 | 30000 | 278922.842 | 19 | 7125 | 3487.6476 | 149.7748 | 22875 | 188787.3767 | 30000 | 0 | 158787.3767 | 158787.3767 | 0 | 7125 | 0 | 0 | 0 | 0 | 0
2022-07-19 22:00 | 0 | 0 | 35871 | 0 | 633 | 0 | 3 | 30000 | 3 | 0 | 30000 | 248922.842 | 19 | 7125 | 3487.6476 | 149.7748 | 22875 | 188787.3767 | 30000 | 0 | 158787.3767 | 158787.3767 | 0 | 7125 | 0 | 0 | 0 | 0 | 0
2022-07-19 23:00 | 0 | 0 | 35871 | 0 | 633 | 0 | 3 | 30000 | 3 | 0 | 30000 | 218922.842 | 19 | 7125 | 3487.6476 | 149.7748 | 22875 | 188787.3767 | 30000 | 0 | 158787.3767 | 158787.3767 | 0 | 7125 | 0 | 0 | 0 | 0 | 0
2022-07-20 | 0 | 0 | 35871 | 0 | 633 | 0 | 3 | 30000 | 3 | 0 | 30000 | 188922.842 | 19 | 6716.6667 | 3487.6476 | 141.1912 | 23283.3333 | 189195.71 | 30000 | 0 | 159195.71 | 159195.71 | 0 | 6716.6667 | 0 | 0 | 0 | 0 | 0
2022-07-20 01:00 | 0 | 0 | 35871 | 0 | 633 | 0 | 3 | 30000 | 3 | 0 | 30000 | 158922.842 | 19 | 6716.6667 | 3487.6476 | 141.1912 | 23283.3333 | 189195.71 | 30000 | 0 | 159195.71 | 159195.71 | 0 | 6716.6667 | 0 | 0 | 0 | 0 | 0
2022-07-20 02:00 | 0 | 0 | 35871 | 0 | 633 | 0 | 3 | 30000 | 3 | 0 | 30000 | 128922.842 | 19 | 6716.6667 | 3487.6476 | 141.1912 | 23283.3333 | 189195.71 | 30000 | 0 | 159195.71 | 159195.71 | 0 | 6716.6667 | 0 | 0 | 0 | 0 | 0
2022-07-20 03:00 | 0 | 0 | 35871 | 0 | 633 | 0 | 3 | 30000 | 3 | 0 | 30000 | 98922.842 | 19 | 6716.6667 | 3487.6476 | 141.1912 | 23283.3333 | 189195.71 | 30000 | 0 | 159195.71 | 159195.71 | 0 | 6716.6667 | 0 | 0 | 0 | 0 | 0
2022-07-20 04:00 | 0 | 0 | 35871 | 0 | 633 | 0 | 3 | 30000 | 3 | 0 | 30000 | 68922.842 | 19 | 6716.6667 | 3487.6476 | 141.1912 | 23283.3333 | 189195.71 | 30000 | 0 | 159195.71 | 159195.71 | 0 | 6716.6667 | 0 | 0 | 0 | 0 | 0
2022-07-20 05:00 | 0.00578 | 0.0006 | 35871 | 201.1143 | 633 | 63.5026 | 3 | 30000 | 3 | 0 | 29936.4974 | 38922.842 | 19 | 6917.781 | 3487.6476 | 145.4188 | 23283.3333 | 189195.71 | 30201.1143 | 0 | 158994.5957 | 158994.5957 | -5.6843e-14 | 6917.781 | 0 | 0 | 0 | 0 | 0
2022-07-20 06:00 | 0.11122 | 0.18828 | 35871 | 3869.8854 | 633 | 19927.1033 | 3 | 28913.4479 | 2.8913 | 0 | 8986.3446 | 8986.3446 | 19 | 9500 | 3487.6476 | 199.6997 | 23283.3333 | 189195.71 | 32783.3333 | 0 | 156412.3767 | 156412.3767 | 0 | 9500 | 0 | 0 | 0 | 0 | 0
2022-07-20 07:00 | 0.30165 | 0.38536 | 35871 | 10495.8725 | 633 | 40785.5775 | 3 | 22287.4608 | 2.2287 | 0 | 0 | 0 | 19 | 9500 | 3487.6476 | 199.6997 | 23283.3333 | 189195.71 | 32783.3333 | 0 | 156412.3767 | 156412.3767 | 0 | 9500 | 0 | 0 | 0 | 0 | 0
2022-07-20 08:00 | 0.5163 | 0.5404 | 35871 | 17964.5914 | 633 | 57194.639 | 3 | 14818.742 | 1.4819 | 0 | 0 | 0 | 19 | 9500 | 3487.6476 | 199.6997 | 23283.3333 | 189195.71 | 32783.3333 | 0 | 156412.3767 | 156412.3767 | 0 | 9500 | 0 | 0 | 0 | 0 | 0
2022-07-20 09:00 | 0.71095 | 0.6304 | 35871 | 24737.4128 | 633 | 66720.023 | 3 | 8045.9205 | 0.80459 | 0 | 0 | 0 | 19 | 9500 | 3487.6476 | 199.6997 | 23283.3333 | 189195.71 | 32783.3333 | 0 | 156412.3767 | 156412.3767 | 1454.0795 | 8045.9205 | 0 | 0 | 0 | 0 | 0
2022-07-20 10:00 | 0.86392 | 0.68819 | 35871 | 30059.9841 | 633 | 72836.3779 | 3 | 2723.3492 | 0.27233 | 38596.8229 | 0 | 0 | 19 | 9500 | 3487.6476 | 199.6997 | 23283.3333 | 189195.71 | 32783.3333 | 0 | 156412.3767 | 156412.3767 | 6776.6508 | 2723.3492 | 0 | 0 | 0 | 0 | 0
2022-07-20 11:00 | 0.9603 | 0.75074 | 35871 | 33413.5137 | 633 | 79456.5198 | 3 | 30000 | 3 | 0 | 30000 | 38596.8229 | 19 | 9500 | 3487.6476 | 199.6997 | 23283.3333 | 189195.71 | 32783.3333 | 0 | 156412.3767 | 156412.3767 | 9500 | 0 | 0 | 0 | 0 | 30000 | 0
2022-07-20 12:00 | 0.99028 | 0.74667 | 35871 | 34456.6639 | 633 | 79025.7608 | 3 | 0 | 0 | 79025.7608 | 0 | 8596.8229 | 19 | 9500 | 3487.6476 | 199.6997 | 23283.3333 | 189195.71 | 32783.3333 | 0 | 156412.3767 | 156412.3767 | 9500 | 0 | 0 | 0 | 0 | 0 | 0
2022-07-20 13:00 | 0.95772 | 0.744 | 35871 | 33323.7429 | 633 | 78743.1744 | 3 | 0 | 0 | 78743.1744 | 0 | 87622.5837 | 19 | 9500 | 3487.6476 | 199.6997 | 23283.3333 | 189195.71 | 32783.3333 | 0 | 156412.3767 | 156412.3767 | 9500 | 0 | 0 | 0 | 0 | 0 | 0
2022-07-20 14:00 | 0.86442 | 0.68685 | 35871 | 30077.3815 | 633 | 72694.5556 | 3 | 2705.9518 | 0.2706 | 69988.6038 | 0 | 166365.7581 | 19 | 9500 | 3487.6476 | 199.6997 | 23283.3333 | 189195.71 | 32783.3333 | 0 | 156412.3767 | 156412.3767 | 6794.0482 | 2705.9518 | 0 | 0 | 0 | 0 | 0
2022-07-20 15:00 | 0.70995 | 0.62156 | 35871 | 24702.618 | 633 | 65784.4187 | 3 | 8080.7154 | 0.80807 | 57703.7033 | 0 | 236354.3618 | 19 | 9500 | 3487.6476 | 199.6997 | 23283.3333 | 189195.71 | 32783.3333 | 0 | 156412.3767 | 156412.3767 | 1419.2846 | 8080.7154 | 0 | 0 | 0 | 0 | 0
2022-07-20 16:00 | 0.50983 | 0.51528 | 35871 | 17739.4686 | 633 | 54535.9985 | 3 | 15043.8648 | 1.5044 | 39492.1338 | 0 | 294058.0651 | 19 | 9500 | 3487.6476 | 199.6997 | 23283.3333 | 189195.71 | 32783.3333 | 0 | 156412.3767 | 156412.3767 | 0 | 9500 | 0 | 0 | 0 | 0 | 0
2022-07-20 17:00 | 0.29325 | 0.36008 | 35871 | 10203.5956 | 633 | 38110.003 | 3 | 22579.7377 | 2.258 | 15530.2653 | 0 | 333550.1989 | 19 | 9500 | 3487.6476 | 199.6997 | 23283.3333 | 189195.71 | 32783.3333 | 0 | 156412.3767 | 156412.3767 | 0 | 9500 | 0 | 0 | 0 | 0 | 0
2022-07-20 18:00 | 0.10182 | 0.15538 | 35871 | 3542.8137 | 633 | 16445.0463 | 3 | 29240.5197 | 2.9241 | 0 | 12795.4734 | 349080.4642 | 19 | 9500 | 3487.6476 | 199.6997 | 23283.3333 | 189195.71 | 32783.3333 | 0 | 156412.3767 | 156412.3767 | 0 | 9500 | 0 | 0 | 0 | 0 | 0
2022-07-20 19:00 | 0.00435 | 0.00066 | 35871 | 151.3577 | 633 | 69.8528 | 3 | 30000 | 3 | 0 | 29930.1472 | 336284.9908 | 19 | 6868.0244 | 3487.6476 | 144.3729 | 23283.3333 | 189195.71 | 30151.3577 | 0 | 159044.3524 | 159044.3524 | 8.5265e-14 | 6868.0244 | 0 | 0 | 0 | 0 | 0
2022-07-20 20:00 | 0 | 0 | 35871 | 0 | 633 | 0 | 3 | 30000 | 3 | 0 | 30000 | 306354.8436 | 19 | 6716.6667 | 3487.6476 | 141.1912 | 23283.3333 | 189195.71 | 30000 | 0 | 159195.71 | 159195.71 | 0 | 6716.6667 | 0 | 0 | 0 | 0 | 0
2022-07-20 21:00 | 0 | 0 | 35871 | 0 | 633 | 0 | 3 | 30000 | 3 | 0 | 30000 | 276354.8436 | 19 | 6716.6667 | 3487.6476 | 141.1912 | 23283.3333 | 189195.71 | 30000 | 0 | 159195.71 | 159195.71 | 0 | 6716.6667 | 0 | 0 | 0 | 0 | 0
2022-07-20 22:00 | 0 | 0 | 35871 | 0 | 633 | 0 | 3 | 30000 | 3 | 0 | 30000 | 246354.8436 | 19 | 6716.6667 | 3487.6476 | 141.1912 | 23283.3333 | 189195.71 | 30000 | 0 | 159195.71 | 159195.71 | 0 | 6716.6667 | 0 | 0 | 0 | 0 | 0
2022-07-20 23:00 | 0 | 0 | 35871 | 0 | 633 | 0 | 3 | 30000 | 3 | 0 | 30000 | 216354.8436 | 19 | 6716.6667 | 3487.6476 | 141.1912 | 23283.3333 | 189195.71 | 30000 | 0 | 159195.71 | 159195.71 | 0 | 6716.6667 | 0 | 0 | 0 | 0 | 0
2022-07-21 | 0 | 0 | 35871 | 0 | 633 | 0 | 3 | 30000 | 3 | 0 | 30000 | 186354.8436 | 19 | 6720.8333 | 3487.6476 | 141.2788 | 23279.1667 | 189191.5434 | 30000 | 0 | 159191.5434 | 159191.5434 | 0 | 6720.8333 | 0 | 0 | 0 | 0 | 0
2022-07-21 01:00 | 0 | 0 | 35871 | 0 | 633 | 0 | 3 | 30000 | 3 | 0 | 30000 | 156354.8436 | 19 | 6720.8333 | 3487.6476 | 141.2788 | 23279.1667 | 189191.5434 | 30000 | 0 | 159191.5434 | 159191.5434 | 0 | 6720.8333 | 0 | 0 | 0 | 0 | 0
2022-07-21 02:00 | 0 | 0 | 35871 | 0 | 633 | 0 | 3 | 30000 | 3 | 0 | 30000 | 126354.8436 | 19 | 6720.8333 | 3487.6476 | 141.2788 | 23279.1667 | 189191.5434 | 30000 | 0 | 159191.5434 | 159191.5434 | 0 | 6720.8333 | 0 | 0 | 0 | 0 | 0
2022-07-21 03:00 | 0 | 0 | 35871 | 0 | 633 | 0 | 3 | 30000 | 3 | 0 | 30000 | 96354.8436 | 19 | 6720.8333 | 3487.6476 | 141.2788 | 23279.1667 | 189191.5434 | 30000 | 0 | 159191.5434 | 159191.5434 | 0 | 6720.8333 | 0 | 0 | 0 | 0 | 0
2022-07-21 04:00 | 0 | 0 | 35871 | 0 | 633 | 0 | 3 | 30000 | 3 | 0 | 30000 | 66354.8436 | 19 | 6720.8333 | 3487.6476 | 141.2788 | 23279.1667 | 189191.5434 | 30000 | 0 | 159191.5434 | 159191.5434 | 0 | 6720.8333 | 0 | 0 | 0 | 0 | 0
2022-07-21 05:00 | 0.00578 | 0.00063 | 35871 | 201.1143 | 633 | 66.6777 | 3 | 30000 | 3 | 0 | 29933.3223 | 36354.8436 | 19 | 6921.9477 | 3487.6476 | 145.5064 | 23279.1667 | 189191.5434 | 30201.1143 | 0 | 158990.429 | 158990.429 | -5.6843e-14 | 6921.9477 | 0 | 0 | 0 | 0 | 0
2022-07-21 06:00 | 0.1154 | 0.2111 | 35871 | 4015.328 | 633 | 22342.3174 | 3 | 28763.8387 | 2.8764 | 0 | 6421.5213 | 6421.5213 | 19 | 9500 | 3487.6476 | 199.6997 | 23279.1667 | 189191.5434 | 32779.1667 | 0 | 156412.3767 | 156412.3767 | 0 | 9500 | 0 | 0 | 0 | 0 | 0
2022-07-21 07:00 | 0.31488 | 0.4392 | 35871 | 10956.2087 | 633 | 46483.8739 | 3 | 21822.958 | 2.1823 | 0 | 0 | 0 | 19 | 9500 | 3487.6476 | 199.6997 | 23279.1667 | 189191.5434 | 32779.1667 | 0 | 156412.3767 | 156412.3767 | 0 | 9500 | 0 | 0 | 0 | 0 | 0
2022-07-21 08:00 | 0.53305 | 0.59603 | 35871 | 18547.4055 | 633 | 63082.3847 | 3 | 14231.7612 | 1.4232 | 0 | 0 | 0 | 19 | 9500 | 3487.6476 | 199.6997 | 23279.1667 | 189191.5434 | 32779.1667 | 0 | 156412.3767 | 156412.3767 | 0 | 9500 | 0 | 0 | 0 | 0 | 0
2022-07-21 09:00 | 0.72955 | 0.68736 | 35871 | 25384.5974 | 633 | 72748.5327 | 3 | 7394.5693 | 0.73946 | 0 | 0 | 0 | 19 | 9500 | 3487.6476 | 199.6997 | 23279.1667 | 189191.5434 | 32779.1667 | 0 | 156412.3767 | 156412.3767 | 2105.4307 | 7394.5693 | 0 | 0 | 0 | 0 | 0
2022-07-21 10:00 | 0.88258 | 0.74476 | 35871 | 30709.2564 | 633 | 78823.611 | 3 | 2069.9103 | 0.20699 | 30000 | 0 | 0 | 19 | 9500 | 3487.6476 | 199.6997 | 23279.1667 | 189191.5434 | 32779.1667 | 0 | 156412.3767 | 156412.3767 | 7430.0897 | 2069.9103 | 0 | 0 | 0 | 0 | 0
2022-07-21 11:00 | 0.97858 | 0.81109 | 35871 | 34049.5639 | 633 | 85843.819 | 3 | 30000 | 3 | 0 | 30000 | 30000 | 19 | 9500 | 3487.6476 | 199.6997 | 23279.1667 | 189191.5434 | 32779.1667 | 0 | 156412.3767 | 156412.3767 | 9500 | 0 | 0 | 0 | 0 | 30000 | 0
2022-07-21 12:00 | 1.0084 | 0.80824 | 35871 | 35087.1469 | 633 | 85542.1818 | 3 | 0 | 0 | 18299.9931 | 0 | 0 | 19 | 9500 | 3487.6476 | 199.6997 | 23279.1667 | 189191.5434 | 32779.1667 | 0 | 156412.3767 | 156412.3767 | 9500 | 0 | 0 | 0 | 0 | 0 | 0
2022-07-21 13:00 | 0.97583 | 0.81596 | 35871 | 33953.878 | 633 | 86359.2481 | 3 | 0 | 0 | 86359.2481 | 0 | 18299.9931 | 19 | 9500 | 3487.6476 | 199.6997 | 23279.1667 | 189191.5434 | 32779.1667 | 0 | 156412.3767 | 156412.3767 | 9500 | 0 | 0 | 0 | 0 | 0 | 0
2022-07-21 14:00 | 0.8795 | 0.76857 | 35871 | 30602.0882 | 633 | 81343.6042 | 3 | 2177.0785 | 0.21771 | 79166.5257 | 0 | 104659.2412 | 19 | 9500 | 3487.6476 | 199.6997 | 23279.1667 | 189191.5434 | 32779.1667 | 0 | 156412.3767 | 156412.3767 | 7322.9215 | 2177.0785 | 0 | 0 | 0 | 0 | 0
2022-07-21 15:00 | 0.72685 | 0.71933 | 35871 | 25290.6513 | 633 | 76132.1608 | 3 | 7488.5154 | 0.74885 | 68643.6454 | 0 | 183825.7669 | 19 | 9500 | 3487.6476 | 199.6997 | 23279.1667 | 189191.5434 | 32779.1667 | 0 | 156412.3767 | 156412.3767 | 2011.4846 | 7488.5154 | 0 | 0 | 0 | 0 | 0
2022-07-21 16:00 | 0.53158 | 0.63301 | 35871 | 18496.257 | 633 | 66996.2592 | 3 | 14282.9097 | 1.4283 | 52713.3495 | 0 | 252469.4123 | 19 | 9500 | 3487.6476 | 199.6997 | 23279.1667 | 189191.5434 | 32779.1667 | 0 | 156412.3767 | 156412.3767 | 0 | 9500 | 0 | 0 | 0 | 0 | 0
2022-07-21 17:00 | 0.3136 | 0.48373 | 35871 | 10911.6712 | 633 | 51196.8222 | 3 | 21867.4954 | 2.1867 | 29329.3268 | 0 | 305182.7618 | 19 | 9500 | 3487.6476 | 199.6997 | 23279.1667 | 189191.5434 | 32779.1667 | 0 | 156412.3767 | 156412.3767 | 0 | 9500 | 0 | 0 | 0 | 0 | 0
2022-07-21 18:00 | 0.10932 | 0.22727 | 35871 | 3803.7752 | 633 | 24053.7114 | 3 | 28975.3915 | 2.8975 | 0 | 4921.6801 | 334512.0886 | 19 | 9500 | 3487.6476 | 199.6997 | 23279.1667 | 189191.5434 | 32779.1667 | 0 | 156412.3767 | 156412.3767 | 0 | 9500 | 0 | 0 | 0 | 0 | 0
2022-07-21 19:00 | 0.00432 | 0.00171 | 35871 | 150.3138 | 633 | 180.9823 | 3 | 30000 | 3 | 0 | 29819.0177 | 329590.4085 | 19 | 6871.1472 | 3487.6476 | 144.4385 | 23279.1667 | 189191.5434 | 30150.3138 | 0 | 159041.2295 | 159041.2295 | -5.6843e-14 | 6871.1472 | 0 | 0 | 0 | 0 | 0
2022-07-21 20:00 | 0 | 0 | 35871 | 0 | 633 | 0 | 3 | 30000 | 3 | 0 | 30000 | 299771.3908 | 19 | 6720.8333 | 3487.6476 | 141.2788 | 23279.1667 | 189191.5434 | 30000 | 0 | 159191.5434 | 159191.5434 | 0 | 6720.8333 | 0 | 0 | 0 | 0 | 0
2022-07-21 21:00 | 0 | 0 | 35871 | 0 | 633 | 0 | 3 | 30000 | 3 | 0 | 30000 | 269771.3908 | 19 | 6720.8333 | 3487.6476 | 141.2788 | 23279.1667 | 189191.5434 | 30000 | 0 | 159191.5434 | 159191.5434 | 0 | 6720.8333 | 0 | 0 | 0 | 0 | 0
2022-07-21 22:00 | 0 | 0 | 35871 | 0 | 633 | 0 | 3 | 30000 | 3 | 0 | 30000 | 239771.3908 | 19 | 6720.8333 | 3487.6476 | 141.2788 | 23279.1667 | 189191.5434 | 30000 | 0 | 159191.5434 | 159191.5434 | 0 | 6720.8333 | 0 | 0 | 0 | 0 | 0
2022-07-21 23:00 | 0 | 0 | 35871 | 0 | 633 | 0 | 3 | 30000 | 3 | 0 | 30000 | 209771.3908 | 19 | 6720.8333 | 3487.6476 | 141.2788 | 23279.1667 | 189191.5434 | 30000 | 0 | 159191.5434 | 159191.5434 | 0 | 6720.8333 | 0 | 0 | 0 | 0 | 0
2022-07-22 | 0 | 0 | 35871 | 0 | 633 | 0 | 3 | 30000 | 3 | 0 | 30000 | 179771.3908 | 19 | 6791.6667 | 3487.6476 | 142.7678 | 23208.3333 | 189120.71 | 30000 | 0 | 159120.71 | 159120.71 | 0 | 6791.6667 | 0 | 0 | 0 | 0 | 0
2022-07-22 01:00 | 0 | 0 | 35871 | 0 | 633 | 0 | 3 | 30000 | 3 | 0 | 30000 | 149771.3908 | 19 | 6791.6667 | 3487.6476 | 142.7678 | 23208.3333 | 189120.71 | 30000 | 0 | 159120.71 | 159120.71 | 0 | 6791.6667 | 0 | 0 | 0 | 0 | 0
2022-07-22 02:00 | 0 | 0 | 35871 | 0 | 633 | 0 | 3 | 30000 | 3 | 0 | 30000 | 119771.3908 | 19 | 6791.6667 | 3487.6476 | 142.7678 | 23208.3333 | 189120.71 | 30000 | 0 | 159120.71 | 159120.71 | 0 | 6791.6667 | 0 | 0 | 0 | 0 | 0
2022-07-22 03:00 | 0 | 0 | 35871 | 0 | 633 | 0 | 3 | 30000 | 3 | 0 | 30000 | 89771.3908 | 19 | 6791.6667 | 3487.6476 | 142.7678 | 23208.3333 | 189120.71 | 30000 | 0 | 159120.71 | 159120.71 | 0 | 6791.6667 | 0 | 0 | 0 | 0 | 0
2022-07-22 04:00 | 0 | 0 | 35871 | 0 | 633 | 0 | 3 | 30000 | 3 | 0 | 30000 | 59771.3908 | 19 | 6791.6667 | 3487.6476 | 142.7678 | 23208.3333 | 189120.71 | 30000 | 0 | 159120.71 | 159120.71 | 0 | 6791.6667 | 0 | 0 | 0 | 0 | 0
2022-07-22 05:00 | 0.0057 | 0.00216 | 35871 | 198.3308 | 633 | 228.6092 | 3 | 30000 | 3 | 0 | 29771.3908 | 29771.3908 | 19 | 6989.9974 | 3487.6476 | 146.9369 | 23208.3333 | 189120.71 | 30198.3308 | 0 | 158922.3793 | 158922.3793 | 2.8422e-14 | 6989.9974 | 0 | 0 | 0 | 0 | 0
2022-07-22 06:00 | 0.122 | 0.29038 | 35871 | 4244.9741 | 633 | 30733.1223 | 3 | 28463.3592 | 2.8463 | 0 | 0 | 0 | 19 | 9500 | 3487.6476 | 199.6997 | 23208.3333 | 189120.71 | 32708.3333 | 0 | 156412.3767 | 156412.3767 | 0 | 9500 | 0 | 0 | 0 | 0 | 0
2022-07-22 07:00 | 0.33323 | 0.5651 | 35871 | 11594.6945 | 633 | 59808.8278 | 3 | 21113.6388 | 2.1114 | 0 | 0 | 0 | 19 | 9500 | 3487.6476 | 199.6997 | 23208.3333 | 189120.71 | 32708.3333 | 0 | 156412.3767 | 156412.3767 | 0 | 9500 | 0 | 0 | 0 | 0 | 0
2022-07-22 08:00 | 0.55312 | 0.72966 | 35871 | 19245.7385 | 633 | 77225.4632 | 3 | 13462.5948 | 1.3463 | 0 | 0 | 0 | 19 | 9500 | 3487.6476 | 199.6997 | 23208.3333 | 189120.71 | 32708.3333 | 0 | 156412.3767 | 156412.3767 | 0 | 9500 | 0 | 0 | 0 | 0 | 0
2022-07-22 09:00 | 0.7492 | 0.80978 | 35871 | 26068.3166 | 633 | 85705.1717 | 3 | 6640.0167 | 0.664 | 0 | 0 | 0 | 19 | 9500 | 3487.6476 | 199.6997 | 23208.3333 | 189120.71 | 32708.3333 | 0 | 156412.3767 | 156412.3767 | 2859.9833 | 6640.0167 | 0 | 0 | 0 | 0 | 0
2022-07-22 10:00 | 0.90083 | 0.86136 | 35871 | 31344.2627 | 633 | 91164.2751 | 3 | 1364.0706 | 0.13641 | 0 | 0 | 0 | 19 | 9500 | 3487.6476 | 199.6997 | 23208.3333 | 189120.71 | 32708.3333 | 0 | 156412.3767 | 156412.3767 | 8135.9294 | 1364.0706 | 0 | 0 | 0 | 0 | 0
2022-07-22 11:00 | 0.99605 | 0.94109 | 35871 | 34657.4303 | 633 | 99602.707 | 3 | 0 | 0 | 0 | 0 | 0 | 19 | 9500 | 3487.6476 | 199.6997 | 23208.3333 | 189120.71 | 32708.3333 | 0 | 156412.3767 | 156412.3767 | 9500 | 0 | 0 | 0 | 0 | 0 | 0
2022-07-22 12:00 | 1.0065 | 0.8406 | 35871 | 35022.0805 | 633 | 88967.0866 | 3 | 0 | 0 | 10577.197 | 0 | 0 | 19 | 9500 | 3487.6476 | 199.6997 | 23208.3333 | 189120.71 | 32708.3333 | 0 | 156412.3767 | 156412.3767 | 9500 | 0 | 0 | 0 | 0 | 0 | 0
2022-07-22 13:00 | 0.97383 | 0.81514 | 35871 | 33884.2883 | 633 | 86272.4613 | 3 | 0 | 0 | 86272.4613 | 0 | 10577.197 | 19 | 9500 | 3487.6476 | 199.6997 | 23208.3333 | 189120.71 | 32708.3333 | 0 | 156412.3767 | 156412.3767 | 9500 | 0 | 0 | 0 | 0 | 0 | 0
2022-07-22 14:00 | 0.8778 | 0.79235 | 35871 | 30542.9369 | 633 | 83860.4224 | 3 | 2165.3964 | 0.21654 | 81695.0259 | 0 | 96849.6582 | 19 | 9500 | 3487.6476 | 199.6997 | 23208.3333 | 189120.71 | 32708.3333 | 0 | 156412.3767 | 156412.3767 | 7334.6036 | 2165.3964 | 0 | 0 | 0 | 0 | 0
2022-07-22 15:00 | 0.72408 | 0.72982 | 35871 | 25194.2695 | 633 | 77242.3972 | 3 | 7514.0639 | 0.75141 | 69728.3334 | 0 | 178544.6841 | 19 | 9500 | 3487.6476 | 199.6997 | 23208.3333 | 189120.71 | 32708.3333 | 0 | 156412.3767 | 156412.3767 | 1985.9361 | 7514.0639 | 0 | 0 | 0 | 0 | 0
2022-07-22 16:00 | 0.52845 | 0.65048 | 35871 | 18387.3491 | 633 | 68845.242 | 3 | 14320.9843 | 1.4321 | 54524.2578 | 0 | 248273.0175 | 19 | 9500 | 3487.6476 | 199.6997 | 23208.3333 | 189120.71 | 32708.3333 | 0 | 156412.3767 | 156412.3767 | 0 | 9500 | 0 | 0 | 0 | 0 | 0
2022-07-22 17:00 | 0.31092 | 0.48891 | 35871 | 10818.421 | 633 | 51745.061 | 3 | 21889.9124 | 2.189 | 29855.1487 | 0 | 302797.2753 | 19 | 9500 | 3487.6476 | 199.6997 | 23208.3333 | 189120.71 | 32708.3333 | 0 | 156412.3767 | 156412.3767 | 0 | 9500 | 0 | 0 | 0 | 0 | 0
2022-07-22 18:00 | 0.1075 | 0.23774 | 35871 | 3740.4485 | 633 | 25161.831 | 3 | 28967.8848 | 2.8968 | 0 | 3806.0538 | 332652.4239 | 19 | 9500 | 3487.6476 | 199.6997 | 23208.3333 | 189120.71 | 32708.3333 | 0 | 156412.3767 | 156412.3767 | 0 | 9500 | 0 | 0 | 0 | 0 | 0
2022-07-22 19:00 | 0.00415 | 0.00217 | 35871 | 144.3987 | 633 | 229.6676 | 3 | 30000 | 3 | 0 | 29770.3324 | 328846.3702 | 19 | 6936.0654 | 3487.6476 | 145.8032 | 23208.3333 | 189120.71 | 30144.3987 | 0 | 158976.3113 | 158976.3113 | -2.8422e-14 | 6936.0654 | 0 | 0 | 0 | 0 | 0
2022-07-22 20:00 | 0 | 0 | 35871 | 0 | 633 | 0 | 3 | 30000 | 3 | 0 | 30000 | 299076.0378 | 19 | 6791.6667 | 3487.6476 | 142.7678 | 23208.3333 | 189120.71 | 30000 | 0 | 159120.71 | 159120.71 | 0 | 6791.6667 | 0 | 0 | 0 | 0 | 0
2022-07-22 21:00 | 0 | 0 | 35871 | 0 | 633 | 0 | 3 | 30000 | 3 | 0 | 30000 | 269076.0378 | 19 | 6791.6667 | 3487.6476 | 142.7678 | 23208.3333 | 189120.71 | 30000 | 0 | 159120.71 | 159120.71 | 0 | 6791.6667 | 0 | 0 | 0 | 0 | 0
2022-07-22 22:00 | 0 | 0 | 35871 | 0 | 633 | 0 | 3 | 30000 | 3 | 0 | 30000 | 239076.0378 | 19 | 6791.6667 | 3487.6476 | 142.7678 | 23208.3333 | 189120.71 | 30000 | 0 | 159120.71 | 159120.71 | 0 | 6791.6667 | 0 | 0 | 0 | 0 | 0
2022-07-22 23:00 | 0 | 0 | 35871 | 0 | 633 | 0 | 3 | 30000 | 3 | 0 | 30000 | 209076.0378 | 19 | 6791.6667 | 3487.6476 | 142.7678 | 23208.3333 | 189120.71 | 30000 | 0 | 159120.71 | 159120.71 | 0 | 6791.6667 | 0 | 0 | 0 | 0 | 0
2022-07-23 | 0 | 0 | 35871 | 0 | 633 | 0 | 3 | 30000 | 3 | 0 | 30000 | 179076.0378 | 19 | 7375 | 3487.6476 | 155.03 | 22625 | 188537.3767 | 30000 | 0 | 158537.3767 | 158537.3767 | 0 | 7375 | 0 | 0 | 0 | 0 | 0
2022-07-23 01:00 | 0 | 0 | 35871 | 0 | 633 | 0 | 3 | 30000 | 3 | 0 | 30000 | 149076.0378 | 19 | 7375 | 3487.6476 | 155.03 | 22625 | 188537.3767 | 30000 | 0 | 158537.3767 | 158537.3767 | 0 | 7375 | 0 | 0 | 0 | 0 | 0
2022-07-23 02:00 | 0 | 0 | 35871 | 0 | 633 | 0 | 3 | 30000 | 3 | 0 | 30000 | 119076.0378 | 19 | 7375 | 3487.6476 | 155.03 | 22625 | 188537.3767 | 30000 | 0 | 158537.3767 | 158537.3767 | 0 | 7375 | 0 | 0 | 0 | 0 | 0
2022-07-23 03:00 | 0 | 0 | 35871 | 0 | 633 | 0 | 3 | 30000 | 3 | 0 | 30000 | 89076.0378 | 19 | 7375 | 3487.6476 | 155.03 | 22625 | 188537.3767 | 30000 | 0 | 158537.3767 | 158537.3767 | 0 | 7375 | 0 | 0 | 0 | 0 | 0
2022-07-23 04:00 | 0 | 0 | 35871 | 0 | 633 | 0 | 3 | 30000 | 3 | 0 | 30000 | 59076.0378 | 19 | 7375 | 3487.6476 | 155.03 | 22625 | 188537.3767 | 30000 | 0 | 158537.3767 | 158537.3767 | 0 | 7375 | 0 | 0 | 0 | 0 | 0
2022-07-23 05:00 | 0.0058 | 0.00873 | 35871 | 201.8102 | 633 | 923.9622 | 3 | 30000 | 3 | 0 | 29076.0378 | 29076.0378 | 19 | 7576.8102 | 3487.6476 | 159.2723 | 22625 | 188537.3767 | 30201.8102 | 0 | 158335.5665 | 158335.5665 | 5.6843e-14 | 7576.8102 | 0 | 0 | 0 | 0 | 0
2022-07-23 06:00 | 0.12873 | 0.36827 | 35871 | 4479.1436 | 633 | 38976.813 | 3 | 27645.8564 | 2.7646 | 0 | 0 | 0 | 19 | 9500 | 3487.6476 | 199.6997 | 22625 | 188537.3767 | 32125 | 0 | 156412.3767 | 156412.3767 | 0 | 9500 | 0 | 0 | 0 | 0 | 0
2022-07-23 07:00 | 0.34395 | 0.62705 | 35871 | 11967.6955 | 633 | 66365.4671 | 3 | 20157.3045 | 2.0157 | 0 | 0 | 0 | 19 | 9500 | 3487.6476 | 199.6997 | 22625 | 188537.3767 | 32125 | 0 | 156412.3767 | 156412.3767 | 0 | 9500 | 0 | 0 | 0 | 0 | 0
2022-07-23 08:00 | 0.56558 | 0.77923 | 35871 | 19679.2826 | 633 | 82471.833 | 3 | 12445.7174 | 1.2446 | 0 | 0 | 0 | 19 | 9500 | 3487.6476 | 199.6997 | 22625 | 188537.3767 | 32125 | 0 | 156412.3767 | 156412.3767 | 0 | 9500 | 0 | 0 | 0 | 0 | 0
2022-07-23 09:00 | 0.76065 | 0.84325 | 35871 | 26466.7179 | 633 | 89247.5562 | 3 | 5658.2821 | 0.56583 | 0 | 0 | 0 | 19 | 9500 | 3487.6476 | 199.6997 | 22625 | 188537.3767 | 32125 | 0 | 156412.3767 | 156412.3767 | 3841.7179 | 5658.2821 | 0 | 0 | 0 | 0 | 0
2022-07-23 10:00 | 0.91275 | 0.89358 | 35871 | 31759.0176 | 633 | 94574.3626 | 3 | 365.9824 | 0.036598 | 0 | 0 | 0 | 19 | 9500 | 3487.6476 | 199.6997 | 22625 | 188537.3767 | 32125 | 0 | 156412.3767 | 156412.3767 | 9134.0176 | 365.9824 | 0 | 0 | 0 | 0 | 0
2022-07-23 11:00 | 1.0082 | 0.9628 | 35871 | 35079.1441 | 633 | 101900.4413 | 3 | 0 | 0 | 0 | 0 | 0 | 19 | 9500 | 3487.6476 | 199.6997 | 22625 | 188537.3767 | 32125 | 0 | 156412.3767 | 156412.3767 | 9500 | 0 | 0 | 0 | 0 | 0 | 0
2022-07-23 12:00 | 1.014 | 0.8511 | 35871 | 35280.9543 | 633 | 90078.3814 | 3 | 0 | 0 | 0 | 0 | 0 | 19 | 9500 | 3487.6476 | 199.6997 | 22625 | 188537.3767 | 32125 | 0 | 156412.3767 | 156412.3767 | 9500 | 0 | 0 | 0 | 0 | 0 | 0
2022-07-23 13:00 | 0.98165 | 0.82599 | 35871 | 34156.3841 | 633 | 87420.7992 | 3 | 0 | 0 | 81760.4036 | 0 | 0 | 19 | 9500 | 3487.6476 | 199.6997 | 22625 | 188537.3767 | 32125 | 0 | 156412.3767 | 156412.3767 | 9500 | 0 | 0 | 0 | 0 | 0 | 0
2022-07-23 14:00 | 0.88467 | 0.80245 | 35871 | 30781.9776 | 633 | 84929.3821 | 3 | 1343.0224 | 0.1343 | 83586.3598 | 0 | 81760.4036 | 19 | 9500 | 3487.6476 | 199.6997 | 22625 | 188537.3767 | 32125 | 0 | 156412.3767 | 156412.3767 | 8156.9776 | 1343.0224 | 0 | 0 | 0 | 0 | 0
2022-07-23 15:00 | 0.73085 | 0.75065 | 35871 | 25429.8307 | 633 | 79446.9944 | 3 | 6695.1693 | 0.66952 | 72751.8252 | 0 | 165346.7634 | 19 | 9500 | 3487.6476 | 199.6997 | 22625 | 188537.3767 | 32125 | 0 | 156412.3767 | 156412.3767 | 2804.8307 | 6695.1693 | 0 | 0 | 0 | 0 | 0
2022-07-23 16:00 | 0.53433 | 0.66468 | 35871 | 18591.9429 | 633 | 70348.136 | 3 | 13533.0571 | 1.3533 | 56815.0789 | 0 | 238098.5886 | 19 | 9500 | 3487.6476 | 199.6997 | 22625 | 188537.3767 | 32125 | 0 | 156412.3767 | 156412.3767 | 0 | 9500 | 0 | 0 | 0 | 0 | 0
2022-07-23 17:00 | 0.31477 | 0.51858 | 35871 | 10952.3812 | 633 | 54885.2626 | 3 | 21172.6188 | 2.1173 | 33712.6438 | 0 | 294913.6674 | 19 | 9500 | 3487.6476 | 199.6997 | 22625 | 188537.3767 | 32125 | 0 | 156412.3767 | 156412.3767 | 0 | 9500 | 0 | 0 | 0 | 0 | 0
2022-07-23 18:00 | 0.1092 | 0.2665 | 35871 | 3799.5998 | 633 | 28205.7204 | 3 | 28325.4002 | 2.8325 | 0 | 119.6798 | 328626.3113 | 19 | 9500 | 3487.6476 | 199.6997 | 22625 | 188537.3767 | 32125 | 0 | 156412.3767 | 156412.3767 | 0 | 9500 | 0 | 0 | 0 | 0 | 0
2022-07-23 19:00 | 0.00395 | 0.0038 | 35871 | 137.4397 | 633 | 402.1829 | 3 | 30000 | 3 | 0 | 29597.8171 | 328506.6315 | 19 | 7512.4397 | 3487.6476 | 157.9192 | 22625 | 188537.3767 | 30137.4397 | 0 | 158399.937 | 158399.937 | 2.8422e-14 | 7512.4397 | 0 | 0 | 0 | 0 | 0
2022-07-23 20:00 | 0 | 0 | 35871 | 0 | 633 | 0 | 3 | 30000 | 3 | 0 | 30000 | 298908.8143 | 19 | 7375 | 3487.6476 | 155.03 | 22625 | 188537.3767 | 30000 | 0 | 158537.3767 | 158537.3767 | 0 | 7375 | 0 | 0 | 0 | 0 | 0
2022-07-23 21:00 | 0 | 0 | 35871 | 0 | 633 | 0 | 3 | 30000 | 3 | 0 | 30000 | 268908.8143 | 19 | 7375 | 3487.6476 | 155.03 | 22625 | 188537.3767 | 30000 | 0 | 158537.3767 | 158537.3767 | 0 | 7375 | 0 | 0 | 0 | 0 | 0
2022-07-23 22:00 | 0 | 0 | 35871 | 0 | 633 | 0 | 3 | 30000 | 3 | 0 | 30000 | 238908.8143 | 19 | 7375 | 3487.6476 | 155.03 | 22625 | 188537.3767 | 30000 | 0 | 158537.3767 | 158537.3767 | 0 | 7375 | 0 | 0 | 0 | 0 | 0
2022-07-23 23:00 | 0 | 0 | 35871 | 0 | 633 | 0 | 3 | 30000 | 3 | 0 | 30000 | 208908.8143 | 19 | 7375 | 3487.6476 | 155.03 | 22625 | 188537.3767 | 30000 | 0 | 158537.3767 | 158537.3767 | 0 | 7375 | 0 | 0 | 0 | 0 | 0
2022-07-24 | 0 | 0 | 35871 | 0 | 633 | 0 | 3 | 30000 | 3 | 0 | 30000 | 178908.8143 | 19 | 6916.6667 | 3487.6476 | 145.3954 | 23083.3333 | 188995.71 | 30000 | 0 | 158995.71 | 158995.71 | 0 | 6916.6667 | 0 | 0 | 0 | 0 | 0
2022-07-24 01:00 | 0 | 0 | 35871 | 0 | 633 | 0 | 3 | 30000 | 3 | 0 | 30000 | 148908.8143 | 19 | 6916.6667 | 3487.6476 | 145.3954 | 23083.3333 | 188995.71 | 30000 | 0 | 158995.71 | 158995.71 | 0 | 6916.6667 | 0 | 0 | 0 | 0 | 0
2022-07-24 02:00 | 0 | 0 | 35871 | 0 | 633 | 0 | 3 | 30000 | 3 | 0 | 30000 | 118908.8143 | 19 | 6916.6667 | 3487.6476 | 145.3954 | 23083.3333 | 188995.71 | 30000 | 0 | 158995.71 | 158995.71 | 0 | 6916.6667 | 0 | 0 | 0 | 0 | 0
2022-07-24 03:00 | 0 | 0 | 35871 | 0 | 633 | 0 | 3 | 30000 | 3 | 0 | 30000 | 88908.8143 | 19 | 6916.6667 | 3487.6476 | 145.3954 | 23083.3333 | 188995.71 | 30000 | 0 | 158995.71 | 158995.71 | 0 | 6916.6667 | 0 | 0 | 0 | 0 | 0
2022-07-24 04:00 | 0 | 0 | 35871 | 0 | 633 | 0 | 3 | 30000 | 3 | 0 | 30000 | 58908.8143 | 19 | 6916.6667 | 3487.6476 | 145.3954 | 23083.3333 | 188995.71 | 30000 | 0 | 158995.71 | 158995.71 | 0 | 6916.6667 | 0 | 0 | 0 | 0 | 0
2022-07-24 05:00 | 0.00535 | 0.01031 | 35871 | 186.1526 | 633 | 1091.1857 | 3 | 30000 | 3 | 0 | 28908.8143 | 28908.8143 | 19 | 7102.8192 | 3487.6476 | 149.3085 | 23083.3333 | 188995.71 | 30186.1526 | 0 | 158809.5575 | 158809.5575 | -2.8422e-14 | 7102.8192 | 0 | 0 | 0 | 0 | 0
2022-07-24 06:00 | 0.12638 | 0.37386 | 35871 | 4397.3757 | 633 | 39568.4451 | 3 | 28185.9577 | 2.8186 | 0 | 0 | 0 | 19 | 9500 | 3487.6476 | 199.6997 | 23083.3333 | 188995.71 | 32583.3333 | 0 | 156412.3767 | 156412.3767 | 0 | 9500 | 0 | 0 | 0 | 0 | 0
2022-07-24 07:00 | 0.34317 | 0.63019 | 35871 | 11940.5555 | 633 | 66697.7971 | 3 | 20642.7778 | 2.0643 | 0 | 0 | 0 | 19 | 9500 | 3487.6476 | 199.6997 | 23083.3333 | 188995.71 | 32583.3333 | 0 | 156412.3767 | 156412.3767 | 0 | 9500 | 0 | 0 | 0 | 0 | 0
2022-07-24 08:00 | 0.5662 | 0.78046 | 35871 | 19700.8554 | 633 | 82602.0133 | 3 | 12882.4779 | 1.2882 | 0 | 0 | 0 | 19 | 9500 | 3487.6476 | 199.6997 | 23083.3333 | 188995.71 | 32583.3333 | 0 | 156412.3767 | 156412.3767 | 0 | 9500 | 0 | 0 | 0 | 0 | 0
2022-07-24 09:00 | 0.76422 | 0.85369 | 35871 | 26590.9356 | 633 | 90352.5007 | 3 | 5992.3978 | 0.59924 | 0 | 0 | 0 | 19 | 9500 | 3487.6476 | 199.6997 | 23083.3333 | 188995.71 | 32583.3333 | 0 | 156412.3767 | 156412.3767 | 3507.6022 | 5992.3978 | 0 | 0 | 0 | 0 | 0
2022-07-24 10:00 | 0.91722 | 0.89927 | 35871 | 31914.5507 | 633 | 95176.5786 | 3 | 668.7827 | 0.066878 | 30000 | 0 | 0 | 19 | 9500 | 3487.6476 | 199.6997 | 23083.3333 | 188995.71 | 32583.3333 | 0 | 156412.3767 | 156412.3767 | 8831.2173 | 668.7827 | 0 | 0 | 0 | 0 | 0
2022-07-24 11:00 | 1.0126 | 0.96518 | 35871 | 35233.2854 | 633 | 102152.3348 | 3 | 30000 | 3 | 0 | 30000 | 30000 | 19 | 9500 | 3487.6476 | 199.6997 | 23083.3333 | 188995.71 | 32583.3333 | 0 | 156412.3767 | 156412.3767 | 9500 | 0 | 0 | 0 | 0 | 30000 | 0
2022-07-24 12:00 | 1.0095 | 0.8355 | 35871 | 35124.3774 | 633 | 88427.3148 | 3 | 0 | 0 | 9265.1472 | 0 | 0 | 19 | 9500 | 3487.6476 | 199.6997 | 23083.3333 | 188995.71 | 32583.3333 | 0 | 156412.3767 | 156412.3767 | 9500 | 0 | 0 | 0 | 0 | 0 | 0
2022-07-24 13:00 | 0.97535 | 0.80908 | 35871 | 33937.1765 | 633 | 85631.0854 | 3 | 0 | 0 | 85631.0854 | 0 | 9265.1472 | 19 | 9500 | 3487.6476 | 199.6997 | 23083.3333 | 188995.71 | 32583.3333 | 0 | 156412.3767 | 156412.3767 | 9500 | 0 | 0 | 0 | 0 | 0 | 0
2022-07-24 14:00 | 0.87733 | 0.78986 | 35871 | 30526.5833 | 633 | 83596.8867 | 3 | 2056.75 | 0.20568 | 81540.1367 | 0 | 94896.2326 | 19 | 9500 | 3487.6476 | 199.6997 | 23083.3333 | 188995.71 | 32583.3333 | 0 | 156412.3767 | 156412.3767 | 7443.25 | 2056.75 | 0 | 0 | 0 | 0 | 0
2022-07-24 15:00 | 0.72205 | 0.74015 | 35871 | 25123.6359 | 633 | 78335.6996 | 3 | 7459.6974 | 0.74597 | 70876.0022 | 0 | 176436.3693 | 19 | 9500 | 3487.6476 | 199.6997 | 23083.3333 | 188995.71 | 32583.3333 | 0 | 156412.3767 | 156412.3767 | 2040.3026 | 7459.6974 | 0 | 0 | 0 | 0 | 0
2022-07-24 16:00 | 0.52428 | 0.64568 | 35871 | 18242.2544 | 633 | 68337.2216 | 3 | 14341.0789 | 1.4341 | 53996.1427 | 0 | 247312.3715 | 19 | 9500 | 3487.6476 | 199.6997 | 23083.3333 | 188995.71 | 32583.3333 | 0 | 156412.3767 | 156412.3767 | 0 | 9500 | 0 | 0 | 0 | 0 | 0
2022-07-24 17:00 | 0.30477 | 0.50203 | 35871 | 10604.4325 | 633 | 53133.6503 | 3 | 21978.9008 | 2.1979 | 31154.7495 | 0 | 301308.5142 | 19 | 9500 | 3487.6476 | 199.6997 | 23083.3333 | 188995.71 | 32583.3333 | 0 | 156412.3767 | 156412.3767 | 0 | 9500 | 0 | 0 | 0 | 0 | 0
2022-07-24 18:00 | 0.1025 | 0.23988 | 35871 | 3566.4742 | 633 | 25388.3235 | 3 | 29016.8592 | 2.9017 | 0 | 3628.5357 | 332463.2637 | 19 | 9500 | 3487.6476 | 199.6997 | 23083.3333 | 188995.71 | 32583.3333 | 0 | 156412.3767 | 156412.3767 | 0 | 9500 | 0 | 0 | 0 | 0 | 0
2022-07-24 19:00 | 0.00347 | 0.00402 | 35871 | 120.7382 | 633 | 425.4672 | 3 | 30000 | 3 | 0 | 29574.5328 | 328834.728 | 19 | 7037.4049 | 3487.6476 | 147.9334 | 23083.3333 | 188995.71 | 30120.7382 | 0 | 158874.9718 | 158874.9718 | -7.1054e-14 | 7037.4049 | 0 | 0 | 0 | 0 | 0
2022-07-24 20:00 | 0 | 0 | 35871 | 0 | 633 | 0 | 3 | 30000 | 3 | 0 | 30000 | 299260.1952 | 19 | 6916.6667 | 3487.6476 | 145.3954 | 23083.3333 | 188995.71 | 30000 | 0 | 158995.71 | 158995.71 | 0 | 6916.6667 | 0 | 0 | 0 | 0 | 0
2022-07-24 21:00 | 0 | 0 | 35871 | 0 | 633 | 0 | 3 | 30000 | 3 | 0 | 30000 | 269260.1952 | 19 | 6916.6667 | 3487.6476 | 145.3954 | 23083.3333 | 188995.71 | 30000 | 0 | 158995.71 | 158995.71 | 0 | 6916.6667 | 0 | 0 | 0 | 0 | 0
2022-07-24 22:00 | 0 | 0 | 35871 | 0 | 633 | 0 | 3 | 30000 | 3 | 0 | 30000 | 239260.1952 | 19 | 6916.6667 | 3487.6476 | 145.3954 | 23083.3333 | 188995.71 | 30000 | 0 | 158995.71 | 158995.71 | 0 | 6916.6667 | 0 | 0 | 0 | 0 | 0
2022-07-24 23:00 | 0 | 0 | 35871 | 0 | 633 | 0 | 3 | 30000 | 3 | 0 | 30000 | 209260.1952 | 19 | 6916.6667 | 3487.6476 | 145.3954 | 23083.3333 | 188995.71 | 30000 | 0 | 158995.71 | 158995.71 | 0 | 6916.6667 | 0 | 0 | 0 | 0 | 0
2022-07-25 | 0 | 0 | 35871 | 0 | 633 | 0 | 3 | 30000 | 3 | 0 | 30000 | 179260.1952 | 19 | 6958.3333 | 3487.6476 | 146.2713 | 23041.6667 | 188954.0434 | 30000 | 0 | 158954.0434 | 158954.0434 | 0 | 6958.3333 | 0 | 0 | 0 | 0 | 0
2022-07-25 01:00 | 0 | 0 | 35871 | 0 | 633 | 0 | 3 | 30000 | 3 | 0 | 30000 | 149260.1952 | 19 | 6958.3333 | 3487.6476 | 146.2713 | 23041.6667 | 188954.0434 | 30000 | 0 | 158954.0434 | 158954.0434 | 0 | 6958.3333 | 0 | 0 | 0 | 0 | 0
2022-07-25 02:00 | 0 | 0 | 35871 | 0 | 633 | 0 | 3 | 30000 | 3 | 0 | 30000 | 119260.1952 | 19 | 6958.3333 | 3487.6476 | 146.2713 | 23041.6667 | 188954.0434 | 30000 | 0 | 158954.0434 | 158954.0434 | 0 | 6958.3333 | 0 | 0 | 0 | 0 | 0
2022-07-25 03:00 | 0 | 0 | 35871 | 0 | 633 | 0 | 3 | 30000 | 3 | 0 | 30000 | 89260.1952 | 19 | 6958.3333 | 3487.6476 | 146.2713 | 23041.6667 | 188954.0434 | 30000 | 0 | 158954.0434 | 158954.0434 | 0 | 6958.3333 | 0 | 0 | 0 | 0 | 0
2022-07-25 04:00 | 0 | 0 | 35871 | 0 | 633 | 0 | 3 | 30000 | 3 | 0 | 30000 | 59260.1952 | 19 | 6958.3333 | 3487.6476 | 146.2713 | 23041.6667 | 188954.0434 | 30000 | 0 | 158954.0434 | 158954.0434 | 0 | 6958.3333 | 0 | 0 | 0 | 0 | 0
2022-07-25 05:00 | 0.00485 | 0.00699 | 35871 | 168.7551 | 633 | 739.8048 | 3 | 30000 | 3 | 0 | 29260.1952 | 29260.1952 | 19 | 7127.0885 | 3487.6476 | 149.8187 | 23041.6667 | 188954.0434 | 30168.7551 | 0 | 158785.2883 | 158785.2883 | -8.5265e-14 | 7127.0885 | 0 | 0 | 0 | 0 | 0
2022-07-25 06:00 | 0.12038 | 0.33037 | 35871 | 4188.6065 | 633 | 34965.5679 | 3 | 28353.0602 | 2.8353 | 0 | 0 | 0 | 19 | 9500 | 3487.6476 | 199.6997 | 23041.6667 | 188954.0434 | 32541.6667 | 0 | 156412.3767 | 156412.3767 | 0 | 9500 | 0 | 0 | 0 | 0 | 0
2022-07-25 07:00 | 0.33462 | 0.58723 | 35871 | 11643.0594 | 633 | 62151.0138 | 3 | 20898.6073 | 2.0899 | 0 | 0 | 0 | 19 | 9500 | 3487.6476 | 199.6997 | 23041.6667 | 188954.0434 | 32541.6667 | 0 | 156412.3767 | 156412.3767 | 0 | 9500 | 0 | 0 | 0 | 0 | 0
2022-07-25 08:00 | 0.5585 | 0.74561 | 35871 | 19432.9349 | 633 | 78913.5729 | 3 | 13108.7318 | 1.3109 | 0 | 0 | 0 | 19 | 9500 | 3487.6476 | 199.6997 | 23041.6667 | 188954.0434 | 32541.6667 | 0 | 156412.3767 | 156412.3767 | 0 | 9500 | 0 | 0 | 0 | 0 | 0
2022-07-25 09:00 | 0.75688 | 0.82385 | 35871 | 26335.5412 | 633 | 87194.3068 | 3 | 6206.1255 | 0.62061 | 0 | 0 | 0 | 19 | 9500 | 3487.6476 | 199.6997 | 23041.6667 | 188954.0434 | 32541.6667 | 0 | 156412.3767 | 156412.3767 | 3293.8745 | 6206.1255 | 0 | 0 | 0 | 0 | 0
2022-07-25 10:00 | 0.90962 | 0.87213 | 35871 | 31650.1096 | 633 | 92304.1461 | 3 | 891.557 | 0.089156 | 0 | 0 | 0 | 19 | 9500 | 3487.6476 | 199.6997 | 23041.6667 | 188954.0434 | 32541.6667 | 0 | 156412.3767 | 156412.3767 | 8608.443 | 891.557 | 0 | 0 | 0 | 0 | 0
2022-07-25 11:00 | 1.0052 | 0.93807 | 35871 | 34976.4992 | 633 | 99283.0774 | 3 | 0 | 0 | 0 | 0 | 0 | 19 | 9500 | 3487.6476 | 199.6997 | 23041.6667 | 188954.0434 | 32541.6667 | 0 | 156412.3767 | 156412.3767 | 9500 | 0 | 0 | 0 | 0 | 0 | 0
2022-07-25 12:00 | 1.0062 | 0.82495 | 35871 | 35010.5982 | 633 | 87310.7281 | 3 | 0 | 0 | 14770.0231 | 0 | 0 | 19 | 9500 | 3487.6476 | 199.6997 | 23041.6667 | 188954.0434 | 32541.6667 | 0 | 156412.3767 | 156412.3767 | 9500 | 0 | 0 | 0 | 0 | 0 | 0
2022-07-25 13:00 | 0.97253 | 0.79928 | 35871 | 33839.0549 | 633 | 84593.8769 | 3 | 0 | 0 | 84593.8769 | 0 | 14770.0231 | 19 | 9500 | 3487.6476 | 199.6997 | 23041.6667 | 188954.0434 | 32541.6667 | 0 | 156412.3767 | 156412.3767 | 9500 | 0 | 0 | 0 | 0 | 0 | 0
2022-07-25 14:00 | 0.87485 | 0.7773 | 35871 | 30440.292 | 633 | 82267.5665 | 3 | 2101.3746 | 0.21014 | 80166.1918 | 0 | 99363.9 | 19 | 9500 | 3487.6476 | 199.6997 | 23041.6667 | 188954.0434 | 32541.6667 | 0 | 156412.3767 | 156412.3767 | 7398.6254 | 2101.3746 | 0 | 0 | 0 | 0 | 0
2022-07-25 15:00 | 0.72028 | 0.72868 | 35871 | 25062.049 | 633 | 77121.7424 | 3 | 7479.6177 | 0.74796 | 69642.1247 | 0 | 179530.0918 | 19 | 9500 | 3487.6476 | 199.6997 | 23041.6667 | 188954.0434 | 32541.6667 | 0 | 156412.3767 | 156412.3767 | 2020.3823 | 7479.6177 | 0 | 0 | 0 | 0 | 0
2022-07-25 16:00 | 0.5235 | 0.63869 | 35871 | 18215.1144 | 633 | 67597.4167 | 3 | 14326.5522 | 1.4327 | 53270.8645 | 0 | 249172.2165 | 19 | 9500 | 3487.6476 | 199.6997 | 23041.6667 | 188954.0434 | 32541.6667 | 0 | 156412.3767 | 156412.3767 | 0 | 9500 | 0 | 0 | 0 | 0 | 0
2022-07-25 17:00 | 0.30445 | 0.49908 | 35871 | 10593.2982 | 633 | 52821.4294 | 3 | 21948.3685 | 2.1948 | 30873.0609 | 0 | 302443.081 | 19 | 9500 | 3487.6476 | 199.6997 | 23041.6667 | 188954.0434 | 32541.6667 | 0 | 156412.3767 | 156412.3767 | 0 | 9500 | 0 | 0 | 0 | 0 | 0
2022-07-25 18:00 | 0.10222 | 0.23358 | 35871 | 3556.7316 | 633 | 24721.5466 | 3 | 28984.9351 | 2.8985 | 0 | 4263.3884 | 333316.1419 | 19 | 9500 | 3487.6476 | 199.6997 | 23041.6667 | 188954.0434 | 32541.6667 | 0 | 156412.3767 | 156412.3767 | 0 | 9500 | 0 | 0 | 0 | 0 | 0
2022-07-25 19:00 | 0.00333 | 0.0032 | 35871 | 115.8669 | 633 | 338.6803 | 3 | 30000 | 3 | 0 | 29661.3197 | 329052.7535 | 19 | 7074.2003 | 3487.6476 | 148.7069 | 23041.6667 | 188954.0434 | 30115.8669 | 0 | 158838.1765 | 158838.1765 | 4.2633e-14 | 7074.2003 | 0 | 0 | 0 | 0 | 0
2022-07-25 20:00 | 0 | 0 | 35871 | 0 | 633 | 0 | 3 | 30000 | 3 | 0 | 30000 | 299391.4338 | 19 | 6958.3333 | 3487.6476 | 146.2713 | 23041.6667 | 188954.0434 | 30000 | 0 | 158954.0434 | 158954.0434 | 0 | 6958.3333 | 0 | 0 | 0 | 0 | 0
2022-07-25 21:00 | 0 | 0 | 35871 | 0 | 633 | 0 | 3 | 30000 | 3 | 0 | 30000 | 269391.4338 | 19 | 6958.3333 | 3487.6476 | 146.2713 | 23041.6667 | 188954.0434 | 30000 | 0 | 158954.0434 | 158954.0434 | 0 | 6958.3333 | 0 | 0 | 0 | 0 | 0
2022-07-25 22:00 | 0 | 0 | 35871 | 0 | 633 | 0 | 3 | 30000 | 3 | 0 | 30000 | 239391.4338 | 19 | 6958.3333 | 3487.6476 | 146.2713 | 23041.6667 | 188954.0434 | 30000 | 0 | 158954.0434 | 158954.0434 | 0 | 6958.3333 | 0 | 0 | 0 | 0 | 0
2022-07-25 23:00 | 0 | 0 | 35871 | 0 | 633 | 0 | 3 | 30000 | 3 | 0 | 30000 | 209391.4338 | 19 | 6958.3333 | 3487.6476 | 146.2713 | 23041.6667 | 188954.0434 | 30000 | 0 | 158954.0434 | 158954.0434 | 0 | 6958.3333 | 0 | 0 | 0 | 0 | 0
2022-07-26 | 0 | 0 | 35871 | 0 | 633 | 0 | 3 | 30000 | 3 | 0 | 30000 | 179391.4338 | 19 | 7183.3333 | 3487.6476 | 151.001 | 22816.6667 | 188729.0434 | 30000 | 0 | 158729.0434 | 158729.0434 | 0 | 7183.3333 | 0 | 0 | 0 | 0 | 0
2022-07-26 01:00 | 0 | 0 | 35871 | 0 | 633 | 0 | 3 | 30000 | 3 | 0 | 30000 | 149391.4338 | 19 | 7183.3333 | 3487.6476 | 151.001 | 22816.6667 | 188729.0434 | 30000 | 0 | 158729.0434 | 158729.0434 | 0 | 7183.3333 | 0 | 0 | 0 | 0 | 0
2022-07-26 02:00 | 0 | 0 | 35871 | 0 | 633 | 0 | 3 | 30000 | 3 | 0 | 30000 | 119391.4338 | 19 | 7183.3333 | 3487.6476 | 151.001 | 22816.6667 | 188729.0434 | 30000 | 0 | 158729.0434 | 158729.0434 | 0 | 7183.3333 | 0 | 0 | 0 | 0 | 0
2022-07-26 03:00 | 0 | 0 | 35871 | 0 | 633 | 0 | 3 | 30000 | 3 | 0 | 30000 | 89391.4338 | 19 | 7183.3333 | 3487.6476 | 151.001 | 22816.6667 | 188729.0434 | 30000 | 0 | 158729.0434 | 158729.0434 | 0 | 7183.3333 | 0 | 0 | 0 | 0 | 0
2022-07-26 04:00 | 0 | 0 | 35871 | 0 | 633 | 0 | 3 | 30000 | 3 | 0 | 30000 | 59391.4338 | 19 | 7183.3333 | 3487.6476 | 151.001 | 22816.6667 | 188729.0434 | 30000 | 0 | 158729.0434 | 158729.0434 | 0 | 7183.3333 | 0 | 0 | 0 | 0 | 0
2022-07-26 05:00 | 0.00445 | 0.00575 | 35871 | 154.8372 | 633 | 608.5662 | 3 | 30000 | 3 | 0 | 29391.4338 | 29391.4338 | 19 | 7338.1705 | 3487.6476 | 154.2558 | 22816.6667 | 188729.0434 | 30154.8372 | 0 | 158574.2062 | 158574.2062 | -2.8422e-14 | 7338.1705 | 0 | 0 | 0 | 0 | 0
2022-07-26 06:00 | 0.11365 | 0.28727 | 35871 | 3954.437 | 633 | 30403.9674 | 3 | 28362.2297 | 2.8362 | 0 | 0 | 0 | 19 | 9500 | 3487.6476 | 199.6997 | 22816.6667 | 188729.0434 | 32316.6667 | 0 | 156412.3767 | 156412.3767 | 0 | 9500 | 0 | 0 | 0 | 0 | 0
2022-07-26 07:00 | 0.3222 | 0.54445 | 35871 | 11210.9071 | 633 | 57623.2813 | 3 | 21105.7596 | 2.1106 | 0 | 0 | 0 | 19 | 9500 | 3487.6476 | 199.6997 | 22816.6667 | 188729.0434 | 32316.6667 | 0 | 156412.3767 | 156412.3767 | 0 | 9500 | 0 | 0 | 0 | 0 | 0
2022-07-26 08:00 | 0.54417 | 0.69595 | 35871 | 18934.3244 | 633 | 73657.6777 | 3 | 13382.3423 | 1.3382 | 0 | 0 | 0 | 19 | 9500 | 3487.6476 | 199.6997 | 22816.6667 | 188729.0434 | 32316.6667 | 0 | 156412.3767 | 156412.3767 | 0 | 9500 | 0 | 0 | 0 | 0 | 0
2022-07-26 09:00 | 0.7422 | 0.78775 | 35871 | 25824.7525 | 633 | 83373.5694 | 3 | 6491.9142 | 0.64919 | 0 | 0 | 0 | 19 | 9500 | 3487.6476 | 199.6997 | 22816.6667 | 188729.0434 | 32316.6667 | 0 | 156412.3767 | 156412.3767 | 3008.0858 | 6491.9142 | 0 | 0 | 0 | 0 | 0
2022-07-26 10:00 | 0.89565 | 0.83845 | 35871 | 31164.0253 | 633 | 88739.5357 | 3 | 1152.6414 | 0.11526 | 0 | 0 | 0 | 19 | 9500 | 3487.6476 | 199.6997 | 22816.6667 | 188729.0434 | 32316.6667 | 0 | 156412.3767 | 156412.3767 | 8347.3586 | 1152.6414 | 0 | 0 | 0 | 0 | 0
2022-07-26 11:00 | 0.99133 | 0.87193 | 35871 | 34493.1985 | 633 | 92282.9786 | 3 | 0 | 0 | 0 | 0 | 0 | 19 | 9500 | 3487.6476 | 199.6997 | 22816.6667 | 188729.0434 | 32316.6667 | 0 | 156412.3767 | 156412.3767 | 9500 | 0 | 0 | 0 | 0 | 0 | 0
2022-07-26 12:00 | 1.0157 | 0.88067 | 35871 | 35341.8454 | 633 | 93207.9992 | 3 | 0 | 0 | 90061.0027 | 0 | 0 | 19 | 9500 | 3487.6476 | 199.6997 | 22816.6667 | 188729.0434 | 32316.6667 | 0 | 156412.3767 | 156412.3767 | 9500 | 0 | 0 | 0 | 0 | 0 | 0
2022-07-26 13:00 | 0.98228 | 0.85208 | 35871 | 34178.3049 | 633 | 90182.1022 | 3 | 0 | 0 | 90182.1022 | 0 | 90061.0027 | 19 | 9500 | 3487.6476 | 199.6997 | 22816.6667 | 188729.0434 | 32316.6667 | 0 | 156412.3767 | 156412.3767 | 9500 | 0 | 0 | 0 | 0 | 0 | 0
2022-07-26 14:00 | 0.84683 | 0.72445 | 35871 | 29465.3398 | 633 | 76674.0493 | 3 | 2851.3269 | 0.28513 | 73822.7224 | 0 | 180243.1049 | 19 | 9500 | 3487.6476 | 199.6997 | 22816.6667 | 188729.0434 | 32316.6667 | 0 | 156412.3767 | 156412.3767 | 6648.6731 | 2851.3269 | 0 | 0 | 0 | 0 | 0
2022-07-26 15:00 | 0.67292 | 0.60104 | 35871 | 23414.1639 | 633 | 63612.6311 | 3 | 8902.5027 | 0.89025 | 54710.1284 | 0 | 254065.8274 | 19 | 9500 | 3487.6476 | 199.6997 | 22816.6667 | 188729.0434 | 32316.6667 | 0 | 156412.3767 | 156412.3767 | 597.4973 | 8902.5027 | 0 | 0 | 0 | 0 | 0
2022-07-26 16:00 | 0.46945 | 0.44712 | 35871 | 16334.4517 | 633 | 47322.1077 | 3 | 15982.2149 | 1.5982 | 31339.8928 | 0 | 308775.9557 | 19 | 9500 | 3487.6476 | 199.6997 | 22816.6667 | 188729.0434 | 32316.6667 | 0 | 156412.3767 | 156412.3767 | 0 | 9500 | 0 | 0 | 0 | 0 | 0
2022-07-26 17:00 | 0.26162 | 0.26402 | 35871 | 9103.0339 | 633 | 27943.2432 | 3 | 23213.6328 | 2.3214 | 4729.6104 | 0 | 340115.8485 | 19 | 9500 | 3487.6476 | 199.6997 | 22816.6667 | 188729.0434 | 32316.6667 | 0 | 156412.3767 | 156412.3767 | 0 | 9500 | 0 | 0 | 0 | 0 | 0
2022-07-26 18:00 | 0.09565 | 0.1251 | 35871 | 3328.1293 | 633 | 13240.2838 | 3 | 28988.5374 | 2.8989 | 0 | 15748.2536 | 344845.4589 | 19 | 9500 | 3487.6476 | 199.6997 | 22816.6667 | 188729.0434 | 32316.6667 | 0 | 156412.3767 | 156412.3767 | 0 | 9500 | 0 | 0 | 0 | 0 | 0
2022-07-26 19:00 | 0 | 0 | 35871 | 0 | 633 | 0 | 3 | 30000 | 3 | 0 | 30000 | 329097.2053 | 19 | 7183.3333 | 3487.6476 | 151.001 | 22816.6667 | 188729.0434 | 30000 | 0 | 158729.0434 | 158729.0434 | 0 | 7183.3333 | 0 | 0 | 0 | 0 | 0
2022-07-26 20:00 | 0 | 0 | 35871 | 0 | 633 | 0 | 3 | 30000 | 3 | 0 | 30000 | 299097.2053 | 19 | 7183.3333 | 3487.6476 | 151.001 | 22816.6667 | 188729.0434 | 30000 | 0 | 158729.0434 | 158729.0434 | 0 | 7183.3333 | 0 | 0 | 0 | 0 | 0
2022-07-26 21:00 | 0 | 0 | 35871 | 0 | 633 | 0 | 3 | 30000 | 3 | 0 | 30000 | 269097.2053 | 19 | 7183.3333 | 3487.6476 | 151.001 | 22816.6667 | 188729.0434 | 30000 | 0 | 158729.0434 | 158729.0434 | 0 | 7183.3333 | 0 | 0 | 0 | 0 | 0
2022-07-26 22:00 | 0 | 0 | 35871 | 0 | 633 | 0 | 3 | 30000 | 3 | 0 | 30000 | 239097.2053 | 19 | 7183.3333 | 3487.6476 | 151.001 | 22816.6667 | 188729.0434 | 30000 | 0 | 158729.0434 | 158729.0434 | 0 | 7183.3333 | 0 | 0 | 0 | 0 | 0
2022-07-26 23:00 | 0 | 0 | 35871 | 0 | 633 | 0 | 3 | 30000 | 3 | 0 | 30000 | 209097.2053 | 19 | 7183.3333 | 3487.6476 | 151.001 | 22816.6667 | 188729.0434 | 30000 | 0 | 158729.0434 | 158729.0434 | 0 | 7183.3333 | 0 | 0 | 0 | 0 | 0
2022-07-27 | 0 | 0 | 35871 | 0 | 633 | 0 | 3 | 30000 | 3 | 0 | 30000 | 179097.2053 | 19 | 6733.3333 | 3487.6476 | 141.5415 | 23266.6667 | 189179.0434 | 30000 | 0 | 159179.0434 | 159179.0434 | 0 | 6733.3333 | 0 | 0 | 0 | 0 | 0
2022-07-27 01:00 | 0 | 0 | 35871 | 0 | 633 | 0 | 3 | 30000 | 3 | 0 | 30000 | 149097.2053 | 19 | 6733.3333 | 3487.6476 | 141.5415 | 23266.6667 | 189179.0434 | 30000 | 0 | 159179.0434 | 159179.0434 | 0 | 6733.3333 | 0 | 0 | 0 | 0 | 0
2022-07-27 02:00 | 0 | 0 | 35871 | 0 | 633 | 0 | 3 | 30000 | 3 | 0 | 30000 | 119097.2053 | 19 | 6733.3333 | 3487.6476 | 141.5415 | 23266.6667 | 189179.0434 | 30000 | 0 | 159179.0434 | 159179.0434 | 0 | 6733.3333 | 0 | 0 | 0 | 0 | 0
2022-07-27 03:00 | 0 | 0 | 35871 | 0 | 633 | 0 | 3 | 30000 | 3 | 0 | 30000 | 89097.2053 | 19 | 6733.3333 | 3487.6476 | 141.5415 | 23266.6667 | 189179.0434 | 30000 | 0 | 159179.0434 | 159179.0434 | 0 | 6733.3333 | 0 | 0 | 0 | 0 | 0
2022-07-27 04:00 | 0 | 0 | 35871 | 0 | 633 | 0 | 3 | 30000 | 3 | 0 | 30000 | 59097.2053 | 19 | 6733.3333 | 3487.6476 | 141.5415 | 23266.6667 | 189179.0434 | 30000 | 0 | 159179.0434 | 159179.0434 | 0 | 6733.3333 | 0 | 0 | 0 | 0 | 0
2022-07-27 05:00 | 0.00447 | 0.00853 | 35871 | 155.5331 | 633 | 902.7947 | 3 | 30000 | 3 | 0 | 29097.2053 | 29097.2053 | 19 | 6888.8664 | 3487.6476 | 144.811 | 23266.6667 | 189179.0434 | 30155.5331 | 0 | 159023.5103 | 159023.5103 | 5.6843e-14 | 6888.8664 | 0 | 0 | 0 | 0 | 0
2022-07-27 06:00 | 0.1202 | 0.34457 | 35871 | 4182.3434 | 633 | 36468.4618 | 3 | 28584.3233 | 2.8584 | 0 | 0 | 0 | 19 | 9500 | 3487.6476 | 199.6997 | 23266.6667 | 189179.0434 | 32766.6667 | 0 | 156412.3767 | 156412.3767 | 0 | 9500 | 0 | 0 | 0 | 0 | 0
2022-07-27 07:00 | 0.3362 | 0.62272 | 35871 | 11698.0353 | 633 | 65907.1903 | 3 | 21068.6314 | 2.1069 | 0 | 0 | 0 | 19 | 9500 | 3487.6476 | 199.6997 | 23266.6667 | 189179.0434 | 32766.6667 | 0 | 156412.3767 | 156412.3767 | 0 | 9500 | 0 | 0 | 0 | 0 | 0
2022-07-27 08:00 | 0.55947 | 0.75953 | 35871 | 19466.6859 | 633 | 80386.8323 | 3 | 13299.9807 | 1.33 | 0 | 0 | 0 | 19 | 9500 | 3487.6476 | 199.6997 | 23266.6667 | 189179.0434 | 32766.6667 | 0 | 156412.3767 | 156412.3767 | 0 | 9500 | 0 | 0 | 0 | 0 | 0
2022-07-27 09:00 | 0.75728 | 0.84346 | 35871 | 26349.4592 | 633 | 89269.7821 | 3 | 6417.2075 | 0.64172 | 0 | 0 | 0 | 19 | 9500 | 3487.6476 | 199.6997 | 23266.6667 | 189179.0434 | 32766.6667 | 0 | 156412.3767 | 156412.3767 | 3082.7925 | 6417.2075 | 0 | 0 | 0 | 0 | 0
2022-07-27 10:00 | 0.90978 | 0.89491 | 35871 | 31655.6768 | 633 | 94715.1266 | 3 | 1110.9898 | 0.1111 | 63984.1768 | 0 | 0 | 19 | 9500 | 3487.6476 | 199.6997 | 23266.6667 | 189179.0434 | 32766.6667 | 0 | 156412.3767 | 156412.3767 | 8389.0102 | 1110.9898 | 0 | 0 | 0 | 0 | 0
2022-07-27 11:00 | 1.0051 | 0.92016 | 35871 | 34974.0636 | 633 | 97387.526 | 3 | 30000 | 3 | 0 | 30000 | 63984.1768 | 19 | 9500 | 3487.6476 | 199.6997 | 23266.6667 | 189179.0434 | 32766.6667 | 0 | 156412.3767 | 156412.3767 | 9500 | 0 | 0 | 0 | 0 | 30000 | 0
2022-07-27 12:00 | 1.029 | 0.92013 | 35871 | 35804.9651 | 633 | 97384.3509 | 3 | 0 | 0 | 97384.3509 | 0 | 33984.1768 | 19 | 9500 | 3487.6476 | 199.6997 | 23266.6667 | 189179.0434 | 32766.6667 | 0 | 156412.3767 | 156412.3767 | 9500 | 0 | 0 | 0 | 0 | 0 | 0
2022-07-27 13:00 | 0.96688 | 0.75513 | 35871 | 33642.4639 | 633 | 79921.1469 | 3 | 0 | 0 | 79921.1469 | 0 | 131368.5276 | 19 | 9500 | 3487.6476 | 199.6997 | 23266.6667 | 189179.0434 | 32766.6667 | 0 | 156412.3767 | 156412.3767 | 9500 | 0 | 0 | 0 | 0 | 0 | 0
2022-07-27 14:00 | 0.849 | 0.65279 | 35871 | 29540.8446 | 633 | 69089.7269 | 3 | 3225.822 | 0.32258 | 65863.9049 | 0 | 211289.6745 | 19 | 9500 | 3487.6476 | 199.6997 | 23266.6667 | 189179.0434 | 32766.6667 | 0 | 156412.3767 | 156412.3767 | 6274.178 | 3225.822 | 0 | 0 | 0 | 0 | 0
2022-07-27 15:00 | 0.6775 | 0.5431 | 35871 | 23573.5244 | 633 | 57480.4006 | 3 | 9193.1422 | 0.91931 | 48287.2583 | 0 | 277153.5794 | 19 | 9500 | 3487.6476 | 199.6997 | 23266.6667 | 189179.0434 | 32766.6667 | 0 | 156412.3767 | 156412.3767 | 306.8578 | 9193.1422 | 0 | 0 | 0 | 0 | 0
2022-07-27 16:00 | 0.4701 | 0.41073 | 35871 | 16357.0684 | 633 | 43470.6774 | 3 | 16409.5983 | 1.641 | 27061.0792 | 0 | 325440.8377 | 19 | 9500 | 3487.6476 | 199.6997 | 23266.6667 | 189179.0434 | 32766.6667 | 0 | 156412.3767 | 156412.3767 | 0 | 9500 | 0 | 0 | 0 | 0 | 0
2022-07-27 17:00 | 0.2679 | 0.21824 | 35871 | 9321.5457 | 633 | 23097.9978 | 3 | 23445.121 | 2.3445 | 0 | 347.1232 | 352501.9169 | 19 | 9500 | 3487.6476 | 199.6997 | 23266.6667 | 189179.0434 | 32766.6667 | 0 | 156412.3767 | 156412.3767 | 0 | 9500 | 0 | 0 | 0 | 0 | 0
2022-07-27 18:00 | 0.09565 | 0.06051 | 35871 | 3328.1293 | 633 | 6404.2332 | 3 | 29438.5374 | 2.9439 | 0 | 23034.3042 | 352154.7937 | 19 | 9500 | 3487.6476 | 199.6997 | 23266.6667 | 189179.0434 | 32766.6667 | 0 | 156412.3767 | 156412.3767 | 0 | 9500 | 0 | 0 | 0 | 0 | 0
2022-07-27 19:00 | 0 | 0 | 35871 | 0 | 633 | 0 | 3 | 30000 | 3 | 0 | 30000 | 329120.4895 | 19 | 6733.3333 | 3487.6476 | 141.5415 | 23266.6667 | 189179.0434 | 30000 | 0 | 159179.0434 | 159179.0434 | 0 | 6733.3333 | 0 | 0 | 0 | 0 | 0
2022-07-27 20:00 | 0 | 0 | 35871 | 0 | 633 | 0 | 3 | 30000 | 3 | 0 | 30000 | 299120.4895 | 19 | 6733.3333 | 3487.6476 | 141.5415 | 23266.6667 | 189179.0434 | 30000 | 0 | 159179.0434 | 159179.0434 | 0 | 6733.3333 | 0 | 0 | 0 | 0 | 0
2022-07-27 21:00 | 0 | 0 | 35871 | 0 | 633 | 0 | 3 | 30000 | 3 | 0 | 30000 | 269120.4895 | 19 | 6733.3333 | 3487.6476 | 141.5415 | 23266.6667 | 189179.0434 | 30000 | 0 | 159179.0434 | 159179.0434 | 0 | 6733.3333 | 0 | 0 | 0 | 0 | 0
2022-07-27 22:00 | 0 | 0 | 35871 | 0 | 633 | 0 | 3 | 30000 | 3 | 0 | 30000 | 239120.4895 | 19 | 6733.3333 | 3487.6476 | 141.5415 | 23266.6667 | 189179.0434 | 30000 | 0 | 159179.0434 | 159179.0434 | 0 | 6733.3333 | 0 | 0 | 0 | 0 | 0
2022-07-27 23:00 | 0 | 0 | 35871 | 0 | 633 | 0 | 3 | 30000 | 3 | 0 | 30000 | 209120.4895 | 19 | 6733.3333 | 3487.6476 | 141.5415 | 23266.6667 | 189179.0434 | 30000 | 0 | 159179.0434 | 159179.0434 | 0 | 6733.3333 | 0 | 0 | 0 | 0 | 0
2022-07-28 | 0 | 0 | 35871 | 0 | 633 | 0 | 3 | 30000 | 3 | 0 | 30000 | 179120.4895 | 19 | 6791.6667 | 3487.6476 | 142.7678 | 23208.3333 | 189120.71 | 30000 | 0 | 159120.71 | 159120.71 | 0 | 6791.6667 | 0 | 0 | 0 | 0 | 0
2022-07-28 01:00 | 0 | 0 | 35871 | 0 | 633 | 0 | 3 | 30000 | 3 | 0 | 30000 | 149120.4895 | 19 | 6791.6667 | 3487.6476 | 142.7678 | 23208.3333 | 189120.71 | 30000 | 0 | 159120.71 | 159120.71 | 0 | 6791.6667 | 0 | 0 | 0 | 0 | 0
2022-07-28 02:00 | 0 | 0 | 35871 | 0 | 633 | 0 | 3 | 30000 | 3 | 0 | 30000 | 119120.4895 | 19 | 6791.6667 | 3487.6476 | 142.7678 | 23208.3333 | 189120.71 | 30000 | 0 | 159120.71 | 159120.71 | 0 | 6791.6667 | 0 | 0 | 0 | 0 | 0
2022-07-28 03:00 | 0 | 0 | 35871 | 0 | 633 | 0 | 3 | 30000 | 3 | 0 | 30000 | 89120.4895 | 19 | 6791.6667 | 3487.6476 | 142.7678 | 23208.3333 | 189120.71 | 30000 | 0 | 159120.71 | 159120.71 | 0 | 6791.6667 | 0 | 0 | 0 | 0 | 0
2022-07-28 04:00 | 0 | 0 | 35871 | 0 | 633 | 0 | 3 | 30000 | 3 | 0 | 30000 | 59120.4895 | 19 | 6791.6667 | 3487.6476 | 142.7678 | 23208.3333 | 189120.71 | 30000 | 0 | 159120.71 | 159120.71 | 0 | 6791.6667 | 0 | 0 | 0 | 0 | 0
2022-07-28 05:00 | 0.00418 | 0.00831 | 35871 | 145.4426 | 633 | 879.5105 | 3 | 30000 | 3 | 0 | 29120.4895 | 29120.4895 | 19 | 6937.1092 | 3487.6476 | 145.8251 | 23208.3333 | 189120.71 | 30145.4426 | 0 | 158975.2675 | 158975.2675 | -5.6843e-14 | 6937.1092 | 0 | 0 | 0 | 0 | 0
2022-07-28 06:00 | 0.11662 | 0.33239 | 35871 | 4057.7777 | 633 | 35179.3599 | 3 | 28650.5556 | 2.8651 | 0 | 0 | 0 | 19 | 9500 | 3487.6476 | 199.6997 | 23208.3333 | 189120.71 | 32708.3333 | 0 | 156412.3767 | 156412.3767 | 0 | 9500 | 0 | 0 | 0 | 0 | 0
2022-07-28 07:00 | 0.33083 | 0.60016 | 35871 | 11511.1868 | 633 | 63519.494 | 3 | 21197.1465 | 2.1197 | 0 | 0 | 0 | 19 | 9500 | 3487.6476 | 199.6997 | 23208.3333 | 189120.71 | 32708.3333 | 0 | 156412.3767 | 156412.3767 | 0 | 9500 | 0 | 0 | 0 | 0 | 0
2022-07-28 08:00 | 0.5534 | 0.74453 | 35871 | 19255.4811 | 633 | 78799.2683 | 3 | 13452.8523 | 1.3453 | 0 | 0 | 0 | 19 | 9500 | 3487.6476 | 199.6997 | 23208.3333 | 189120.71 | 32708.3333 | 0 | 156412.3767 | 156412.3767 | 0 | 9500 | 0 | 0 | 0 | 0 | 0
2022-07-28 09:00 | 0.75108 | 0.83087 | 35871 | 26133.731 | 633 | 87937.2867 | 3 | 6574.6024 | 0.65746 | 0 | 0 | 0 | 19 | 9500 | 3487.6476 | 199.6997 | 23208.3333 | 189120.71 | 32708.3333 | 0 | 156412.3767 | 156412.3767 | 2925.3976 | 6574.6024 | 0 | 0 | 0 | 0 | 0
2022-07-28 10:00 | 0.90412 | 0.88452 | 35871 | 31458.7379 | 633 | 93615.474 | 3 | 1249.5955 | 0.12496 | 30000 | 0 | 0 | 19 | 9500 | 3487.6476 | 199.6997 | 23208.3333 | 189120.71 | 32708.3333 | 0 | 156412.3767 | 156412.3767 | 8250.4045 | 1249.5955 | 0 | 0 | 0 | 0 | 0
2022-07-28 11:00 | 1.0001 | 0.9114 | 35871 | 34798.3495 | 633 | 96460.3886 | 3 | 30000 | 3 | 0 | 30000 | 30000 | 19 | 9500 | 3487.6476 | 199.6997 | 23208.3333 | 189120.71 | 32708.3333 | 0 | 156412.3767 | 156412.3767 | 9500 | 0 | 0 | 0 | 0 | 30000 | 0
2022-07-28 12:00 | 1.0119 | 0.86247 | 35871 | 35208.929 | 633 | 91281.7549 | 3 | 0 | 0 | 0 | 0 | 0 | 19 | 9500 | 3487.6476 | 199.6997 | 23208.3333 | 189120.71 | 32708.3333 | 0 | 156412.3767 | 156412.3767 | 9500 | 0 | 0 | 0 | 0 | 0 | 0
2022-07-28 13:00 | 0.9779 | 0.83102 | 35871 | 34025.9034 | 633 | 87953.1624 | 3 | 0 | 0 | 87580.7652 | 0 | 0 | 19 | 9500 | 3487.6476 | 199.6997 | 23208.3333 | 189120.71 | 32708.3333 | 0 | 156412.3767 | 156412.3767 | 9500 | 0 | 0 | 0 | 0 | 0 | 0
2022-07-28 14:00 | 0.87908 | 0.80522 | 35871 | 30587.4743 | 633 | 85222.5523 | 3 | 2120.859 | 0.21209 | 83101.6933 | 0 | 87580.7652 | 19 | 9500 | 3487.6476 | 199.6997 | 23208.3333 | 189120.71 | 32708.3333 | 0 | 156412.3767 | 156412.3767 | 7379.141 | 2120.859 | 0 | 0 | 0 | 0 | 0
2022-07-28 15:00 | 0.72353 | 0.75347 | 35871 | 25175.1323 | 633 | 79745.4565 | 3 | 7533.201 | 0.75332 | 72212.2554 | 0 | 170682.4584 | 19 | 9500 | 3487.6476 | 199.6997 | 23208.3333 | 189120.71 | 32708.3333 | 0 | 156412.3767 | 156412.3767 | 1966.799 | 7533.201 | 0 | 0 | 0 | 0 | 0
2022-07-28 16:00 | 0.52433 | 0.66652 | 35871 | 18243.9942 | 633 | 70542.8772 | 3 | 14464.3391 | 1.4464 | 56078.538 | 0 | 242894.7139 | 19 | 9500 | 3487.6476 | 199.6997 | 23208.3333 | 189120.71 | 32708.3333 | 0 | 156412.3767 | 156412.3767 | 0 | 9500 | 0 | 0 | 0 | 0 | 0
2022-07-28 17:00 | 0.30348 | 0.51552 | 35871 | 10559.5471 | 633 | 54561.3996 | 3 | 22148.7862 | 2.2149 | 32412.6134 | 0 | 298973.2519 | 19 | 9500 | 3487.6476 | 199.6997 | 23208.3333 | 189120.71 | 32708.3333 | 0 | 156412.3767 | 156412.3767 | 0 | 9500 | 0 | 0 | 0 | 0 | 0
2022-07-28 18:00 | 0.10597 | 0.2562 | 35871 | 3687.2124 | 633 | 27115.5931 | 3 | 29021.121 | 2.9021 | 0 | 1905.5278 | 331385.8652 | 19 | 9500 | 3487.6476 | 199.6997 | 23208.3333 | 189120.71 | 32708.3333 | 0 | 156412.3767 | 156412.3767 | 0 | 9500 | 0 | 0 | 0 | 0 | 0
2022-07-28 19:00 | 0 | 0 | 35871 | 0 | 633 | 0 | 3 | 30000 | 3 | 0 | 30000 | 329480.3374 | 19 | 6791.6667 | 3487.6476 | 142.7678 | 23208.3333 | 189120.71 | 30000 | 0 | 159120.71 | 159120.71 | 0 | 6791.6667 | 0 | 0 | 0 | 0 | 0
2022-07-28 20:00 | 0 | 0 | 35871 | 0 | 633 | 0 | 3 | 30000 | 3 | 0 | 30000 | 299480.3374 | 19 | 6791.6667 | 3487.6476 | 142.7678 | 23208.3333 | 189120.71 | 30000 | 0 | 159120.71 | 159120.71 | 0 | 6791.6667 | 0 | 0 | 0 | 0 | 0
2022-07-28 21:00 | 0 | 0 | 35871 | 0 | 633 | 0 | 3 | 30000 | 3 | 0 | 30000 | 269480.3374 | 19 | 6791.6667 | 3487.6476 | 142.7678 | 23208.3333 | 189120.71 | 30000 | 0 | 159120.71 | 159120.71 | 0 | 6791.6667 | 0 | 0 | 0 | 0 | 0
2022-07-28 22:00 | 0 | 0 | 35871 | 0 | 633 | 0 | 3 | 30000 | 3 | 0 | 30000 | 239480.3374 | 19 | 6791.6667 | 3487.6476 | 142.7678 | 23208.3333 | 189120.71 | 30000 | 0 | 159120.71 | 159120.71 | 0 | 6791.6667 | 0 | 0 | 0 | 0 | 0
2022-07-28 23:00 | 0 | 0 | 35871 | 0 | 633 | 0 | 3 | 30000 | 3 | 0 | 30000 | 209480.3374 | 19 | 6791.6667 | 3487.6476 | 142.7678 | 23208.3333 | 189120.71 | 30000 | 0 | 159120.71 | 159120.71 | 0 | 6791.6667 | 0 | 0 | 0 | 0 | 0
2022-07-29 | 0 | 0 | 35871 | 0 | 633 | 0 | 3 | 30000 | 3 | 0 | 30000 | 179480.3374 | 19 | 6541.6667 | 3487.6476 | 137.5125 | 23458.3333 | 189370.71 | 30000 | 0 | 159370.71 | 159370.71 | 0 | 6541.6667 | 0 | 0 | 0 | 0 | 0
2022-07-29 01:00 | 0 | 0 | 35871 | 0 | 633 | 0 | 3 | 30000 | 3 | 0 | 30000 | 149480.3374 | 19 | 6541.6667 | 3487.6476 | 137.5125 | 23458.3333 | 189370.71 | 30000 | 0 | 159370.71 | 159370.71 | 0 | 6541.6667 | 0 | 0 | 0 | 0 | 0
2022-07-29 02:00 | 0 | 0 | 35871 | 0 | 633 | 0 | 3 | 30000 | 3 | 0 | 30000 | 119480.3374 | 19 | 6541.6667 | 3487.6476 | 137.5125 | 23458.3333 | 189370.71 | 30000 | 0 | 159370.71 | 159370.71 | 0 | 6541.6667 | 0 | 0 | 0 | 0 | 0
2022-07-29 03:00 | 0 | 0 | 35871 | 0 | 633 | 0 | 3 | 30000 | 3 | 0 | 30000 | 89480.3374 | 19 | 6541.6667 | 3487.6476 | 137.5125 | 23458.3333 | 189370.71 | 30000 | 0 | 159370.71 | 159370.71 | 0 | 6541.6667 | 0 | 0 | 0 | 0 | 0
2022-07-29 04:00 | 0 | 0 | 35871 | 0 | 633 | 0 | 3 | 30000 | 3 | 0 | 30000 | 59480.3374 | 19 | 6541.6667 | 3487.6476 | 137.5125 | 23458.3333 | 189370.71 | 30000 | 0 | 159370.71 | 159370.71 | 0 | 6541.6667 | 0 | 0 | 0 | 0 | 0
2022-07-29 05:00 | 0.00378 | 0.00491 | 35871 | 131.5246 | 633 | 519.6626 | 3 | 30000 | 3 | 0 | 29480.3374 | 29480.3374 | 19 | 6673.1913 | 3487.6476 | 140.2773 | 23458.3333 | 189370.71 | 30131.5246 | 0 | 159239.1854 | 159239.1854 | -2.8422e-14 | 6673.1913 | 0 | 0 | 0 | 0 | 0
2022-07-29 06:00 | 0.11028 | 0.28535 | 35871 | 3837.1783 | 633 | 30200.7592 | 3 | 29121.1551 | 2.9121 | 0 | 0 | 0 | 19 | 9500 | 3487.6476 | 199.6997 | 23458.3333 | 189370.71 | 32958.3333 | 0 | 156412.3767 | 156412.3767 | 0 | 9500 | 0 | 0 | 0 | 0 | 0
2022-07-29 07:00 | 0.31923 | 0.54697 | 35871 | 11107.5664 | 633 | 57889.9921 | 3 | 21850.767 | 2.1851 | 0 | 0 | 0 | 19 | 9500 | 3487.6476 | 199.6997 | 23458.3333 | 189370.71 | 32958.3333 | 0 | 156412.3767 | 156412.3767 | 0 | 9500 | 0 | 0 | 0 | 0 | 0
2022-07-29 08:00 | 0.54058 | 0.69231 | 35871 | 18809.4108 | 633 | 73272.4289 | 3 | 14148.9225 | 1.4149 | 0 | 0 | 0 | 19 | 9500 | 3487.6476 | 199.6997 | 23458.3333 | 189370.71 | 32958.3333 | 0 | 156412.3767 | 156412.3767 | 0 | 9500 | 0 | 0 | 0 | 0 | 0
2022-07-29 09:00 | 0.73688 | 0.77192 | 35871 | 25639.6438 | 633 | 81698.1602 | 3 | 7318.6895 | 0.73187 | 0 | 0 | 0 | 19 | 9500 | 3487.6476 | 199.6997 | 23458.3333 | 189370.71 | 32958.3333 | 0 | 156412.3767 | 156412.3767 | 2181.3105 | 7318.6895 | 0 | 0 | 0 | 0 | 0
2022-07-29 10:00 | 0.89047 | 0.82074 | 35871 | 30983.7879 | 633 | 86865.1518 | 3 | 1974.5454 | 0.19745 | 0 | 0 | 0 | 19 | 9500 | 3487.6476 | 199.6997 | 23458.3333 | 189370.71 | 32958.3333 | 0 | 156412.3767 | 156412.3767 | 7525.4546 | 1974.5454 | 0 | 0 | 0 | 0 | 0
2022-07-29 11:00 | 0.98353 | 0.83961 | 35871 | 34221.7985 | 633 | 88862.3073 | 3 | 0 | 0 | 16256.2564 | 0 | 0 | 19 | 9500 | 3487.6476 | 199.6997 | 23458.3333 | 189370.71 | 32958.3333 | 0 | 156412.3767 | 156412.3767 | 9500 | 0 | 0 | 0 | 0 | 0 | 0
2022-07-29 12:00 | 0.98135 | 0.74555 | 35871 | 34145.9457 | 633 | 78907.2227 | 3 | 0 | 0 | 78907.2227 | 0 | 16256.2564 | 19 | 9500 | 3487.6476 | 199.6997 | 23458.3333 | 189370.71 | 32958.3333 | 0 | 156412.3767 | 156412.3767 | 9500 | 0 | 0 | 0 | 0 | 0 | 0
2022-07-29 13:00 | 0.9473 | 0.71856 | 35871 | 32961.1804 | 633 | 76050.6659 | 3 | 0 | 0 | 76050.6659 | 0 | 95163.4791 | 19 | 9500 | 3487.6476 | 199.6997 | 23458.3333 | 189370.71 | 32958.3333 | 0 | 156412.3767 | 156412.3767 | 9500 | 0 | 0 | 0 | 0 | 0 | 0
2022-07-29 14:00 | 0.84755 | 0.69764 | 35871 | 29490.3921 | 633 | 73836.5433 | 3 | 3467.9413 | 0.34679 | 70368.602 | 0 | 171214.145 | 19 | 9500 | 3487.6476 | 199.6997 | 23458.3333 | 189370.71 | 32958.3333 | 0 | 156412.3767 | 156412.3767 | 6032.0587 | 3467.9413 | 0 | 0 | 0 | 0 | 0
2022-07-29 15:00 | 0.6906 | 0.63566 | 35871 | 24029.3372 | 633 | 67276.7288 | 3 | 8928.9961 | 0.8929 | 58347.7327 | 0 | 241582.747 | 19 | 9500 | 3487.6476 | 199.6997 | 23458.3333 | 189370.71 | 32958.3333 | 0 | 156412.3767 | 156412.3767 | 571.0039 | 8928.9961 | 0 | 0 | 0 | 0 | 0
2022-07-29 16:00 | 0.49135 | 0.53983 | 35871 | 17096.4594 | 633 | 57134.3116 | 3 | 15861.874 | 1.5862 | 41272.4376 | 0 | 299930.4797 | 19 | 9500 | 3487.6476 | 199.6997 | 23458.3333 | 189370.71 | 32958.3333 | 0 | 156412.3767 | 156412.3767 | 0 | 9500 | 0 | 0 | 0 | 0 | 0
2022-07-29 17:00 | 0.27448 | 0.37182 | 35871 | 9550.4959 | 633 | 39352.5364 | 3 | 23407.8374 | 2.3408 | 15944.699 | 0 | 341202.9173 | 19 | 9500 | 3487.6476 | 199.6997 | 23458.3333 | 189370.71 | 32958.3333 | 0 | 156412.3767 | 156412.3767 | 0 | 9500 | 0 | 0 | 0 | 0 | 0
2022-07-29 18:00 | 0.09218 | 0.14865 | 35871 | 3207.3911 | 633 | 15732.7592 | 3 | 29750.9422 | 2.9751 | 0 | 14018.183 | 357147.6163 | 19 | 9500 | 3487.6476 | 199.6997 | 23458.3333 | 189370.71 | 32958.3333 | 0 | 156412.3767 | 156412.3767 | 0 | 9500 | 0 | 0 | 0 | 0 | 0
2022-07-29 19:00 | 0 | 0 | 35871 | 0 | 633 | 0 | 3 | 30000 | 3 | 0 | 30000 | 343129.4334 | 19 | 6541.6667 | 3487.6476 | 137.5125 | 23458.3333 | 189370.71 | 30000 | 0 | 159370.71 | 159370.71 | 0 | 6541.6667 | 0 | 0 | 0 | 0 | 0
2022-07-29 20:00 | 0 | 0 | 35871 | 0 | 633 | 0 | 3 | 30000 | 3 | 0 | 30000 | 313129.4334 | 19 | 6541.6667 | 3487.6476 | 137.5125 | 23458.3333 | 189370.71 | 30000 | 0 | 159370.71 | 159370.71 | 0 | 6541.6667 | 0 | 0 | 0 | 0 | 0
2022-07-29 21:00 | 0 | 0 | 35871 | 0 | 633 | 0 | 3 | 30000 | 3 | 0 | 30000 | 283129.4334 | 19 | 6541.6667 | 3487.6476 | 137.5125 | 23458.3333 | 189370.71 | 30000 | 0 | 159370.71 | 159370.71 | 0 | 6541.6667 | 0 | 0 | 0 | 0 | 0
2022-07-29 22:00 | 0 | 0 | 35871 | 0 | 633 | 0 | 3 | 30000 | 3 | 0 | 30000 | 253129.4334 | 19 | 6541.6667 | 3487.6476 | 137.5125 | 23458.3333 | 189370.71 | 30000 | 0 | 159370.71 | 159370.71 | 0 | 6541.6667 | 0 | 0 | 0 | 0 | 0
2022-07-29 23:00 | 0 | 0 | 35871 | 0 | 633 | 0 | 3 | 30000 | 3 | 0 | 30000 | 223129.4334 | 19 | 6541.6667 | 3487.6476 | 137.5125 | 23458.3333 | 189370.71 | 30000 | 0 | 159370.71 | 159370.71 | 0 | 6541.6667 | 0 | 0 | 0 | 0 | 0
2022-07-30 | 0 | 0 | 35871 | 0 | 633 | 0 | 3 | 30000 | 3 | 0 | 30000 | 193129.4334 | 19 | 8083.3333 | 3487.6476 | 169.9199 | 21916.6667 | 187829.0434 | 30000 | 0 | 157829.0434 | 157829.0434 | 0 | 8083.3333 | 0 | 0 | 0 | 0 | 0
2022-07-30 01:00 | 0 | 0 | 35871 | 0 | 633 | 0 | 3 | 30000 | 3 | 0 | 30000 | 163129.4334 | 19 | 8083.3333 | 3487.6476 | 169.9199 | 21916.6667 | 187829.0434 | 30000 | 0 | 157829.0434 | 157829.0434 | 0 | 8083.3333 | 0 | 0 | 0 | 0 | 0
2022-07-30 02:00 | 0 | 0 | 35871 | 0 | 633 | 0 | 3 | 30000 | 3 | 0 | 30000 | 133129.4334 | 19 | 8083.3333 | 3487.6476 | 169.9199 | 21916.6667 | 187829.0434 | 30000 | 0 | 157829.0434 | 157829.0434 | 0 | 8083.3333 | 0 | 0 | 0 | 0 | 0
2022-07-30 03:00 | 0 | 0 | 35871 | 0 | 633 | 0 | 3 | 30000 | 3 | 0 | 30000 | 103129.4334 | 19 | 8083.3333 | 3487.6476 | 169.9199 | 21916.6667 | 187829.0434 | 30000 | 0 | 157829.0434 | 157829.0434 | 0 | 8083.3333 | 0 | 0 | 0 | 0 | 0
2022-07-30 04:00 | 0 | 0 | 35871 | 0 | 633 | 0 | 3 | 30000 | 3 | 0 | 30000 | 73129.4334 | 19 | 8083.3333 | 3487.6476 | 169.9199 | 21916.6667 | 187829.0434 | 30000 | 0 | 157829.0434 | 157829.0434 | 0 | 8083.3333 | 0 | 0 | 0 | 0 | 0
2022-07-30 05:00 | 0.00322 | 0.00105 | 35871 | 112.0395 | 633 | 111.1295 | 3 | 30000 | 3 | 0 | 29888.8705 | 43129.4334 | 19 | 8195.3728 | 3487.6476 | 172.2751 | 21916.6667 | 187829.0434 | 30112.0395 | 0 | 157717.0039 | 157717.0039 | -5.6843e-14 | 8195.3728 | 0 | 0 | 0 | 0 | 0
2022-07-30 06:00 | 0.0927 | 0.14126 | 35871 | 3225.4844 | 633 | 14950.6194 | 3 | 28191.1822 | 2.8191 | 0 | 13240.5628 | 13240.5628 | 19 | 9500 | 3487.6476 | 199.6997 | 21916.6667 | 187829.0434 | 31416.6667 | 0 | 156412.3767 | 156412.3767 | 0 | 9500 | 0 | 0 | 0 | 0 | 0
2022-07-30 07:00 | 0.27783 | 0.34497 | 35871 | 9667.0587 | 633 | 36510.7969 | 3 | 21749.6079 | 2.175 | 0 | 0 | 0 | 19 | 9500 | 3487.6476 | 199.6997 | 21916.6667 | 187829.0434 | 31416.6667 | 0 | 156412.3767 | 156412.3767 | 0 | 9500 | 0 | 0 | 0 | 0 | 0
2022-07-30 08:00 | 0.49575 | 0.51647 | 35871 | 17249.5568 | 633 | 54661.9453 | 3 | 14167.1099 | 1.4167 | 0 | 0 | 0 | 19 | 9500 | 3487.6476 | 199.6997 | 21916.6667 | 187829.0434 | 31416.6667 | 0 | 156412.3767 | 156412.3767 | 0 | 9500 | 0 | 0 | 0 | 0 | 0
2022-07-30 09:00 | 0.68722 | 0.58621 | 35871 | 23911.7306 | 633 | 62043.0595 | 3 | 7504.9361 | 0.75049 | 0 | 0 | 0 | 19 | 9500 | 3487.6476 | 199.6997 | 21916.6667 | 187829.0434 | 31416.6667 | 0 | 156412.3767 | 156412.3767 | 1995.0639 | 7504.9361 | 0 | 0 | 0 | 0 | 0
2022-07-30 10:00 | 0.83705 | 0.60787 | 35871 | 29125.0459 | 633 | 64335.5019 | 3 | 2291.6207 | 0.22916 | 0 | 0 | 0 | 19 | 9500 | 3487.6476 | 199.6997 | 21916.6667 | 187829.0434 | 31416.6667 | 0 | 156412.3767 | 156412.3767 | 7208.3793 | 2291.6207 | 0 | 0 | 0 | 0 | 0
2022-07-30 11:00 | 0.93995 | 0.66573 | 35871 | 32705.4381 | 633 | 70459.2654 | 3 | 0 | 0 | 58724.1758 | 0 | 0 | 19 | 9500 | 3487.6476 | 199.6997 | 21916.6667 | 187829.0434 | 31416.6667 | 0 | 156412.3767 | 156412.3767 | 9500 | 0 | 0 | 0 | 0 | 0 | 0
2022-07-30 12:00 | 0.96555 | 0.68108 | 35871 | 33596.1867 | 633 | 72083.8726 | 3 | 0 | 0 | 72083.8726 | 0 | 58724.1758 | 19 | 9500 | 3487.6476 | 199.6997 | 21916.6667 | 187829.0434 | 31416.6667 | 0 | 156412.3767 | 156412.3767 | 9500 | 0 | 0 | 0 | 0 | 0 | 0
2022-07-30 13:00 | 0.9303 | 0.67124 | 35871 | 32369.6676 | 633 | 71042.4306 | 3 | 0 | 0 | 71042.4306 | 0 | 130808.0484 | 19 | 9500 | 3487.6476 | 199.6997 | 21916.6667 | 187829.0434 | 31416.6667 | 0 | 156412.3767 | 156412.3767 | 9500 | 0 | 0 | 0 | 0 | 0 | 0
2022-07-30 14:00 | 0.82675 | 0.63982 | 35871 | 28766.6588 | 633 | 67717.0132 | 3 | 2650.0079 | 0.265 | 65067.0053 | 0 | 201850.479 | 19 | 9500 | 3487.6476 | 199.6997 | 21916.6667 | 187829.0434 | 31416.6667 | 0 | 156412.3767 | 156412.3767 | 6849.9921 | 2650.0079 | 0 | 0 | 0 | 0 | 0
2022-07-30 15:00 | 0.66808 | 0.57467 | 35871 | 23245.7567 | 633 | 60821.6936 | 3 | 8170.9099 | 0.81709 | 52650.7837 | 0 | 266917.4844 | 19 | 9500 | 3487.6476 | 199.6997 | 21916.6667 | 187829.0434 | 31416.6667 | 0 | 156412.3767 | 156412.3767 | 1329.0901 | 8170.9099 | 0 | 0 | 0 | 0 | 0
2022-07-30 16:00 | 0.46988 | 0.48782 | 35871 | 16349.4135 | 633 | 51629.698 | 3 | 15067.2532 | 1.5067 | 36562.4449 | 0 | 319568.268 | 19 | 9500 | 3487.6476 | 199.6997 | 21916.6667 | 187829.0434 | 31416.6667 | 0 | 156412.3767 | 156412.3767 | 0 | 9500 | 0 | 0 | 0 | 0 | 0
2022-07-30 17:00 | 0.25792 | 0.31549 | 35871 | 8974.2929 | 633 | 33390.7044 | 3 | 22442.3738 | 2.2442 | 10948.3306 | 0 | 356130.7129 | 19 | 9500 | 3487.6476 | 199.6997 | 21916.6667 | 187829.0434 | 31416.6667 | 0 | 156412.3767 | 156412.3767 | 0 | 9500 | 0 | 0 | 0 | 0 | 0
2022-07-30 18:00 | 0.08262 | 0.0897 | 35871 | 2874.7522 | 633 | 9493.6327 | 3 | 28541.9145 | 2.8542 | 0 | 19048.2818 | 367079.0435 | 19 | 9500 | 3487.6476 | 199.6997 | 21916.6667 | 187829.0434 | 31416.6667 | 0 | 156412.3767 | 156412.3767 | 0 | 9500 | 0 | 0 | 0 | 0 | 0
2022-07-30 19:00 | 0 | 0 | 35871 | 0 | 633 | 0 | 3 | 30000 | 3 | 0 | 30000 | 348030.7618 | 19 | 8083.3333 | 3487.6476 | 169.9199 | 21916.6667 | 187829.0434 | 30000 | 0 | 157829.0434 | 157829.0434 | 0 | 8083.3333 | 0 | 0 | 0 | 0 | 0
2022-07-30 20:00 | 0 | 0 | 35871 | 0 | 633 | 0 | 3 | 30000 | 3 | 0 | 30000 | 318030.7618 | 19 | 8083.3333 | 3487.6476 | 169.9199 | 21916.6667 | 187829.0434 | 30000 | 0 | 157829.0434 | 157829.0434 | 0 | 8083.3333 | 0 | 0 | 0 | 0 | 0
2022-07-30 21:00 | 0 | 0 | 35871 | 0 | 633 | 0 | 3 | 30000 | 3 | 0 | 30000 | 288030.7618 | 19 | 8083.3333 | 3487.6476 | 169.9199 | 21916.6667 | 187829.0434 | 30000 | 0 | 157829.0434 | 157829.0434 | 0 | 8083.3333 | 0 | 0 | 0 | 0 | 0
2022-07-30 22:00 | 0 | 0 | 35871 | 0 | 633 | 0 | 3 | 30000 | 3 | 0 | 30000 | 258030.7618 | 19 | 8083.3333 | 3487.6476 | 169.9199 | 21916.6667 | 187829.0434 | 30000 | 0 | 157829.0434 | 157829.0434 | 0 | 8083.3333 | 0 | 0 | 0 | 0 | 0
2022-07-30 23:00 | 0 | 0 | 35871 | 0 | 633 | 0 | 3 | 30000 | 3 | 0 | 30000 | 228030.7618 | 19 | 8083.3333 | 3487.6476 | 169.9199 | 21916.6667 | 187829.0434 | 30000 | 0 | 157829.0434 | 157829.0434 | 0 | 8083.3333 | 0 | 0 | 0 | 0 | 0
2022-07-31 | 0 | 0 | 35871 | 0 | 633 | 0 | 3 | 30000 | 3 | 0 | 30000 | 198030.7618 | 19 | 6875 | 3487.6476 | 144.5195 | 23125 | 189037.3767 | 30000 | 0 | 159037.3767 | 159037.3767 | 0 | 6875 | 0 | 0 | 0 | 0 | 0
2022-07-31 01:00 | 0 | 0 | 35871 | 0 | 633 | 0 | 3 | 30000 | 3 | 0 | 30000 | 168030.7618 | 19 | 6875 | 3487.6476 | 144.5195 | 23125 | 189037.3767 | 30000 | 0 | 159037.3767 | 159037.3767 | 0 | 6875 | 0 | 0 | 0 | 0 | 0
2022-07-31 02:00 | 0 | 0 | 35871 | 0 | 633 | 0 | 3 | 30000 | 3 | 0 | 30000 | 138030.7618 | 19 | 6875 | 3487.6476 | 144.5195 | 23125 | 189037.3767 | 30000 | 0 | 159037.3767 | 159037.3767 | 0 | 6875 | 0 | 0 | 0 | 0 | 0
2022-07-31 03:00 | 0 | 0 | 35871 | 0 | 633 | 0 | 3 | 30000 | 3 | 0 | 30000 | 108030.7618 | 19 | 6875 | 3487.6476 | 144.5195 | 23125 | 189037.3767 | 30000 | 0 | 159037.3767 | 159037.3767 | 0 | 6875 | 0 | 0 | 0 | 0 | 0
2022-07-31 04:00 | 0 | 0 | 35871 | 0 | 633 | 0 | 3 | 30000 | 3 | 0 | 30000 | 78030.7618 | 19 | 6875 | 3487.6476 | 144.5195 | 23125 | 189037.3767 | 30000 | 0 | 159037.3767 | 159037.3767 | 0 | 6875 | 0 | 0 | 0 | 0 | 0
2022-07-31 05:00 | 0 | 0 | 35871 | 0 | 633 | 0 | 3 | 30000 | 3 | 0 | 30000 | 48030.7618 | 19 | 6875 | 3487.6476 | 144.5195 | 23125 | 189037.3767 | 30000 | 0 | 159037.3767 | 159037.3767 | 0 | 6875 | 0 | 0 | 0 | 0 | 0
2022-07-31 06:00 | 0.09482 | 0.10672 | 35871 | 3299.2496 | 633 | 11294.9887 | 3 | 29325.7504 | 2.9326 | 0 | 18030.7618 | 18030.7618 | 19 | 9500 | 3487.6476 | 199.6997 | 23125 | 189037.3767 | 32625 | 0 | 156412.3767 | 156412.3767 | 3.638e-12 | 9500 | 0 | 0 | 0 | 0 | 0
2022-07-31 07:00 | 0.26712 | 0.30075 | 35871 | 9294.4057 | 633 | 31830.6582 | 3 | 23330.5943 | 2.3331 | 0 | 0 | 0 | 19 | 9500 | 3487.6476 | 199.6997 | 23125 | 189037.3767 | 32625 | 0 | 156412.3767 | 156412.3767 | 0 | 9500 | 0 | 0 | 0 | 0 | 0
2022-07-31 08:00 | 0.48152 | 0.48644 | 35871 | 16754.4258 | 633 | 51483.6421 | 3 | 15870.5742 | 1.5871 | 0 | 0 | 0 | 19 | 9500 | 3487.6476 | 199.6997 | 23125 | 189037.3767 | 32625 | 0 | 156412.3767 | 156412.3767 | 0 | 9500 | 0 | 0 | 0 | 0 | 0
2022-07-31 09:00 | 0.68322 | 0.58378 | 35871 | 23772.5511 | 633 | 61785.8741 | 3 | 8852.4489 | 0.88524 | 5052.9383 | 0 | 0 | 19 | 9500 | 3487.6476 | 199.6997 | 23125 | 189037.3767 | 32625 | 0 | 156412.3767 | 156412.3767 | 647.5511 | 8852.4489 | 0 | 0 | 0 | 0 | 0
2022-07-31 10:00 | 0.83692 | 0.65236 | 35871 | 29120.5226 | 633 | 69044.2167 | 3 | 3504.4774 | 0.35045 | 65539.7393 | 0 | 5052.9383 | 19 | 9500 | 3487.6476 | 199.6997 | 23125 | 189037.3767 | 32625 | 0 | 156412.3767 | 156412.3767 | 5995.5226 | 3504.4774 | 0 | 0 | 0 | 0 | 0
2022-07-31 11:00 | 0.93197 | 0.65479 | 35871 | 32427.775 | 633 | 69301.4021 | 3 | 197.225 | 0.019723 | 69104.1771 | 0 | 70592.6776 | 19 | 9500 | 3487.6476 | 199.6997 | 23125 | 189037.3767 | 32625 | 0 | 156412.3767 | 156412.3767 | 9302.775 | 197.225 | 0 | 0 | 0 | 0 | 0
2022-07-31 12:00 | 0.9588 | 0.65722 | 35871 | 33361.3214 | 633 | 69558.5875 | 3 | 0 | 0 | 69558.5875 | 0 | 139696.8547 | 19 | 9500 | 3487.6476 | 199.6997 | 23125 | 189037.3767 | 32625 | 0 | 156412.3767 | 156412.3767 | 9500 | 0 | 0 | 0 | 0 | 0 | 0
2022-07-31 13:00 | 0.9254 | 0.66999 | 35871 | 32199.1727 | 633 | 70910.1336 | 3 | 425.8273 | 0.042583 | 70484.3063 | 0 | 209255.4422 | 19 | 9500 | 3487.6476 | 199.6997 | 23125 | 189037.3767 | 32625 | 0 | 156412.3767 | 156412.3767 | 9074.1727 | 425.8273 | 0 | 0 | 0 | 0 | 0
2022-07-31 14:00 | 0.8369 | 0.65974 | 35871 | 29119.8267 | 633 | 69825.2982 | 3 | 3505.1733 | 0.35052 | 66320.1249 | 0 | 279739.7485 | 19 | 9500 | 3487.6476 | 199.6997 | 23125 | 189037.3767 | 32625 | 0 | 156412.3767 | 156412.3767 | 5994.8267 | 3505.1733 | 0 | 0 | 0 | 0 | 0
2022-07-31 15:00 | 0.67775 | 0.59286 | 35871 | 23582.2231 | 633 | 62746.8795 | 3 | 9042.7769 | 0.90428 | 53704.1027 | 0 | 346059.8735 | 19 | 9500 | 3487.6476 | 199.6997 | 23125 | 189037.3767 | 32625 | 0 | 156412.3767 | 156412.3767 | 457.2231 | 9042.7769 | 0 | 0 | 0 | 0 | 0
2022-07-31 16:00 | 0.47715 | 0.48202 | 35871 | 16602.3722 | 633 | 51015.84 | 3 | 16022.6278 | 1.6023 | 34993.2122 | 0 | 399763.9761 | 19 | 9500 | 3487.6476 | 199.6997 | 23125 | 189037.3767 | 32625 | 0 | 156412.3767 | 156412.3767 | 0 | 9500 | 0 | 0 | 0 | 0 | 0
2022-07-31 17:00 | 0.25877 | 0.29783 | 35871 | 9003.8685 | 633 | 31521.6124 | 3 | 23621.1315 | 2.3621 | 7900.4809 | 0 | 434757.1883 | 19 | 9500 | 3487.6476 | 199.6997 | 23125 | 189037.3767 | 32625 | 0 | 156412.3767 | 156412.3767 | 0 | 9500 | 0 | 0 | 0 | 0 | 0
2022-07-31 18:00 | 0.08505 | 0.10994 | 35871 | 2959.3037 | 633 | 11635.7857 | 3 | 29665.6963 | 2.9666 | 0 | 18029.9106 | 442657.6692 | 19 | 9500 | 3487.6476 | 199.6997 | 23125 | 189037.3767 | 32625 | 0 | 156412.3767 | 156412.3767 | 0 | 9500 | 0 | 0 | 0 | 0 | 0
2022-07-31 19:00 | 0 | 0 | 35871 | 0 | 633 | 0 | 3 | 30000 | 3 | 0 | 30000 | 424627.7587 | 19 | 6875 | 3487.6476 | 144.5195 | 23125 | 189037.3767 | 30000 | 0 | 159037.3767 | 159037.3767 | 0 | 6875 | 0 | 0 | 0 | 0 | 0
2022-07-31 20:00 | 0 | 0 | 35871 | 0 | 633 | 0 | 3 | 30000 | 3 | 0 | 30000 | 394627.7587 | 19 | 6875 | 3487.6476 | 144.5195 | 23125 | 189037.3767 | 30000 | 0 | 159037.3767 | 159037.3767 | 0 | 6875 | 0 | 0 | 0 | 0 | 0
2022-07-31 21:00 | 0 | 0 | 35871 | 0 | 633 | 0 | 3 | 30000 | 3 | 0 | 30000 | 364627.7587 | 19 | 6875 | 3487.6476 | 144.5195 | 23125 | 189037.3767 | 30000 | 0 | 159037.3767 | 159037.3767 | 0 | 6875 | 0 | 0 | 0 | 0 | 0
2022-07-31 22:00 | 0 | 0 | 35871 | 0 | 633 | 0 | 3 | 30000 | 3 | 0 | 30000 | 334627.7587 | 19 | 6875 | 3487.6476 | 144.5195 | 23125 | 189037.3767 | 30000 | 0 | 159037.3767 | 159037.3767 | 0 | 6875 | 0 | 0 | 0 | 0 | 0
2022-07-31 23:00 | 0 | 0 | 35871 | 0 | 633 | 0 | 3 | 30000 | 3 | 0 | 30000 | 304627.7587 | 19 | 6875 | 3487.6476 | 144.5195 | 23125 | 189037.3767 | 30000 | 0 | 159037.3767 | 159037.3767 | 0 | 6875 | 0 | 0 | 0 | 0 | 0
2022-08-01 | 0 | 0 | 35871 | 0 | 633 | 0 | 3 | 30000 | 3 | 0 | 30000 | 274627.7587 | 19 | 7541.6667 | 2670.3893 | 158.5335 | 22458.3333 | 149492.5693 | 30000 | 0 | 119492.5693 | 119492.5693 | 0 | 7541.6667 | 0 | 0 | 0 | 0 | 0
2022-08-01 01:00 | 0 | 0 | 35871 | 0 | 633 | 0 | 3 | 30000 | 3 | 0 | 30000 | 244627.7587 | 19 | 7541.6667 | 2670.3893 | 158.5335 | 22458.3333 | 149492.5693 | 30000 | 0 | 119492.5693 | 119492.5693 | 0 | 7541.6667 | 0 | 0 | 0 | 0 | 0
2022-08-01 02:00 | 0 | 0 | 35871 | 0 | 633 | 0 | 3 | 30000 | 3 | 0 | 30000 | 214627.7587 | 19 | 7541.6667 | 2670.3893 | 158.5335 | 22458.3333 | 149492.5693 | 30000 | 0 | 119492.5693 | 119492.5693 | 0 | 7541.6667 | 0 | 0 | 0 | 0 | 0
2022-08-01 03:00 | 0 | 0 | 35871 | 0 | 633 | 0 | 3 | 30000 | 3 | 0 | 30000 | 184627.7587 | 19 | 7541.6667 | 2670.3893 | 158.5335 | 22458.3333 | 149492.5693 | 30000 | 0 | 119492.5693 | 119492.5693 | 0 | 7541.6667 | 0 | 0 | 0 | 0 | 0
2022-08-01 04:00 | 0 | 0 | 35871 | 0 | 633 | 0 | 3 | 30000 | 3 | 0 | 30000 | 154627.7587 | 19 | 7541.6667 | 2670.3893 | 158.5335 | 22458.3333 | 149492.5693 | 30000 | 0 | 119492.5693 | 119492.5693 | 0 | 7541.6667 | 0 | 0 | 0 | 0 | 0
2022-08-01 05:00 | 0 | 0 | 35871 | 0 | 633 | 0 | 3 | 30000 | 3 | 0 | 30000 | 124627.7587 | 19 | 7541.6667 | 2670.3893 | 158.5335 | 22458.3333 | 149492.5693 | 30000 | 0 | 119492.5693 | 119492.5693 | 0 | 7541.6667 | 0 | 0 | 0 | 0 | 0
2022-08-01 06:00 | 0.09565 | 0.13975 | 35871 | 3328.1293 | 633 | 14790.8046 | 3 | 28630.204 | 2.863 | 0 | 13839.3994 | 94627.7587 | 19 | 9500 | 2670.3893 | 199.6997 | 22458.3333 | 149492.5693 | 31958.3333 | 0 | 117534.2359 | 117534.2359 | 0 | 9500 | 0 | 0 | 0 | 0 | 0
2022-08-01 07:00 | 0.27395 | 0.3405 | 35871 | 9532.0546 | 633 | 36037.7028 | 3 | 22426.2787 | 2.2426 | 13611.4241 | 0 | 80788.3592 | 19 | 9500 | 2670.3893 | 199.6997 | 22458.3333 | 149492.5693 | 31958.3333 | 0 | 117534.2359 | 117534.2359 | 0 | 9500 | 0 | 0 | 0 | 0 | 0
2022-08-01 08:00 | 0.48733 | 0.49795 | 35871 | 16956.584 | 633 | 52701.8329 | 3 | 15001.7493 | 1.5002 | 37700.0836 | 0 | 94399.7833 | 19 | 9500 | 2670.3893 | 199.6997 | 22458.3333 | 149492.5693 | 31958.3333 | 0 | 117534.2359 | 117534.2359 | 0 | 9500 | 0 | 0 | 0 | 0 | 0
2022-08-01 09:00 | 0.6836 | 0.5991 | 35871 | 23785.7731 | 633 | 63407.3062 | 3 | 8172.5602 | 0.81726 | 55234.746 | 0 | 132099.8669 | 19 | 9500 | 2670.3893 | 199.6997 | 22458.3333 | 149492.5693 | 31958.3333 | 0 | 117534.2359 | 117534.2359 | 1327.4398 | 8172.5602 | 0 | 0 | 0 | 0 | 0
2022-08-01 10:00 | 0.8381 | 0.6515 | 35871 | 29161.5805 | 633 | 68953.1964 | 3 | 2796.7528 | 0.27968 | 66156.4436 | 0 | 187334.6129 | 19 | 9500 | 2670.3893 | 199.6997 | 22458.3333 | 149492.5693 | 31958.3333 | 0 | 117534.2359 | 117534.2359 | 6703.2472 | 2796.7528 | 0 | 0 | 0 | 0 | 0
2022-08-01 11:00 | 0.93547 | 0.67813 | 35871 | 32549.557 | 633 | 71771.6517 | 3 | 0 | 0 | 71771.6517 | 0 | 253491.0565 | 19 | 9500 | 2670.3893 | 199.6997 | 22458.3333 | 149492.5693 | 31958.3333 | 0 | 117534.2359 | 117534.2359 | 9500 | 0 | 0 | 0 | 0 | 0 | 0
2022-08-01 12:00 | 0.97605 | 0.74596 | 35871 | 33961.5329 | 633 | 78950.6161 | 3 | 0 | 0 | 78950.6161 | 0 | 325262.7082 | 19 | 9500 | 2670.3893 | 199.6997 | 22458.3333 | 149492.5693 | 31958.3333 | 0 | 117534.2359 | 117534.2359 | 9500 | 0 | 0 | 0 | 0 | 0 | 0
2022-08-01 13:00 | 0.93688 | 0.68493 | 35871 | 32598.6178 | 633 | 72491.3474 | 3 | 0 | 0 | 72491.3474 | 0 | 404213.3243 | 19 | 9500 | 2670.3893 | 199.6997 | 22458.3333 | 149492.5693 | 31958.3333 | 0 | 117534.2359 | 117534.2359 | 9500 | 0 | 0 | 0 | 0 | 0 | 0
2022-08-01 14:00 | 0.83842 | 0.70876 | 35871 | 29172.7149 | 633 | 75013.4574 | 3 | 2785.6184 | 0.27856 | 72227.8389 | 0 | 476704.6717 | 19 | 9500 | 2670.3893 | 199.6997 | 22458.3333 | 149492.5693 | 31958.3333 | 0 | 117534.2359 | 117534.2359 | 6714.3816 | 2785.6184 | 0 | 0 | 0 | 0 | 0
2022-08-01 15:00 | 0.68275 | 0.64482 | 35871 | 23756.1975 | 633 | 68246.2012 | 3 | 8202.1358 | 0.82021 | 60044.0654 | 0 | 548932.5106 | 19 | 9500 | 2670.3893 | 199.6997 | 22458.3333 | 149492.5693 | 31958.3333 | 0 | 117534.2359 | 117534.2359 | 1297.8642 | 8202.1358 | 0 | 0 | 0 | 0 | 0
2022-08-01 16:00 | 0.4854 | 0.55041 | 35871 | 16889.4299 | 633 | 58254.0734 | 3 | 15068.9034 | 1.5069 | 43185.17 | 0 | 608976.576 | 19 | 9500 | 2670.3893 | 199.6997 | 22458.3333 | 149492.5693 | 31958.3333 | 0 | 117534.2359 | 117534.2359 | 0 | 9500 | 0 | 0 | 0 | 0 | 0
2022-08-01 17:00 | 0.26992 | 0.35142 | 35871 | 9391.8313 | 633 | 37193.4494 | 3 | 22566.502 | 2.2567 | 14626.9474 | 0 | 652161.746 | 19 | 9500 | 2670.3893 | 199.6997 | 22458.3333 | 149492.5693 | 31958.3333 | 0 | 117534.2359 | 117534.2359 | 0 | 9500 | 0 | 0 | 0 | 0 | 0
2022-08-01 18:00 | 0.0852 | 0.10959 | 35871 | 2964.5229 | 633 | 11598.7426 | 3 | 28993.8104 | 2.8994 | 0 | 17395.0678 | 666788.6933 | 19 | 9500 | 2670.3893 | 199.6997 | 22458.3333 | 149492.5693 | 31958.3333 | 0 | 117534.2359 | 117534.2359 | 3.638e-12 | 9500 | 0 | 0 | 0 | 0 | 0
2022-08-01 19:00 | 0 | 0 | 35871 | 0 | 633 | 0 | 3 | 30000 | 3 | 0 | 30000 | 649393.6255 | 19 | 7541.6667 | 2670.3893 | 158.5335 | 22458.3333 | 149492.5693 | 30000 | 0 | 119492.5693 | 119492.5693 | 0 | 7541.6667 | 0 | 0 | 0 | 0 | 0
2022-08-01 20:00 | 0 | 0 | 35871 | 0 | 633 | 0 | 3 | 30000 | 3 | 0 | 30000 | 619393.6255 | 19 | 7541.6667 | 2670.3893 | 158.5335 | 22458.3333 | 149492.5693 | 30000 | 0 | 119492.5693 | 119492.5693 | 0 | 7541.6667 | 0 | 0 | 0 | 0 | 0
2022-08-01 21:00 | 0 | 0 | 35871 | 0 | 633 | 0 | 3 | 30000 | 3 | 0 | 30000 | 589393.6255 | 19 | 7541.6667 | 2670.3893 | 158.5335 | 22458.3333 | 149492.5693 | 30000 | 0 | 119492.5693 | 119492.5693 | 0 | 7541.6667 | 0 | 0 | 0 | 0 | 0
2022-08-01 22:00 | 0 | 0 | 35871 | 0 | 633 | 0 | 3 | 30000 | 3 | 0 | 30000 | 559393.6255 | 19 | 7541.6667 | 2670.3893 | 158.5335 | 22458.3333 | 149492.5693 | 30000 | 0 | 119492.5693 | 119492.5693 | 0 | 7541.6667 | 0 | 0 | 0 | 0 | 0
2022-08-01 23:00 | 0 | 0 | 35871 | 0 | 633 | 0 | 3 | 30000 | 3 | 0 | 30000 | 529393.6255 | 19 | 7541.6667 | 2670.3893 | 158.5335 | 22458.3333 | 149492.5693 | 30000 | 0 | 119492.5693 | 119492.5693 | 0 | 7541.6667 | 0 | 0 | 0 | 0 | 0
2022-08-02 | 0 | 0 | 35871 | 0 | 633 | 0 | 3 | 30000 | 3 | 0 | 30000 | 499393.6255 | 19 | 7791.6667 | 2670.3893 | 163.7888 | 22208.3333 | 149242.5693 | 30000 | 0 | 119242.5693 | 119242.5693 | 0 | 7791.6667 | 0 | 0 | 0 | 0 | 0
2022-08-02 01:00 | 0 | 0 | 35871 | 0 | 633 | 0 | 3 | 30000 | 3 | 0 | 30000 | 469393.6255 | 19 | 7791.6667 | 2670.3893 | 163.7888 | 22208.3333 | 149242.5693 | 30000 | 0 | 119242.5693 | 119242.5693 | 0 | 7791.6667 | 0 | 0 | 0 | 0 | 0
2022-08-02 02:00 | 0 | 0 | 35871 | 0 | 633 | 0 | 3 | 30000 | 3 | 0 | 30000 | 439393.6255 | 19 | 7791.6667 | 2670.3893 | 163.7888 | 22208.3333 | 149242.5693 | 30000 | 0 | 119242.5693 | 119242.5693 | 0 | 7791.6667 | 0 | 0 | 0 | 0 | 0
2022-08-02 03:00 | 0 | 0 | 35871 | 0 | 633 | 0 | 3 | 30000 | 3 | 0 | 30000 | 409393.6255 | 19 | 7791.6667 | 2670.3893 | 163.7888 | 22208.3333 | 149242.5693 | 30000 | 0 | 119242.5693 | 119242.5693 | 0 | 7791.6667 | 0 | 0 | 0 | 0 | 0
2022-08-02 04:00 | 0 | 0 | 35871 | 0 | 633 | 0 | 3 | 30000 | 3 | 0 | 30000 | 379393.6255 | 19 | 7791.6667 | 2670.3893 | 163.7888 | 22208.3333 | 149242.5693 | 30000 | 0 | 119242.5693 | 119242.5693 | 0 | 7791.6667 | 0 | 0 | 0 | 0 | 0
2022-08-02 05:00 | 0 | 0 | 35871 | 0 | 633 | 0 | 3 | 30000 | 3 | 0 | 30000 | 349393.6255 | 19 | 7791.6667 | 2670.3893 | 163.7888 | 22208.3333 | 149242.5693 | 30000 | 0 | 119242.5693 | 119242.5693 | 0 | 7791.6667 | 0 | 0 | 0 | 0 | 0
2022-08-02 06:00 | 0.09005 | 0.09913 | 35871 | 3133.278 | 633 | 10491.6813 | 3 | 28575.0553 | 2.8575 | 0 | 18083.374 | 319393.6255 | 19 | 9500 | 2670.3893 | 199.6997 | 22208.3333 | 149242.5693 | 31708.3333 | 0 | 117534.2359 | 117534.2359 | 0 | 9500 | 0 | 0 | 0 | 0 | 0
2022-08-02 07:00 | 0.26677 | 0.30173 | 35871 | 9282.2275 | 633 | 31934.379 | 3 | 22426.1059 | 2.2426 | 9508.2732 | 0 | 301310.2515 | 19 | 9500 | 2670.3893 | 199.6997 | 22208.3333 | 149242.5693 | 31708.3333 | 0 | 117534.2359 | 117534.2359 | 0 | 9500 | 0 | 0 | 0 | 0 | 0
2022-08-02 08:00 | 0.47555 | 0.43967 | 35871 | 16546.7004 | 633 | 46533.6176 | 3 | 15161.6329 | 1.5162 | 31371.9847 | 0 | 310818.5247 | 19 | 9500 | 2670.3893 | 199.6997 | 22208.3333 | 149242.5693 | 31708.3333 | 0 | 117534.2359 | 117534.2359 | 0 | 9500 | 0 | 0 | 0 | 0 | 0
2022-08-02 09:00 | 0.68538 | 0.57945 | 35871 | 23847.708 | 633 | 61327.5973 | 3 | 7860.6253 | 0.78606 | 53466.972 | 0 | 342190.5094 | 19 | 9500 | 2670.3893 | 199.6997 | 22208.3333 | 149242.5693 | 31708.3333 | 0 | 117534.2359 | 117534.2359 | 1639.3747 | 7860.6253 | 0 | 0 | 0 | 0 | 0
2022-08-02 10:00 | 0.84867 | 0.67219 | 35871 | 29529.3623 | 633 | 71142.9763 | 3 | 2178.971 | 0.2179 | 68964.0053 | 0 | 395657.4814 | 19 | 9500 | 2670.3893 | 199.6997 | 22208.3333 | 149242.5693 | 31708.3333 | 0 | 117534.2359 | 117534.2359 | 7321.029 | 2178.971 | 0 | 0 | 0 | 0 | 0
2022-08-02 11:00 | 0.94672 | 0.70867 | 35871 | 32940.9993 | 633 | 75003.932 | 3 | 0 | 0 | 75003.932 | 0 | 464621.4867 | 19 | 9500 | 2670.3893 | 199.6997 | 22208.3333 | 149242.5693 | 31708.3333 | 0 | 117534.2359 | 117534.2359 | 9500 | 0 | 0 | 0 | 0 | 0 | 0
2022-08-02 12:00 | 0.98978 | 0.78637 | 35871 | 34439.2664 | 633 | 83227.5135 | 3 | 0 | 0 | 83227.5135 | 0 | 539625.4187 | 19 | 9500 | 2670.3893 | 199.6997 | 22208.3333 | 149242.5693 | 31708.3333 | 0 | 117534.2359 | 117534.2359 | 9500 | 0 | 0 | 0 | 0 | 0 | 0
2022-08-02 13:00 | 0.9532 | 0.74697 | 35871 | 33166.4701 | 633 | 79057.5121 | 3 | 0 | 0 | 79057.5121 | 0 | 622852.9322 | 19 | 9500 | 2670.3893 | 199.6997 | 22208.3333 | 149242.5693 | 31708.3333 | 0 | 117534.2359 | 117534.2359 | 9500 | 0 | 0 | 0 | 0 | 0 | 0
2022-08-02 14:00 | 0.85247 | 0.72025 | 35871 | 29661.5828 | 633 | 76229.5314 | 3 | 2046.7505 | 0.20468 | 74182.7809 | 0 | 701910.4443 | 19 | 9500 | 2670.3893 | 199.6997 | 22208.3333 | 149242.5693 | 31708.3333 | 0 | 117534.2359 | 117534.2359 | 7453.2495 | 2046.7505 | 0 | 0 | 0 | 0 | 0
2022-08-02 15:00 | 0.6925 | 0.66056 | 35871 | 24095.4475 | 633 | 69912.0851 | 3 | 7612.8859 | 0.76129 | 62299.1992 | 0 | 776093.2252 | 19 | 9500 | 2670.3893 | 199.6997 | 22208.3333 | 149242.5693 | 31708.3333 | 0 | 117534.2359 | 117534.2359 | 1887.1141 | 7612.8859 | 0 | 0 | 0 | 0 | 0
2022-08-02 16:00 | 0.49123 | 0.54919 | 35871 | 17092.284 | 633 | 58124.9515 | 3 | 14616.0493 | 1.4616 | 43508.9022 | 0 | 838392.4244 | 19 | 9500 | 2670.3893 | 199.6997 | 22208.3333 | 149242.5693 | 31708.3333 | 0 | 117534.2359 | 117534.2359 | 0 | 9500 | 0 | 0 | 0 | 0 | 0
2022-08-02 17:00 | 0.27325 | 0.3615 | 35871 | 9507.6982 | 633 | 38260.2924 | 3 | 22200.6351 | 2.2201 | 16059.6573 | 0 | 881901.3266 | 19 | 9500 | 2670.3893 | 199.6997 | 22208.3333 | 149242.5693 | 31708.3333 | 0 | 117534.2359 | 117534.2359 | 0 | 9500 | 0 | 0 | 0 | 0 | 0
2022-08-02 18:00 | 0.08485 | 0.10189 | 35871 | 2952.3447 | 633 | 10783.7931 | 3 | 28755.9886 | 2.8756 | 0 | 17972.1955 | 897960.9839 | 19 | 9500 | 2670.3893 | 199.6997 | 22208.3333 | 149242.5693 | 31708.3333 | 0 | 117534.2359 | 117534.2359 | 0 | 9500 | 0 | 0 | 0 | 0 | 0
2022-08-02 19:00 | 0 | 0 | 35871 | 0 | 633 | 0 | 3 | 30000 | 3 | 0 | 30000 | 879988.7883 | 19 | 7791.6667 | 2670.3893 | 163.7888 | 22208.3333 | 149242.5693 | 30000 | 0 | 119242.5693 | 119242.5693 | 0 | 7791.6667 | 0 | 0 | 0 | 0 | 0
2022-08-02 20:00 | 0 | 0 | 35871 | 0 | 633 | 0 | 3 | 30000 | 3 | 0 | 30000 | 849988.7883 | 19 | 7791.6667 | 2670.3893 | 163.7888 | 22208.3333 | 149242.5693 | 30000 | 0 | 119242.5693 | 119242.5693 | 0 | 7791.6667 | 0 | 0 | 0 | 0 | 0
2022-08-02 21:00 | 0 | 0 | 35871 | 0 | 633 | 0 | 3 | 30000 | 3 | 0 | 30000 | 819988.7883 | 19 | 7791.6667 | 2670.3893 | 163.7888 | 22208.3333 | 149242.5693 | 30000 | 0 | 119242.5693 | 119242.5693 | 0 | 7791.6667 | 0 | 0 | 0 | 0 | 0
2022-08-02 22:00 | 0 | 0 | 35871 | 0 | 633 | 0 | 3 | 30000 | 3 | 0 | 30000 | 789988.7883 | 19 | 7791.6667 | 2670.3893 | 163.7888 | 22208.3333 | 149242.5693 | 30000 | 0 | 119242.5693 | 119242.5693 | 0 | 7791.6667 | 0 | 0 | 0 | 0 | 0
2022-08-02 23:00 | 0 | 0 | 35871 | 0 | 633 | 0 | 3 | 30000 | 3 | 0 | 30000 | 759988.7883 | 19 | 7791.6667 | 2670.3893 | 163.7888 | 22208.3333 | 149242.5693 | 30000 | 0 | 119242.5693 | 119242.5693 | 0 | 7791.6667 | 0 | 0 | 0 | 0 | 0
2022-08-03 | 0 | 0 | 35871 | 0 | 633 | 0 | 3 | 30000 | 3 | 0 | 30000 | 729988.7883 | 19 | 6125 | 2670.3893 | 128.7538 | 23875 | 150909.2359 | 30000 | 0 | 120909.2359 | 120909.2359 | 0 | 6125 | 0 | 0 | 0 | 0 | 0
2022-08-03 01:00 | 0 | 0 | 35871 | 0 | 633 | 0 | 3 | 30000 | 3 | 0 | 30000 | 699988.7883 | 19 | 6125 | 2670.3893 | 128.7538 | 23875 | 150909.2359 | 30000 | 0 | 120909.2359 | 120909.2359 | 0 | 6125 | 0 | 0 | 0 | 0 | 0
2022-08-03 02:00 | 0 | 0 | 35871 | 0 | 633 | 0 | 3 | 30000 | 3 | 0 | 30000 | 669988.7883 | 19 | 6125 | 2670.3893 | 128.7538 | 23875 | 150909.2359 | 30000 | 0 | 120909.2359 | 120909.2359 | 0 | 6125 | 0 | 0 | 0 | 0 | 0
2022-08-03 03:00 | 0 | 0 | 35871 | 0 | 633 | 0 | 3 | 30000 | 3 | 0 | 30000 | 639988.7883 | 19 | 6125 | 2670.3893 | 128.7538 | 23875 | 150909.2359 | 30000 | 0 | 120909.2359 | 120909.2359 | 0 | 6125 | 0 | 0 | 0 | 0 | 0
2022-08-03 04:00 | 0 | 0 | 35871 | 0 | 633 | 0 | 3 | 30000 | 3 | 0 | 30000 | 609988.7883 | 19 | 6125 | 2670.3893 | 128.7538 | 23875 | 150909.2359 | 30000 | 0 | 120909.2359 | 120909.2359 | 0 | 6125 | 0 | 0 | 0 | 0 | 0
2022-08-03 05:00 | 0 | 0 | 35871 | 0 | 633 | 0 | 3 | 30000 | 3 | 0 | 30000 | 579988.7883 | 19 | 6125 | 2670.3893 | 128.7538 | 23875 | 150909.2359 | 30000 | 0 | 120909.2359 | 120909.2359 | 0 | 6125 | 0 | 0 | 0 | 0 | 0
2022-08-03 06:00 | 0.0872 | 0.08137 | 35871 | 3034.1127 | 633 | 8612.0055 | 3 | 30000 | 3 | 0 | 21387.9945 | 549988.7883 | 19 | 9159.1127 | 2670.3893 | 192.5339 | 23875 | 150909.2359 | 33034.1127 | 0 | 117875.1233 | 117875.1233 | 3034.1127 | 6125 | 0 | 0 | 0 | 0 | 0
2022-08-03 07:00 | 0.2592 | 0.26118 | 35871 | 9018.8303 | 633 | 27642.6644 | 3 | 24356.1697 | 2.4356 | 3286.4947 | 0 | 528600.7938 | 19 | 9500 | 2670.3893 | 199.6997 | 23875 | 150909.2359 | 33375 | 0 | 117534.2359 | 117534.2359 | 0 | 9500 | 0 | 0 | 0 | 0 | 0
2022-08-03 08:00 | 0.46383 | 0.37915 | 35871 | 16138.9046 | 633 | 40128.326 | 3 | 17236.0954 | 1.7236 | 22892.2306 | 0 | 531887.2885 | 19 | 9500 | 2670.3893 | 199.6997 | 23875 | 150909.2359 | 33375 | 0 | 117534.2359 | 117534.2359 | 0 | 9500 | 0 | 0 | 0 | 0 | 0
2022-08-03 09:00 | 0.64633 | 0.43655 | 35871 | 22488.9683 | 633 | 46203.4043 | 3 | 10886.0317 | 1.0886 | 35317.3726 | 0 | 554779.5191 | 19 | 9500 | 2670.3893 | 199.6997 | 23875 | 150909.2359 | 33375 | 0 | 117534.2359 | 117534.2359 | 0 | 9500 | 0 | 0 | 0 | 0 | 0
2022-08-03 10:00 | 0.803 | 0.47637 | 35871 | 27940.2806 | 633 | 50417.8575 | 3 | 5434.7194 | 0.54347 | 44983.1381 | 0 | 590096.8917 | 19 | 9500 | 2670.3893 | 199.6997 | 23875 | 150909.2359 | 33375 | 0 | 117534.2359 | 117534.2359 | 4065.2806 | 5434.7194 | 0 | 0 | 0 | 0 | 0
2022-08-03 11:00 | 0.90397 | 0.50803 | 35871 | 31453.5186 | 633 | 53768.6759 | 3 | 1921.4814 | 0.19215 | 51847.1946 | 0 | 635080.0298 | 19 | 9500 | 2670.3893 | 199.6997 | 23875 | 150909.2359 | 33375 | 0 | 117534.2359 | 117534.2359 | 7578.5186 | 1921.4814 | 0 | 0 | 0 | 0 | 0
2022-08-03 12:00 | 0.96097 | 0.64224 | 35871 | 33436.8262 | 633 | 67973.1402 | 3 | 0 | 0 | 67973.1402 | 0 | 686927.2244 | 19 | 9500 | 2670.3893 | 199.6997 | 23875 | 150909.2359 | 33375 | 0 | 117534.2359 | 117534.2359 | 9500 | 0 | 0 | 0 | 0 | 0 | 0
2022-08-03 13:00 | 0.92292 | 0.6035 | 35871 | 32112.8814 | 633 | 63872.9916 | 3 | 1262.1186 | 0.12621 | 62610.873 | 0 | 754900.3646 | 19 | 9500 | 2670.3893 | 199.6997 | 23875 | 150909.2359 | 33375 | 0 | 117534.2359 | 117534.2359 | 8237.8814 | 1262.1186 | 0 | 0 | 0 | 0 | 0
2022-08-03 14:00 | 0.81658 | 0.54889 | 35871 | 28412.7949 | 633 | 58093.2003 | 3 | 4962.2051 | 0.49622 | 53130.9952 | 0 | 817511.2376 | 19 | 9500 | 2670.3893 | 199.6997 | 23875 | 150909.2359 | 33375 | 0 | 117534.2359 | 117534.2359 | 4537.7949 | 4962.2051 | 0 | 0 | 0 | 0 | 0
2022-08-03 15:00 | 0.65165 | 0.46467 | 35871 | 22674.077 | 633 | 49179.5576 | 3 | 10700.923 | 1.0701 | 38478.6346 | 0 | 870642.2328 | 19 | 9500 | 2670.3893 | 199.6997 | 23875 | 150909.2359 | 33375 | 0 | 117534.2359 | 117534.2359 | 0 | 9500 | 0 | 0 | 0 | 0 | 0
2022-08-03 16:00 | 0.4473 | 0.34171 | 35871 | 15563.7454 | 633 | 36165.7663 | 3 | 17811.2546 | 1.7811 | 18354.5116 | 0 | 909120.8675 | 19 | 9500 | 2670.3893 | 199.6997 | 23875 | 150909.2359 | 33375 | 0 | 117534.2359 | 117534.2359 | 0 | 9500 | 0 | 0 | 0 | 0 | 0
2022-08-03 17:00 | 0.23473 | 0.18647 | 35871 | 8167.3998 | 633 | 19735.5373 | 3 | 25207.6002 | 2.5208 | 0 | 5472.0629 | 927475.3791 | 19 | 9500 | 2670.3893 | 199.6997 | 23875 | 150909.2359 | 33375 | 0 | 117534.2359 | 117534.2359 | 0 | 9500 | 0 | 0 | 0 | 0 | 0
2022-08-03 18:00 | 0.07007 | 0.03227 | 35871 | 2438.0765 | 633 | 3415.3794 | 3 | 30000 | 3 | 0 | 26584.6206 | 922003.3162 | 19 | 8563.0765 | 2670.3893 | 180.0046 | 23875 | 150909.2359 | 32438.0765 | 0 | 118471.1594 | 118471.1594 | 2438.0765 | 6125 | 0 | 0 | 0 | 0 | 0
2022-08-03 19:00 | 0 | 0 | 35871 | 0 | 633 | 0 | 3 | 30000 | 3 | 0 | 30000 | 895418.6956 | 19 | 6125 | 2670.3893 | 128.7538 | 23875 | 150909.2359 | 30000 | 0 | 120909.2359 | 120909.2359 | 0 | 6125 | 0 | 0 | 0 | 0 | 0
2022-08-03 20:00 | 0 | 0 | 35871 | 0 | 633 | 0 | 3 | 30000 | 3 | 0 | 30000 | 865418.6956 | 19 | 6125 | 2670.3893 | 128.7538 | 23875 | 150909.2359 | 30000 | 0 | 120909.2359 | 120909.2359 | 0 | 6125 | 0 | 0 | 0 | 0 | 0
2022-08-03 21:00 | 0 | 0 | 35871 | 0 | 633 | 0 | 3 | 30000 | 3 | 0 | 30000 | 835418.6956 | 19 | 6125 | 2670.3893 | 128.7538 | 23875 | 150909.2359 | 30000 | 0 | 120909.2359 | 120909.2359 | 0 | 6125 | 0 | 0 | 0 | 0 | 0
2022-08-03 22:00 | 0 | 0 | 35871 | 0 | 633 | 0 | 3 | 30000 | 3 | 0 | 30000 | 805418.6956 | 19 | 6125 | 2670.3893 | 128.7538 | 23875 | 150909.2359 | 30000 | 0 | 120909.2359 | 120909.2359 | 0 | 6125 | 0 | 0 | 0 | 0 | 0
2022-08-03 23:00 | 0 | 0 | 35871 | 0 | 633 | 0 | 3 | 30000 | 3 | 0 | 30000 | 775418.6956 | 19 | 6125 | 2670.3893 | 128.7538 | 23875 | 150909.2359 | 30000 | 0 | 120909.2359 | 120909.2359 | 0 | 6125 | 0 | 0 | 0 | 0 | 0
2022-08-04 | 0 | 0 | 35871 | 0 | 633 | 0 | 3 | 30000 | 3 | 0 | 30000 | 745418.6956 | 19 | 5625 | 2670.3893 | 118.2432 | 24375 | 151409.2359 | 30000 | 0 | 121409.2359 | 121409.2359 | 0 | 5625 | 0 | 0 | 0 | 0 | 0
2022-08-04 01:00 | 0 | 0 | 35871 | 0 | 633 | 0 | 3 | 30000 | 3 | 0 | 30000 | 715418.6956 | 19 | 5625 | 2670.3893 | 118.2432 | 24375 | 151409.2359 | 30000 | 0 | 121409.2359 | 121409.2359 | 0 | 5625 | 0 | 0 | 0 | 0 | 0
2022-08-04 02:00 | 0 | 0 | 35871 | 0 | 633 | 0 | 3 | 30000 | 3 | 0 | 30000 | 685418.6956 | 19 | 5625 | 2670.3893 | 118.2432 | 24375 | 151409.2359 | 30000 | 0 | 121409.2359 | 121409.2359 | 0 | 5625 | 0 | 0 | 0 | 0 | 0
2022-08-04 03:00 | 0 | 0 | 35871 | 0 | 633 | 0 | 3 | 30000 | 3 | 0 | 30000 | 655418.6956 | 19 | 5625 | 2670.3893 | 118.2432 | 24375 | 151409.2359 | 30000 | 0 | 121409.2359 | 121409.2359 | 0 | 5625 | 0 | 0 | 0 | 0 | 0
2022-08-04 04:00 | 0 | 0 | 35871 | 0 | 633 | 0 | 3 | 30000 | 3 | 0 | 30000 | 625418.6956 | 19 | 5625 | 2670.3893 | 118.2432 | 24375 | 151409.2359 | 30000 | 0 | 121409.2359 | 121409.2359 | 0 | 5625 | 0 | 0 | 0 | 0 | 0
2022-08-04 05:00 | 0 | 0 | 35871 | 0 | 633 | 0 | 3 | 30000 | 3 | 0 | 30000 | 595418.6956 | 19 | 5625 | 2670.3893 | 118.2432 | 24375 | 151409.2359 | 30000 | 0 | 121409.2359 | 121409.2359 | 0 | 5625 | 0 | 0 | 0 | 0 | 0
2022-08-04 06:00 | 0.07247 | 0.02165 | 35871 | 2521.5842 | 633 | 2291.384 | 3 | 30000 | 3 | 0 | 27708.616 | 565418.6956 | 19 | 8146.5842 | 2670.3893 | 171.2495 | 24375 | 151409.2359 | 32521.5842 | 0 | 118887.6517 | 118887.6517 | 2521.5842 | 5625 | 0 | 0 | 0 | 0 | 0
2022-08-04 07:00 | 0.22012 | 0.1287 | 35871 | 7659.0468 | 633 | 13621.2991 | 3 | 26215.9532 | 2.6216 | 0 | 12594.6541 | 537710.0796 | 19 | 9500 | 2670.3893 | 199.6997 | 24375 | 151409.2359 | 33875 | 0 | 117534.2359 | 117534.2359 | 0 | 9500 | 0 | 0 | 0 | 0 | 0
2022-08-04 08:00 | 0.41392 | 0.2551 | 35871 | 14402.2926 | 633 | 26999.1718 | 3 | 19472.7074 | 1.9473 | 7526.4644 | 0 | 525115.4255 | 19 | 9500 | 2670.3893 | 199.6997 | 24375 | 151409.2359 | 33875 | 0 | 117534.2359 | 117534.2359 | 0 | 9500 | 0 | 0 | 0 | 0 | 0
2022-08-04 09:00 | 0.60128 | 0.33884 | 35871 | 20921.4594 | 633 | 35862.0124 | 3 | 12953.5406 | 1.2954 | 22908.4718 | 0 | 532641.8899 | 19 | 9500 | 2670.3893 | 199.6997 | 24375 | 151409.2359 | 33875 | 0 | 117534.2359 | 117534.2359 | 0 | 9500 | 0 | 0 | 0 | 0 | 0
2022-08-04 10:00 | 0.75167 | 0.40881 | 35871 | 26154.2599 | 633 | 43267.4693 | 3 | 7720.7401 | 0.77207 | 35546.7292 | 0 | 555550.3617 | 19 | 9500 | 2670.3893 | 199.6997 | 24375 | 151409.2359 | 33875 | 0 | 117534.2359 | 117534.2359 | 1779.2599 | 7720.7401 | 0 | 0 | 0 | 0 | 0
2022-08-04 11:00 | 0.84517 | 0.4337 | 35871 | 29407.5803 | 633 | 45901.7671 | 3 | 4467.4197 | 0.44674 | 41434.3474 | 0 | 591097.0909 | 19 | 9500 | 2670.3893 | 199.6997 | 24375 | 151409.2359 | 33875 | 0 | 117534.2359 | 117534.2359 | 5032.5803 | 4467.4197 | 0 | 0 | 0 | 0 | 0
2022-08-04 12:00 | 0.8988 | 0.50535 | 35871 | 31273.6292 | 633 | 53485.0312 | 3 | 2601.3708 | 0.26014 | 50883.6603 | 0 | 632531.4383 | 19 | 9500 | 2670.3893 | 199.6997 | 24375 | 151409.2359 | 33875 | 0 | 117534.2359 | 117534.2359 | 6898.6292 | 2601.3708 | 0 | 0 | 0 | 0 | 0
2022-08-04 13:00 | 0.85605 | 0.47526 | 35871 | 29786.1485 | 633 | 50300.3778 | 3 | 4088.8515 | 0.40889 | 46211.5262 | 0 | 683415.0986 | 19 | 9500 | 2670.3893 | 199.6997 | 24375 | 151409.2359 | 33875 | 0 | 117534.2359 | 117534.2359 | 5411.1485 | 4088.8515 | 0 | 0 | 0 | 0 | 0
2022-08-04 14:00 | 0.76808 | 0.42908 | 35871 | 26725.2437 | 633 | 45412.7974 | 3 | 7149.7563 | 0.71498 | 38263.0412 | 0 | 729626.6248 | 19 | 9500 | 2670.3893 | 199.6997 | 24375 | 151409.2359 | 33875 | 0 | 117534.2359 | 117534.2359 | 2350.2437 | 7149.7563 | 0 | 0 | 0 | 0 | 0
2022-08-04 15:00 | 0.5996 | 0.35181 | 35871 | 20863.0041 | 633 | 37234.7261 | 3 | 13011.9959 | 1.3012 | 24222.7301 | 0 | 767889.666 | 19 | 9500 | 2670.3893 | 199.6997 | 24375 | 151409.2359 | 33875 | 0 | 117534.2359 | 117534.2359 | 0 | 9500 | 0 | 0 | 0 | 0 | 0
2022-08-04 16:00 | 0.40233 | 0.24301 | 35871 | 13999.02 | 633 | 25719.5952 | 3 | 19875.98 | 1.9876 | 5843.6152 | 0 | 792112.3961 | 19 | 9500 | 2670.3893 | 199.6997 | 24375 | 151409.2359 | 33875 | 0 | 117534.2359 | 117534.2359 | 0 | 9500 | 0 | 0 | 0 | 0 | 0
2022-08-04 17:00 | 0.20482 | 0.12201 | 35871 | 7126.6853 | 633 | 12913.2456 | 3 | 26748.3147 | 2.6748 | 0 | 13835.0692 | 797956.0113 | 19 | 9500 | 2670.3893 | 199.6997 | 24375 | 151409.2359 | 33875 | 0 | 117534.2359 | 117534.2359 | 7126.6853 | 2373.3147 | 0 | 0 | 0 | 0 | 0
2022-08-04 18:00 | 0.0603 | 0.01342 | 35871 | 2098.1307 | 633 | 1420.3406 | 3 | 30000 | 3 | 0 | 28579.6594 | 784120.9422 | 19 | 7723.1307 | 2670.3893 | 162.3481 | 24375 | 151409.2359 | 32098.1307 | 0 | 119311.1053 | 119311.1053 | 2098.1307 | 5625 | 0 | 0 | 0 | 0 | 0
2022-08-04 19:00 | 0 | 0 | 35871 | 0 | 633 | 0 | 3 | 30000 | 3 | 0 | 30000 | 755541.2828 | 19 | 5625 | 2670.3893 | 118.2432 | 24375 | 151409.2359 | 30000 | 0 | 121409.2359 | 121409.2359 | 0 | 5625 | 0 | 0 | 0 | 0 | 0
2022-08-04 20:00 | 0 | 0 | 35871 | 0 | 633 | 0 | 3 | 30000 | 3 | 0 | 30000 | 725541.2828 | 19 | 5625 | 2670.3893 | 118.2432 | 24375 | 151409.2359 | 30000 | 0 | 121409.2359 | 121409.2359 | 0 | 5625 | 0 | 0 | 0 | 0 | 0
2022-08-04 21:00 | 0 | 0 | 35871 | 0 | 633 | 0 | 3 | 30000 | 3 | 0 | 30000 | 695541.2828 | 19 | 5625 | 2670.3893 | 118.2432 | 24375 | 151409.2359 | 30000 | 0 | 121409.2359 | 121409.2359 | 0 | 5625 | 0 | 0 | 0 | 0 | 0
2022-08-04 22:00 | 0 | 0 | 35871 | 0 | 633 | 0 | 3 | 30000 | 3 | 0 | 30000 | 665541.2828 | 19 | 5625 | 2670.3893 | 118.2432 | 24375 | 151409.2359 | 30000 | 0 | 121409.2359 | 121409.2359 | 0 | 5625 | 0 | 0 | 0 | 0 | 0
2022-08-04 23:00 | 0 | 0 | 35871 | 0 | 633 | 0 | 3 | 30000 | 3 | 0 | 30000 | 635541.2828 | 19 | 5625 | 2670.3893 | 118.2432 | 24375 | 151409.2359 | 30000 | 0 | 121409.2359 | 121409.2359 | 0 | 5625 | 0 | 0 | 0 | 0 | 0
2022-08-05 | 0 | 0 | 35871 | 0 | 633 | 0 | 3 | 30000 | 3 | 0 | 30000 | 605541.2828 | 19 | 6916.6667 | 2670.3893 | 145.3954 | 23083.3333 | 150117.5693 | 30000 | 0 | 120117.5693 | 120117.5693 | 0 | 6916.6667 | 0 | 0 | 0 | 0 | 0
2022-08-05 01:00 | 0 | 0 | 35871 | 0 | 633 | 0 | 3 | 30000 | 3 | 0 | 30000 | 575541.2828 | 19 | 6916.6667 | 2670.3893 | 145.3954 | 23083.3333 | 150117.5693 | 30000 | 0 | 120117.5693 | 120117.5693 | 0 | 6916.6667 | 0 | 0 | 0 | 0 | 0
2022-08-05 02:00 | 0 | 0 | 35871 | 0 | 633 | 0 | 3 | 30000 | 3 | 0 | 30000 | 545541.2828 | 19 | 6916.6667 | 2670.3893 | 145.3954 | 23083.3333 | 150117.5693 | 30000 | 0 | 120117.5693 | 120117.5693 | 0 | 6916.6667 | 0 | 0 | 0 | 0 | 0
2022-08-05 03:00 | 0 | 0 | 35871 | 0 | 633 | 0 | 3 | 30000 | 3 | 0 | 30000 | 515541.2828 | 19 | 6916.6667 | 2670.3893 | 145.3954 | 23083.3333 | 150117.5693 | 30000 | 0 | 120117.5693 | 120117.5693 | 0 | 6916.6667 | 0 | 0 | 0 | 0 | 0
2022-08-05 04:00 | 0 | 0 | 35871 | 0 | 633 | 0 | 3 | 30000 | 3 | 0 | 30000 | 485541.2828 | 19 | 6916.6667 | 2670.3893 | 145.3954 | 23083.3333 | 150117.5693 | 30000 | 0 | 120117.5693 | 120117.5693 | 0 | 6916.6667 | 0 | 0 | 0 | 0 | 0
2022-08-05 05:00 | 0 | 0 | 35871 | 0 | 633 | 0 | 3 | 30000 | 3 | 0 | 30000 | 455541.2828 | 19 | 6916.6667 | 2670.3893 | 145.3954 | 23083.3333 | 150117.5693 | 30000 | 0 | 120117.5693 | 120117.5693 | 0 | 6916.6667 | 0 | 0 | 0 | 0 | 0
2022-08-05 06:00 | 0.0718 | 0.02734 | 35871 | 2498.2717 | 633 | 2893.6 | 3 | 30000 | 3 | 0 | 27106.4 | 425541.2828 | 19 | 9414.9383 | 2670.3893 | 197.9116 | 23083.3333 | 150117.5693 | 32498.2717 | 0 | 117619.2976 | 117619.2976 | 2498.2717 | 6916.6667 | 0 | 0 | 0 | 0 | 0
2022-08-05 07:00 | 0.2135 | 0.1178 | 35871 | 7428.7047 | 633 | 12467.6693 | 3 | 25154.6286 | 2.5155 | 0 | 12686.9593 | 398434.8827 | 19 | 9500 | 2670.3893 | 199.6997 | 23083.3333 | 150117.5693 | 32583.3333 | 0 | 117534.2359 | 117534.2359 | 0 | 9500 | 0 | 0 | 0 | 0 | 0
2022-08-05 08:00 | 0.40555 | 0.23318 | 35871 | 14111.0595 | 633 | 24679.2116 | 3 | 18472.2738 | 1.8472 | 6206.9378 | 0 | 385747.9234 | 19 | 9500 | 2670.3893 | 199.6997 | 23083.3333 | 150117.5693 | 32583.3333 | 0 | 117534.2359 | 117534.2359 | 0 | 9500 | 0 | 0 | 0 | 0 | 0
2022-08-05 09:00 | 0.5969 | 0.32674 | 35871 | 20769.0579 | 633 | 34581.3774 | 3 | 11814.2754 | 1.1814 | 22767.102 | 0 | 391954.8612 | 19 | 9500 | 2670.3893 | 199.6997 | 23083.3333 | 150117.5693 | 32583.3333 | 0 | 117534.2359 | 117534.2359 | 0 | 9500 | 0 | 0 | 0 | 0 | 0
2022-08-05 10:00 | 0.75295 | 0.39635 | 35871 | 26198.7974 | 633 | 41948.7328 | 3 | 6384.536 | 0.63845 | 35564.1968 | 0 | 414721.9632 | 19 | 9500 | 2670.3893 | 199.6997 | 23083.3333 | 150117.5693 | 32583.3333 | 0 | 117534.2359 | 117534.2359 | 3115.464 | 6384.536 | 0 | 0 | 0 | 0 | 0
2022-08-05 11:00 | 0.85245 | 0.43607 | 35871 | 29660.8869 | 633 | 46152.6022 | 3 | 2922.4464 | 0.29224 | 43230.1558 | 0 | 450286.16 | 19 | 9500 | 2670.3893 | 199.6997 | 23083.3333 | 150117.5693 | 32583.3333 | 0 | 117534.2359 | 117534.2359 | 6577.5536 | 2922.4464 | 0 | 0 | 0 | 0 | 0
2022-08-05 12:00 | 0.91783 | 0.54774 | 35871 | 31935.7755 | 633 | 57971.487 | 3 | 647.5578 | 0.064756 | 57323.9292 | 0 | 493516.3158 | 19 | 9500 | 2670.3893 | 199.6997 | 23083.3333 | 150117.5693 | 32583.3333 | 0 | 117534.2359 | 117534.2359 | 8852.4422 | 647.5578 | 0 | 0 | 0 | 0 | 0
2022-08-05 13:00 | 0.83992 | 0.45883 | 35871 | 29224.9072 | 633 | 48561.466 | 3 | 3358.4261 | 0.33584 | 45203.0399 | 0 | 550840.245 | 19 | 9500 | 2670.3893 | 199.6997 | 23083.3333 | 150117.5693 | 32583.3333 | 0 | 117534.2359 | 117534.2359 | 6141.5739 | 3358.4261 | 0 | 0 | 0 | 0 | 0
2022-08-05 14:00 | 0.68167 | 0.28091 | 35871 | 23718.619 | 633 | 29730.8402 | 3 | 8864.7143 | 0.88647 | 20866.1259 | 0 | 596043.2849 | 19 | 9500 | 2670.3893 | 199.6997 | 23083.3333 | 150117.5693 | 32583.3333 | 0 | 117534.2359 | 117534.2359 | 635.2857 | 8864.7143 | 0 | 0 | 0 | 0 | 0
2022-08-05 15:00 | 0.4393 | 0.19922 | 35871 | 15285.3864 | 633 | 21084.9667 | 3 | 17297.9469 | 1.7298 | 3787.0197 | 0 | 616909.4108 | 19 | 9500 | 2670.3893 | 199.6997 | 23083.3333 | 150117.5693 | 32583.3333 | 0 | 117534.2359 | 117534.2359 | 0 | 9500 | 0 | 0 | 0 | 0 | 0
2022-08-05 16:00 | 0.10922 | 0.03295 | 35871 | 3800.2957 | 633 | 3487.3489 | 3 | 28783.0376 | 2.8783 | 0 | 25295.6887 | 620696.4306 | 19 | 9500 | 2670.3893 | 199.6997 | 23083.3333 | 150117.5693 | 32583.3333 | 0 | 117534.2359 | 117534.2359 | 0 | 9500 | 0 | 0 | 0 | 0 | 0
2022-08-05 17:00 | 0.0475 | 0.00421 | 35871 | 1652.7563 | 633 | 445.5763 | 3 | 30000 | 3 | 0 | 29554.4237 | 595400.7419 | 19 | 8569.423 | 2670.3893 | 180.138 | 23083.3333 | 150117.5693 | 31652.7563 | 0 | 118464.8129 | 118464.8129 | 1652.7563 | 6916.6667 | 0 | 0 | 0 | 0 | 0
2022-08-05 18:00 | 0.01432 | 0.00063 | 35871 | 498.2625 | 633 | 66.6777 | 3 | 30000 | 3 | 0 | 29933.3223 | 565846.3182 | 19 | 7414.9292 | 2670.3893 | 155.8694 | 23083.3333 | 150117.5693 | 30498.2625 | 0 | 119619.3067 | 119619.3067 | 5.1159e-13 | 7414.9292 | 0 | 0 | 0 | 0 | 0
2022-08-05 19:00 | 0 | 0 | 35871 | 0 | 633 | 0 | 3 | 30000 | 3 | 0 | 30000 | 535912.9958 | 19 | 6916.6667 | 2670.3893 | 145.3954 | 23083.3333 | 150117.5693 | 30000 | 0 | 120117.5693 | 120117.5693 | 0 | 6916.6667 | 0 | 0 | 0 | 0 | 0
2022-08-05 20:00 | 0 | 0 | 35871 | 0 | 633 | 0 | 3 | 30000 | 3 | 0 | 30000 | 505912.9958 | 19 | 6916.6667 | 2670.3893 | 145.3954 | 23083.3333 | 150117.5693 | 30000 | 0 | 120117.5693 | 120117.5693 | 0 | 6916.6667 | 0 | 0 | 0 | 0 | 0
2022-08-05 21:00 | 0 | 0 | 35871 | 0 | 633 | 0 | 3 | 30000 | 3 | 0 | 30000 | 475912.9958 | 19 | 6916.6667 | 2670.3893 | 145.3954 | 23083.3333 | 150117.5693 | 30000 | 0 | 120117.5693 | 120117.5693 | 0 | 6916.6667 | 0 | 0 | 0 | 0 | 0
2022-08-05 22:00 | 0 | 0 | 35871 | 0 | 633 | 0 | 3 | 30000 | 3 | 0 | 30000 | 445912.9958 | 19 | 6916.6667 | 2670.3893 | 145.3954 | 23083.3333 | 150117.5693 | 30000 | 0 | 120117.5693 | 120117.5693 | 0 | 6916.6667 | 0 | 0 | 0 | 0 | 0
2022-08-05 23:00 | 0 | 0 | 35871 | 0 | 633 | 0 | 3 | 30000 | 3 | 0 | 30000 | 415912.9958 | 19 | 6916.6667 | 2670.3893 | 145.3954 | 23083.3333 | 150117.5693 | 30000 | 0 | 120117.5693 | 120117.5693 | 0 | 6916.6667 | 0 | 0 | 0 | 0 | 0
2022-08-06 | 0 | 0 | 35871 | 0 | 633 | 0 | 3 | 30000 | 3 | 0 | 30000 | 385912.9958 | 19 | 6791.6667 | 2670.3893 | 142.7678 | 23208.3333 | 150242.5693 | 30000 | 0 | 120242.5693 | 120242.5693 | 0 | 6791.6667 | 0 | 0 | 0 | 0 | 0
2022-08-06 01:00 | 0 | 0 | 35871 | 0 | 633 | 0 | 3 | 30000 | 3 | 0 | 30000 | 355912.9958 | 19 | 6791.6667 | 2670.3893 | 142.7678 | 23208.3333 | 150242.5693 | 30000 | 0 | 120242.5693 | 120242.5693 | 0 | 6791.6667 | 0 | 0 | 0 | 0 | 0
2022-08-06 02:00 | 0 | 0 | 35871 | 0 | 633 | 0 | 3 | 30000 | 3 | 0 | 30000 | 325912.9958 | 19 | 6791.6667 | 2670.3893 | 142.7678 | 23208.3333 | 150242.5693 | 30000 | 0 | 120242.5693 | 120242.5693 | 0 | 6791.6667 | 0 | 0 | 0 | 0 | 0
2022-08-06 03:00 | 0 | 0 | 35871 | 0 | 633 | 0 | 3 | 30000 | 3 | 0 | 30000 | 295912.9958 | 19 | 6791.6667 | 2670.3893 | 142.7678 | 23208.3333 | 150242.5693 | 30000 | 0 | 120242.5693 | 120242.5693 | 0 | 6791.6667 | 0 | 0 | 0 | 0 | 0
2022-08-06 04:00 | 0 | 0 | 35871 | 0 | 633 | 0 | 3 | 30000 | 3 | 0 | 30000 | 265912.9958 | 19 | 6791.6667 | 2670.3893 | 142.7678 | 23208.3333 | 150242.5693 | 30000 | 0 | 120242.5693 | 120242.5693 | 0 | 6791.6667 | 0 | 0 | 0 | 0 | 0
2022-08-06 05:00 | 0 | 0 | 35871 | 0 | 633 | 0 | 3 | 30000 | 3 | 0 | 30000 | 235912.9958 | 19 | 6791.6667 | 2670.3893 | 142.7678 | 23208.3333 | 150242.5693 | 30000 | 0 | 120242.5693 | 120242.5693 | 0 | 6791.6667 | 0 | 0 | 0 | 0 | 0
2022-08-06 06:00 | 0.0677 | 0.02198 | 35871 | 2355.6127 | 633 | 2326.3104 | 3 | 30000 | 3 | 0 | 27673.6896 | 205912.9958 | 19 | 9147.2794 | 2670.3893 | 192.2852 | 23208.3333 | 150242.5693 | 32355.6127 | 0 | 117886.9566 | 117886.9566 | 2355.6127 | 6791.6667 | 0 | 0 | 0 | 0 | 0
2022-08-06 07:00 | 0.2078 | 0.11658 | 35871 | 7230.374 | 633 | 12338.5474 | 3 | 25477.9593 | 2.5478 | 0 | 13139.4119 | 178239.3063 | 19 | 9500 | 2670.3893 | 199.6997 | 23208.3333 | 150242.5693 | 32708.3333 | 0 | 117534.2359 | 117534.2359 | 0 | 9500 | 0 | 0 | 0 | 0 | 0
2022-08-06 08:00 | 0.39817 | 0.21405 | 35871 | 13854.2734 | 633 | 22654.5383 | 3 | 18854.0599 | 1.8854 | 3800.4783 | 0 | 165099.8944 | 19 | 9500 | 2670.3893 | 199.6997 | 23208.3333 | 150242.5693 | 32708.3333 | 0 | 117534.2359 | 117534.2359 | 0 | 9500 | 0 | 0 | 0 | 0 | 0
2022-08-06 09:00 | 0.62135 | 0.39324 | 35871 | 21619.7925 | 633 | 41619.5778 | 3 | 11088.5409 | 1.1089 | 30531.037 | 0 | 168900.3727 | 19 | 9500 | 2670.3893 | 199.6997 | 23208.3333 | 150242.5693 | 32708.3333 | 0 | 117534.2359 | 117534.2359 | 0 | 9500 | 0 | 0 | 0 | 0 | 0
2022-08-06 10:00 | 0.80142 | 0.51869 | 35871 | 27885.3047 | 633 | 54896.9047 | 3 | 4823.0286 | 0.4823 | 50073.8761 | 0 | 199431.4097 | 19 | 9500 | 2670.3893 | 199.6997 | 23208.3333 | 150242.5693 | 32708.3333 | 0 | 117534.2359 | 117534.2359 | 4676.9714 | 4823.0286 | 0 | 0 | 0 | 0 | 0
2022-08-06 11:00 | 0.9103 | 0.592 | 35871 | 31673.7702 | 633 | 62655.8592 | 3 | 1034.5632 | 0.10346 | 61621.296 | 0 | 249505.2858 | 19 | 9500 | 2670.3893 | 199.6997 | 23208.3333 | 150242.5693 | 32708.3333 | 0 | 117534.2359 | 117534.2359 | 8465.4368 | 1034.5632 | 0 | 0 | 0 | 0 | 0
2022-08-06 12:00 | 0.91528 | 0.54178 | 35871 | 31847.0486 | 633 | 57340.6949 | 3 | 861.2847 | 0.086128 | 56479.4102 | 0 | 311126.5818 | 19 | 9500 | 2670.3893 | 199.6997 | 23208.3333 | 150242.5693 | 32708.3333 | 0 | 117534.2359 | 117534.2359 | 8638.7153 | 861.2847 | 0 | 0 | 0 | 0 | 0
2022-08-06 13:00 | 0.89097 | 0.54179 | 35871 | 31001.1853 | 633 | 57341.7533 | 3 | 1707.148 | 0.17071 | 55634.6053 | 0 | 367605.992 | 19 | 9500 | 2670.3893 | 199.6997 | 23208.3333 | 150242.5693 | 32708.3333 | 0 | 117534.2359 | 117534.2359 | 7792.852 | 1707.148 | 0 | 0 | 0 | 0 | 0
2022-08-06 14:00 | 0.7533 | 0.44497 | 35871 | 26210.9756 | 633 | 47094.5569 | 3 | 6497.3578 | 0.64974 | 40597.1991 | 0 | 423240.5973 | 19 | 9500 | 2670.3893 | 199.6997 | 23208.3333 | 150242.5693 | 32708.3333 | 0 | 117534.2359 | 117534.2359 | 3002.6422 | 6497.3578 | 0 | 0 | 0 | 0 | 0
2022-08-06 15:00 | 0.5945 | 0.41348 | 35871 | 20685.5502 | 633 | 43761.7308 | 3 | 12022.7831 | 1.2023 | 31738.9477 | 0 | 463837.7964 | 19 | 9500 | 2670.3893 | 199.6997 | 23208.3333 | 150242.5693 | 32708.3333 | 0 | 117534.2359 | 117534.2359 | 0 | 9500 | 0 | 0 | 0 | 0 | 0
2022-08-06 16:00 | 0.41535 | 0.30861 | 35871 | 14452.0493 | 633 | 32662.5417 | 3 | 18256.2841 | 1.8256 | 14406.2577 | 0 | 495576.7441 | 19 | 9500 | 2670.3893 | 199.6997 | 23208.3333 | 150242.5693 | 32708.3333 | 0 | 117534.2359 | 117534.2359 | 0 | 9500 | 0 | 0 | 0 | 0 | 0
2022-08-06 17:00 | 0.22515 | 0.18602 | 35871 | 7834.065 | 633 | 19687.9104 | 3 | 24874.2684 | 2.4874 | 0 | 5186.358 | 509983.0018 | 19 | 9500 | 2670.3893 | 199.6997 | 23208.3333 | 150242.5693 | 32708.3333 | 0 | 117534.2359 | 117534.2359 | 0 | 9500 | 0 | 0 | 0 | 0 | 0
2022-08-06 18:00 | 0.06532 | 0.03198 | 35871 | 2272.8009 | 633 | 3384.6864 | 3 | 30000 | 3 | 0 | 26615.3136 | 504796.6438 | 19 | 9064.4676 | 2670.3893 | 190.5444 | 23208.3333 | 150242.5693 | 32272.8009 | 0 | 117969.7684 | 117969.7684 | 2272.8009 | 6791.6667 | 0 | 0 | 0 | 0 | 0
2022-08-06 19:00 | 0 | 0 | 35871 | 0 | 633 | 0 | 3 | 30000 | 3 | 0 | 30000 | 478181.3303 | 19 | 6791.6667 | 2670.3893 | 142.7678 | 23208.3333 | 150242.5693 | 30000 | 0 | 120242.5693 | 120242.5693 | 0 | 6791.6667 | 0 | 0 | 0 | 0 | 0
2022-08-06 20:00 | 0 | 0 | 35871 | 0 | 633 | 0 | 3 | 30000 | 3 | 0 | 30000 | 448181.3303 | 19 | 6791.6667 | 2670.3893 | 142.7678 | 23208.3333 | 150242.5693 | 30000 | 0 | 120242.5693 | 120242.5693 | 0 | 6791.6667 | 0 | 0 | 0 | 0 | 0
2022-08-06 21:00 | 0 | 0 | 35871 | 0 | 633 | 0 | 3 | 30000 | 3 | 0 | 30000 | 418181.3303 | 19 | 6791.6667 | 2670.3893 | 142.7678 | 23208.3333 | 150242.5693 | 30000 | 0 | 120242.5693 | 120242.5693 | 0 | 6791.6667 | 0 | 0 | 0 | 0 | 0
2022-08-06 22:00 | 0 | 0 | 35871 | 0 | 633 | 0 | 3 | 30000 | 3 | 0 | 30000 | 388181.3303 | 19 | 6791.6667 | 2670.3893 | 142.7678 | 23208.3333 | 150242.5693 | 30000 | 0 | 120242.5693 | 120242.5693 | 0 | 6791.6667 | 0 | 0 | 0 | 0 | 0
2022-08-06 23:00 | 0 | 0 | 35871 | 0 | 633 | 0 | 3 | 30000 | 3 | 0 | 30000 | 358181.3303 | 19 | 6791.6667 | 2670.3893 | 142.7678 | 23208.3333 | 150242.5693 | 30000 | 0 | 120242.5693 | 120242.5693 | 0 | 6791.6667 | 0 | 0 | 0 | 0 | 0
2022-08-07 | 0 | 0 | 35871 | 0 | 633 | 0 | 3 | 30000 | 3 | 0 | 30000 | 328181.3303 | 19 | 7404.1667 | 2670.3893 | 155.6431 | 22595.8333 | 149630.0693 | 30000 | 0 | 119630.0693 | 119630.0693 | 0 | 7404.1667 | 0 | 0 | 0 | 0 | 0
2022-08-07 01:00 | 0 | 0 | 35871 | 0 | 633 | 0 | 3 | 30000 | 3 | 0 | 30000 | 298181.3303 | 19 | 7404.1667 | 2670.3893 | 155.6431 | 22595.8333 | 149630.0693 | 30000 | 0 | 119630.0693 | 119630.0693 | 0 | 7404.1667 | 0 | 0 | 0 | 0 | 0
2022-08-07 02:00 | 0 | 0 | 35871 | 0 | 633 | 0 | 3 | 30000 | 3 | 0 | 30000 | 268181.3303 | 19 | 7404.1667 | 2670.3893 | 155.6431 | 22595.8333 | 149630.0693 | 30000 | 0 | 119630.0693 | 119630.0693 | 0 | 7404.1667 | 0 | 0 | 0 | 0 | 0
2022-08-07 03:00 | 0 | 0 | 35871 | 0 | 633 | 0 | 3 | 30000 | 3 | 0 | 30000 | 238181.3303 | 19 | 7404.1667 | 2670.3893 | 155.6431 | 22595.8333 | 149630.0693 | 30000 | 0 | 119630.0693 | 119630.0693 | 0 | 7404.1667 | 0 | 0 | 0 | 0 | 0
2022-08-07 04:00 | 0 | 0 | 35871 | 0 | 633 | 0 | 3 | 30000 | 3 | 0 | 30000 | 208181.3303 | 19 | 7404.1667 | 2670.3893 | 155.6431 | 22595.8333 | 149630.0693 | 30000 | 0 | 119630.0693 | 119630.0693 | 0 | 7404.1667 | 0 | 0 | 0 | 0 | 0
2022-08-07 05:00 | 0 | 0 | 35871 | 0 | 633 | 0 | 3 | 30000 | 3 | 0 | 30000 | 178181.3303 | 19 | 7404.1667 | 2670.3893 | 155.6431 | 22595.8333 | 149630.0693 | 30000 | 0 | 119630.0693 | 119630.0693 | 0 | 7404.1667 | 0 | 0 | 0 | 0 | 0
2022-08-07 06:00 | 0.06972 | 0.02855 | 35871 | 2425.8983 | 633 | 3021.6635 | 3 | 29669.935 | 2.967 | 0 | 26648.2715 | 148181.3303 | 19 | 9500 | 2670.3893 | 199.6997 | 22595.8333 | 149630.0693 | 32095.8333 | 0 | 117534.2359 | 117534.2359 | 2425.8983 | 7074.1017 | 0 | 0 | 0 | 0 | 0
2022-08-07 07:00 | 0.19645 | 0.07587 | 35871 | 6835.4522 | 633 | 8029.8987 | 3 | 25260.3811 | 2.526 | 0 | 17230.4824 | 121533.0587 | 19 | 9500 | 2670.3893 | 199.6997 | 22595.8333 | 149630.0693 | 32095.8333 | 0 | 117534.2359 | 117534.2359 | 0 | 9500 | 0 | 0 | 0 | 0 | 0
2022-08-07 08:00 | 0.3725 | 0.04472 | 35871 | 12961.0891 | 633 | 4733.0575 | 3 | 19134.7443 | 1.9135 | 0 | 14401.6868 | 104302.5763 | 19 | 9500 | 2670.3893 | 199.6997 | 22595.8333 | 149630.0693 | 32095.8333 | 0 | 117534.2359 | 117534.2359 | 0 | 9500 | 0 | 0 | 0 | 0 | 0
2022-08-07 09:00 | 0.52185 | 0.19209 | 35871 | 18157.7029 | 633 | 20330.3446 | 3 | 13938.1304 | 1.3938 | 6392.2142 | 0 | 89900.8895 | 19 | 9500 | 2670.3893 | 199.6997 | 22595.8333 | 149630.0693 | 32095.8333 | 0 | 117534.2359 | 117534.2359 | 0 | 9500 | 0 | 0 | 0 | 0 | 0
2022-08-07 10:00 | 0.70222 | 0.43796 | 35871 | 24433.6536 | 633 | 46352.6353 | 3 | 7662.1797 | 0.76622 | 38690.4556 | 0 | 96293.1037 | 19 | 9500 | 2670.3893 | 199.6997 | 22595.8333 | 149630.0693 | 32095.8333 | 0 | 117534.2359 | 117534.2359 | 1837.8203 | 7662.1797 | 0 | 0 | 0 | 0 | 0
2022-08-07 11:00 | 0.88128 | 0.55414 | 35871 | 30664.023 | 633 | 58648.8477 | 3 | 1431.8103 | 0.14318 | 57217.0374 | 0 | 134983.5593 | 19 | 9500 | 2670.3893 | 199.6997 | 22595.8333 | 149630.0693 | 32095.8333 | 0 | 117534.2359 | 117534.2359 | 8068.1897 | 1431.8103 | 0 | 0 | 0 | 0 | 0
2022-08-07 12:00 | 0.87822 | 0.4876 | 35871 | 30557.5507 | 633 | 51606.4138 | 3 | 1538.2826 | 0.15383 | 50068.1312 | 0 | 192200.5966 | 19 | 9500 | 2670.3893 | 199.6997 | 22595.8333 | 149630.0693 | 32095.8333 | 0 | 117534.2359 | 117534.2359 | 7961.7174 | 1538.2826 | 0 | 0 | 0 | 0 | 0
2022-08-07 13:00 | 0.8522 | 0.52751 | 35871 | 29652.1882 | 633 | 55830.3924 | 3 | 2443.6451 | 0.24436 | 53386.7473 | 0 | 242268.7278 | 19 | 9500 | 2670.3893 | 199.6997 | 22595.8333 | 149630.0693 | 32095.8333 | 0 | 117534.2359 | 117534.2359 | 7056.3549 | 2443.6451 | 0 | 0 | 0 | 0 | 0
2022-08-07 14:00 | 0.73908 | 0.40804 | 35871 | 25716.1925 | 633 | 43185.9743 | 3 | 6379.6408 | 0.63796 | 36806.3335 | 0 | 295655.4751 | 19 | 9500 | 2670.3893 | 199.6997 | 22595.8333 | 149630.0693 | 32095.8333 | 0 | 117534.2359 | 117534.2359 | 3120.3592 | 6379.6408 | 0 | 0 | 0 | 0 | 0
2022-08-07 15:00 | 0.6119 | 0.4418 | 35871 | 21290.981 | 633 | 46759.0517 | 3 | 10804.8524 | 1.0805 | 35954.1993 | 0 | 332461.8085 | 19 | 9500 | 2670.3893 | 199.6997 | 22595.8333 | 149630.0693 | 32095.8333 | 0 | 117534.2359 | 117534.2359 | 0 | 9500 | 0 | 0 | 0 | 0 | 0
2022-08-07 16:00 | 0.41252 | 0.32 | 35871 | 14353.5798 | 633 | 33868.032 | 3 | 17742.2536 | 1.7742 | 16125.7784 | 0 | 368416.0078 | 19 | 9500 | 2670.3893 | 199.6997 | 22595.8333 | 149630.0693 | 32095.8333 | 0 | 117534.2359 | 117534.2359 | 0 | 9500 | 0 | 0 | 0 | 0 | 0
2022-08-07 17:00 | 0.21532 | 0.19483 | 35871 | 7492.0314 | 633 | 20620.3396 | 3 | 24603.8019 | 2.4604 | 0 | 3983.4623 | 384541.7863 | 19 | 9500 | 2670.3893 | 199.6997 | 22595.8333 | 149630.0693 | 32095.8333 | 0 | 117534.2359 | 117534.2359 | 0 | 9500 | 0 | 0 | 0 | 0 | 0
2022-08-07 18:00 | 0.0616 | 0.02987 | 35871 | 2143.364 | 633 | 3161.3691 | 3 | 29952.4693 | 2.9952 | 0 | 26791.1002 | 380558.324 | 19 | 9500 | 2670.3893 | 199.6997 | 22595.8333 | 149630.0693 | 32095.8333 | 0 | 117534.2359 | 117534.2359 | 2143.364 | 7356.636 | 0 | 0 | 0 | 0 | 0
2022-08-07 19:00 | 0 | 0 | 35871 | 0 | 633 | 0 | 3 | 30000 | 3 | 0 | 30000 | 353767.2237 | 19 | 7404.1667 | 2670.3893 | 155.6431 | 22595.8333 | 149630.0693 | 30000 | 0 | 119630.0693 | 119630.0693 | 0 | 7404.1667 | 0 | 0 | 0 | 0 | 0
2022-08-07 20:00 | 0 | 0 | 35871 | 0 | 633 | 0 | 3 | 30000 | 3 | 0 | 30000 | 323767.2237 | 19 | 7404.1667 | 2670.3893 | 155.6431 | 22595.8333 | 149630.0693 | 30000 | 0 | 119630.0693 | 119630.0693 | 0 | 7404.1667 | 0 | 0 | 0 | 0 | 0
2022-08-07 21:00 | 0 | 0 | 35871 | 0 | 633 | 0 | 3 | 30000 | 3 | 0 | 30000 | 293767.2237 | 19 | 7404.1667 | 2670.3893 | 155.6431 | 22595.8333 | 149630.0693 | 30000 | 0 | 119630.0693 | 119630.0693 | 0 | 7404.1667 | 0 | 0 | 0 | 0 | 0
2022-08-07 22:00 | 0 | 0 | 35871 | 0 | 633 | 0 | 3 | 30000 | 3 | 0 | 30000 | 263767.2237 | 19 | 7404.1667 | 2670.3893 | 155.6431 | 22595.8333 | 149630.0693 | 30000 | 0 | 119630.0693 | 119630.0693 | 0 | 7404.1667 | 0 | 0 | 0 | 0 | 0
2022-08-07 23:00 | 0 | 0 | 35871 | 0 | 633 | 0 | 3 | 30000 | 3 | 0 | 30000 | 233767.2237 | 19 | 7404.1667 | 2670.3893 | 155.6431 | 22595.8333 | 149630.0693 | 30000 | 0 | 119630.0693 | 119630.0693 | 0 | 7404.1667 | 0 | 0 | 0 | 0 | 0
2022-08-08 | 0 | 0 | 35871 | 0 | 633 | 0 | 3 | 30000 | 3 | 0 | 30000 | 203767.2237 | 19 | 6837.5 | 2670.3893 | 143.7312 | 23162.5 | 150196.7359 | 30000 | 0 | 120196.7359 | 120196.7359 | 0 | 6837.5 | 0 | 0 | 0 | 0 | 0
2022-08-08 01:00 | 0 | 0 | 35871 | 0 | 633 | 0 | 3 | 30000 | 3 | 0 | 30000 | 173767.2237 | 19 | 6837.5 | 2670.3893 | 143.7312 | 23162.5 | 150196.7359 | 30000 | 0 | 120196.7359 | 120196.7359 | 0 | 6837.5 | 0 | 0 | 0 | 0 | 0
2022-08-08 02:00 | 0 | 0 | 35871 | 0 | 633 | 0 | 3 | 30000 | 3 | 0 | 30000 | 143767.2237 | 19 | 6837.5 | 2670.3893 | 143.7312 | 23162.5 | 150196.7359 | 30000 | 0 | 120196.7359 | 120196.7359 | 0 | 6837.5 | 0 | 0 | 0 | 0 | 0
2022-08-08 03:00 | 0 | 0 | 35871 | 0 | 633 | 0 | 3 | 30000 | 3 | 0 | 30000 | 113767.2237 | 19 | 6837.5 | 2670.3893 | 143.7312 | 23162.5 | 150196.7359 | 30000 | 0 | 120196.7359 | 120196.7359 | 0 | 6837.5 | 0 | 0 | 0 | 0 | 0
2022-08-08 04:00 | 0 | 0 | 35871 | 0 | 633 | 0 | 3 | 30000 | 3 | 0 | 30000 | 83767.2237 | 19 | 6837.5 | 2670.3893 | 143.7312 | 23162.5 | 150196.7359 | 30000 | 0 | 120196.7359 | 120196.7359 | 0 | 6837.5 | 0 | 0 | 0 | 0 | 0
2022-08-08 05:00 | 0 | 0 | 35871 | 0 | 633 | 0 | 3 | 30000 | 3 | 0 | 30000 | 53767.2237 | 19 | 6837.5 | 2670.3893 | 143.7312 | 23162.5 | 150196.7359 | 30000 | 0 | 120196.7359 | 120196.7359 | 0 | 6837.5 | 0 | 0 | 0 | 0 | 0
2022-08-08 06:00 | 0.07625 | 0.05889 | 35871 | 2653.1088 | 633 | 6232.7763 | 3 | 30000 | 3 | 0 | 23767.2237 | 23767.2237 | 19 | 9490.6088 | 2670.3893 | 199.5023 | 23162.5 | 150196.7359 | 32653.1088 | 0 | 117543.6271 | 117543.6271 | 2653.1088 | 6837.5 | 0 | 0 | 0 | 0 | 0
2022-08-08 07:00 | 0.2488 | 0.25816 | 35871 | 8656.9637 | 633 | 27323.0348 | 3 | 24005.5363 | 2.4006 | 0 | 0 | 0 | 19 | 9500 | 2670.3893 | 199.6997 | 23162.5 | 150196.7359 | 32662.5 | 0 | 117534.2359 | 117534.2359 | 0 | 9500 | 0 | 0 | 0 | 0 | 0
2022-08-08 08:00 | 0.458 | 0.42282 | 35871 | 15936.0505 | 633 | 44750.254 | 3 | 16726.4495 | 1.6726 | 0 | 0 | 0 | 19 | 9500 | 2670.3893 | 199.6997 | 23162.5 | 150196.7359 | 32662.5 | 0 | 117534.2359 | 117534.2359 | 0 | 9500 | 0 | 0 | 0 | 0 | 0
2022-08-08 09:00 | 0.65378 | 0.51364 | 35871 | 22748.1901 | 633 | 54362.4249 | 3 | 9914.3099 | 0.99143 | 9285.745 | 0 | 0 | 19 | 9500 | 2670.3893 | 199.6997 | 23162.5 | 150196.7359 | 32662.5 | 0 | 117534.2359 | 117534.2359 | 0 | 9500 | 0 | 0 | 0 | 0 | 0
2022-08-08 10:00 | 0.80815 | 0.57833 | 35871 | 28119.4742 | 633 | 61209.0592 | 3 | 4543.0258 | 0.4543 | 56666.0334 | 0 | 9285.745 | 19 | 9500 | 2670.3893 | 199.6997 | 23162.5 | 150196.7359 | 32662.5 | 0 | 117534.2359 | 117534.2359 | 4956.9742 | 4543.0258 | 0 | 0 | 0 | 0 | 0
2022-08-08 11:00 | 0.9051 | 0.61079 | 35871 | 31492.8368 | 633 | 64644.5477 | 3 | 1169.6632 | 0.11697 | 63474.8845 | 0 | 65951.7784 | 19 | 9500 | 2670.3893 | 199.6997 | 23162.5 | 150196.7359 | 32662.5 | 0 | 117534.2359 | 117534.2359 | 8330.3368 | 1169.6632 | 0 | 0 | 0 | 0 | 0
2022-08-08 12:00 | 0.94038 | 0.66372 | 35871 | 32720.3999 | 633 | 70246.5319 | 3 | 0 | 0 | 70246.5319 | 0 | 129426.663 | 19 | 9500 | 2670.3893 | 199.6997 | 23162.5 | 150196.7359 | 32662.5 | 0 | 117534.2359 | 117534.2359 | 9500 | 0 | 0 | 0 | 0 | 0 | 0
2022-08-08 13:00 | 0.90158 | 0.62428 | 35871 | 31370.3589 | 633 | 66072.2969 | 3 | 1292.1411 | 0.12921 | 64780.1558 | 0 | 199673.1948 | 19 | 9500 | 2670.3893 | 199.6997 | 23162.5 | 150196.7359 | 32662.5 | 0 | 117534.2359 | 117534.2359 | 8207.8589 | 1292.1411 | 0 | 0 | 0 | 0 | 0
2022-08-08 14:00 | 0.79742 | 0.56105 | 35871 | 27746.1252 | 633 | 59380.1855 | 3 | 4916.3748 | 0.49164 | 54463.8107 | 0 | 264453.3506 | 19 | 9500 | 2670.3893 | 199.6997 | 23162.5 | 150196.7359 | 32662.5 | 0 | 117534.2359 | 117534.2359 | 4583.6252 | 4916.3748 | 0 | 0 | 0 | 0 | 0
2022-08-08 15:00 | 0.63022 | 0.49028 | 35871 | 21928.423 | 633 | 51890.0585 | 3 | 10734.077 | 1.0734 | 41155.9815 | 0 | 318917.1614 | 19 | 9500 | 2670.3893 | 199.6997 | 23162.5 | 150196.7359 | 32662.5 | 0 | 117534.2359 | 117534.2359 | 0 | 9500 | 0 | 0 | 0 | 0 | 0
2022-08-08 16:00 | 0.43175 | 0.3771 | 35871 | 15022.6851 | 633 | 39911.359 | 3 | 17639.8149 | 1.764 | 22271.5441 | 0 | 360073.1429 | 19 | 9500 | 2670.3893 | 199.6997 | 23162.5 | 150196.7359 | 32662.5 | 0 | 117534.2359 | 117534.2359 | 0 | 9500 | 0 | 0 | 0 | 0 | 0
2022-08-08 17:00 | 0.22573 | 0.22161 | 35871 | 7854.246 | 633 | 23454.6705 | 3 | 24808.254 | 2.4808 | 0 | 1353.5835 | 382344.6869 | 19 | 9500 | 2670.3893 | 199.6997 | 23162.5 | 150196.7359 | 32662.5 | 0 | 117534.2359 | 117534.2359 | 0 | 9500 | 0 | 0 | 0 | 0 | 0
2022-08-08 18:00 | 0.0616 | 0.03088 | 35871 | 2143.364 | 633 | 3268.2651 | 3 | 30000 | 3 | 0 | 26731.7349 | 380991.1035 | 19 | 8980.864 | 2670.3893 | 188.7869 | 23162.5 | 150196.7359 | 32143.364 | 0 | 118053.3719 | 118053.3719 | 4.5475e-13 | 8980.864 | 0 | 0 | 0 | 0 | 0
2022-08-08 19:00 | 0 | 0 | 35871 | 0 | 633 | 0 | 3 | 30000 | 3 | 0 | 30000 | 354259.3686 | 19 | 6837.5 | 2670.3893 | 143.7312 | 23162.5 | 150196.7359 | 30000 | 0 | 120196.7359 | 120196.7359 | 0 | 6837.5 | 0 | 0 | 0 | 0 | 0
2022-08-08 20:00 | 0 | 0 | 35871 | 0 | 633 | 0 | 3 | 30000 | 3 | 0 | 30000 | 324259.3686 | 19 | 6837.5 | 2670.3893 | 143.7312 | 23162.5 | 150196.7359 | 30000 | 0 | 120196.7359 | 120196.7359 | 0 | 6837.5 | 0 | 0 | 0 | 0 | 0
2022-08-08 21:00 | 0 | 0 | 35871 | 0 | 633 | 0 | 3 | 30000 | 3 | 0 | 30000 | 294259.3686 | 19 | 6837.5 | 2670.3893 | 143.7312 | 23162.5 | 150196.7359 | 30000 | 0 | 120196.7359 | 120196.7359 | 0 | 6837.5 | 0 | 0 | 0 | 0 | 0
2022-08-08 22:00 | 0 | 0 | 35871 | 0 | 633 | 0 | 3 | 30000 | 3 | 0 | 30000 | 264259.3686 | 19 | 6837.5 | 2670.3893 | 143.7312 | 23162.5 | 150196.7359 | 30000 | 0 | 120196.7359 | 120196.7359 | 0 | 6837.5 | 0 | 0 | 0 | 0 | 0
2022-08-08 23:00 | 0 | 0 | 35871 | 0 | 633 | 0 | 3 | 30000 | 3 | 0 | 30000 | 234259.3686 | 19 | 6837.5 | 2670.3893 | 143.7312 | 23162.5 | 150196.7359 | 30000 | 0 | 120196.7359 | 120196.7359 | 0 | 6837.5 | 0 | 0 | 0 | 0 | 0
2022-08-09 | 0 | 0 | 35871 | 0 | 633 | 0 | 3 | 30000 | 3 | 0 | 30000 | 204259.3686 | 19 | 5625 | 2670.3893 | 118.2432 | 24375 | 151409.2359 | 30000 | 0 | 121409.2359 | 121409.2359 | 0 | 5625 | 0 | 0 | 0 | 0 | 0
2022-08-09 01:00 | 0 | 0 | 35871 | 0 | 633 | 0 | 3 | 30000 | 3 | 0 | 30000 | 174259.3686 | 19 | 5625 | 2670.3893 | 118.2432 | 24375 | 151409.2359 | 30000 | 0 | 121409.2359 | 121409.2359 | 0 | 5625 | 0 | 0 | 0 | 0 | 0
2022-08-09 02:00 | 0 | 0 | 35871 | 0 | 633 | 0 | 3 | 30000 | 3 | 0 | 30000 | 144259.3686 | 19 | 5625 | 2670.3893 | 118.2432 | 24375 | 151409.2359 | 30000 | 0 | 121409.2359 | 121409.2359 | 0 | 5625 | 0 | 0 | 0 | 0 | 0
2022-08-09 03:00 | 0 | 0 | 35871 | 0 | 633 | 0 | 3 | 30000 | 3 | 0 | 30000 | 114259.3686 | 19 | 5625 | 2670.3893 | 118.2432 | 24375 | 151409.2359 | 30000 | 0 | 121409.2359 | 121409.2359 | 0 | 5625 | 0 | 0 | 0 | 0 | 0
2022-08-09 04:00 | 0 | 0 | 35871 | 0 | 633 | 0 | 3 | 30000 | 3 | 0 | 30000 | 84259.3686 | 19 | 5625 | 2670.3893 | 118.2432 | 24375 | 151409.2359 | 30000 | 0 | 121409.2359 | 121409.2359 | 0 | 5625 | 0 | 0 | 0 | 0 | 0
2022-08-09 05:00 | 0 | 0 | 35871 | 0 | 633 | 0 | 3 | 30000 | 3 | 0 | 30000 | 54259.3686 | 19 | 5625 | 2670.3893 | 118.2432 | 24375 | 151409.2359 | 30000 | 0 | 121409.2359 | 121409.2359 | 0 | 5625 | 0 | 0 | 0 | 0 | 0
2022-08-09 06:00 | 0.07488 | 0.05424 | 35871 | 2605.4399 | 633 | 5740.6314 | 3 | 30000 | 3 | 0 | 24259.3686 | 24259.3686 | 19 | 8230.4399 | 2670.3893 | 173.0122 | 24375 | 151409.2359 | 32605.4399 | 0 | 118803.7961 | 118803.7961 | 2605.4399 | 5625 | 0 | 0 | 0 | 0 | 0
2022-08-09 07:00 | 0.24607 | 0.24989 | 35871 | 8561.9737 | 633 | 26447.7579 | 3 | 25313.0263 | 2.5313 | 0 | 0 | 0 | 19 | 9500 | 2670.3893 | 199.6997 | 24375 | 151409.2359 | 33875 | 0 | 117534.2359 | 117534.2359 | 0 | 9500 | 0 | 0 | 0 | 0 | 0
2022-08-09 08:00 | 0.4533 | 0.39302 | 35871 | 15772.5146 | 633 | 41596.2936 | 3 | 18102.4854 | 1.8102 | 0 | 0 | 0 | 19 | 9500 | 2670.3893 | 199.6997 | 24375 | 151409.2359 | 33875 | 0 | 117534.2359 | 117534.2359 | 0 | 9500 | 0 | 0 | 0 | 0 | 0
2022-08-09 09:00 | 0.64915 | 0.50632 | 35871 | 22587.0899 | 633 | 53587.6936 | 3 | 11287.9101 | 1.1288 | 16746.3287 | 0 | 0 | 19 | 9500 | 2670.3893 | 199.6997 | 24375 | 151409.2359 | 33875 | 0 | 117534.2359 | 117534.2359 | 0 | 9500 | 0 | 0 | 0 | 0 | 0
2022-08-09 10:00 | 0.80435 | 0.55468 | 35871 | 27987.2537 | 633 | 58706 | 3 | 5887.7463 | 0.58877 | 52818.2537 | 0 | 16746.3287 | 19 | 9500 | 2670.3893 | 199.6997 | 24375 | 151409.2359 | 33875 | 0 | 117534.2359 | 117534.2359 | 3612.2537 | 5887.7463 | 0 | 0 | 0 | 0 | 0
2022-08-09 11:00 | 0.90225 | 0.61073 | 35871 | 31393.6715 | 633 | 64638.1974 | 3 | 2481.3285 | 0.24813 | 62156.8689 | 0 | 69564.5823 | 19 | 9500 | 2670.3893 | 199.6997 | 24375 | 151409.2359 | 33875 | 0 | 117534.2359 | 117534.2359 | 7018.6715 | 2481.3285 | 0 | 0 | 0 | 0 | 0
2022-08-09 12:00 | 0.9233 | 0.61286 | 35871 | 32126.1035 | 633 | 64863.6315 | 3 | 1748.8965 | 0.17489 | 63114.735 | 0 | 131721.4512 | 19 | 9500 | 2670.3893 | 199.6997 | 24375 | 151409.2359 | 33875 | 0 | 117534.2359 | 117534.2359 | 7751.1035 | 1748.8965 | 0 | 0 | 0 | 0 | 0
2022-08-09 13:00 | 0.89008 | 0.59446 | 35871 | 30970.2179 | 633 | 62916.2197 | 3 | 2904.7821 | 0.29048 | 60011.4376 | 0 | 194836.1862 | 19 | 9500 | 2670.3893 | 199.6997 | 24375 | 151409.2359 | 33875 | 0 | 117534.2359 | 117534.2359 | 6595.2179 | 2904.7821 | 0 | 0 | 0 | 0 | 0
2022-08-09 14:00 | 0.79028 | 0.55748 | 35871 | 27497.6899 | 633 | 59002.3452 | 3 | 6377.3101 | 0.63773 | 52625.0351 | 0 | 254847.6238 | 19 | 9500 | 2670.3893 | 199.6997 | 24375 | 151409.2359 | 33875 | 0 | 117534.2359 | 117534.2359 | 3122.6899 | 6377.3101 | 0 | 0 | 0 | 0 | 0
2022-08-09 15:00 | 0.63362 | 0.49972 | 35871 | 22046.7255 | 633 | 52889.1655 | 3 | 11828.2745 | 1.1828 | 41060.891 | 0 | 307472.6589 | 19 | 9500 | 2670.3893 | 199.6997 | 24375 | 151409.2359 | 33875 | 0 | 117534.2359 | 117534.2359 | 0 | 9500 | 0 | 0 | 0 | 0 | 0
2022-08-09 16:00 | 0.43775 | 0.39817 | 35871 | 15231.4543 | 633 | 42141.3572 | 3 | 18643.5457 | 1.8644 | 23497.8115 | 0 | 348533.5499 | 19 | 9500 | 2670.3893 | 199.6997 | 24375 | 151409.2359 | 33875 | 0 | 117534.2359 | 117534.2359 | 0 | 9500 | 0 | 0 | 0 | 0 | 0
2022-08-09 17:00 | 0.2306 | 0.25057 | 35871 | 8023.697 | 633 | 26519.7274 | 3 | 25851.303 | 2.5851 | 668.4245 | 0 | 372031.3615 | 19 | 9500 | 2670.3893 | 199.6997 | 24375 | 151409.2359 | 33875 | 0 | 117534.2359 | 117534.2359 | 0 | 9500 | 0 | 0 | 0 | 0 | 0
2022-08-09 18:00 | 0.06222 | 0.04788 | 35871 | 2164.9368 | 633 | 5067.5043 | 3 | 30000 | 3 | 0 | 24932.4957 | 372699.7859 | 19 | 7789.9368 | 2670.3893 | 163.7524 | 24375 | 151409.2359 | 32164.9368 | 0 | 119244.2991 | 119244.2991 | 2164.9368 | 5625 | 0 | 0 | 0 | 0 | 0
2022-08-09 19:00 | 0 | 0 | 35871 | 0 | 633 | 0 | 3 | 30000 | 3 | 0 | 30000 | 347767.2902 | 19 | 5625 | 2670.3893 | 118.2432 | 24375 | 151409.2359 | 30000 | 0 | 121409.2359 | 121409.2359 | 0 | 5625 | 0 | 0 | 0 | 0 | 0
2022-08-09 20:00 | 0 | 0 | 35871 | 0 | 633 | 0 | 3 | 30000 | 3 | 0 | 30000 | 317767.2902 | 19 | 5625 | 2670.3893 | 118.2432 | 24375 | 151409.2359 | 30000 | 0 | 121409.2359 | 121409.2359 | 0 | 5625 | 0 | 0 | 0 | 0 | 0
2022-08-09 21:00 | 0 | 0 | 35871 | 0 | 633 | 0 | 3 | 30000 | 3 | 0 | 30000 | 287767.2902 | 19 | 5625 | 2670.3893 | 118.2432 | 24375 | 151409.2359 | 30000 | 0 | 121409.2359 | 121409.2359 | 0 | 5625 | 0 | 0 | 0 | 0 | 0
2022-08-09 22:00 | 0 | 0 | 35871 | 0 | 633 | 0 | 3 | 30000 | 3 | 0 | 30000 | 257767.2902 | 19 | 5625 | 2670.3893 | 118.2432 | 24375 | 151409.2359 | 30000 | 0 | 121409.2359 | 121409.2359 | 0 | 5625 | 0 | 0 | 0 | 0 | 0
2022-08-09 23:00 | 0 | 0 | 35871 | 0 | 633 | 0 | 3 | 30000 | 3 | 0 | 30000 | 227767.2902 | 19 | 5625 | 2670.3893 | 118.2432 | 24375 | 151409.2359 | 30000 | 0 | 121409.2359 | 121409.2359 | 0 | 5625 | 0 | 0 | 0 | 0 | 0
2022-08-10 | 0 | 0 | 35871 | 0 | 633 | 0 | 3 | 30000 | 3 | 0 | 30000 | 197767.2902 | 19 | 6266.6667 | 2670.3893 | 131.7317 | 23733.3333 | 150767.5693 | 30000 | 0 | 120767.5693 | 120767.5693 | 0 | 6266.6667 | 0 | 0 | 0 | 0 | 0
2022-08-10 01:00 | 0 | 0 | 35871 | 0 | 633 | 0 | 3 | 30000 | 3 | 0 | 30000 | 167767.2902 | 19 | 6266.6667 | 2670.3893 | 131.7317 | 23733.3333 | 150767.5693 | 30000 | 0 | 120767.5693 | 120767.5693 | 0 | 6266.6667 | 0 | 0 | 0 | 0 | 0
2022-08-10 02:00 | 0 | 0 | 35871 | 0 | 633 | 0 | 3 | 30000 | 3 | 0 | 30000 | 137767.2902 | 19 | 6266.6667 | 2670.3893 | 131.7317 | 23733.3333 | 150767.5693 | 30000 | 0 | 120767.5693 | 120767.5693 | 0 | 6266.6667 | 0 | 0 | 0 | 0 | 0
2022-08-10 03:00 | 0 | 0 | 35871 | 0 | 633 | 0 | 3 | 30000 | 3 | 0 | 30000 | 107767.2902 | 19 | 6266.6667 | 2670.3893 | 131.7317 | 23733.3333 | 150767.5693 | 30000 | 0 | 120767.5693 | 120767.5693 | 0 | 6266.6667 | 0 | 0 | 0 | 0 | 0
2022-08-10 04:00 | 0 | 0 | 35871 | 0 | 633 | 0 | 3 | 30000 | 3 | 0 | 30000 | 77767.2902 | 19 | 6266.6667 | 2670.3893 | 131.7317 | 23733.3333 | 150767.5693 | 30000 | 0 | 120767.5693 | 120767.5693 | 0 | 6266.6667 | 0 | 0 | 0 | 0 | 0
2022-08-10 05:00 | 0 | 0 | 35871 | 0 | 633 | 0 | 3 | 30000 | 3 | 0 | 30000 | 47767.2902 | 19 | 6266.6667 | 2670.3893 | 131.7317 | 23733.3333 | 150767.5693 | 30000 | 0 | 120767.5693 | 120767.5693 | 0 | 6266.6667 | 0 | 0 | 0 | 0 | 0
2022-08-10 06:00 | 0.08093 | 0.11558 | 35871 | 2815.9488 | 633 | 12232.7098 | 3 | 30000 | 3 | 0 | 17767.2902 | 17767.2902 | 19 | 9082.6155 | 2670.3893 | 190.9259 | 23733.3333 | 150767.5693 | 32815.9488 | 0 | 117951.6204 | 117951.6204 | 3.638e-12 | 9082.6155 | 0 | 0 | 0 | 0 | 0
2022-08-10 07:00 | 0.2601 | 0.32202 | 35871 | 9050.1457 | 633 | 34081.824 | 3 | 24183.1876 | 2.4183 | 0 | 0 | 0 | 19 | 9500 | 2670.3893 | 199.6997 | 23733.3333 | 150767.5693 | 33233.3333 | 0 | 117534.2359 | 117534.2359 | 0 | 9500 | 0 | 0 | 0 | 0 | 0
2022-08-10 08:00 | 0.47473 | 0.48523 | 35871 | 16518.1686 | 633 | 51355.5786 | 3 | 16715.1647 | 1.6715 | 0 | 0 | 0 | 19 | 9500 | 2670.3893 | 199.6997 | 23733.3333 | 150767.5693 | 33233.3333 | 0 | 117534.2359 | 117534.2359 | 0 | 9500 | 0 | 0 | 0 | 0 | 0
2022-08-10 09:00 | 0.67228 | 0.59673 | 35871 | 23391.8952 | 633 | 63156.471 | 3 | 9841.4381 | 0.98414 | 0 | 0 | 0 | 19 | 9500 | 2670.3893 | 199.6997 | 23733.3333 | 150767.5693 | 33233.3333 | 0 | 117534.2359 | 117534.2359 | 0 | 9500 | 0 | 0 | 0 | 0 | 0
2022-08-10 10:00 | 0.82835 | 0.66577 | 35871 | 28822.3306 | 633 | 70463.499 | 3 | 4411.0028 | 0.4411 | 25719.6663 | 0 | 0 | 19 | 9500 | 2670.3893 | 199.6997 | 23733.3333 | 150767.5693 | 33233.3333 | 0 | 117534.2359 | 117534.2359 | 5088.9972 | 4411.0028 | 0 | 0 | 0 | 0 | 0
2022-08-10 11:00 | 0.92675 | 0.70746 | 35871 | 32246.1458 | 633 | 74875.8685 | 3 | 987.1876 | 0.098719 | 73888.6809 | 0 | 25719.6663 | 19 | 9500 | 2670.3893 | 199.6997 | 23733.3333 | 150767.5693 | 33233.3333 | 0 | 117534.2359 | 117534.2359 | 8512.8124 | 987.1876 | 0 | 0 | 0 | 0 | 0
2022-08-10 12:00 | 0.93783 | 0.65608 | 35871 | 32631.6729 | 633 | 69437.9326 | 3 | 601.6604 | 0.060166 | 68836.2722 | 0 | 99608.3472 | 19 | 9500 | 2670.3893 | 199.6997 | 23733.3333 | 150767.5693 | 33233.3333 | 0 | 117534.2359 | 117534.2359 | 8898.3396 | 601.6604 | 0 | 0 | 0 | 0 | 0
2022-08-10 13:00 | 0.90295 | 0.62449 | 35871 | 31418.0279 | 633 | 66094.5228 | 3 | 1815.3055 | 0.18153 | 64279.2174 | 0 | 168444.6194 | 19 | 9500 | 2670.3893 | 199.6997 | 23733.3333 | 150767.5693 | 33233.3333 | 0 | 117534.2359 | 117534.2359 | 7684.6945 | 1815.3055 | 0 | 0 | 0 | 0 | 0
2022-08-10 14:00 | 0.80297 | 0.59569 | 35871 | 27939.2368 | 633 | 63046.3999 | 3 | 5294.0966 | 0.52941 | 57752.3034 | 0 | 232723.8368 | 19 | 9500 | 2670.3893 | 199.6997 | 23733.3333 | 150767.5693 | 33233.3333 | 0 | 117534.2359 | 117534.2359 | 4205.9034 | 5294.0966 | 0 | 0 | 0 | 0 | 0
2022-08-10 15:00 | 0.64597 | 0.54257 | 35871 | 22476.4422 | 633 | 57424.3066 | 3 | 10756.8912 | 1.0757 | 46667.4155 | 0 | 290476.1401 | 19 | 9500 | 2670.3893 | 199.6997 | 23733.3333 | 150767.5693 | 33233.3333 | 0 | 117534.2359 | 117534.2359 | 0 | 9500 | 0 | 0 | 0 | 0 | 0
2022-08-10 16:00 | 0.44838 | 0.44269 | 35871 | 15601.3238 | 633 | 46853.2471 | 3 | 17632.0095 | 1.7632 | 29221.2376 | 0 | 337143.5556 | 19 | 9500 | 2670.3893 | 199.6997 | 23733.3333 | 150767.5693 | 33233.3333 | 0 | 117534.2359 | 117534.2359 | 0 | 9500 | 0 | 0 | 0 | 0 | 0
2022-08-10 17:00 | 0.23698 | 0.28778 | 35871 | 8245.6883 | 633 | 30457.9445 | 3 | 24987.645 | 2.4988 | 5470.2995 | 0 | 366364.7932 | 19 | 9500 | 2670.3893 | 199.6997 | 23733.3333 | 150767.5693 | 33233.3333 | 0 | 117534.2359 | 117534.2359 | 0 | 9500 | 0 | 0 | 0 | 0 | 0
2022-08-10 18:00 | 0.06203 | 0.05633 | 35871 | 2158.3258 | 633 | 5961.832 | 3 | 30000 | 3 | 0 | 24038.168 | 371835.0927 | 19 | 8424.9925 | 2670.3893 | 177.1019 | 23733.3333 | 150767.5693 | 32158.3258 | 0 | 118609.2435 | 118609.2435 | 2158.3258 | 6266.6667 | 0 | 0 | 0 | 0 | 0
2022-08-10 19:00 | 0 | 0 | 35871 | 0 | 633 | 0 | 3 | 30000 | 3 | 0 | 30000 | 347796.9247 | 19 | 6266.6667 | 2670.3893 | 131.7317 | 23733.3333 | 150767.5693 | 30000 | 0 | 120767.5693 | 120767.5693 | 0 | 6266.6667 | 0 | 0 | 0 | 0 | 0
2022-08-10 20:00 | 0 | 0 | 35871 | 0 | 633 | 0 | 3 | 30000 | 3 | 0 | 30000 | 317796.9247 | 19 | 6266.6667 | 2670.3893 | 131.7317 | 23733.3333 | 150767.5693 | 30000 | 0 | 120767.5693 | 120767.5693 | 0 | 6266.6667 | 0 | 0 | 0 | 0 | 0
2022-08-10 21:00 | 0 | 0 | 35871 | 0 | 633 | 0 | 3 | 30000 | 3 | 0 | 30000 | 287796.9247 | 19 | 6266.6667 | 2670.3893 | 131.7317 | 23733.3333 | 150767.5693 | 30000 | 0 | 120767.5693 | 120767.5693 | 0 | 6266.6667 | 0 | 0 | 0 | 0 | 0
2022-08-10 22:00 | 0 | 0 | 35871 | 0 | 633 | 0 | 3 | 30000 | 3 | 0 | 30000 | 257796.9247 | 19 | 6266.6667 | 2670.3893 | 131.7317 | 23733.3333 | 150767.5693 | 30000 | 0 | 120767.5693 | 120767.5693 | 0 | 6266.6667 | 0 | 0 | 0 | 0 | 0
2022-08-10 23:00 | 0 | 0 | 35871 | 0 | 633 | 0 | 3 | 30000 | 3 | 0 | 30000 | 227796.9247 | 19 | 6266.6667 | 2670.3893 | 131.7317 | 23733.3333 | 150767.5693 | 30000 | 0 | 120767.5693 | 120767.5693 | 0 | 6266.6667 | 0 | 0 | 0 | 0 | 0
2022-08-11 | 0 | 0 | 35871 | 0 | 633 | 0 | 3 | 30000 | 3 | 0 | 30000 | 197796.9247 | 19 | 6020.8333 | 2670.3893 | 126.5641 | 23979.1667 | 151013.4026 | 30000 | 0 | 121013.4026 | 121013.4026 | 0 | 6020.8333 | 0 | 0 | 0 | 0 | 0
2022-08-11 01:00 | 0 | 0 | 35871 | 0 | 633 | 0 | 3 | 30000 | 3 | 0 | 30000 | 167796.9247 | 19 | 6020.8333 | 2670.3893 | 126.5641 | 23979.1667 | 151013.4026 | 30000 | 0 | 121013.4026 | 121013.4026 | 0 | 6020.8333 | 0 | 0 | 0 | 0 | 0
2022-08-11 02:00 | 0 | 0 | 35871 | 0 | 633 | 0 | 3 | 30000 | 3 | 0 | 30000 | 137796.9247 | 19 | 6020.8333 | 2670.3893 | 126.5641 | 23979.1667 | 151013.4026 | 30000 | 0 | 121013.4026 | 121013.4026 | 0 | 6020.8333 | 0 | 0 | 0 | 0 | 0
2022-08-11 03:00 | 0 | 0 | 35871 | 0 | 633 | 0 | 3 | 30000 | 3 | 0 | 30000 | 107796.9247 | 19 | 6020.8333 | 2670.3893 | 126.5641 | 23979.1667 | 151013.4026 | 30000 | 0 | 121013.4026 | 121013.4026 | 0 | 6020.8333 | 0 | 0 | 0 | 0 | 0
2022-08-11 04:00 | 0 | 0 | 35871 | 0 | 633 | 0 | 3 | 30000 | 3 | 0 | 30000 | 77796.9247 | 19 | 6020.8333 | 2670.3893 | 126.5641 | 23979.1667 | 151013.4026 | 30000 | 0 | 121013.4026 | 121013.4026 | 0 | 6020.8333 | 0 | 0 | 0 | 0 | 0
2022-08-11 05:00 | 0 | 0 | 35871 | 0 | 633 | 0 | 3 | 30000 | 3 | 0 | 30000 | 47796.9247 | 19 | 6020.8333 | 2670.3893 | 126.5641 | 23979.1667 | 151013.4026 | 30000 | 0 | 121013.4026 | 121013.4026 | 0 | 6020.8333 | 0 | 0 | 0 | 0 | 0
2022-08-11 06:00 | 0.07975 | 0.1153 | 35871 | 2774.8909 | 633 | 12203.0753 | 3 | 30000 | 3 | 0 | 17796.9247 | 17796.9247 | 19 | 8795.7242 | 2670.3893 | 184.8951 | 23979.1667 | 151013.4026 | 32774.8909 | 0 | 118238.5117 | 118238.5117 | 2774.8909 | 6020.8333 | 0 | 0 | 0 | 0 | 0
2022-08-11 07:00 | 0.26415 | 0.34969 | 35871 | 9191.0649 | 633 | 37010.3503 | 3 | 24288.1018 | 2.4288 | 0 | 0 | 0 | 19 | 9500 | 2670.3893 | 199.6997 | 23979.1667 | 151013.4026 | 33479.1667 | 0 | 117534.2359 | 117534.2359 | 0 | 9500 | 0 | 0 | 0 | 0 | 0
2022-08-11 08:00 | 0.48242 | 0.51791 | 35871 | 16785.7412 | 633 | 54814.3514 | 3 | 16693.4255 | 1.6693 | 0 | 0 | 0 | 19 | 9500 | 2670.3893 | 199.6997 | 23979.1667 | 151013.4026 | 33479.1667 | 0 | 117534.2359 | 117534.2359 | 0 | 9500 | 0 | 0 | 0 | 0 | 0
2022-08-11 09:00 | 0.6822 | 0.63515 | 35871 | 23737.0603 | 633 | 67222.7516 | 3 | 9742.1064 | 0.97421 | 0 | 0 | 0 | 19 | 9500 | 2670.3893 | 199.6997 | 23979.1667 | 151013.4026 | 33479.1667 | 0 | 117534.2359 | 117534.2359 | 0 | 9500 | 0 | 0 | 0 | 0 | 0
2022-08-11 10:00 | 0.83935 | 0.70719 | 35871 | 29205.0741 | 633 | 74847.2923 | 3 | 4274.0925 | 0.42741 | 0 | 0 | 0 | 19 | 9500 | 2670.3893 | 199.6997 | 23979.1667 | 151013.4026 | 33479.1667 | 0 | 117534.2359 | 117534.2359 | 5225.9075 | 4274.0925 | 0 | 0 | 0 | 0 | 0
2022-08-11 11:00 | 0.93772 | 0.74963 | 35871 | 32627.8455 | 633 | 79339.0401 | 3 | 851.3212 | 0.085132 | 69901.9235 | 0 | 0 | 19 | 9500 | 2670.3893 | 199.6997 | 23979.1667 | 151013.4026 | 33479.1667 | 0 | 117534.2359 | 117534.2359 | 8648.6788 | 851.3212 | 0 | 0 | 0 | 0 | 0
2022-08-11 12:00 | 0.95478 | 0.72082 | 35871 | 33221.446 | 633 | 76289.8588 | 3 | 257.7207 | 0.025772 | 76032.1381 | 0 | 69901.9235 | 19 | 9500 | 2670.3893 | 199.6997 | 23979.1667 | 151013.4026 | 33479.1667 | 0 | 117534.2359 | 117534.2359 | 9242.2793 | 257.7207 | 0 | 0 | 0 | 0 | 0
2022-08-11 13:00 | 0.918 | 0.68226 | 35871 | 31941.6907 | 633 | 72208.761 | 3 | 1537.476 | 0.15375 | 70671.285 | 0 | 145934.0617 | 19 | 9500 | 2670.3893 | 199.6997 | 23979.1667 | 151013.4026 | 33479.1667 | 0 | 117534.2359 | 117534.2359 | 7962.524 | 1537.476 | 0 | 0 | 0 | 0 | 0
2022-08-11 14:00 | 0.81622 | 0.64847 | 35871 | 28400.2688 | 633 | 68632.5085 | 3 | 5078.8979 | 0.50789 | 63553.6106 | 0 | 216605.3466 | 19 | 9500 | 2670.3893 | 199.6997 | 23979.1667 | 151013.4026 | 33479.1667 | 0 | 117534.2359 | 117534.2359 | 4421.1021 | 5078.8979 | 0 | 0 | 0 | 0 | 0
2022-08-11 15:00 | 0.65695 | 0.58863 | 35871 | 22858.4898 | 633 | 62299.1865 | 3 | 10620.6768 | 1.0621 | 51678.5097 | 0 | 280158.9572 | 19 | 9500 | 2670.3893 | 199.6997 | 23979.1667 | 151013.4026 | 33479.1667 | 0 | 117534.2359 | 117534.2359 | 0 | 9500 | 0 | 0 | 0 | 0 | 0
2022-08-11 16:00 | 0.4568 | 0.48539 | 35871 | 15894.2966 | 633 | 51372.5127 | 3 | 17584.8701 | 1.7585 | 33787.6426 | 0 | 331837.4669 | 19 | 9500 | 2670.3893 | 199.6997 | 23979.1667 | 151013.4026 | 33479.1667 | 0 | 117534.2359 | 117534.2359 | 0 | 9500 | 0 | 0 | 0 | 0 | 0
2022-08-11 17:00 | 0.24173 | 0.3197 | 35871 | 8410.9639 | 633 | 33836.2807 | 3 | 25068.2027 | 2.5068 | 8768.078 | 0 | 365625.1095 | 19 | 9500 | 2670.3893 | 199.6997 | 23979.1667 | 151013.4026 | 33479.1667 | 0 | 117534.2359 | 117534.2359 | 0 | 9500 | 0 | 0 | 0 | 0 | 0
2022-08-11 18:00 | 0.06128 | 0.06382 | 35871 | 2132.2296 | 633 | 6754.5556 | 3 | 30000 | 3 | 0 | 23245.4444 | 374393.1875 | 19 | 8153.063 | 2670.3893 | 171.3857 | 23979.1667 | 151013.4026 | 32132.2296 | 0 | 118881.173 | 118881.173 | 2132.2296 | 6020.8333 | 0 | 0 | 0 | 0 | 0
2022-08-11 19:00 | 0 | 0 | 35871 | 0 | 633 | 0 | 3 | 30000 | 3 | 0 | 30000 | 351147.7431 | 19 | 6020.8333 | 2670.3893 | 126.5641 | 23979.1667 | 151013.4026 | 30000 | 0 | 121013.4026 | 121013.4026 | 0 | 6020.8333 | 0 | 0 | 0 | 0 | 0
2022-08-11 20:00 | 0 | 0 | 35871 | 0 | 633 | 0 | 3 | 30000 | 3 | 0 | 30000 | 321147.7431 | 19 | 6020.8333 | 2670.3893 | 126.5641 | 23979.1667 | 151013.4026 | 30000 | 0 | 121013.4026 | 121013.4026 | 0 | 6020.8333 | 0 | 0 | 0 | 0 | 0
2022-08-11 21:00 | 0 | 0 | 35871 | 0 | 633 | 0 | 3 | 30000 | 3 | 0 | 30000 | 291147.7431 | 19 | 6020.8333 | 2670.3893 | 126.5641 | 23979.1667 | 151013.4026 | 30000 | 0 | 121013.4026 | 121013.4026 | 0 | 6020.8333 | 0 | 0 | 0 | 0 | 0
2022-08-11 22:00 | 0 | 0 | 35871 | 0 | 633 | 0 | 3 | 30000 | 3 | 0 | 30000 | 261147.7431 | 19 | 6020.8333 | 2670.3893 | 126.5641 | 23979.1667 | 151013.4026 | 30000 | 0 | 121013.4026 | 121013.4026 | 0 | 6020.8333 | 0 | 0 | 0 | 0 | 0
2022-08-11 23:00 | 0 | 0 | 35871 | 0 | 633 | 0 | 3 | 30000 | 3 | 0 | 30000 | 231147.7431 | 19 | 6020.8333 | 2670.3893 | 126.5641 | 23979.1667 | 151013.4026 | 30000 | 0 | 121013.4026 | 121013.4026 | 0 | 6020.8333 | 0 | 0 | 0 | 0 | 0
2022-08-12 | 0 | 0 | 35871 | 0 | 633 | 0 | 3 | 30000 | 3 | 0 | 30000 | 201147.7431 | 19 | 6020.8333 | 2670.3893 | 126.5641 | 23979.1667 | 151013.4026 | 30000 | 0 | 121013.4026 | 121013.4026 | 0 | 6020.8333 | 0 | 0 | 0 | 0 | 0
2022-08-12 01:00 | 0 | 0 | 35871 | 0 | 633 | 0 | 3 | 30000 | 3 | 0 | 30000 | 171147.7431 | 19 | 6020.8333 | 2670.3893 | 126.5641 | 23979.1667 | 151013.4026 | 30000 | 0 | 121013.4026 | 121013.4026 | 0 | 6020.8333 | 0 | 0 | 0 | 0 | 0
2022-08-12 02:00 | 0 | 0 | 35871 | 0 | 633 | 0 | 3 | 30000 | 3 | 0 | 30000 | 141147.7431 | 19 | 6020.8333 | 2670.3893 | 126.5641 | 23979.1667 | 151013.4026 | 30000 | 0 | 121013.4026 | 121013.4026 | 0 | 6020.8333 | 0 | 0 | 0 | 0 | 0
2022-08-12 03:00 | 0 | 0 | 35871 | 0 | 633 | 0 | 3 | 30000 | 3 | 0 | 30000 | 111147.7431 | 19 | 6020.8333 | 2670.3893 | 126.5641 | 23979.1667 | 151013.4026 | 30000 | 0 | 121013.4026 | 121013.4026 | 0 | 6020.8333 | 0 | 0 | 0 | 0 | 0
2022-08-12 04:00 | 0 | 0 | 35871 | 0 | 633 | 0 | 3 | 30000 | 3 | 0 | 30000 | 81147.7431 | 19 | 6020.8333 | 2670.3893 | 126.5641 | 23979.1667 | 151013.4026 | 30000 | 0 | 121013.4026 | 121013.4026 | 0 | 6020.8333 | 0 | 0 | 0 | 0 | 0
2022-08-12 05:00 | 0 | 0 | 35871 | 0 | 633 | 0 | 3 | 30000 | 3 | 0 | 30000 | 51147.7431 | 19 | 6020.8333 | 2670.3893 | 126.5641 | 23979.1667 | 151013.4026 | 30000 | 0 | 121013.4026 | 121013.4026 | 0 | 6020.8333 | 0 | 0 | 0 | 0 | 0
2022-08-12 06:00 | 0.07432 | 0.08364 | 35871 | 2585.9547 | 633 | 8852.2569 | 3 | 30000 | 3 | 0 | 21147.7431 | 21147.7431 | 19 | 8606.7881 | 2670.3893 | 180.9235 | 23979.1667 | 151013.4026 | 32585.9547 | 0 | 118427.4479 | 118427.4479 | 2585.9547 | 6020.8333 | 0 | 0 | 0 | 0 | 0
2022-08-12 07:00 | 0.25575 | 0.3296 | 35871 | 8898.788 | 633 | 34884.073 | 3 | 24580.3787 | 2.458 | 0 | 0 | 0 | 19 | 9500 | 2670.3893 | 199.6997 | 23979.1667 | 151013.4026 | 33479.1667 | 0 | 117534.2359 | 117534.2359 | 0 | 9500 | 0 | 0 | 0 | 0 | 0
2022-08-12 08:00 | 0.46825 | 0.48903 | 35871 | 16292.6979 | 633 | 51757.7615 | 3 | 17186.4688 | 1.7186 | 0 | 0 | 0 | 19 | 9500 | 2670.3893 | 199.6997 | 23979.1667 | 151013.4026 | 33479.1667 | 0 | 117534.2359 | 117534.2359 | 0 | 9500 | 0 | 0 | 0 | 0 | 0
2022-08-12 09:00 | 0.66592 | 0.6054 | 35871 | 23170.5998 | 633 | 64074.083 | 3 | 10308.5668 | 1.0309 | 0 | 0 | 0 | 19 | 9500 | 2670.3893 | 199.6997 | 23979.1667 | 151013.4026 | 33479.1667 | 0 | 117534.2359 | 117534.2359 | 0 | 9500 | 0 | 0 | 0 | 0 | 0
2022-08-12 10:00 | 0.8249 | 0.65824 | 35871 | 28702.2883 | 633 | 69666.5418 | 3 | 4776.8784 | 0.47769 | 0 | 0 | 0 | 19 | 9500 | 2670.3893 | 199.6997 | 23979.1667 | 151013.4026 | 33479.1667 | 0 | 117534.2359 | 117534.2359 | 4723.1216 | 4776.8784 | 0 | 0 | 0 | 0 | 0
2022-08-12 11:00 | 0.92683 | 0.69767 | 35871 | 32248.9294 | 633 | 73839.7184 | 3 | 1230.2373 | 0.12302 | 24038.5964 | 0 | 0 | 19 | 9500 | 2670.3893 | 199.6997 | 23979.1667 | 151013.4026 | 33479.1667 | 0 | 117534.2359 | 117534.2359 | 8269.7627 | 1230.2373 | 0 | 0 | 0 | 0 | 0
2022-08-12 12:00 | 0.97042 | 0.78222 | 35871 | 33765.6377 | 633 | 82788.2875 | 3 | 0 | 0 | 82788.2875 | 0 | 24038.5964 | 19 | 9500 | 2670.3893 | 199.6997 | 23979.1667 | 151013.4026 | 33479.1667 | 0 | 117534.2359 | 117534.2359 | 9500 | 0 | 0 | 0 | 0 | 0 | 0
2022-08-12 13:00 | 0.93408 | 0.73844 | 35871 | 32501.1922 | 633 | 78154.7173 | 3 | 977.9745 | 0.097797 | 77176.7428 | 0 | 106826.8838 | 19 | 9500 | 2670.3893 | 199.6997 | 23979.1667 | 151013.4026 | 33479.1667 | 0 | 117534.2359 | 117534.2359 | 8522.0255 | 977.9745 | 0 | 0 | 0 | 0 | 0
2022-08-12 14:00 | 0.83225 | 0.70306 | 35871 | 28958.0306 | 633 | 74410.1831 | 3 | 4521.1361 | 0.45211 | 69889.0469 | 0 | 184003.6267 | 19 | 9500 | 2670.3893 | 199.6997 | 23979.1667 | 151013.4026 | 33479.1667 | 0 | 117534.2359 | 117534.2359 | 4978.8639 | 4521.1361 | 0 | 0 | 0 | 0 | 0
2022-08-12 15:00 | 0.67255 | 0.6431 | 35871 | 23401.2898 | 633 | 68064.1606 | 3 | 10077.8768 | 1.0078 | 57986.2837 | 0 | 253892.6736 | 19 | 9500 | 2670.3893 | 199.6997 | 23979.1667 | 151013.4026 | 33479.1667 | 0 | 117534.2359 | 117534.2359 | 0 | 9500 | 0 | 0 | 0 | 0 | 0
2022-08-12 16:00 | 0.4711 | 0.54101 | 35871 | 16391.8633 | 633 | 57259.2 | 3 | 17087.3034 | 1.7087 | 40171.8966 | 0 | 311878.9573 | 19 | 9500 | 2670.3893 | 199.6997 | 23979.1667 | 151013.4026 | 33479.1667 | 0 | 117534.2359 | 117534.2359 | 0 | 9500 | 0 | 0 | 0 | 0 | 0
2022-08-12 17:00 | 0.25218 | 0.37413 | 35871 | 8774.5703 | 633 | 39597.0213 | 3 | 24704.5964 | 2.4705 | 14892.4249 | 0 | 352050.8539 | 19 | 9500 | 2670.3893 | 199.6997 | 23979.1667 | 151013.4026 | 33479.1667 | 0 | 117534.2359 | 117534.2359 | 0 | 9500 | 0 | 0 | 0 | 0 | 0
2022-08-12 18:00 | 0.06342 | 0.08479 | 35871 | 2206.6907 | 633 | 8973.9701 | 3 | 30000 | 3 | 0 | 21026.0299 | 366943.2788 | 19 | 8227.524 | 2670.3893 | 172.951 | 23979.1667 | 151013.4026 | 32206.6907 | 0 | 118806.7119 | 118806.7119 | 2206.6907 | 6020.8333 | 0 | 0 | 0 | 0 | 0
2022-08-12 19:00 | 0 | 0 | 35871 | 0 | 633 | 0 | 3 | 30000 | 3 | 0 | 30000 | 345917.2489 | 19 | 6020.8333 | 2670.3893 | 126.5641 | 23979.1667 | 151013.4026 | 30000 | 0 | 121013.4026 | 121013.4026 | 0 | 6020.8333 | 0 | 0 | 0 | 0 | 0
2022-08-12 20:00 | 0 | 0 | 35871 | 0 | 633 | 0 | 3 | 30000 | 3 | 0 | 30000 | 315917.2489 | 19 | 6020.8333 | 2670.3893 | 126.5641 | 23979.1667 | 151013.4026 | 30000 | 0 | 121013.4026 | 121013.4026 | 0 | 6020.8333 | 0 | 0 | 0 | 0 | 0
2022-08-12 21:00 | 0 | 0 | 35871 | 0 | 633 | 0 | 3 | 30000 | 3 | 0 | 30000 | 285917.2489 | 19 | 6020.8333 | 2670.3893 | 126.5641 | 23979.1667 | 151013.4026 | 30000 | 0 | 121013.4026 | 121013.4026 | 0 | 6020.8333 | 0 | 0 | 0 | 0 | 0
2022-08-12 22:00 | 0 | 0 | 35871 | 0 | 633 | 0 | 3 | 30000 | 3 | 0 | 30000 | 255917.2489 | 19 | 6020.8333 | 2670.3893 | 126.5641 | 23979.1667 | 151013.4026 | 30000 | 0 | 121013.4026 | 121013.4026 | 0 | 6020.8333 | 0 | 0 | 0 | 0 | 0
2022-08-12 23:00 | 0 | 0 | 35871 | 0 | 633 | 0 | 3 | 30000 | 3 | 0 | 30000 | 225917.2489 | 19 | 6020.8333 | 2670.3893 | 126.5641 | 23979.1667 | 151013.4026 | 30000 | 0 | 121013.4026 | 121013.4026 | 0 | 6020.8333 | 0 | 0 | 0 | 0 | 0
2022-08-13 | 0 | 0 | 35871 | 0 | 633 | 0 | 3 | 30000 | 3 | 0 | 30000 | 195917.2489 | 19 | 6083.3333 | 2670.3893 | 127.8779 | 23916.6667 | 150950.9026 | 30000 | 0 | 120950.9026 | 120950.9026 | 0 | 6083.3333 | 0 | 0 | 0 | 0 | 0
2022-08-13 01:00 | 0 | 0 | 35871 | 0 | 633 | 0 | 3 | 30000 | 3 | 0 | 30000 | 165917.2489 | 19 | 6083.3333 | 2670.3893 | 127.8779 | 23916.6667 | 150950.9026 | 30000 | 0 | 120950.9026 | 120950.9026 | 0 | 6083.3333 | 0 | 0 | 0 | 0 | 0
2022-08-13 02:00 | 0 | 0 | 35871 | 0 | 633 | 0 | 3 | 30000 | 3 | 0 | 30000 | 135917.2489 | 19 | 6083.3333 | 2670.3893 | 127.8779 | 23916.6667 | 150950.9026 | 30000 | 0 | 120950.9026 | 120950.9026 | 0 | 6083.3333 | 0 | 0 | 0 | 0 | 0
2022-08-13 03:00 | 0 | 0 | 35871 | 0 | 633 | 0 | 3 | 30000 | 3 | 0 | 30000 | 105917.2489 | 19 | 6083.3333 | 2670.3893 | 127.8779 | 23916.6667 | 150950.9026 | 30000 | 0 | 120950.9026 | 120950.9026 | 0 | 6083.3333 | 0 | 0 | 0 | 0 | 0
2022-08-13 04:00 | 0 | 0 | 35871 | 0 | 633 | 0 | 3 | 30000 | 3 | 0 | 30000 | 75917.2489 | 19 | 6083.3333 | 2670.3893 | 127.8779 | 23916.6667 | 150950.9026 | 30000 | 0 | 120950.9026 | 120950.9026 | 0 | 6083.3333 | 0 | 0 | 0 | 0 | 0
2022-08-13 05:00 | 0 | 0 | 35871 | 0 | 633 | 0 | 3 | 30000 | 3 | 0 | 30000 | 45917.2489 | 19 | 6083.3333 | 2670.3893 | 127.8779 | 23916.6667 | 150950.9026 | 30000 | 0 | 120950.9026 | 120950.9026 | 0 | 6083.3333 | 0 | 0 | 0 | 0 | 0
2022-08-13 06:00 | 0.08115 | 0.13306 | 35871 | 2823.6037 | 633 | 14082.7511 | 3 | 30000 | 3 | 0 | 15917.2489 | 15917.2489 | 19 | 8906.937 | 2670.3893 | 187.2329 | 23916.6667 | 150950.9026 | 32823.6037 | 0 | 118127.2989 | 118127.2989 | 0 | 8906.937 | 0 | 0 | 0 | 0 | 0
2022-08-13 07:00 | 0.27655 | 0.42364 | 35871 | 9622.5213 | 633 | 44837.0409 | 3 | 23794.1454 | 2.3794 | 0 | 0 | 0 | 19 | 9500 | 2670.3893 | 199.6997 | 23916.6667 | 150950.9026 | 33416.6667 | 0 | 117534.2359 | 117534.2359 | 0 | 9500 | 0 | 0 | 0 | 0 | 0
2022-08-13 08:00 | 0.4964 | 0.57943 | 35871 | 17272.1735 | 633 | 61325.4806 | 3 | 16144.4932 | 1.6144 | 0 | 0 | 0 | 19 | 9500 | 2670.3893 | 199.6997 | 23916.6667 | 150950.9026 | 33416.6667 | 0 | 117534.2359 | 117534.2359 | 0 | 9500 | 0 | 0 | 0 | 0 | 0
2022-08-13 09:00 | 0.69608 | 0.6823 | 35871 | 24220.0131 | 633 | 72212.9945 | 3 | 9196.6536 | 0.91967 | 0 | 0 | 0 | 19 | 9500 | 2670.3893 | 199.6997 | 23916.6667 | 150950.9026 | 33416.6667 | 0 | 117534.2359 | 117534.2359 | 303.3464 | 9196.6536 | 0 | 0 | 0 | 0 | 0
2022-08-13 10:00 | 0.85145 | 0.73391 | 35871 | 29626.0921 | 633 | 77675.273 | 3 | 3790.5746 | 0.37906 | 0 | 0 | 0 | 19 | 9500 | 2670.3893 | 199.6997 | 23916.6667 | 150950.9026 | 33416.6667 | 0 | 117534.2359 | 117534.2359 | 5709.4254 | 3790.5746 | 0 | 0 | 0 | 0 | 0
2022-08-13 11:00 | 0.9479 | 0.76328 | 35871 | 32982.0573 | 633 | 80783.7233 | 3 | 434.6094 | 0.043461 | 80349.1139 | 0 | 0 | 19 | 9500 | 2670.3893 | 199.6997 | 23916.6667 | 150950.9026 | 33416.6667 | 0 | 117534.2359 | 117534.2359 | 9065.3906 | 434.6094 | 0 | 0 | 0 | 0 | 0
2022-08-13 12:00 | 0.97825 | 0.80343 | 35871 | 34038.0816 | 633 | 85033.103 | 3 | 0 | 0 | 19746.5331 | 0 | 80349.1139 | 19 | 9500 | 2670.3893 | 199.6997 | 23916.6667 | 150950.9026 | 33416.6667 | 0 | 117534.2359 | 117534.2359 | 9500 | 0 | 0 | 0 | 0 | 0 | 0
2022-08-13 13:00 | 0.93905 | 0.75348 | 35871 | 32674.1227 | 633 | 79746.5148 | 3 | 742.544 | 0.074254 | 79003.9709 | 0 | 100095.647 | 19 | 9500 | 2670.3893 | 199.6997 | 23916.6667 | 150950.9026 | 33416.6667 | 0 | 117534.2359 | 117534.2359 | 8757.456 | 742.544 | 0 | 0 | 0 | 0 | 0
2022-08-13 14:00 | 0.8341 | 0.71566 | 35871 | 29022.4011 | 633 | 75743.7368 | 3 | 4394.2656 | 0.43943 | 71349.4712 | 0 | 179099.6178 | 19 | 9500 | 2670.3893 | 199.6997 | 23916.6667 | 150950.9026 | 33416.6667 | 0 | 117534.2359 | 117534.2359 | 5105.7344 | 4394.2656 | 0 | 0 | 0 | 0 | 0
2022-08-13 15:00 | 0.67245 | 0.6488 | 35871 | 23397.8103 | 633 | 68667.4349 | 3 | 10018.8563 | 1.0019 | 58648.5785 | 0 | 250449.0891 | 19 | 9500 | 2670.3893 | 199.6997 | 23916.6667 | 150950.9026 | 33416.6667 | 0 | 117534.2359 | 117534.2359 | 0 | 9500 | 0 | 0 | 0 | 0 | 0
2022-08-13 16:00 | 0.4699 | 0.54528 | 35871 | 16350.1094 | 633 | 57711.1265 | 3 | 17066.5573 | 1.7067 | 40644.5693 | 0 | 309097.6676 | 19 | 9500 | 2670.3893 | 199.6997 | 23916.6667 | 150950.9026 | 33416.6667 | 0 | 117534.2359 | 117534.2359 | 0 | 9500 | 0 | 0 | 0 | 0 | 0
2022-08-13 17:00 | 0.24968 | 0.37374 | 35871 | 8687.5831 | 633 | 39555.7446 | 3 | 24729.0835 | 2.4729 | 14826.6611 | 0 | 349742.2369 | 19 | 9500 | 2670.3893 | 199.6997 | 23916.6667 | 150950.9026 | 33416.6667 | 0 | 117534.2359 | 117534.2359 | 0 | 9500 | 0 | 0 | 0 | 0 | 0
2022-08-13 18:00 | 0.0608 | 0.07961 | 35871 | 2115.5281 | 633 | 8425.7313 | 3 | 30000 | 3 | 0 | 21574.2687 | 364568.898 | 19 | 8198.8614 | 2670.3893 | 172.3484 | 23916.6667 | 150950.9026 | 32115.5281 | 0 | 118835.3745 | 118835.3745 | 2115.5281 | 6083.3333 | 0 | 0 | 0 | 0 | 0
2022-08-13 19:00 | 0 | 0 | 35871 | 0 | 633 | 0 | 3 | 30000 | 3 | 0 | 30000 | 342994.6293 | 19 | 6083.3333 | 2670.3893 | 127.8779 | 23916.6667 | 150950.9026 | 30000 | 0 | 120950.9026 | 120950.9026 | 0 | 6083.3333 | 0 | 0 | 0 | 0 | 0
2022-08-13 20:00 | 0 | 0 | 35871 | 0 | 633 | 0 | 3 | 30000 | 3 | 0 | 30000 | 312994.6293 | 19 | 6083.3333 | 2670.3893 | 127.8779 | 23916.6667 | 150950.9026 | 30000 | 0 | 120950.9026 | 120950.9026 | 0 | 6083.3333 | 0 | 0 | 0 | 0 | 0
2022-08-13 21:00 | 0 | 0 | 35871 | 0 | 633 | 0 | 3 | 30000 | 3 | 0 | 30000 | 282994.6293 | 19 | 6083.3333 | 2670.3893 | 127.8779 | 23916.6667 | 150950.9026 | 30000 | 0 | 120950.9026 | 120950.9026 | 0 | 6083.3333 | 0 | 0 | 0 | 0 | 0
2022-08-13 22:00 | 0 | 0 | 35871 | 0 | 633 | 0 | 3 | 30000 | 3 | 0 | 30000 | 252994.6293 | 19 | 6083.3333 | 2670.3893 | 127.8779 | 23916.6667 | 150950.9026 | 30000 | 0 | 120950.9026 | 120950.9026 | 0 | 6083.3333 | 0 | 0 | 0 | 0 | 0
2022-08-13 23:00 | 0 | 0 | 35871 | 0 | 633 | 0 | 3 | 30000 | 3 | 0 | 30000 | 222994.6293 | 19 | 6083.3333 | 2670.3893 | 127.8779 | 23916.6667 | 150950.9026 | 30000 | 0 | 120950.9026 | 120950.9026 | 0 | 6083.3333 | 0 | 0 | 0 | 0 | 0
2022-08-14 | 0 | 0 | 35871 | 0 | 633 | 0 | 3 | 30000 | 3 | 0 | 30000 | 192994.6293 | 19 | 8745.8333 | 2670.3893 | 183.8463 | 21254.1667 | 148288.4026 | 30000 | 0 | 118288.4026 | 118288.4026 | 0 | 8745.8333 | 0 | 0 | 0 | 0 | 0
2022-08-14 01:00 | 0 | 0 | 35871 | 0 | 633 | 0 | 3 | 30000 | 3 | 0 | 30000 | 162994.6293 | 19 | 8745.8333 | 2670.3893 | 183.8463 | 21254.1667 | 148288.4026 | 30000 | 0 | 118288.4026 | 118288.4026 | 0 | 8745.8333 | 0 | 0 | 0 | 0 | 0
2022-08-14 02:00 | 0 | 0 | 35871 | 0 | 633 | 0 | 3 | 30000 | 3 | 0 | 30000 | 132994.6293 | 19 | 8745.8333 | 2670.3893 | 183.8463 | 21254.1667 | 148288.4026 | 30000 | 0 | 118288.4026 | 118288.4026 | 0 | 8745.8333 | 0 | 0 | 0 | 0 | 0
2022-08-14 03:00 | 0 | 0 | 35871 | 0 | 633 | 0 | 3 | 30000 | 3 | 0 | 30000 | 102994.6293 | 19 | 8745.8333 | 2670.3893 | 183.8463 | 21254.1667 | 148288.4026 | 30000 | 0 | 118288.4026 | 118288.4026 | 0 | 8745.8333 | 0 | 0 | 0 | 0 | 0
2022-08-14 04:00 | 0 | 0 | 35871 | 0 | 633 | 0 | 3 | 30000 | 3 | 0 | 30000 | 72994.6293 | 19 | 8745.8333 | 2670.3893 | 183.8463 | 21254.1667 | 148288.4026 | 30000 | 0 | 118288.4026 | 118288.4026 | 0 | 8745.8333 | 0 | 0 | 0 | 0 | 0
2022-08-14 05:00 | 0 | 0 | 35871 | 0 | 633 | 0 | 3 | 30000 | 3 | 0 | 30000 | 42994.6293 | 19 | 8745.8333 | 2670.3893 | 183.8463 | 21254.1667 | 148288.4026 | 30000 | 0 | 118288.4026 | 118288.4026 | 0 | 8745.8333 | 0 | 0 | 0 | 0 | 0
2022-08-14 06:00 | 0.08015 | 0.14145 | 35871 | 2788.8088 | 633 | 14970.7285 | 3 | 27965.3578 | 2.7965 | 0 | 12994.6293 | 12994.6293 | 19 | 9500 | 2670.3893 | 199.6997 | 21254.1667 | 148288.4026 | 30754.1667 | 0 | 117534.2359 | 117534.2359 | 0 | 9500 | 0 | 0 | 0 | 0 | 0
2022-08-14 07:00 | 0.27667 | 0.44235 | 35871 | 9626.6967 | 633 | 46817.2624 | 3 | 21127.47 | 2.1127 | 0 | 0 | 0 | 19 | 9500 | 2670.3893 | 199.6997 | 21254.1667 | 148288.4026 | 30754.1667 | 0 | 117534.2359 | 117534.2359 | 0 | 9500 | 0 | 0 | 0 | 0 | 0
2022-08-14 08:00 | 0.49815 | 0.60391 | 35871 | 17333.0645 | 633 | 63916.385 | 3 | 13421.1022 | 1.3421 | 0 | 0 | 0 | 19 | 9500 | 2670.3893 | 199.6997 | 21254.1667 | 148288.4026 | 30754.1667 | 0 | 117534.2359 | 117534.2359 | 0 | 9500 | 0 | 0 | 0 | 0 | 0
2022-08-14 09:00 | 0.69815 | 0.71175 | 35871 | 24292.0385 | 633 | 75329.9118 | 3 | 6462.1282 | 0.64621 | 0 | 0 | 0 | 19 | 9500 | 2670.3893 | 199.6997 | 21254.1667 | 148288.4026 | 30754.1667 | 0 | 117534.2359 | 117534.2359 | 3037.8718 | 6462.1282 | 0 | 0 | 0 | 0 | 0
2022-08-14 10:00 | 0.8553 | 0.77006 | 35871 | 29760.0523 | 633 | 81501.3023 | 3 | 994.1144 | 0.099411 | 0 | 0 | 0 | 19 | 9500 | 2670.3893 | 199.6997 | 21254.1667 | 148288.4026 | 30754.1667 | 0 | 117534.2359 | 117534.2359 | 8505.8856 | 994.1144 | 0 | 0 | 0 | 0 | 0
2022-08-14 11:00 | 0.95412 | 0.80876 | 35871 | 33198.4814 | 633 | 85597.2174 | 3 | 0 | 0 | 45115.4455 | 0 | 0 | 19 | 9500 | 2670.3893 | 199.6997 | 21254.1667 | 148288.4026 | 30754.1667 | 0 | 117534.2359 | 117534.2359 | 9500 | 0 | 0 | 0 | 0 | 0 | 0
2022-08-14 12:00 | 0.95522 | 0.72205 | 35871 | 33236.7557 | 633 | 76420.0391 | 3 | 0 | 0 | 76420.0391 | 0 | 45115.4455 | 19 | 9500 | 2670.3893 | 199.6997 | 21254.1667 | 148288.4026 | 30754.1667 | 0 | 117534.2359 | 117534.2359 | 9500 | 0 | 0 | 0 | 0 | 0 | 0
2022-08-14 13:00 | 0.91742 | 0.68409 | 35871 | 31921.5096 | 633 | 72402.4438 | 3 | 0 | 0 | 72402.4438 | 0 | 121535.4846 | 19 | 9500 | 2670.3893 | 199.6997 | 21254.1667 | 148288.4026 | 30754.1667 | 0 | 117534.2359 | 117534.2359 | 9500 | 0 | 0 | 0 | 0 | 0 | 0
2022-08-14 14:00 | 0.81317 | 0.6543 | 35871 | 28294.1444 | 633 | 69249.5417 | 3 | 2460.0222 | 0.246 | 66789.5195 | 0 | 193937.9283 | 19 | 9500 | 2670.3893 | 199.6997 | 21254.1667 | 148288.4026 | 30754.1667 | 0 | 117534.2359 | 117534.2359 | 7039.9778 | 2460.0222 | 0 | 0 | 0 | 0 | 0
2022-08-14 15:00 | 0.6519 | 0.59248 | 35871 | 22682.7758 | 633 | 62706.6612 | 3 | 8071.3909 | 0.80714 | 54635.2703 | 0 | 260727.4478 | 19 | 9500 | 2670.3893 | 199.6997 | 21254.1667 | 148288.4026 | 30754.1667 | 0 | 117534.2359 | 117534.2359 | 1428.6091 | 8071.3909 | 0 | 0 | 0 | 0 | 0
2022-08-14 16:00 | 0.45077 | 0.49143 | 35871 | 15684.4835 | 633 | 52011.7718 | 3 | 15069.6831 | 1.507 | 36942.0887 | 0 | 315362.7181 | 19 | 9500 | 2670.3893 | 199.6997 | 21254.1667 | 148288.4026 | 30754.1667 | 0 | 117534.2359 | 117534.2359 | 0 | 9500 | 0 | 0 | 0 | 0 | 0
2022-08-14 17:00 | 0.23552 | 0.32727 | 35871 | 8194.8878 | 633 | 34637.4714 | 3 | 22559.2789 | 2.2559 | 12078.1925 | 0 | 352304.8068 | 19 | 9500 | 2670.3893 | 199.6997 | 21254.1667 | 148288.4026 | 30754.1667 | 0 | 117534.2359 | 117534.2359 | 0 | 9500 | 0 | 0 | 0 | 0 | 0
2022-08-14 18:00 | 0.05615 | 0.06931 | 35871 | 1953.732 | 633 | 7335.6041 | 3 | 28800.4347 | 2.88 | 0 | 21464.8307 | 364382.9992 | 19 | 9500 | 2670.3893 | 199.6997 | 21254.1667 | 148288.4026 | 30754.1667 | 0 | 117534.2359 | 117534.2359 | 1953.732 | 7546.268 | 0 | 0 | 0 | 0 | 0
2022-08-14 19:00 | 0 | 0 | 35871 | 0 | 633 | 0 | 3 | 30000 | 3 | 0 | 30000 | 342918.1686 | 19 | 8745.8333 | 2670.3893 | 183.8463 | 21254.1667 | 148288.4026 | 30000 | 0 | 118288.4026 | 118288.4026 | 0 | 8745.8333 | 0 | 0 | 0 | 0 | 0
2022-08-14 20:00 | 0 | 0 | 35871 | 0 | 633 | 0 | 3 | 30000 | 3 | 0 | 30000 | 312918.1686 | 19 | 8745.8333 | 2670.3893 | 183.8463 | 21254.1667 | 148288.4026 | 30000 | 0 | 118288.4026 | 118288.4026 | 0 | 8745.8333 | 0 | 0 | 0 | 0 | 0
2022-08-14 21:00 | 0 | 0 | 35871 | 0 | 633 | 0 | 3 | 30000 | 3 | 0 | 30000 | 282918.1686 | 19 | 8745.8333 | 2670.3893 | 183.8463 | 21254.1667 | 148288.4026 | 30000 | 0 | 118288.4026 | 118288.4026 | 0 | 8745.8333 | 0 | 0 | 0 | 0 | 0
2022-08-14 22:00 | 0 | 0 | 35871 | 0 | 633 | 0 | 3 | 30000 | 3 | 0 | 30000 | 252918.1686 | 19 | 8745.8333 | 2670.3893 | 183.8463 | 21254.1667 | 148288.4026 | 30000 | 0 | 118288.4026 | 118288.4026 | 0 | 8745.8333 | 0 | 0 | 0 | 0 | 0
2022-08-14 23:00 | 0 | 0 | 35871 | 0 | 633 | 0 | 3 | 30000 | 3 | 0 | 30000 | 222918.1686 | 19 | 8745.8333 | 2670.3893 | 183.8463 | 21254.1667 | 148288.4026 | 30000 | 0 | 118288.4026 | 118288.4026 | 0 | 8745.8333 | 0 | 0 | 0 | 0 | 0
2022-08-15 | 0 | 0 | 35871 | 0 | 633 | 0 | 3 | 30000 | 3 | 0 | 30000 | 192918.1686 | 19 | 6937.5 | 2670.3893 | 145.8333 | 23062.5 | 150096.7359 | 30000 | 0 | 120096.7359 | 120096.7359 | 0 | 6937.5 | 0 | 0 | 0 | 0 | 0
2022-08-15 01:00 | 0 | 0 | 35871 | 0 | 633 | 0 | 3 | 30000 | 3 | 0 | 30000 | 162918.1686 | 19 | 6937.5 | 2670.3893 | 145.8333 | 23062.5 | 150096.7359 | 30000 | 0 | 120096.7359 | 120096.7359 | 0 | 6937.5 | 0 | 0 | 0 | 0 | 0
2022-08-15 02:00 | 0 | 0 | 35871 | 0 | 633 | 0 | 3 | 30000 | 3 | 0 | 30000 | 132918.1686 | 19 | 6937.5 | 2670.3893 | 145.8333 | 23062.5 | 150096.7359 | 30000 | 0 | 120096.7359 | 120096.7359 | 0 | 6937.5 | 0 | 0 | 0 | 0 | 0
2022-08-15 03:00 | 0 | 0 | 35871 | 0 | 633 | 0 | 3 | 30000 | 3 | 0 | 30000 | 102918.1686 | 19 | 6937.5 | 2670.3893 | 145.8333 | 23062.5 | 150096.7359 | 30000 | 0 | 120096.7359 | 120096.7359 | 0 | 6937.5 | 0 | 0 | 0 | 0 | 0
2022-08-15 04:00 | 0 | 0 | 35871 | 0 | 633 | 0 | 3 | 30000 | 3 | 0 | 30000 | 72918.1686 | 19 | 6937.5 | 2670.3893 | 145.8333 | 23062.5 | 150096.7359 | 30000 | 0 | 120096.7359 | 120096.7359 | 0 | 6937.5 | 0 | 0 | 0 | 0 | 0
2022-08-15 05:00 | 0 | 0 | 35871 | 0 | 633 | 0 | 3 | 30000 | 3 | 0 | 30000 | 42918.1686 | 19 | 6937.5 | 2670.3893 | 145.8333 | 23062.5 | 150096.7359 | 30000 | 0 | 120096.7359 | 120096.7359 | 0 | 6937.5 | 0 | 0 | 0 | 0 | 0
2022-08-15 06:00 | 0.07978 | 0.15938 | 35871 | 2775.9347 | 633 | 16868.3967 | 3 | 29786.5653 | 2.9787 | 0 | 12918.1686 | 12918.1686 | 19 | 9500 | 2670.3893 | 199.6997 | 23062.5 | 150096.7359 | 32562.5 | 0 | 117534.2359 | 117534.2359 | 0 | 9500 | 0 | 0 | 0 | 0 | 0
2022-08-15 07:00 | 0.27333 | 0.43652 | 35871 | 9510.4818 | 633 | 46200.2292 | 3 | 23052.0182 | 2.3052 | 0 | 0 | 0 | 19 | 9500 | 2670.3893 | 199.6997 | 23062.5 | 150096.7359 | 32562.5 | 0 | 117534.2359 | 117534.2359 | 0 | 9500 | 0 | 0 | 0 | 0 | 0
2022-08-15 08:00 | 0.49342 | 0.60104 | 35871 | 17168.4848 | 633 | 63612.6311 | 3 | 15394.0152 | 1.5394 | 0 | 0 | 0 | 19 | 9500 | 2670.3893 | 199.6997 | 23062.5 | 150096.7359 | 32562.5 | 0 | 117534.2359 | 117534.2359 | 0 | 9500 | 0 | 0 | 0 | 0 | 0
2022-08-15 09:00 | 0.69265 | 0.70158 | 35871 | 24100.6667 | 633 | 74253.5434 | 3 | 8461.8333 | 0.84618 | 0 | 0 | 0 | 19 | 9500 | 2670.3893 | 199.6997 | 23062.5 | 150096.7359 | 32562.5 | 0 | 117534.2359 | 117534.2359 | 1038.1667 | 8461.8333 | 0 | 0 | 0 | 0 | 0
2022-08-15 10:00 | 0.84655 | 0.75441 | 35871 | 29455.5972 | 633 | 79844.9438 | 3 | 3106.9028 | 0.31069 | 0 | 0 | 0 | 19 | 9500 | 2670.3893 | 199.6997 | 23062.5 | 150096.7359 | 32562.5 | 0 | 117534.2359 | 117534.2359 | 6393.0972 | 3106.9028 | 0 | 0 | 0 | 0 | 0
2022-08-15 11:00 | 0.94147 | 0.78495 | 35871 | 32758.3263 | 633 | 83077.2241 | 3 | 0 | 0 | 71704.6264 | 0 | 0 | 19 | 9500 | 2670.3893 | 199.6997 | 23062.5 | 150096.7359 | 32562.5 | 0 | 117534.2359 | 117534.2359 | 9500 | 0 | 0 | 0 | 0 | 0 | 0
2022-08-15 12:00 | 0.94125 | 0.70072 | 35871 | 32750.6714 | 633 | 74162.5231 | 3 | 0 | 0 | 74162.5231 | 0 | 71704.6264 | 19 | 9500 | 2670.3893 | 199.6997 | 23062.5 | 150096.7359 | 32562.5 | 0 | 117534.2359 | 117534.2359 | 9500 | 0 | 0 | 0 | 0 | 0 | 0
2022-08-15 13:00 | 0.90388 | 0.66635 | 35871 | 31450.3871 | 633 | 70524.8848 | 3 | 1112.1129 | 0.11121 | 69412.7719 | 0 | 145867.1495 | 19 | 9500 | 2670.3893 | 199.6997 | 23062.5 | 150096.7359 | 32562.5 | 0 | 117534.2359 | 117534.2359 | 8387.8871 | 1112.1129 | 0 | 0 | 0 | 0 | 0
2022-08-15 14:00 | 0.801 | 0.63816 | 35871 | 27870.6909 | 633 | 67541.3228 | 3 | 4691.8091 | 0.46918 | 62849.5137 | 0 | 215279.9213 | 19 | 9500 | 2670.3893 | 199.6997 | 23062.5 | 150096.7359 | 32562.5 | 0 | 117534.2359 | 117534.2359 | 4808.1909 | 4691.8091 | 0 | 0 | 0 | 0 | 0
2022-08-15 15:00 | 0.64142 | 0.57725 | 35871 | 22318.1255 | 633 | 61094.7546 | 3 | 10244.3745 | 1.0244 | 50850.3801 | 0 | 278129.435 | 19 | 9500 | 2670.3893 | 199.6997 | 23062.5 | 150096.7359 | 32562.5 | 0 | 117534.2359 | 117534.2359 | 0 | 9500 | 0 | 0 | 0 | 0 | 0
2022-08-15 16:00 | 0.4422 | 0.47493 | 35871 | 15386.2915 | 633 | 50265.4514 | 3 | 17176.2085 | 1.7176 | 33089.2429 | 0 | 328979.8151 | 19 | 9500 | 2670.3893 | 199.6997 | 23062.5 | 150096.7359 | 32562.5 | 0 | 117534.2359 | 117534.2359 | 0 | 9500 | 0 | 0 | 0 | 0 | 0
2022-08-15 17:00 | 0.22977 | 0.31037 | 35871 | 7994.8173 | 633 | 32848.8159 | 3 | 24567.6827 | 2.4568 | 8281.1332 | 0 | 362069.058 | 19 | 9500 | 2670.3893 | 199.6997 | 23062.5 | 150096.7359 | 32562.5 | 0 | 117534.2359 | 117534.2359 | 1.819e-12 | 9500 | 0 | 0 | 0 | 0 | 0
2022-08-15 18:00 | 0.05312 | 0.06077 | 35871 | 1848.3035 | 633 | 6431.751 | 3 | 30000 | 3 | 0 | 23568.249 | 370350.1912 | 19 | 8785.8035 | 2670.3893 | 184.6866 | 23062.5 | 150096.7359 | 31848.3035 | 0 | 118248.4324 | 118248.4324 | 1848.3035 | 6937.5 | 0 | 0 | 0 | 0 | 0
2022-08-15 19:00 | 0 | 0 | 35871 | 0 | 633 | 0 | 3 | 30000 | 3 | 0 | 30000 | 346781.9421 | 19 | 6937.5 | 2670.3893 | 145.8333 | 23062.5 | 150096.7359 | 30000 | 0 | 120096.7359 | 120096.7359 | 0 | 6937.5 | 0 | 0 | 0 | 0 | 0
2022-08-15 20:00 | 0 | 0 | 35871 | 0 | 633 | 0 | 3 | 30000 | 3 | 0 | 30000 | 316781.9421 | 19 | 6937.5 | 2670.3893 | 145.8333 | 23062.5 | 150096.7359 | 30000 | 0 | 120096.7359 | 120096.7359 | 0 | 6937.5 | 0 | 0 | 0 | 0 | 0
2022-08-15 21:00 | 0 | 0 | 35871 | 0 | 633 | 0 | 3 | 30000 | 3 | 0 | 30000 | 286781.9421 | 19 | 6937.5 | 2670.3893 | 145.8333 | 23062.5 | 150096.7359 | 30000 | 0 | 120096.7359 | 120096.7359 | 0 | 6937.5 | 0 | 0 | 0 | 0 | 0
2022-08-15 22:00 | 0 | 0 | 35871 | 0 | 633 | 0 | 3 | 30000 | 3 | 0 | 30000 | 256781.9421 | 19 | 6937.5 | 2670.3893 | 145.8333 | 23062.5 | 150096.7359 | 30000 | 0 | 120096.7359 | 120096.7359 | 0 | 6937.5 | 0 | 0 | 0 | 0 | 0
2022-08-15 23:00 | 0 | 0 | 35871 | 0 | 633 | 0 | 3 | 30000 | 3 | 0 | 30000 | 226781.9421 | 19 | 6937.5 | 2670.3893 | 145.8333 | 23062.5 | 150096.7359 | 30000 | 0 | 120096.7359 | 120096.7359 | 0 | 6937.5 | 0 | 0 | 0 | 0 | 0
2022-08-16 | 0 | 0 | 35871 | 0 | 633 | 0 | 3 | 30000 | 3 | 0 | 30000 | 196781.9421 | 19 | 6525 | 2670.3893 | 137.1622 | 23475 | 150509.2359 | 30000 | 0 | 120509.2359 | 120509.2359 | 0 | 6525 | 0 | 0 | 0 | 0 | 0
2022-08-16 01:00 | 0 | 0 | 35871 | 0 | 633 | 0 | 3 | 30000 | 3 | 0 | 30000 | 166781.9421 | 19 | 6525 | 2670.3893 | 137.1622 | 23475 | 150509.2359 | 30000 | 0 | 120509.2359 | 120509.2359 | 0 | 6525 | 0 | 0 | 0 | 0 | 0
2022-08-16 02:00 | 0 | 0 | 35871 | 0 | 633 | 0 | 3 | 30000 | 3 | 0 | 30000 | 136781.9421 | 19 | 6525 | 2670.3893 | 137.1622 | 23475 | 150509.2359 | 30000 | 0 | 120509.2359 | 120509.2359 | 0 | 6525 | 0 | 0 | 0 | 0 | 0
2022-08-16 03:00 | 0 | 0 | 35871 | 0 | 633 | 0 | 3 | 30000 | 3 | 0 | 30000 | 106781.9421 | 19 | 6525 | 2670.3893 | 137.1622 | 23475 | 150509.2359 | 30000 | 0 | 120509.2359 | 120509.2359 | 0 | 6525 | 0 | 0 | 0 | 0 | 0
2022-08-16 04:00 | 0 | 0 | 35871 | 0 | 633 | 0 | 3 | 30000 | 3 | 0 | 30000 | 76781.9421 | 19 | 6525 | 2670.3893 | 137.1622 | 23475 | 150509.2359 | 30000 | 0 | 120509.2359 | 120509.2359 | 0 | 6525 | 0 | 0 | 0 | 0 | 0
2022-08-16 05:00 | 0 | 0 | 35871 | 0 | 633 | 0 | 3 | 30000 | 3 | 0 | 30000 | 46781.9421 | 19 | 6525 | 2670.3893 | 137.1622 | 23475 | 150509.2359 | 30000 | 0 | 120509.2359 | 120509.2359 | 0 | 6525 | 0 | 0 | 0 | 0 | 0
2022-08-16 06:00 | 0.075 | 0.12489 | 35871 | 2609.6152 | 633 | 13218.0579 | 3 | 30000 | 3 | 0 | 16781.9421 | 16781.9421 | 19 | 9134.6152 | 2670.3893 | 192.0189 | 23475 | 150509.2359 | 32609.6152 | 0 | 117899.6207 | 117899.6207 | 2609.6152 | 6525 | 0 | 0 | 0 | 0 | 0
2022-08-16 07:00 | 0.26258 | 0.38329 | 35871 | 9136.437 | 633 | 40566.4937 | 3 | 23838.563 | 2.3839 | 0 | 0 | 0 | 19 | 9500 | 2670.3893 | 199.6997 | 23475 | 150509.2359 | 32975 | 0 | 117534.2359 | 117534.2359 | 0 | 9500 | 0 | 0 | 0 | 0 | 0
2022-08-16 08:00 | 0.4801 | 0.55497 | 35871 | 16705.0171 | 633 | 58736.6929 | 3 | 16269.9829 | 1.627 | 0 | 0 | 0 | 19 | 9500 | 2670.3893 | 199.6997 | 23475 | 150509.2359 | 32975 | 0 | 117534.2359 | 117534.2359 | 0 | 9500 | 0 | 0 | 0 | 0 | 0
2022-08-16 09:00 | 0.67885 | 0.65088 | 35871 | 23620.4975 | 633 | 68887.5771 | 3 | 9354.5025 | 0.93545 | 0 | 0 | 0 | 19 | 9500 | 2670.3893 | 199.6997 | 23475 | 150509.2359 | 32975 | 0 | 117534.2359 | 117534.2359 | 145.4975 | 9354.5025 | 0 | 0 | 0 | 0 | 0
2022-08-16 10:00 | 0.83367 | 0.70966 | 35871 | 29007.4393 | 633 | 75108.7112 | 3 | 3967.5607 | 0.39676 | 0 | 0 | 0 | 19 | 9500 | 2670.3893 | 199.6997 | 23475 | 150509.2359 | 32975 | 0 | 117534.2359 | 117534.2359 | 5532.4393 | 3967.5607 | 0 | 0 | 0 | 0 | 0
2022-08-16 11:00 | 0.92992 | 0.75331 | 35871 | 32356.4455 | 633 | 79728.5225 | 3 | 618.5545 | 0.061855 | 56097.7073 | 0 | 0 | 19 | 9500 | 2670.3893 | 199.6997 | 23475 | 150509.2359 | 32975 | 0 | 117534.2359 | 117534.2359 | 8881.4455 | 618.5545 | 0 | 0 | 0 | 0 | 0
2022-08-16 12:00 | 0.95485 | 0.74692 | 35871 | 33223.8816 | 633 | 79052.2202 | 3 | 0 | 0 | 79052.2202 | 0 | 56097.7073 | 19 | 9500 | 2670.3893 | 199.6997 | 23475 | 150509.2359 | 32975 | 0 | 117534.2359 | 117534.2359 | 9500 | 0 | 0 | 0 | 0 | 0 | 0
2022-08-16 13:00 | 0.91647 | 0.73145 | 35871 | 31888.4545 | 633 | 77414.9125 | 3 | 1086.5455 | 0.10865 | 76328.367 | 0 | 135149.9275 | 19 | 9500 | 2670.3893 | 199.6997 | 23475 | 150509.2359 | 32975 | 0 | 117534.2359 | 117534.2359 | 8413.4545 | 1086.5455 | 0 | 0 | 0 | 0 | 0
2022-08-16 14:00 | 0.8114 | 0.68586 | 35871 | 28232.5575 | 633 | 72589.7763 | 3 | 4742.4425 | 0.47424 | 67847.3339 | 0 | 211478.2945 | 19 | 9500 | 2670.3893 | 199.6997 | 23475 | 150509.2359 | 32975 | 0 | 117534.2359 | 117534.2359 | 4757.5575 | 4742.4425 | 0 | 0 | 0 | 0 | 0
2022-08-16 15:00 | 0.6503 | 0.62114 | 35871 | 22627.104 | 633 | 65739.9669 | 3 | 10347.896 | 1.0348 | 55392.0708 | 0 | 279325.6283 | 19 | 9500 | 2670.3893 | 199.6997 | 23475 | 150509.2359 | 32975 | 0 | 117534.2359 | 117534.2359 | 0 | 9500 | 0 | 0 | 0 | 0 | 0
2022-08-16 16:00 | 0.4205 | 0.47146 | 35871 | 14631.2428 | 633 | 49898.1949 | 3 | 18343.7572 | 1.8344 | 31554.4377 | 0 | 334717.6992 | 19 | 9500 | 2670.3893 | 199.6997 | 23475 | 150509.2359 | 32975 | 0 | 117534.2359 | 117534.2359 | 0 | 9500 | 0 | 0 | 0 | 0 | 0
2022-08-16 17:00 | 0.21412 | 0.30634 | 35871 | 7450.2776 | 633 | 32422.2904 | 3 | 25524.7224 | 2.5525 | 6897.5679 | 0 | 366272.1369 | 19 | 9500 | 2670.3893 | 199.6997 | 23475 | 150509.2359 | 32975 | 0 | 117534.2359 | 117534.2359 | 0 | 9500 | 0 | 0 | 0 | 0 | 0
2022-08-16 18:00 | 0.0479 | 0.04749 | 35871 | 1666.6743 | 633 | 5026.2276 | 3 | 30000 | 3 | 0 | 24973.7724 | 373169.7048 | 19 | 8191.6743 | 2670.3893 | 172.1974 | 23475 | 150509.2359 | 31666.6743 | 0 | 118842.5617 | 118842.5617 | 1666.6743 | 6525 | 0 | 0 | 0 | 0 | 0
2022-08-16 19:00 | 0 | 0 | 35871 | 0 | 633 | 0 | 3 | 30000 | 3 | 0 | 30000 | 348195.9325 | 19 | 6525 | 2670.3893 | 137.1622 | 23475 | 150509.2359 | 30000 | 0 | 120509.2359 | 120509.2359 | 0 | 6525 | 0 | 0 | 0 | 0 | 0
2022-08-16 20:00 | 0 | 0 | 35871 | 0 | 633 | 0 | 3 | 30000 | 3 | 0 | 30000 | 318195.9325 | 19 | 6525 | 2670.3893 | 137.1622 | 23475 | 150509.2359 | 30000 | 0 | 120509.2359 | 120509.2359 | 0 | 6525 | 0 | 0 | 0 | 0 | 0
2022-08-16 21:00 | 0 | 0 | 35871 | 0 | 633 | 0 | 3 | 30000 | 3 | 0 | 30000 | 288195.9325 | 19 | 6525 | 2670.3893 | 137.1622 | 23475 | 150509.2359 | 30000 | 0 | 120509.2359 | 120509.2359 | 0 | 6525 | 0 | 0 | 0 | 0 | 0
2022-08-16 22:00 | 0 | 0 | 35871 | 0 | 633 | 0 | 3 | 30000 | 3 | 0 | 30000 | 258195.9325 | 19 | 6525 | 2670.3893 | 137.1622 | 23475 | 150509.2359 | 30000 | 0 | 120509.2359 | 120509.2359 | 0 | 6525 | 0 | 0 | 0 | 0 | 0
2022-08-16 23:00 | 0 | 0 | 35871 | 0 | 633 | 0 | 3 | 30000 | 3 | 0 | 30000 | 228195.9325 | 19 | 6525 | 2670.3893 | 137.1622 | 23475 | 150509.2359 | 30000 | 0 | 120509.2359 | 120509.2359 | 0 | 6525 | 0 | 0 | 0 | 0 | 0
2022-08-17 | 0 | 0 | 35871 | 0 | 633 | 0 | 3 | 30000 | 3 | 0 | 30000 | 198195.9325 | 19 | 5970.8333 | 2670.3893 | 125.513 | 24029.1667 | 151063.4026 | 30000 | 0 | 121063.4026 | 121063.4026 | 0 | 5970.8333 | 0 | 0 | 0 | 0 | 0
2022-08-17 01:00 | 0 | 0 | 35871 | 0 | 633 | 0 | 3 | 30000 | 3 | 0 | 30000 | 168195.9325 | 19 | 5970.8333 | 2670.3893 | 125.513 | 24029.1667 | 151063.4026 | 30000 | 0 | 121063.4026 | 121063.4026 | 0 | 5970.8333 | 0 | 0 | 0 | 0 | 0
2022-08-17 02:00 | 0 | 0 | 35871 | 0 | 633 | 0 | 3 | 30000 | 3 | 0 | 30000 | 138195.9325 | 19 | 5970.8333 | 2670.3893 | 125.513 | 24029.1667 | 151063.4026 | 30000 | 0 | 121063.4026 | 121063.4026 | 0 | 5970.8333 | 0 | 0 | 0 | 0 | 0
2022-08-17 03:00 | 0 | 0 | 35871 | 0 | 633 | 0 | 3 | 30000 | 3 | 0 | 30000 | 108195.9325 | 19 | 5970.8333 | 2670.3893 | 125.513 | 24029.1667 | 151063.4026 | 30000 | 0 | 121063.4026 | 121063.4026 | 0 | 5970.8333 | 0 | 0 | 0 | 0 | 0
2022-08-17 04:00 | 0 | 0 | 35871 | 0 | 633 | 0 | 3 | 30000 | 3 | 0 | 30000 | 78195.9325 | 19 | 5970.8333 | 2670.3893 | 125.513 | 24029.1667 | 151063.4026 | 30000 | 0 | 121063.4026 | 121063.4026 | 0 | 5970.8333 | 0 | 0 | 0 | 0 | 0
2022-08-17 05:00 | 0 | 0 | 35871 | 0 | 633 | 0 | 3 | 30000 | 3 | 0 | 30000 | 48195.9325 | 19 | 5970.8333 | 2670.3893 | 125.513 | 24029.1667 | 151063.4026 | 30000 | 0 | 121063.4026 | 121063.4026 | 0 | 5970.8333 | 0 | 0 | 0 | 0 | 0
2022-08-17 06:00 | 0.07162 | 0.11153 | 35871 | 2492.0086 | 633 | 11804.0675 | 3 | 30000 | 3 | 0 | 18195.9325 | 18195.9325 | 19 | 8462.8419 | 2670.3893 | 177.8976 | 24029.1667 | 151063.4026 | 32492.0086 | 0 | 118571.394 | 118571.394 | 2492.0086 | 5970.8333 | 0 | 0 | 0 | 0 | 0
2022-08-17 07:00 | 0.26412 | 0.40181 | 35871 | 9190.0211 | 633 | 42526.6061 | 3 | 24339.1456 | 2.4339 | 0 | 0 | 0 | 19 | 9500 | 2670.3893 | 199.6997 | 24029.1667 | 151063.4026 | 33529.1667 | 0 | 117534.2359 | 117534.2359 | 0 | 9500 | 0 | 0 | 0 | 0 | 0
2022-08-17 08:00 | 0.48455 | 0.5784 | 35871 | 16859.8543 | 633 | 61216.4678 | 3 | 16669.3124 | 1.6669 | 0 | 0 | 0 | 19 | 9500 | 2670.3893 | 199.6997 | 24029.1667 | 151063.4026 | 33529.1667 | 0 | 117534.2359 | 117534.2359 | 0 | 9500 | 0 | 0 | 0 | 0 | 0
2022-08-17 09:00 | 0.68383 | 0.6822 | 35871 | 23793.776 | 633 | 72202.4107 | 3 | 9735.3907 | 0.97354 | 0 | 0 | 0 | 19 | 9500 | 2670.3893 | 199.6997 | 24029.1667 | 151063.4026 | 33529.1667 | 0 | 117534.2359 | 117534.2359 | 0 | 9500 | 0 | 0 | 0 | 0 | 0
2022-08-17 10:00 | 0.838 | 0.73699 | 35871 | 29158.1011 | 633 | 78001.2528 | 3 | 4371.0656 | 0.43711 | 0 | 0 | 0 | 19 | 9500 | 2670.3893 | 199.6997 | 24029.1667 | 151063.4026 | 33529.1667 | 0 | 117534.2359 | 117534.2359 | 5128.9344 | 4371.0656 | 0 | 0 | 0 | 0 | 0
2022-08-17 11:00 | 0.93333 | 0.77116 | 35871 | 32475.096 | 633 | 81617.7236 | 3 | 1054.0706 | 0.10541 | 74072.0766 | 0 | 0 | 19 | 9500 | 2670.3893 | 199.6997 | 24029.1667 | 151063.4026 | 33529.1667 | 0 | 117534.2359 | 117534.2359 | 8445.9294 | 1054.0706 | 0 | 0 | 0 | 0 | 0
2022-08-17 12:00 | 0.96455 | 0.77849 | 35871 | 33561.3919 | 633 | 82393.5132 | 3 | 0 | 0 | 82393.5132 | 0 | 74072.0766 | 19 | 9500 | 2670.3893 | 199.6997 | 24029.1667 | 151063.4026 | 33529.1667 | 0 | 117534.2359 | 117534.2359 | 9500 | 0 | 0 | 0 | 0 | 0 | 0
2022-08-17 13:00 | 0.92758 | 0.79157 | 35871 | 32275.0255 | 633 | 83777.869 | 3 | 1254.1412 | 0.12541 | 82523.7279 | 0 | 156465.5898 | 19 | 9500 | 2670.3893 | 199.6997 | 24029.1667 | 151063.4026 | 33529.1667 | 0 | 117534.2359 | 117534.2359 | 8245.8588 | 1254.1412 | 0 | 0 | 0 | 0 | 0
2022-08-17 14:00 | 0.80258 | 0.68035 | 35871 | 27925.6668 | 633 | 72006.6112 | 3 | 5603.4999 | 0.56035 | 66403.1113 | 0 | 238989.3177 | 19 | 9500 | 2670.3893 | 199.6997 | 24029.1667 | 151063.4026 | 33529.1667 | 0 | 117534.2359 | 117534.2359 | 3896.5001 | 5603.4999 | 0 | 0 | 0 | 0 | 0
2022-08-17 15:00 | 0.58878 | 0.55385 | 35871 | 20486.5236 | 633 | 58618.1548 | 3 | 13042.6431 | 1.3043 | 45575.5117 | 0 | 305392.429 | 19 | 9500 | 2670.3893 | 199.6997 | 24029.1667 | 151063.4026 | 33529.1667 | 0 | 117534.2359 | 117534.2359 | 0 | 9500 | 0 | 0 | 0 | 0 | 0
2022-08-17 16:00 | 0.36738 | 0.41579 | 35871 | 12782.9393 | 633 | 44006.2157 | 3 | 20746.2273 | 2.0746 | 23259.9884 | 0 | 350967.9406 | 19 | 9500 | 2670.3893 | 199.6997 | 24029.1667 | 151063.4026 | 33529.1667 | 0 | 117534.2359 | 117534.2359 | 0 | 9500 | 0 | 0 | 0 | 0 | 0
2022-08-17 17:00 | 0.1829 | 0.25019 | 35871 | 6363.9817 | 633 | 26479.5091 | 3 | 27165.1849 | 2.7165 | 0 | 685.6758 | 374227.929 | 19 | 9500 | 2670.3893 | 199.6997 | 24029.1667 | 151063.4026 | 33529.1667 | 0 | 117534.2359 | 117534.2359 | 0 | 9500 | 0 | 0 | 0 | 0 | 0
2022-08-17 18:00 | 0.0414 | 0.04673 | 35871 | 1440.5076 | 633 | 4945.791 | 3 | 30000 | 3 | 0 | 25054.209 | 373542.2532 | 19 | 7411.341 | 2670.3893 | 155.794 | 24029.1667 | 151063.4026 | 31440.5076 | 0 | 119622.895 | 119622.895 | -2.2737e-13 | 7411.341 | 0 | 0 | 0 | 0 | 0
2022-08-17 19:00 | 0 | 0 | 35871 | 0 | 633 | 0 | 3 | 30000 | 3 | 0 | 30000 | 348488.0442 | 19 | 5970.8333 | 2670.3893 | 125.513 | 24029.1667 | 151063.4026 | 30000 | 0 | 121063.4026 | 121063.4026 | 0 | 5970.8333 | 0 | 0 | 0 | 0 | 0
2022-08-17 20:00 | 0 | 0 | 35871 | 0 | 633 | 0 | 3 | 30000 | 3 | 0 | 30000 | 318488.0442 | 19 | 5970.8333 | 2670.3893 | 125.513 | 24029.1667 | 151063.4026 | 30000 | 0 | 121063.4026 | 121063.4026 | 0 | 5970.8333 | 0 | 0 | 0 | 0 | 0
2022-08-17 21:00 | 0 | 0 | 35871 | 0 | 633 | 0 | 3 | 30000 | 3 | 0 | 30000 | 288488.0442 | 19 | 5970.8333 | 2670.3893 | 125.513 | 24029.1667 | 151063.4026 | 30000 | 0 | 121063.4026 | 121063.4026 | 0 | 5970.8333 | 0 | 0 | 0 | 0 | 0
2022-08-17 22:00 | 0 | 0 | 35871 | 0 | 633 | 0 | 3 | 30000 | 3 | 0 | 30000 | 258488.0442 | 19 | 5970.8333 | 2670.3893 | 125.513 | 24029.1667 | 151063.4026 | 30000 | 0 | 121063.4026 | 121063.4026 | 0 | 5970.8333 | 0 | 0 | 0 | 0 | 0
2022-08-17 23:00 | 0 | 0 | 35871 | 0 | 633 | 0 | 3 | 30000 | 3 | 0 | 30000 | 228488.0442 | 19 | 5970.8333 | 2670.3893 | 125.513 | 24029.1667 | 151063.4026 | 30000 | 0 | 121063.4026 | 121063.4026 | 0 | 5970.8333 | 0 | 0 | 0 | 0 | 0
2022-08-18 | 0 | 0 | 35871 | 0 | 633 | 0 | 3 | 30000 | 3 | 0 | 30000 | 198488.0442 | 19 | 6087.5 | 2670.3893 | 127.9655 | 23912.5 | 150946.7359 | 30000 | 0 | 120946.7359 | 120946.7359 | 0 | 6087.5 | 0 | 0 | 0 | 0 | 0
2022-08-18 01:00 | 0 | 0 | 35871 | 0 | 633 | 0 | 3 | 30000 | 3 | 0 | 30000 | 168488.0442 | 19 | 6087.5 | 2670.3893 | 127.9655 | 23912.5 | 150946.7359 | 30000 | 0 | 120946.7359 | 120946.7359 | 0 | 6087.5 | 0 | 0 | 0 | 0 | 0
2022-08-18 02:00 | 0 | 0 | 35871 | 0 | 633 | 0 | 3 | 30000 | 3 | 0 | 30000 | 138488.0442 | 19 | 6087.5 | 2670.3893 | 127.9655 | 23912.5 | 150946.7359 | 30000 | 0 | 120946.7359 | 120946.7359 | 0 | 6087.5 | 0 | 0 | 0 | 0 | 0
2022-08-18 03:00 | 0 | 0 | 35871 | 0 | 633 | 0 | 3 | 30000 | 3 | 0 | 30000 | 108488.0442 | 19 | 6087.5 | 2670.3893 | 127.9655 | 23912.5 | 150946.7359 | 30000 | 0 | 120946.7359 | 120946.7359 | 0 | 6087.5 | 0 | 0 | 0 | 0 | 0
2022-08-18 04:00 | 0 | 0 | 35871 | 0 | 633 | 0 | 3 | 30000 | 3 | 0 | 30000 | 78488.0442 | 19 | 6087.5 | 2670.3893 | 127.9655 | 23912.5 | 150946.7359 | 30000 | 0 | 120946.7359 | 120946.7359 | 0 | 6087.5 | 0 | 0 | 0 | 0 | 0
2022-08-18 05:00 | 0 | 0 | 35871 | 0 | 633 | 0 | 3 | 30000 | 3 | 0 | 30000 | 48488.0442 | 19 | 6087.5 | 2670.3893 | 127.9655 | 23912.5 | 150946.7359 | 30000 | 0 | 120946.7359 | 120946.7359 | 0 | 6087.5 | 0 | 0 | 0 | 0 | 0
2022-08-18 06:00 | 0.0712 | 0.10877 | 35871 | 2477.3947 | 633 | 11511.9558 | 3 | 30000 | 3 | 0 | 18488.0442 | 18488.0442 | 19 | 8564.8947 | 2670.3893 | 180.0428 | 23912.5 | 150946.7359 | 32477.3947 | 0 | 118469.3412 | 118469.3412 | 2477.3947 | 6087.5 | 0 | 0 | 0 | 0 | 0
2022-08-18 07:00 | 0.25902 | 0.3474 | 35871 | 9012.5672 | 633 | 36767.9822 | 3 | 24399.9328 | 2.44 | 0 | 0 | 0 | 19 | 9500 | 2670.3893 | 199.6997 | 23912.5 | 150946.7359 | 33412.5 | 0 | 117534.2359 | 117534.2359 | 0 | 9500 | 0 | 0 | 0 | 0 | 0
2022-08-18 08:00 | 0.46675 | 0.45882 | 35871 | 16240.5056 | 633 | 48560.4076 | 3 | 17171.9944 | 1.7172 | 0 | 0 | 0 | 19 | 9500 | 2670.3893 | 199.6997 | 23912.5 | 150946.7359 | 33412.5 | 0 | 117534.2359 | 117534.2359 | 0 | 9500 | 0 | 0 | 0 | 0 | 0
2022-08-18 09:00 | 0.67622 | 0.6607 | 35871 | 23528.987 | 633 | 69926.9023 | 3 | 9883.513 | 0.98835 | 1427.8979 | 0 | 0 | 19 | 9500 | 2670.3893 | 199.6997 | 23912.5 | 150946.7359 | 33412.5 | 0 | 117534.2359 | 117534.2359 | 0 | 9500 | 0 | 0 | 0 | 0 | 0
2022-08-18 10:00 | 0.82697 | 0.66868 | 35871 | 28774.3136 | 633 | 70771.4864 | 3 | 4638.1864 | 0.46382 | 66133.3 | 0 | 1427.8979 | 19 | 9500 | 2670.3893 | 199.6997 | 23912.5 | 150946.7359 | 33412.5 | 0 | 117534.2359 | 117534.2359 | 4861.8136 | 4638.1864 | 0 | 0 | 0 | 0 | 0
2022-08-18 11:00 | 0.93345 | 0.73596 | 35871 | 32479.2714 | 633 | 77892.2401 | 3 | 933.2286 | 0.093323 | 76959.0115 | 0 | 67561.1979 | 19 | 9500 | 2670.3893 | 199.6997 | 23912.5 | 150946.7359 | 33412.5 | 0 | 117534.2359 | 117534.2359 | 8566.7714 | 933.2286 | 0 | 0 | 0 | 0 | 0
2022-08-18 12:00 | 0.95858 | 0.76582 | 35871 | 33353.6665 | 633 | 81052.5508 | 3 | 58.8335 | 0.0058834 | 80993.7173 | 0 | 144520.2094 | 19 | 9500 | 2670.3893 | 199.6997 | 23912.5 | 150946.7359 | 33412.5 | 0 | 117534.2359 | 117534.2359 | 9441.1665 | 58.8335 | 0 | 0 | 0 | 0 | 0
2022-08-18 13:00 | 0.91662 | 0.68708 | 35871 | 31893.6737 | 633 | 72718.8982 | 3 | 1518.8263 | 0.15188 | 71200.0719 | 0 | 225513.9268 | 19 | 9500 | 2670.3893 | 199.6997 | 23912.5 | 150946.7359 | 33412.5 | 0 | 117534.2359 | 117534.2359 | 7981.1737 | 1518.8263 | 0 | 0 | 0 | 0 | 0
2022-08-18 14:00 | 0.69092 | 0.60361 | 35871 | 24040.4716 | 633 | 63884.6337 | 3 | 9372.0284 | 0.9372 | 54512.6053 | 0 | 296713.9987 | 19 | 9500 | 2670.3893 | 199.6997 | 23912.5 | 150946.7359 | 33412.5 | 0 | 117534.2359 | 117534.2359 | 127.9716 | 9372.0284 | 0 | 0 | 0 | 0 | 0
2022-08-18 15:00 | 0.50988 | 0.41662 | 35871 | 17741.2083 | 633 | 44094.0609 | 3 | 15671.2917 | 1.5671 | 28422.7692 | 0 | 351226.604 | 19 | 9500 | 2670.3893 | 199.6997 | 23912.5 | 150946.7359 | 33412.5 | 0 | 117534.2359 | 117534.2359 | 0 | 9500 | 0 | 0 | 0 | 0 | 0
2022-08-18 16:00 | 0.30158 | 0.3102 | 35871 | 10493.4369 | 633 | 32830.8235 | 3 | 22919.0631 | 2.2919 | 9911.7604 | 0 | 379649.3732 | 19 | 9500 | 2670.3893 | 199.6997 | 23912.5 | 150946.7359 | 33412.5 | 0 | 117534.2359 | 117534.2359 | 0 | 9500 | 0 | 0 | 0 | 0 | 0
2022-08-18 17:00 | 0.1444 | 0.16444 | 35871 | 5024.3792 | 633 | 17403.9349 | 3 | 28388.1208 | 2.8388 | 0 | 10984.1858 | 389561.1337 | 19 | 9500 | 2670.3893 | 199.6997 | 23912.5 | 150946.7359 | 33412.5 | 0 | 117534.2359 | 117534.2359 | 0 | 9500 | 0 | 0 | 0 | 0 | 0
2022-08-18 18:00 | 0.0331 | 0.03 | 35871 | 1151.7102 | 633 | 3175.128 | 3 | 30000 | 3 | 0 | 26824.872 | 378576.9478 | 19 | 7239.2102 | 2670.3893 | 152.1756 | 23912.5 | 150946.7359 | 31151.7102 | 0 | 119795.0257 | 119795.0257 | 9.0949e-13 | 7239.2102 | 0 | 0 | 0 | 0 | 0
2022-08-18 19:00 | 0 | 0 | 35871 | 0 | 633 | 0 | 3 | 30000 | 3 | 0 | 30000 | 351752.0758 | 19 | 6087.5 | 2670.3893 | 127.9655 | 23912.5 | 150946.7359 | 30000 | 0 | 120946.7359 | 120946.7359 | 0 | 6087.5 | 0 | 0 | 0 | 0 | 0
2022-08-18 20:00 | 0 | 0 | 35871 | 0 | 633 | 0 | 3 | 30000 | 3 | 0 | 30000 | 321752.0758 | 19 | 6087.5 | 2670.3893 | 127.9655 | 23912.5 | 150946.7359 | 30000 | 0 | 120946.7359 | 120946.7359 | 0 | 6087.5 | 0 | 0 | 0 | 0 | 0
2022-08-18 21:00 | 0 | 0 | 35871 | 0 | 633 | 0 | 3 | 30000 | 3 | 0 | 30000 | 291752.0758 | 19 | 6087.5 | 2670.3893 | 127.9655 | 23912.5 | 150946.7359 | 30000 | 0 | 120946.7359 | 120946.7359 | 0 | 6087.5 | 0 | 0 | 0 | 0 | 0
2022-08-18 22:00 | 0 | 0 | 35871 | 0 | 633 | 0 | 3 | 30000 | 3 | 0 | 30000 | 261752.0758 | 19 | 6087.5 | 2670.3893 | 127.9655 | 23912.5 | 150946.7359 | 30000 | 0 | 120946.7359 | 120946.7359 | 0 | 6087.5 | 0 | 0 | 0 | 0 | 0
2022-08-18 23:00 | 0 | 0 | 35871 | 0 | 633 | 0 | 3 | 30000 | 3 | 0 | 30000 | 231752.0758 | 19 | 6087.5 | 2670.3893 | 127.9655 | 23912.5 | 150946.7359 | 30000 | 0 | 120946.7359 | 120946.7359 | 0 | 6087.5 | 0 | 0 | 0 | 0 | 0
2022-08-19 | 0 | 0 | 35871 | 0 | 633 | 0 | 3 | 30000 | 3 | 0 | 30000 | 201752.0758 | 19 | 6225 | 2670.3893 | 130.8559 | 23775 | 150809.2359 | 30000 | 0 | 120809.2359 | 120809.2359 | 0 | 6225 | 0 | 0 | 0 | 0 | 0
2022-08-19 01:00 | 0 | 0 | 35871 | 0 | 633 | 0 | 3 | 30000 | 3 | 0 | 30000 | 171752.0758 | 19 | 6225 | 2670.3893 | 130.8559 | 23775 | 150809.2359 | 30000 | 0 | 120809.2359 | 120809.2359 | 0 | 6225 | 0 | 0 | 0 | 0 | 0
2022-08-19 02:00 | 0 | 0 | 35871 | 0 | 633 | 0 | 3 | 30000 | 3 | 0 | 30000 | 141752.0758 | 19 | 6225 | 2670.3893 | 130.8559 | 23775 | 150809.2359 | 30000 | 0 | 120809.2359 | 120809.2359 | 0 | 6225 | 0 | 0 | 0 | 0 | 0
2022-08-19 03:00 | 0 | 0 | 35871 | 0 | 633 | 0 | 3 | 30000 | 3 | 0 | 30000 | 111752.0758 | 19 | 6225 | 2670.3893 | 130.8559 | 23775 | 150809.2359 | 30000 | 0 | 120809.2359 | 120809.2359 | 0 | 6225 | 0 | 0 | 0 | 0 | 0
2022-08-19 04:00 | 0 | 0 | 35871 | 0 | 633 | 0 | 3 | 30000 | 3 | 0 | 30000 | 81752.0758 | 19 | 6225 | 2670.3893 | 130.8559 | 23775 | 150809.2359 | 30000 | 0 | 120809.2359 | 120809.2359 | 0 | 6225 | 0 | 0 | 0 | 0 | 0
2022-08-19 05:00 | 0 | 0 | 35871 | 0 | 633 | 0 | 3 | 30000 | 3 | 0 | 30000 | 51752.0758 | 19 | 6225 | 2670.3893 | 130.8559 | 23775 | 150809.2359 | 30000 | 0 | 120809.2359 | 120809.2359 | 0 | 6225 | 0 | 0 | 0 | 0 | 0
2022-08-19 06:00 | 0.06603 | 0.07793 | 35871 | 2297.5053 | 633 | 8247.9242 | 3 | 30000 | 3 | 0 | 21752.0758 | 21752.0758 | 19 | 8522.5053 | 2670.3893 | 179.1518 | 23775 | 150809.2359 | 32297.5053 | 0 | 118511.7307 | 118511.7307 | 2297.5053 | 6225 | 0 | 0 | 0 | 0 | 0
2022-08-19 07:00 | 0.24643 | 0.32707 | 35871 | 8574.4998 | 633 | 34616.3038 | 3 | 24700.5002 | 2.4701 | 0 | 0 | 0 | 19 | 9500 | 2670.3893 | 199.6997 | 23775 | 150809.2359 | 33275 | 0 | 117534.2359 | 117534.2359 | 0 | 9500 | 0 | 0 | 0 | 0 | 0
2022-08-19 08:00 | 0.44752 | 0.47807 | 35871 | 15571.4002 | 633 | 50597.7814 | 3 | 17703.5998 | 1.7704 | 0 | 0 | 0 | 19 | 9500 | 2670.3893 | 199.6997 | 23775 | 150809.2359 | 33275 | 0 | 117534.2359 | 117534.2359 | 0 | 9500 | 0 | 0 | 0 | 0 | 0
2022-08-19 09:00 | 0.6031 | 0.45609 | 35871 | 20984.7861 | 633 | 48271.471 | 3 | 12290.2139 | 1.229 | 0 | 0 | 0 | 19 | 9500 | 2670.3893 | 199.6997 | 23775 | 150809.2359 | 33275 | 0 | 117534.2359 | 117534.2359 | 0 | 9500 | 0 | 0 | 0 | 0 | 0
2022-08-19 10:00 | 0.79742 | 0.57692 | 35871 | 27746.1252 | 633 | 61059.8282 | 3 | 5528.8748 | 0.55289 | 54468.3481 | 0 | 0 | 19 | 9500 | 2670.3893 | 199.6997 | 23775 | 150809.2359 | 33275 | 0 | 117534.2359 | 117534.2359 | 3971.1252 | 5528.8748 | 0 | 0 | 0 | 0 | 0
2022-08-19 11:00 | 0.89145 | 0.61711 | 35871 | 31017.8869 | 633 | 65313.4413 | 3 | 2257.1131 | 0.22571 | 63056.3282 | 0 | 54468.3481 | 19 | 9500 | 2670.3893 | 199.6997 | 23775 | 150809.2359 | 33275 | 0 | 117534.2359 | 117534.2359 | 7242.8869 | 2257.1131 | 0 | 0 | 0 | 0 | 0
2022-08-19 12:00 | 0.93035 | 0.59768 | 35871 | 32371.4073 | 633 | 63257.0168 | 3 | 903.5927 | 0.090359 | 62353.4241 | 0 | 117524.6763 | 19 | 9500 | 2670.3893 | 199.6997 | 23775 | 150809.2359 | 33275 | 0 | 117534.2359 | 117534.2359 | 8596.4073 | 903.5927 | 0 | 0 | 0 | 0 | 0
2022-08-19 13:00 | 0.8959 | 0.64148 | 35871 | 31172.724 | 633 | 67892.7036 | 3 | 2102.276 | 0.21023 | 65790.4277 | 0 | 179878.1004 | 19 | 9500 | 2670.3893 | 199.6997 | 23775 | 150809.2359 | 33275 | 0 | 117534.2359 | 117534.2359 | 7397.724 | 2102.276 | 0 | 0 | 0 | 0 | 0
2022-08-19 14:00 | 0.799 | 0.61959 | 35871 | 27801.1011 | 633 | 65575.9186 | 3 | 5473.8989 | 0.54739 | 60102.0197 | 0 | 245668.5281 | 19 | 9500 | 2670.3893 | 199.6997 | 23775 | 150809.2359 | 33275 | 0 | 117534.2359 | 117534.2359 | 4026.1011 | 5473.8989 | 0 | 0 | 0 | 0 | 0
2022-08-19 15:00 | 0.63442 | 0.54448 | 35871 | 22074.5614 | 633 | 57626.4564 | 3 | 11200.4386 | 1.12 | 46426.0179 | 0 | 305770.5478 | 19 | 9500 | 2670.3893 | 199.6997 | 23775 | 150809.2359 | 33275 | 0 | 117534.2359 | 117534.2359 | 0 | 9500 | 0 | 0 | 0 | 0 | 0
2022-08-19 16:00 | 0.4275 | 0.41562 | 35871 | 14874.8069 | 633 | 43988.2233 | 3 | 18400.1931 | 1.84 | 25588.0302 | 0 | 352196.5657 | 19 | 9500 | 2670.3893 | 199.6997 | 23775 | 150809.2359 | 33275 | 0 | 117534.2359 | 117534.2359 | 0 | 9500 | 0 | 0 | 0 | 0 | 0
2022-08-19 17:00 | 0.20907 | 0.22776 | 35871 | 7274.5635 | 633 | 24105.5718 | 3 | 26000.4365 | 2.6 | 0 | 1894.8648 | 377784.5959 | 19 | 9500 | 2670.3893 | 199.6997 | 23775 | 150809.2359 | 33275 | 0 | 117534.2359 | 117534.2359 | 0 | 9500 | 0 | 0 | 0 | 0 | 0
2022-08-19 18:00 | 0.04258 | 0.02583 | 35871 | 1481.5656 | 633 | 2733.7852 | 3 | 30000 | 3 | 0 | 27266.2148 | 375889.7312 | 19 | 7706.5656 | 2670.3893 | 161.9999 | 23775 | 150809.2359 | 31481.5656 | 0 | 119327.6704 | 119327.6704 | 0 | 7706.5656 | 0 | 0 | 0 | 0 | 0
2022-08-19 19:00 | 0 | 0 | 35871 | 0 | 633 | 0 | 3 | 30000 | 3 | 0 | 30000 | 348623.5164 | 19 | 6225 | 2670.3893 | 130.8559 | 23775 | 150809.2359 | 30000 | 0 | 120809.2359 | 120809.2359 | 0 | 6225 | 0 | 0 | 0 | 0 | 0
2022-08-19 20:00 | 0 | 0 | 35871 | 0 | 633 | 0 | 3 | 30000 | 3 | 0 | 30000 | 318623.5164 | 19 | 6225 | 2670.3893 | 130.8559 | 23775 | 150809.2359 | 30000 | 0 | 120809.2359 | 120809.2359 | 0 | 6225 | 0 | 0 | 0 | 0 | 0
2022-08-19 21:00 | 0 | 0 | 35871 | 0 | 633 | 0 | 3 | 30000 | 3 | 0 | 30000 | 288623.5164 | 19 | 6225 | 2670.3893 | 130.8559 | 23775 | 150809.2359 | 30000 | 0 | 120809.2359 | 120809.2359 | 0 | 6225 | 0 | 0 | 0 | 0 | 0
2022-08-19 22:00 | 0 | 0 | 35871 | 0 | 633 | 0 | 3 | 30000 | 3 | 0 | 30000 | 258623.5164 | 19 | 6225 | 2670.3893 | 130.8559 | 23775 | 150809.2359 | 30000 | 0 | 120809.2359 | 120809.2359 | 0 | 6225 | 0 | 0 | 0 | 0 | 0
2022-08-19 23:00 | 0 | 0 | 35871 | 0 | 633 | 0 | 3 | 30000 | 3 | 0 | 30000 | 228623.5164 | 19 | 6225 | 2670.3893 | 130.8559 | 23775 | 150809.2359 | 30000 | 0 | 120809.2359 | 120809.2359 | 0 | 6225 | 0 | 0 | 0 | 0 | 0
2022-08-20 | 0 | 0 | 35871 | 0 | 633 | 0 | 3 | 30000 | 3 | 0 | 30000 | 198623.5164 | 19 | 6750 | 2670.3893 | 141.8919 | 23250 | 150284.2359 | 30000 | 0 | 120284.2359 | 120284.2359 | 0 | 6750 | 0 | 0 | 0 | 0 | 0
2022-08-20 01:00 | 0 | 0 | 35871 | 0 | 633 | 0 | 3 | 30000 | 3 | 0 | 30000 | 168623.5164 | 19 | 6750 | 2670.3893 | 141.8919 | 23250 | 150284.2359 | 30000 | 0 | 120284.2359 | 120284.2359 | 0 | 6750 | 0 | 0 | 0 | 0 | 0
2022-08-20 02:00 | 0 | 0 | 35871 | 0 | 633 | 0 | 3 | 30000 | 3 | 0 | 30000 | 138623.5164 | 19 | 6750 | 2670.3893 | 141.8919 | 23250 | 150284.2359 | 30000 | 0 | 120284.2359 | 120284.2359 | 0 | 6750 | 0 | 0 | 0 | 0 | 0
2022-08-20 03:00 | 0 | 0 | 35871 | 0 | 633 | 0 | 3 | 30000 | 3 | 0 | 30000 | 108623.5164 | 19 | 6750 | 2670.3893 | 141.8919 | 23250 | 150284.2359 | 30000 | 0 | 120284.2359 | 120284.2359 | 0 | 6750 | 0 | 0 | 0 | 0 | 0
2022-08-20 04:00 | 0 | 0 | 35871 | 0 | 633 | 0 | 3 | 30000 | 3 | 0 | 30000 | 78623.5164 | 19 | 6750 | 2670.3893 | 141.8919 | 23250 | 150284.2359 | 30000 | 0 | 120284.2359 | 120284.2359 | 0 | 6750 | 0 | 0 | 0 | 0 | 0
2022-08-20 05:00 | 0 | 0 | 35871 | 0 | 633 | 0 | 3 | 30000 | 3 | 0 | 30000 | 48623.5164 | 19 | 6750 | 2670.3893 | 141.8919 | 23250 | 150284.2359 | 30000 | 0 | 120284.2359 | 120284.2359 | 0 | 6750 | 0 | 0 | 0 | 0 | 0
2022-08-20 06:00 | 0.06868 | 0.10749 | 35871 | 2389.7117 | 633 | 11376.4836 | 3 | 30000 | 3 | 0 | 18623.5164 | 18623.5164 | 19 | 9139.7117 | 2670.3893 | 192.1261 | 23250 | 150284.2359 | 32389.7117 | 0 | 117894.5243 | 117894.5243 | 0 | 9139.7117 | 0 | 0 | 0 | 0 | 0
2022-08-20 07:00 | 0.26058 | 0.38229 | 35871 | 9066.8472 | 633 | 40460.6561 | 3 | 23683.1528 | 2.3683 | 0 | 0 | 0 | 19 | 9500 | 2670.3893 | 199.6997 | 23250 | 150284.2359 | 32750 | 0 | 117534.2359 | 117534.2359 | 0 | 9500 | 0 | 0 | 0 | 0 | 0
2022-08-20 08:00 | 0.48398 | 0.56936 | 35871 | 16840.0212 | 633 | 60259.6959 | 3 | 15909.9788 | 1.591 | 0 | 0 | 0 | 19 | 9500 | 2670.3893 | 199.6997 | 23250 | 150284.2359 | 32750 | 0 | 117534.2359 | 117534.2359 | 0 | 9500 | 0 | 0 | 0 | 0 | 0
2022-08-20 09:00 | 0.6887 | 0.6824 | 35871 | 23963.227 | 633 | 72223.5782 | 3 | 8786.773 | 0.87868 | 0 | 0 | 0 | 19 | 9500 | 2670.3893 | 199.6997 | 23250 | 150284.2359 | 32750 | 0 | 117534.2359 | 117534.2359 | 713.227 | 8786.773 | 0 | 0 | 0 | 0 | 0
2022-08-20 10:00 | 0.84955 | 0.74657 | 35871 | 29559.9818 | 633 | 79015.177 | 3 | 3190.0182 | 0.319 | 0 | 0 | 0 | 19 | 9500 | 2670.3893 | 199.6997 | 23250 | 150284.2359 | 32750 | 0 | 117534.2359 | 117534.2359 | 6309.9818 | 3190.0182 | 0 | 0 | 0 | 0 | 0
2022-08-20 11:00 | 0.94983 | 0.79319 | 35871 | 33049.2114 | 633 | 83949.3259 | 3 | 0 | 0 | 0 | 0 | 0 | 19 | 9500 | 2670.3893 | 199.6997 | 23250 | 150284.2359 | 32750 | 0 | 117534.2359 | 117534.2359 | 9500 | 0 | 0 | 0 | 0 | 0 | 0
2022-08-20 12:00 | 0.96705 | 0.75184 | 35871 | 33648.379 | 633 | 79572.9412 | 3 | 0 | 0 | 67625.8164 | 0 | 0 | 19 | 9500 | 2670.3893 | 199.6997 | 23250 | 150284.2359 | 32750 | 0 | 117534.2359 | 117534.2359 | 9500 | 0 | 0 | 0 | 0 | 0 | 0
2022-08-20 13:00 | 0.9339 | 0.76723 | 35871 | 32494.9291 | 633 | 81201.7818 | 3 | 255.0709 | 0.025507 | 80946.7109 | 0 | 67625.8164 | 19 | 9500 | 2670.3893 | 199.6997 | 23250 | 150284.2359 | 32750 | 0 | 117534.2359 | 117534.2359 | 9244.9291 | 255.0709 | 0 | 0 | 0 | 0 | 0
2022-08-20 14:00 | 0.83208 | 0.75037 | 35871 | 28952.1154 | 633 | 79417.3599 | 3 | 3797.8846 | 0.37979 | 75619.4753 | 0 | 148572.5273 | 19 | 9500 | 2670.3893 | 199.6997 | 23250 | 150284.2359 | 32750 | 0 | 117534.2359 | 117534.2359 | 5702.1154 | 3797.8846 | 0 | 0 | 0 | 0 | 0
2022-08-20 15:00 | 0.6712 | 0.71567 | 35871 | 23354.3167 | 633 | 75744.7952 | 3 | 9395.6833 | 0.93957 | 66349.1119 | 0 | 224192.0027 | 19 | 9500 | 2670.3893 | 199.6997 | 23250 | 150284.2359 | 32750 | 0 | 117534.2359 | 117534.2359 | 104.3167 | 9395.6833 | 0 | 0 | 0 | 0 | 0
2022-08-20 16:00 | 0.4653 | 0.6182 | 35871 | 16190.053 | 633 | 65428.8043 | 3 | 16559.947 | 1.656 | 48868.8573 | 0 | 290541.1146 | 19 | 9500 | 2670.3893 | 199.6997 | 23250 | 150284.2359 | 32750 | 0 | 117534.2359 | 117534.2359 | 0 | 9500 | 0 | 0 | 0 | 0 | 0
2022-08-20 17:00 | 0.24043 | 0.44754 | 35871 | 8365.7306 | 633 | 47366.5595 | 3 | 24384.2694 | 2.4384 | 22982.2901 | 0 | 339409.9719 | 19 | 9500 | 2670.3893 | 199.6997 | 23250 | 150284.2359 | 32750 | 0 | 117534.2359 | 117534.2359 | 0 | 9500 | 0 | 0 | 0 | 0 | 0
2022-08-20 18:00 | 0.0474 | 0.10398 | 35871 | 1649.2768 | 633 | 11004.9936 | 3 | 30000 | 3 | 0 | 18995.0064 | 362392.262 | 19 | 8399.2768 | 2670.3893 | 176.5614 | 23250 | 150284.2359 | 31649.2768 | 0 | 118634.9591 | 118634.9591 | 1649.2768 | 6750 | 0 | 0 | 0 | 0 | 0
2022-08-20 19:00 | 0 | 0 | 35871 | 0 | 633 | 0 | 3 | 30000 | 3 | 0 | 30000 | 343397.2557 | 19 | 6750 | 2670.3893 | 141.8919 | 23250 | 150284.2359 | 30000 | 0 | 120284.2359 | 120284.2359 | 0 | 6750 | 0 | 0 | 0 | 0 | 0
2022-08-20 20:00 | 0 | 0 | 35871 | 0 | 633 | 0 | 3 | 30000 | 3 | 0 | 30000 | 313397.2557 | 19 | 6750 | 2670.3893 | 141.8919 | 23250 | 150284.2359 | 30000 | 0 | 120284.2359 | 120284.2359 | 0 | 6750 | 0 | 0 | 0 | 0 | 0
2022-08-20 21:00 | 0 | 0 | 35871 | 0 | 633 | 0 | 3 | 30000 | 3 | 0 | 30000 | 283397.2557 | 19 | 6750 | 2670.3893 | 141.8919 | 23250 | 150284.2359 | 30000 | 0 | 120284.2359 | 120284.2359 | 0 | 6750 | 0 | 0 | 0 | 0 | 0
2022-08-20 22:00 | 0 | 0 | 35871 | 0 | 633 | 0 | 3 | 30000 | 3 | 0 | 30000 | 253397.2557 | 19 | 6750 | 2670.3893 | 141.8919 | 23250 | 150284.2359 | 30000 | 0 | 120284.2359 | 120284.2359 | 0 | 6750 | 0 | 0 | 0 | 0 | 0
2022-08-20 23:00 | 0 | 0 | 35871 | 0 | 633 | 0 | 3 | 30000 | 3 | 0 | 30000 | 223397.2557 | 19 | 6750 | 2670.3893 | 141.8919 | 23250 | 150284.2359 | 30000 | 0 | 120284.2359 | 120284.2359 | 0 | 6750 | 0 | 0 | 0 | 0 | 0
2022-08-21 | 0 | 0 | 35871 | 0 | 633 | 0 | 3 | 30000 | 3 | 0 | 30000 | 193397.2557 | 19 | 6208.3333 | 2670.3893 | 130.5055 | 23791.6667 | 150825.9026 | 30000 | 0 | 120825.9026 | 120825.9026 | 0 | 6208.3333 | 0 | 0 | 0 | 0 | 0
2022-08-21 01:00 | 0 | 0 | 35871 | 0 | 633 | 0 | 3 | 30000 | 3 | 0 | 30000 | 163397.2557 | 19 | 6208.3333 | 2670.3893 | 130.5055 | 23791.6667 | 150825.9026 | 30000 | 0 | 120825.9026 | 120825.9026 | 0 | 6208.3333 | 0 | 0 | 0 | 0 | 0
2022-08-21 02:00 | 0 | 0 | 35871 | 0 | 633 | 0 | 3 | 30000 | 3 | 0 | 30000 | 133397.2557 | 19 | 6208.3333 | 2670.3893 | 130.5055 | 23791.6667 | 150825.9026 | 30000 | 0 | 120825.9026 | 120825.9026 | 0 | 6208.3333 | 0 | 0 | 0 | 0 | 0
2022-08-21 03:00 | 0 | 0 | 35871 | 0 | 633 | 0 | 3 | 30000 | 3 | 0 | 30000 | 103397.2557 | 19 | 6208.3333 | 2670.3893 | 130.5055 | 23791.6667 | 150825.9026 | 30000 | 0 | 120825.9026 | 120825.9026 | 0 | 6208.3333 | 0 | 0 | 0 | 0 | 0
2022-08-21 04:00 | 0 | 0 | 35871 | 0 | 633 | 0 | 3 | 30000 | 3 | 0 | 30000 | 73397.2557 | 19 | 6208.3333 | 2670.3893 | 130.5055 | 23791.6667 | 150825.9026 | 30000 | 0 | 120825.9026 | 120825.9026 | 0 | 6208.3333 | 0 | 0 | 0 | 0 | 0
2022-08-21 05:00 | 0 | 0 | 35871 | 0 | 633 | 0 | 3 | 30000 | 3 | 0 | 30000 | 43397.2557 | 19 | 6208.3333 | 2670.3893 | 130.5055 | 23791.6667 | 150825.9026 | 30000 | 0 | 120825.9026 | 120825.9026 | 0 | 6208.3333 | 0 | 0 | 0 | 0 | 0
2022-08-21 06:00 | 0.0696 | 0.15687 | 35871 | 2421.723 | 633 | 16602.7443 | 3 | 30000 | 3 | 0 | 13397.2557 | 13397.2557 | 19 | 8630.0563 | 2670.3893 | 181.4126 | 23791.6667 | 150825.9026 | 32421.723 | 0 | 118404.1796 | 118404.1796 | 2421.723 | 6208.3333 | 0 | 0 | 0 | 0 | 0
2022-08-21 07:00 | 0.2682 | 0.48641 | 35871 | 9331.9841 | 633 | 51480.467 | 3 | 23959.6825 | 2.396 | 0 | 0 | 0 | 19 | 9500 | 2670.3893 | 199.6997 | 23791.6667 | 150825.9026 | 33291.6667 | 0 | 117534.2359 | 117534.2359 | 0 | 9500 | 0 | 0 | 0 | 0 | 0
2022-08-21 08:00 | 0.49177 | 0.64611 | 35871 | 17111.0732 | 633 | 68382.7317 | 3 | 16180.5934 | 1.6181 | 0 | 0 | 0 | 19 | 9500 | 2670.3893 | 199.6997 | 23791.6667 | 150825.9026 | 33291.6667 | 0 | 117534.2359 | 117534.2359 | 0 | 9500 | 0 | 0 | 0 | 0 | 0
2022-08-21 09:00 | 0.69428 | 0.74595 | 35871 | 24157.3823 | 633 | 78949.5577 | 3 | 9134.2843 | 0.91343 | 0 | 0 | 0 | 19 | 9500 | 2670.3893 | 199.6997 | 23791.6667 | 150825.9026 | 33291.6667 | 0 | 117534.2359 | 117534.2359 | 365.7157 | 9134.2843 | 0 | 0 | 0 | 0 | 0
2022-08-21 10:00 | 0.85083 | 0.80705 | 35871 | 29604.5192 | 633 | 85416.2351 | 3 | 3687.1474 | 0.36871 | 0 | 0 | 0 | 19 | 9500 | 2670.3893 | 199.6997 | 23791.6667 | 150825.9026 | 33291.6667 | 0 | 117534.2359 | 117534.2359 | 5812.8526 | 3687.1474 | 0 | 0 | 0 | 0 | 0
2022-08-21 11:00 | 0.94785 | 0.83736 | 35871 | 32980.3175 | 633 | 88624.1727 | 3 | 311.3491 | 0.031135 | 0 | 0 | 0 | 19 | 9500 | 2670.3893 | 199.6997 | 23791.6667 | 150825.9026 | 33291.6667 | 0 | 117534.2359 | 117534.2359 | 9188.6509 | 311.3491 | 0 | 0 | 0 | 0 | 0
2022-08-21 12:00 | 0.966 | 0.80923 | 35871 | 33611.8444 | 633 | 85646.961 | 3 | 0 | 0 | 70966.682 | 0 | 0 | 19 | 9500 | 2670.3893 | 199.6997 | 23791.6667 | 150825.9026 | 33291.6667 | 0 | 117534.2359 | 117534.2359 | 9500 | 0 | 0 | 0 | 0 | 0 | 0
2022-08-21 13:00 | 0.92808 | 0.80736 | 35871 | 32292.4229 | 633 | 85449.0447 | 3 | 999.2437 | 0.099924 | 84449.801 | 0 | 70966.682 | 19 | 9500 | 2670.3893 | 199.6997 | 23791.6667 | 150825.9026 | 33291.6667 | 0 | 117534.2359 | 117534.2359 | 8500.7563 | 999.2437 | 0 | 0 | 0 | 0 | 0
2022-08-21 14:00 | 0.8224 | 0.7707 | 35871 | 28615.3011 | 633 | 81569.0383 | 3 | 4676.3656 | 0.46764 | 76892.6727 | 0 | 155416.483 | 19 | 9500 | 2670.3893 | 199.6997 | 23791.6667 | 150825.9026 | 33291.6667 | 0 | 117534.2359 | 117534.2359 | 4823.6344 | 4676.3656 | 0 | 0 | 0 | 0 | 0
2022-08-21 15:00 | 0.65817 | 0.71778 | 35871 | 22900.9396 | 633 | 75968.1125 | 3 | 10390.7271 | 1.0391 | 65577.3854 | 0 | 232309.1558 | 19 | 9500 | 2670.3893 | 199.6997 | 23791.6667 | 150825.9026 | 33291.6667 | 0 | 117534.2359 | 117534.2359 | 0 | 9500 | 0 | 0 | 0 | 0 | 0
2022-08-21 16:00 | 0.45138 | 0.60798 | 35871 | 15705.7084 | 633 | 64347.144 | 3 | 17585.9582 | 1.7586 | 46761.1858 | 0 | 297886.5412 | 19 | 9500 | 2670.3893 | 199.6997 | 23791.6667 | 150825.9026 | 33291.6667 | 0 | 117534.2359 | 117534.2359 | 0 | 9500 | 0 | 0 | 0 | 0 | 0
2022-08-21 17:00 | 0.2282 | 0.42149 | 35871 | 7940.1893 | 633 | 44609.49 | 3 | 25351.4773 | 2.5351 | 19258.0127 | 0 | 344647.727 | 19 | 9500 | 2670.3893 | 199.6997 | 23791.6667 | 150825.9026 | 33291.6667 | 0 | 117534.2359 | 117534.2359 | 0 | 9500 | 0 | 0 | 0 | 0 | 0
2022-08-21 18:00 | 0.04285 | 0.0948 | 35871 | 1490.9602 | 633 | 10033.4045 | 3 | 30000 | 3 | 0 | 19966.5955 | 363905.7397 | 19 | 7699.2935 | 2670.3893 | 161.847 | 23791.6667 | 150825.9026 | 31490.9602 | 0 | 119334.9424 | 119334.9424 | 4.5475e-13 | 7699.2935 | 0 | 0 | 0 | 0 | 0
2022-08-21 19:00 | 0 | 0 | 35871 | 0 | 633 | 0 | 3 | 30000 | 3 | 0 | 30000 | 343939.1442 | 19 | 6208.3333 | 2670.3893 | 130.5055 | 23791.6667 | 150825.9026 | 30000 | 0 | 120825.9026 | 120825.9026 | 0 | 6208.3333 | 0 | 0 | 0 | 0 | 0
2022-08-21 20:00 | 0 | 0 | 35871 | 0 | 633 | 0 | 3 | 30000 | 3 | 0 | 30000 | 313939.1442 | 19 | 6208.3333 | 2670.3893 | 130.5055 | 23791.6667 | 150825.9026 | 30000 | 0 | 120825.9026 | 120825.9026 | 0 | 6208.3333 | 0 | 0 | 0 | 0 | 0
2022-08-21 21:00 | 0 | 0 | 35871 | 0 | 633 | 0 | 3 | 30000 | 3 | 0 | 30000 | 283939.1442 | 19 | 6208.3333 | 2670.3893 | 130.5055 | 23791.6667 | 150825.9026 | 30000 | 0 | 120825.9026 | 120825.9026 | 0 | 6208.3333 | 0 | 0 | 0 | 0 | 0
2022-08-21 22:00 | 0 | 0 | 35871 | 0 | 633 | 0 | 3 | 30000 | 3 | 0 | 30000 | 253939.1442 | 19 | 6208.3333 | 2670.3893 | 130.5055 | 23791.6667 | 150825.9026 | 30000 | 0 | 120825.9026 | 120825.9026 | 0 | 6208.3333 | 0 | 0 | 0 | 0 | 0
2022-08-21 23:00 | 0 | 0 | 35871 | 0 | 633 | 0 | 3 | 30000 | 3 | 0 | 30000 | 223939.1442 | 19 | 6208.3333 | 2670.3893 | 130.5055 | 23791.6667 | 150825.9026 | 30000 | 0 | 120825.9026 | 120825.9026 | 0 | 6208.3333 | 0 | 0 | 0 | 0 | 0
2022-08-22 | 0 | 0 | 35871 | 0 | 633 | 0 | 3 | 30000 | 3 | 0 | 30000 | 193939.1442 | 19 | 6750 | 2670.3893 | 141.8919 | 23250 | 150284.2359 | 30000 | 0 | 120284.2359 | 120284.2359 | 0 | 6750 | 0 | 0 | 0 | 0 | 0
2022-08-22 01:00 | 0 | 0 | 35871 | 0 | 633 | 0 | 3 | 30000 | 3 | 0 | 30000 | 163939.1442 | 19 | 6750 | 2670.3893 | 141.8919 | 23250 | 150284.2359 | 30000 | 0 | 120284.2359 | 120284.2359 | 0 | 6750 | 0 | 0 | 0 | 0 | 0
2022-08-22 02:00 | 0 | 0 | 35871 | 0 | 633 | 0 | 3 | 30000 | 3 | 0 | 30000 | 133939.1442 | 19 | 6750 | 2670.3893 | 141.8919 | 23250 | 150284.2359 | 30000 | 0 | 120284.2359 | 120284.2359 | 0 | 6750 | 0 | 0 | 0 | 0 | 0
2022-08-22 03:00 | 0 | 0 | 35871 | 0 | 633 | 0 | 3 | 30000 | 3 | 0 | 30000 | 103939.1442 | 19 | 6750 | 2670.3893 | 141.8919 | 23250 | 150284.2359 | 30000 | 0 | 120284.2359 | 120284.2359 | 0 | 6750 | 0 | 0 | 0 | 0 | 0
2022-08-22 04:00 | 0 | 0 | 35871 | 0 | 633 | 0 | 3 | 30000 | 3 | 0 | 30000 | 73939.1442 | 19 | 6750 | 2670.3893 | 141.8919 | 23250 | 150284.2359 | 30000 | 0 | 120284.2359 | 120284.2359 | 0 | 6750 | 0 | 0 | 0 | 0 | 0
2022-08-22 05:00 | 0 | 0 | 35871 | 0 | 633 | 0 | 3 | 30000 | 3 | 0 | 30000 | 43939.1442 | 19 | 6750 | 2670.3893 | 141.8919 | 23250 | 150284.2359 | 30000 | 0 | 120284.2359 | 120284.2359 | 0 | 6750 | 0 | 0 | 0 | 0 | 0
2022-08-22 06:00 | 0.0674 | 0.15175 | 35871 | 2345.1742 | 633 | 16060.8558 | 3 | 30000 | 3 | 0 | 13939.1442 | 13939.1442 | 19 | 9095.1742 | 2670.3893 | 191.1898 | 23250 | 150284.2359 | 32345.1742 | 0 | 117939.0617 | 117939.0617 | 2345.1742 | 6750 | 0 | 0 | 0 | 0 | 0
2022-08-22 07:00 | 0.26325 | 0.46962 | 35871 | 9159.7495 | 633 | 49703.4537 | 3 | 23590.2505 | 2.359 | 0 | 0 | 0 | 19 | 9500 | 2670.3893 | 199.6997 | 23250 | 150284.2359 | 32750 | 0 | 117534.2359 | 117534.2359 | 0 | 9500 | 0 | 0 | 0 | 0 | 0
2022-08-22 08:00 | 0.48652 | 0.63688 | 35871 | 16928.4002 | 633 | 67405.8507 | 3 | 15821.5998 | 1.5822 | 0 | 0 | 0 | 19 | 9500 | 2670.3893 | 199.6997 | 23250 | 150284.2359 | 32750 | 0 | 117534.2359 | 117534.2359 | 0 | 9500 | 0 | 0 | 0 | 0 | 0
2022-08-22 09:00 | 0.6897 | 0.73966 | 35871 | 23998.0218 | 633 | 78283.8392 | 3 | 8751.9782 | 0.8752 | 0 | 0 | 0 | 19 | 9500 | 2670.3893 | 199.6997 | 23250 | 150284.2359 | 32750 | 0 | 117534.2359 | 117534.2359 | 748.0218 | 8751.9782 | 0 | 0 | 0 | 0 | 0
2022-08-22 10:00 | 0.8476 | 0.80422 | 35871 | 29492.1318 | 633 | 85116.7147 | 3 | 3257.8682 | 0.32579 | 0 | 0 | 0 | 19 | 9500 | 2670.3893 | 199.6997 | 23250 | 150284.2359 | 32750 | 0 | 117534.2359 | 117534.2359 | 6242.1318 | 3257.8682 | 0 | 0 | 0 | 0 | 0
2022-08-22 11:00 | 0.94553 | 0.8369 | 35871 | 32899.5934 | 633 | 88575.4874 | 3 | 0 | 0 | 56581.0026 | 0 | 0 | 19 | 9500 | 2670.3893 | 199.6997 | 23250 | 150284.2359 | 32750 | 0 | 117534.2359 | 117534.2359 | 9500 | 0 | 0 | 0 | 0 | 0 | 0
2022-08-22 12:00 | 0.9797 | 0.86881 | 35871 | 34088.5341 | 633 | 91952.7653 | 3 | 30000 | 3 | 0 | 30000 | 56581.0026 | 19 | 9500 | 2670.3893 | 199.6997 | 23250 | 150284.2359 | 32750 | 0 | 117534.2359 | 117534.2359 | 9500 | 0 | 0 | 0 | 0 | 30000 | 0
2022-08-22 13:00 | 0.94142 | 0.86337 | 35871 | 32756.5865 | 633 | 91377.0087 | 3 | 0 | 0 | 91377.0087 | 0 | 26581.0026 | 19 | 9500 | 2670.3893 | 199.6997 | 23250 | 150284.2359 | 32750 | 0 | 117534.2359 | 117534.2359 | 9500 | 0 | 0 | 0 | 0 | 0 | 0
2022-08-22 14:00 | 0.83667 | 0.83221 | 35871 | 29111.8239 | 633 | 88079.1091 | 3 | 3638.1761 | 0.36382 | 84440.933 | 0 | 117958.0113 | 19 | 9500 | 2670.3893 | 199.6997 | 23250 | 150284.2359 | 32750 | 0 | 117534.2359 | 117534.2359 | 5861.8239 | 3638.1761 | 0 | 0 | 0 | 0 | 0
2022-08-22 15:00 | 0.67375 | 0.78211 | 35871 | 23443.0437 | 633 | 82776.6453 | 3 | 9306.9563 | 0.9307 | 73469.689 | 0 | 202398.9443 | 19 | 9500 | 2670.3893 | 199.6997 | 23250 | 150284.2359 | 32750 | 0 | 117534.2359 | 117534.2359 | 193.0437 | 9306.9563 | 0 | 0 | 0 | 0 | 0
2022-08-22 16:00 | 0.46738 | 0.67853 | 35871 | 16262.4263 | 633 | 71813.9867 | 3 | 16487.5737 | 1.6488 | 55326.4131 | 0 | 275868.6332 | 19 | 9500 | 2670.3893 | 199.6997 | 23250 | 150284.2359 | 32750 | 0 | 117534.2359 | 117534.2359 | 0 | 9500 | 0 | 0 | 0 | 0 | 0
2022-08-22 17:00 | 0.24082 | 0.49324 | 35871 | 8379.3006 | 633 | 52203.3378 | 3 | 24370.6994 | 2.4371 | 27832.6384 | 0 | 331195.0463 | 19 | 9500 | 2670.3893 | 199.6997 | 23250 | 150284.2359 | 32750 | 0 | 117534.2359 | 117534.2359 | 0 | 9500 | 0 | 0 | 0 | 0 | 0
2022-08-22 18:00 | 0.04492 | 0.11677 | 35871 | 1562.9856 | 633 | 12358.6566 | 3 | 30000 | 3 | 0 | 17641.3434 | 359027.6847 | 19 | 8312.9856 | 2670.3893 | 174.7474 | 23250 | 150284.2359 | 31562.9856 | 0 | 118721.2504 | 118721.2504 | 1562.9856 | 6750 | 0 | 0 | 0 | 0 | 0
2022-08-22 19:00 | 0 | 0 | 35871 | 0 | 633 | 0 | 3 | 30000 | 3 | 0 | 30000 | 341386.3413 | 19 | 6750 | 2670.3893 | 141.8919 | 23250 | 150284.2359 | 30000 | 0 | 120284.2359 | 120284.2359 | 0 | 6750 | 0 | 0 | 0 | 0 | 0
2022-08-22 20:00 | 0 | 0 | 35871 | 0 | 633 | 0 | 3 | 30000 | 3 | 0 | 30000 | 311386.3413 | 19 | 6750 | 2670.3893 | 141.8919 | 23250 | 150284.2359 | 30000 | 0 | 120284.2359 | 120284.2359 | 0 | 6750 | 0 | 0 | 0 | 0 | 0
2022-08-22 21:00 | 0 | 0 | 35871 | 0 | 633 | 0 | 3 | 30000 | 3 | 0 | 30000 | 281386.3413 | 19 | 6750 | 2670.3893 | 141.8919 | 23250 | 150284.2359 | 30000 | 0 | 120284.2359 | 120284.2359 | 0 | 6750 | 0 | 0 | 0 | 0 | 0
2022-08-22 22:00 | 0 | 0 | 35871 | 0 | 633 | 0 | 3 | 30000 | 3 | 0 | 30000 | 251386.3413 | 19 | 6750 | 2670.3893 | 141.8919 | 23250 | 150284.2359 | 30000 | 0 | 120284.2359 | 120284.2359 | 0 | 6750 | 0 | 0 | 0 | 0 | 0
2022-08-22 23:00 | 0 | 0 | 35871 | 0 | 633 | 0 | 3 | 30000 | 3 | 0 | 30000 | 221386.3413 | 19 | 6750 | 2670.3893 | 141.8919 | 23250 | 150284.2359 | 30000 | 0 | 120284.2359 | 120284.2359 | 0 | 6750 | 0 | 0 | 0 | 0 | 0
2022-08-23 | 0 | 0 | 35871 | 0 | 633 | 0 | 3 | 30000 | 3 | 0 | 30000 | 191386.3413 | 19 | 5958.3333 | 2670.3893 | 125.2503 | 24041.6667 | 151075.9026 | 30000 | 0 | 121075.9026 | 121075.9026 | 0 | 5958.3333 | 0 | 0 | 0 | 0 | 0
2022-08-23 01:00 | 0 | 0 | 35871 | 0 | 633 | 0 | 3 | 30000 | 3 | 0 | 30000 | 161386.3413 | 19 | 5958.3333 | 2670.3893 | 125.2503 | 24041.6667 | 151075.9026 | 30000 | 0 | 121075.9026 | 121075.9026 | 0 | 5958.3333 | 0 | 0 | 0 | 0 | 0
2022-08-23 02:00 | 0 | 0 | 35871 | 0 | 633 | 0 | 3 | 30000 | 3 | 0 | 30000 | 131386.3413 | 19 | 5958.3333 | 2670.3893 | 125.2503 | 24041.6667 | 151075.9026 | 30000 | 0 | 121075.9026 | 121075.9026 | 0 | 5958.3333 | 0 | 0 | 0 | 0 | 0
2022-08-23 03:00 | 0 | 0 | 35871 | 0 | 633 | 0 | 3 | 30000 | 3 | 0 | 30000 | 101386.3413 | 19 | 5958.3333 | 2670.3893 | 125.2503 | 24041.6667 | 151075.9026 | 30000 | 0 | 121075.9026 | 121075.9026 | 0 | 5958.3333 | 0 | 0 | 0 | 0 | 0
2022-08-23 04:00 | 0 | 0 | 35871 | 0 | 633 | 0 | 3 | 30000 | 3 | 0 | 30000 | 71386.3413 | 19 | 5958.3333 | 2670.3893 | 125.2503 | 24041.6667 | 151075.9026 | 30000 | 0 | 121075.9026 | 121075.9026 | 0 | 5958.3333 | 0 | 0 | 0 | 0 | 0
2022-08-23 05:00 | 0 | 0 | 35871 | 0 | 633 | 0 | 3 | 30000 | 3 | 0 | 30000 | 41386.3413 | 19 | 5958.3333 | 2670.3893 | 125.2503 | 24041.6667 | 151075.9026 | 30000 | 0 | 121075.9026 | 121075.9026 | 0 | 5958.3333 | 0 | 0 | 0 | 0 | 0
2022-08-23 06:00 | 0.07003 | 0.17587 | 35871 | 2436.6847 | 633 | 18613.6587 | 3 | 30000 | 3 | 0 | 11386.3413 | 11386.3413 | 19 | 8395.0181 | 2670.3893 | 176.4719 | 24041.6667 | 151075.9026 | 32436.6847 | 0 | 118639.2178 | 118639.2178 | 2436.6847 | 5958.3333 | 0 | 0 | 0 | 0 | 0
2022-08-23 07:00 | 0.277 | 0.51903 | 35871 | 9638.179 | 633 | 54932.8895 | 3 | 23903.4877 | 2.3903 | 0 | 0 | 0 | 19 | 9500 | 2670.3893 | 199.6997 | 24041.6667 | 151075.9026 | 33541.6667 | 0 | 117534.2359 | 117534.2359 | 0 | 9500 | 0 | 0 | 0 | 0 | 0
2022-08-23 08:00 | 0.50635 | 0.696 | 35871 | 17618.3824 | 633 | 73662.9696 | 3 | 15923.2842 | 1.5923 | 0 | 0 | 0 | 19 | 9500 | 2670.3893 | 199.6997 | 24041.6667 | 151075.9026 | 33541.6667 | 0 | 117534.2359 | 117534.2359 | 0 | 9500 | 0 | 0 | 0 | 0 | 0
2022-08-23 09:00 | 0.71435 | 0.81352 | 35871 | 24855.7154 | 633 | 86101.0044 | 3 | 8685.9513 | 0.8686 | 0 | 0 | 0 | 19 | 9500 | 2670.3893 | 199.6997 | 24041.6667 | 151075.9026 | 33541.6667 | 0 | 117534.2359 | 117534.2359 | 814.0487 | 8685.9513 | 0 | 0 | 0 | 0 | 0
2022-08-23 10:00 | 0.87597 | 0.86778 | 35871 | 30479.2623 | 633 | 91843.7525 | 3 | 3062.4044 | 0.30624 | 0 | 0 | 0 | 19 | 9500 | 2670.3893 | 199.6997 | 24041.6667 | 151075.9026 | 33541.6667 | 0 | 117534.2359 | 117534.2359 | 6437.5956 | 3062.4044 | 0 | 0 | 0 | 0 | 0
2022-08-23 11:00 | 0.97658 | 0.91444 | 35871 | 33979.9741 | 633 | 96782.1349 | 3 | 0 | 0 | 0 | 0 | 0 | 19 | 9500 | 2670.3893 | 199.6997 | 24041.6667 | 151075.9026 | 33541.6667 | 0 | 117534.2359 | 117534.2359 | 9500 | 0 | 0 | 0 | 0 | 0 | 0
2022-08-23 12:00 | 0.99958 | 0.8957 | 35871 | 34780.2562 | 633 | 94798.7383 | 3 | 0 | 0 | 26439.5378 | 0 | 0 | 19 | 9500 | 2670.3893 | 199.6997 | 24041.6667 | 151075.9026 | 33541.6667 | 0 | 117534.2359 | 117534.2359 | 9500 | 0 | 0 | 0 | 0 | 0 | 0
2022-08-23 13:00 | 0.95875 | 0.88583 | 35871 | 33359.5816 | 633 | 93754.1212 | 3 | 182.0851 | 0.018209 | 93572.0362 | 0 | 26439.5378 | 19 | 9500 | 2670.3893 | 199.6997 | 24041.6667 | 151075.9026 | 33541.6667 | 0 | 117534.2359 | 117534.2359 | 9317.9149 | 182.0851 | 0 | 0 | 0 | 0 | 0
2022-08-23 14:00 | 0.85085 | 0.85007 | 35871 | 29605.2151 | 633 | 89969.3686 | 3 | 3936.4515 | 0.39365 | 86032.9171 | 0 | 120011.574 | 19 | 9500 | 2670.3893 | 199.6997 | 24041.6667 | 151075.9026 | 33541.6667 | 0 | 117534.2359 | 117534.2359 | 5563.5485 | 3936.4515 | 0 | 0 | 0 | 0 | 0
2022-08-23 15:00 | 0.68367 | 0.79875 | 35871 | 23788.2088 | 633 | 84537.783 | 3 | 9753.4579 | 0.97535 | 74784.3251 | 0 | 206044.4911 | 19 | 9500 | 2670.3893 | 199.6997 | 24041.6667 | 151075.9026 | 33541.6667 | 0 | 117534.2359 | 117534.2359 | 0 | 9500 | 0 | 0 | 0 | 0 | 0
2022-08-23 16:00 | 0.47185 | 0.68032 | 35871 | 16417.9594 | 633 | 72003.436 | 3 | 17123.7073 | 1.7124 | 54879.7288 | 0 | 280828.8162 | 19 | 9500 | 2670.3893 | 199.6997 | 24041.6667 | 151075.9026 | 33541.6667 | 0 | 117534.2359 | 117534.2359 | 0 | 9500 | 0 | 0 | 0 | 0 | 0
2022-08-23 17:00 | 0.24275 | 0.4899 | 35871 | 8446.4547 | 633 | 51849.8402 | 3 | 25095.212 | 2.5095 | 26754.6283 | 0 | 335708.545 | 19 | 9500 | 2670.3893 | 199.6997 | 24041.6667 | 151075.9026 | 33541.6667 | 0 | 117534.2359 | 117534.2359 | 0 | 9500 | 0 | 0 | 0 | 0 | 0
2022-08-23 18:00 | 0.04265 | 0.09884 | 35871 | 1484.0012 | 633 | 10460.9884 | 3 | 30000 | 3 | 0 | 19539.0116 | 362463.1732 | 19 | 7442.3345 | 2670.3893 | 156.4455 | 24041.6667 | 151075.9026 | 31484.0012 | 0 | 119591.9014 | 119591.9014 | -2.2737e-13 | 7442.3345 | 0 | 0 | 0 | 0 | 0
2022-08-23 19:00 | 0 | 0 | 35871 | 0 | 633 | 0 | 3 | 30000 | 3 | 0 | 30000 | 342924.1616 | 19 | 5958.3333 | 2670.3893 | 125.2503 | 24041.6667 | 151075.9026 | 30000 | 0 | 121075.9026 | 121075.9026 | 0 | 5958.3333 | 0 | 0 | 0 | 0 | 0
2022-08-23 20:00 | 0 | 0 | 35871 | 0 | 633 | 0 | 3 | 30000 | 3 | 0 | 30000 | 312924.1616 | 19 | 5958.3333 | 2670.3893 | 125.2503 | 24041.6667 | 151075.9026 | 30000 | 0 | 121075.9026 | 121075.9026 | 0 | 5958.3333 | 0 | 0 | 0 | 0 | 0
2022-08-23 21:00 | 0 | 0 | 35871 | 0 | 633 | 0 | 3 | 30000 | 3 | 0 | 30000 | 282924.1616 | 19 | 5958.3333 | 2670.3893 | 125.2503 | 24041.6667 | 151075.9026 | 30000 | 0 | 121075.9026 | 121075.9026 | 0 | 5958.3333 | 0 | 0 | 0 | 0 | 0
2022-08-23 22:00 | 0 | 0 | 35871 | 0 | 633 | 0 | 3 | 30000 | 3 | 0 | 30000 | 252924.1616 | 19 | 5958.3333 | 2670.3893 | 125.2503 | 24041.6667 | 151075.9026 | 30000 | 0 | 121075.9026 | 121075.9026 | 0 | 5958.3333 | 0 | 0 | 0 | 0 | 0
2022-08-23 23:00 | 0 | 0 | 35871 | 0 | 633 | 0 | 3 | 30000 | 3 | 0 | 30000 | 222924.1616 | 19 | 5958.3333 | 2670.3893 | 125.2503 | 24041.6667 | 151075.9026 | 30000 | 0 | 121075.9026 | 121075.9026 | 0 | 5958.3333 | 0 | 0 | 0 | 0 | 0
2022-08-24 | 0 | 0 | 35871 | 0 | 633 | 0 | 3 | 30000 | 3 | 0 | 30000 | 192924.1616 | 19 | 6258.3333 | 2670.3893 | 131.5566 | 23741.6667 | 150775.9026 | 30000 | 0 | 120775.9026 | 120775.9026 | 0 | 6258.3333 | 0 | 0 | 0 | 0 | 0
2022-08-24 01:00 | 0 | 0 | 35871 | 0 | 633 | 0 | 3 | 30000 | 3 | 0 | 30000 | 162924.1616 | 19 | 6258.3333 | 2670.3893 | 131.5566 | 23741.6667 | 150775.9026 | 30000 | 0 | 120775.9026 | 120775.9026 | 0 | 6258.3333 | 0 | 0 | 0 | 0 | 0
2022-08-24 02:00 | 0 | 0 | 35871 | 0 | 633 | 0 | 3 | 30000 | 3 | 0 | 30000 | 132924.1616 | 19 | 6258.3333 | 2670.3893 | 131.5566 | 23741.6667 | 150775.9026 | 30000 | 0 | 120775.9026 | 120775.9026 | 0 | 6258.3333 | 0 | 0 | 0 | 0 | 0
2022-08-24 03:00 | 0 | 0 | 35871 | 0 | 633 | 0 | 3 | 30000 | 3 | 0 | 30000 | 102924.1616 | 19 | 6258.3333 | 2670.3893 | 131.5566 | 23741.6667 | 150775.9026 | 30000 | 0 | 120775.9026 | 120775.9026 | 0 | 6258.3333 | 0 | 0 | 0 | 0 | 0
2022-08-24 04:00 | 0 | 0 | 35871 | 0 | 633 | 0 | 3 | 30000 | 3 | 0 | 30000 | 72924.1616 | 19 | 6258.3333 | 2670.3893 | 131.5566 | 23741.6667 | 150775.9026 | 30000 | 0 | 120775.9026 | 120775.9026 | 0 | 6258.3333 | 0 | 0 | 0 | 0 | 0
2022-08-24 05:00 | 0 | 0 | 35871 | 0 | 633 | 0 | 3 | 30000 | 3 | 0 | 30000 | 42924.1616 | 19 | 6258.3333 | 2670.3893 | 131.5566 | 23741.6667 | 150775.9026 | 30000 | 0 | 120775.9026 | 120775.9026 | 0 | 6258.3333 | 0 | 0 | 0 | 0 | 0
2022-08-24 06:00 | 0.06882 | 0.16134 | 35871 | 2394.583 | 633 | 17075.8384 | 3 | 30000 | 3 | 0 | 12924.1616 | 12924.1616 | 19 | 8652.9163 | 2670.3893 | 181.8931 | 23741.6667 | 150775.9026 | 32394.583 | 0 | 118381.3196 | 118381.3196 | 2394.583 | 6258.3333 | 0 | 0 | 0 | 0 | 0
2022-08-24 07:00 | 0.2755 | 0.52018 | 35871 | 9585.9867 | 633 | 55054.6028 | 3 | 23655.68 | 2.3656 | 0 | 0 | 0 | 19 | 9500 | 2670.3893 | 199.6997 | 23741.6667 | 150775.9026 | 33241.6667 | 0 | 117534.2359 | 117534.2359 | 0 | 9500 | 0 | 0 | 0 | 0 | 0
2022-08-24 08:00 | 0.50242 | 0.68261 | 35871 | 17481.6386 | 633 | 72245.8041 | 3 | 15760.0281 | 1.576 | 0 | 0 | 0 | 19 | 9500 | 2670.3893 | 199.6997 | 23741.6667 | 150775.9026 | 33241.6667 | 0 | 117534.2359 | 117534.2359 | 0 | 9500 | 0 | 0 | 0 | 0 | 0
2022-08-24 09:00 | 0.70578 | 0.77742 | 35871 | 24557.5233 | 633 | 82280.267 | 3 | 8684.1433 | 0.86841 | 0 | 0 | 0 | 19 | 9500 | 2670.3893 | 199.6997 | 23741.6667 | 150775.9026 | 33241.6667 | 0 | 117534.2359 | 117534.2359 | 815.8567 | 8684.1433 | 0 | 0 | 0 | 0 | 0
2022-08-24 10:00 | 0.86353 | 0.83633 | 35871 | 30046.4141 | 633 | 88515.16 | 3 | 3195.2526 | 0.31953 | 0 | 0 | 0 | 19 | 9500 | 2670.3893 | 199.6997 | 23741.6667 | 150775.9026 | 33241.6667 | 0 | 117534.2359 | 117534.2359 | 6304.7474 | 3195.2526 | 0 | 0 | 0 | 0 | 0
2022-08-24 11:00 | 0.95962 | 0.86722 | 35871 | 33389.8531 | 633 | 91784.4835 | 3 | 0 | 0 | 91784.4835 | 0 | 0 | 19 | 9500 | 2670.3893 | 199.6997 | 23741.6667 | 150775.9026 | 33241.6667 | 0 | 117534.2359 | 117534.2359 | 9500 | 0 | 0 | 0 | 0 | 0 | 0
2022-08-24 12:00 | 0.97633 | 0.82699 | 35871 | 33971.2754 | 633 | 87526.6368 | 3 | 26759.3667 | 2.6759 | 0 | 26759.3667 | 91784.4835 | 19 | 9500 | 2670.3893 | 199.6997 | 23741.6667 | 150775.9026 | 33241.6667 | 0 | 117534.2359 | 117534.2359 | 9500 | 0 | 0 | 0 | 0 | 26759.3667 | 0
2022-08-24 13:00 | 0.93545 | 0.81768 | 35871 | 32548.8611 | 633 | 86541.2888 | 3 | 692.8055 | 0.069281 | 85848.4832 | 0 | 65025.1168 | 19 | 9500 | 2670.3893 | 199.6997 | 23741.6667 | 150775.9026 | 33241.6667 | 0 | 117534.2359 | 117534.2359 | 8807.1945 | 692.8055 | 0 | 0 | 0 | 0 | 0
2022-08-24 14:00 | 0.82717 | 0.78117 | 35871 | 28781.2726 | 633 | 82677.158 | 3 | 4460.394 | 0.44604 | 78216.7639 | 0 | 150873.6001 | 19 | 9500 | 2670.3893 | 199.6997 | 23741.6667 | 150775.9026 | 33241.6667 | 0 | 117534.2359 | 117534.2359 | 5039.606 | 4460.394 | 0 | 0 | 0 | 0 | 0
2022-08-24 15:00 | 0.66003 | 0.72644 | 35871 | 22965.658 | 633 | 76884.6661 | 3 | 10276.0086 | 1.0276 | 66608.6575 | 0 | 229090.364 | 19 | 9500 | 2670.3893 | 199.6997 | 23741.6667 | 150775.9026 | 33241.6667 | 0 | 117534.2359 | 117534.2359 | 0 | 9500 | 0 | 0 | 0 | 0 | 0
2022-08-24 16:00 | 0.45073 | 0.61023 | 35871 | 15683.0918 | 633 | 64585.2786 | 3 | 17558.5749 | 1.7559 | 47026.7037 | 0 | 295699.0215 | 19 | 9500 | 2670.3893 | 199.6997 | 23741.6667 | 150775.9026 | 33241.6667 | 0 | 117534.2359 | 117534.2359 | 0 | 9500 | 0 | 0 | 0 | 0 | 0
2022-08-24 17:00 | 0.22673 | 0.41849 | 35871 | 7889.0409 | 633 | 44291.9772 | 3 | 25352.6258 | 2.5353 | 18939.3514 | 0 | 342725.7253 | 19 | 9500 | 2670.3893 | 199.6997 | 23741.6667 | 150775.9026 | 33241.6667 | 0 | 117534.2359 | 117534.2359 | 3.638e-12 | 9500 | 0 | 0 | 0 | 0 | 0
2022-08-24 18:00 | 0.0377 | 0.06606 | 35871 | 1311.7666 | 633 | 6991.6319 | 3 | 30000 | 3 | 0 | 23008.3681 | 361665.0767 | 19 | 7570.0999 | 2670.3893 | 159.1312 | 23741.6667 | 150775.9026 | 31311.7666 | 0 | 119464.136 | 119464.136 | 4.5475e-13 | 7570.0999 | 0 | 0 | 0 | 0 | 0
2022-08-24 19:00 | 0 | 0 | 35871 | 0 | 633 | 0 | 3 | 30000 | 3 | 0 | 30000 | 338656.7086 | 19 | 6258.3333 | 2670.3893 | 131.5566 | 23741.6667 | 150775.9026 | 30000 | 0 | 120775.9026 | 120775.9026 | 0 | 6258.3333 | 0 | 0 | 0 | 0 | 0
2022-08-24 20:00 | 0 | 0 | 35871 | 0 | 633 | 0 | 3 | 30000 | 3 | 0 | 30000 | 308656.7086 | 19 | 6258.3333 | 2670.3893 | 131.5566 | 23741.6667 | 150775.9026 | 30000 | 0 | 120775.9026 | 120775.9026 | 0 | 6258.3333 | 0 | 0 | 0 | 0 | 0
2022-08-24 21:00 | 0 | 0 | 35871 | 0 | 633 | 0 | 3 | 30000 | 3 | 0 | 30000 | 278656.7086 | 19 | 6258.3333 | 2670.3893 | 131.5566 | 23741.6667 | 150775.9026 | 30000 | 0 | 120775.9026 | 120775.9026 | 0 | 6258.3333 | 0 | 0 | 0 | 0 | 0
2022-08-24 22:00 | 0 | 0 | 35871 | 0 | 633 | 0 | 3 | 30000 | 3 | 0 | 30000 | 248656.7086 | 19 | 6258.3333 | 2670.3893 | 131.5566 | 23741.6667 | 150775.9026 | 30000 | 0 | 120775.9026 | 120775.9026 | 0 | 6258.3333 | 0 | 0 | 0 | 0 | 0
2022-08-24 23:00 | 0 | 0 | 35871 | 0 | 633 | 0 | 3 | 30000 | 3 | 0 | 30000 | 218656.7086 | 19 | 6258.3333 | 2670.3893 | 131.5566 | 23741.6667 | 150775.9026 | 30000 | 0 | 120775.9026 | 120775.9026 | 0 | 6258.3333 | 0 | 0 | 0 | 0 | 0
2022-08-25 | 0 | 0 | 35871 | 0 | 633 | 0 | 3 | 30000 | 3 | 0 | 30000 | 188656.7086 | 19 | 9120.8333 | 2670.3893 | 191.7292 | 20879.1667 | 147913.4026 | 30000 | 0 | 117913.4026 | 117913.4026 | 0 | 9120.8333 | 0 | 0 | 0 | 0 | 0
2022-08-25 01:00 | 0 | 0 | 35871 | 0 | 633 | 0 | 3 | 30000 | 3 | 0 | 30000 | 158656.7086 | 19 | 9120.8333 | 2670.3893 | 191.7292 | 20879.1667 | 147913.4026 | 30000 | 0 | 117913.4026 | 117913.4026 | 0 | 9120.8333 | 0 | 0 | 0 | 0 | 0
2022-08-25 02:00 | 0 | 0 | 35871 | 0 | 633 | 0 | 3 | 30000 | 3 | 0 | 30000 | 128656.7086 | 19 | 9120.8333 | 2670.3893 | 191.7292 | 20879.1667 | 147913.4026 | 30000 | 0 | 117913.4026 | 117913.4026 | 0 | 9120.8333 | 0 | 0 | 0 | 0 | 0
2022-08-25 03:00 | 0 | 0 | 35871 | 0 | 633 | 0 | 3 | 30000 | 3 | 0 | 30000 | 98656.7086 | 19 | 9120.8333 | 2670.3893 | 191.7292 | 20879.1667 | 147913.4026 | 30000 | 0 | 117913.4026 | 117913.4026 | 0 | 9120.8333 | 0 | 0 | 0 | 0 | 0
2022-08-25 04:00 | 0 | 0 | 35871 | 0 | 633 | 0 | 3 | 30000 | 3 | 0 | 30000 | 68656.7086 | 19 | 9120.8333 | 2670.3893 | 191.7292 | 20879.1667 | 147913.4026 | 30000 | 0 | 117913.4026 | 117913.4026 | 0 | 9120.8333 | 0 | 0 | 0 | 0 | 0
2022-08-25 05:00 | 0 | 0 | 35871 | 0 | 633 | 0 | 3 | 30000 | 3 | 0 | 30000 | 38656.7086 | 19 | 9120.8333 | 2670.3893 | 191.7292 | 20879.1667 | 147913.4026 | 30000 | 0 | 117913.4026 | 117913.4026 | 0 | 9120.8333 | 0 | 0 | 0 | 0 | 0
2022-08-25 06:00 | 0.06775 | 0.18297 | 35871 | 2357.3524 | 633 | 19365.1057 | 3 | 28021.8142 | 2.8022 | 0 | 8656.7086 | 8656.7086 | 19 | 9500 | 2670.3893 | 199.6997 | 20879.1667 | 147913.4026 | 30379.1667 | 0 | 117534.2359 | 117534.2359 | 2357.3524 | 7142.6476 | 0 | 0 | 0 | 0 | 0
2022-08-25 07:00 | 0.27608 | 0.54657 | 35871 | 9606.1677 | 633 | 57847.657 | 3 | 20772.999 | 2.0773 | 0 | 0 | 0 | 19 | 9500 | 2670.3893 | 199.6997 | 20879.1667 | 147913.4026 | 30379.1667 | 0 | 117534.2359 | 117534.2359 | 0 | 9500 | 0 | 0 | 0 | 0 | 0
2022-08-25 08:00 | 0.50388 | 0.71431 | 35871 | 17532.4391 | 633 | 75600.8561 | 3 | 12846.7276 | 1.2847 | 0 | 0 | 0 | 19 | 9500 | 2670.3893 | 199.6997 | 20879.1667 | 147913.4026 | 30379.1667 | 0 | 117534.2359 | 117534.2359 | 0 | 9500 | 0 | 0 | 0 | 0 | 0
2022-08-25 09:00 | 0.70642 | 0.80894 | 35871 | 24579.7921 | 633 | 85616.2681 | 3 | 5799.3746 | 0.57994 | 0 | 0 | 0 | 19 | 9500 | 2670.3893 | 199.6997 | 20879.1667 | 147913.4026 | 30379.1667 | 0 | 117534.2359 | 117534.2359 | 3700.6254 | 5799.3746 | 0 | 0 | 0 | 0 | 0
2022-08-25 10:00 | 0.8643 | 0.86925 | 35871 | 30073.2061 | 633 | 91999.3338 | 3 | 305.9605 | 0.030596 | 56242.4646 | 0 | 0 | 19 | 9500 | 2670.3893 | 199.6997 | 20879.1667 | 147913.4026 | 30379.1667 | 0 | 117534.2359 | 117534.2359 | 9194.0395 | 305.9605 | 0 | 0 | 0 | 0 | 0
2022-08-25 11:00 | 0.96205 | 0.90528 | 35871 | 33474.4047 | 633 | 95812.6625 | 3 | 30000 | 3 | 0 | 30000 | 56242.4646 | 19 | 9500 | 2670.3893 | 199.6997 | 20879.1667 | 147913.4026 | 30379.1667 | 0 | 117534.2359 | 117534.2359 | 9500 | 0 | 0 | 0 | 0 | 30000 | 0
2022-08-25 12:00 | 0.96442 | 0.77308 | 35871 | 33556.8685 | 633 | 81820.9318 | 3 | 0 | 0 | 81820.9318 | 0 | 26242.4646 | 19 | 9500 | 2670.3893 | 199.6997 | 20879.1667 | 147913.4026 | 30379.1667 | 0 | 117534.2359 | 117534.2359 | 9500 | 0 | 0 | 0 | 0 | 0 | 0
2022-08-25 13:00 | 0.92475 | 0.75328 | 35871 | 32176.556 | 633 | 79725.3473 | 3 | 0 | 0 | 79725.3473 | 0 | 108063.3964 | 19 | 9500 | 2670.3893 | 199.6997 | 20879.1667 | 147913.4026 | 30379.1667 | 0 | 117534.2359 | 117534.2359 | 9500 | 0 | 0 | 0 | 0 | 0 | 0
2022-08-25 14:00 | 0.81625 | 0.71467 | 35871 | 28401.3126 | 633 | 75638.9576 | 3 | 1977.854 | 0.19779 | 73661.1036 | 0 | 187788.7437 | 19 | 9500 | 2670.3893 | 199.6997 | 20879.1667 | 147913.4026 | 30379.1667 | 0 | 117534.2359 | 117534.2359 | 7522.146 | 1977.854 | 0 | 0 | 0 | 0 | 0
2022-08-25 15:00 | 0.64745 | 0.65291 | 35871 | 22527.9386 | 633 | 69102.4274 | 3 | 7851.2281 | 0.78512 | 61251.1993 | 0 | 261449.8473 | 19 | 9500 | 2670.3893 | 199.6997 | 20879.1667 | 147913.4026 | 30379.1667 | 0 | 117534.2359 | 117534.2359 | 1648.7719 | 7851.2281 | 0 | 0 | 0 | 0 | 0
2022-08-25 16:00 | 0.43617 | 0.52154 | 35871 | 15176.4784 | 633 | 55198.5419 | 3 | 15202.6882 | 1.5203 | 39995.8537 | 0 | 322701.0466 | 19 | 9500 | 2670.3893 | 199.6997 | 20879.1667 | 147913.4026 | 30379.1667 | 0 | 117534.2359 | 117534.2359 | 0 | 9500 | 0 | 0 | 0 | 0 | 0
2022-08-25 17:00 | 0.21525 | 0.33115 | 35871 | 7489.5958 | 633 | 35048.1212 | 3 | 22889.5709 | 2.289 | 12158.5503 | 0 | 362696.9003 | 19 | 9500 | 2670.3893 | 199.6997 | 20879.1667 | 147913.4026 | 30379.1667 | 0 | 117534.2359 | 117534.2359 | 0 | 9500 | 0 | 0 | 0 | 0 | 0
2022-08-25 18:00 | 0.0339 | 0.03055 | 35871 | 1179.5461 | 633 | 3233.3387 | 3 | 29199.6206 | 2.92 | 0 | 25966.2819 | 374855.4506 | 19 | 9500 | 2670.3893 | 199.6997 | 20879.1667 | 147913.4026 | 30379.1667 | 0 | 117534.2359 | 117534.2359 | 1179.5461 | 8320.4539 | 0 | 0 | 0 | 0 | 0
2022-08-25 19:00 | 0 | 0 | 35871 | 0 | 633 | 0 | 3 | 30000 | 3 | 0 | 30000 | 348889.1688 | 19 | 9120.8333 | 2670.3893 | 191.7292 | 20879.1667 | 147913.4026 | 30000 | 0 | 117913.4026 | 117913.4026 | 0 | 9120.8333 | 0 | 0 | 0 | 0 | 0
2022-08-25 20:00 | 0 | 0 | 35871 | 0 | 633 | 0 | 3 | 30000 | 3 | 0 | 30000 | 318889.1688 | 19 | 9120.8333 | 2670.3893 | 191.7292 | 20879.1667 | 147913.4026 | 30000 | 0 | 117913.4026 | 117913.4026 | 0 | 9120.8333 | 0 | 0 | 0 | 0 | 0
2022-08-25 21:00 | 0 | 0 | 35871 | 0 | 633 | 0 | 3 | 30000 | 3 | 0 | 30000 | 288889.1688 | 19 | 9120.8333 | 2670.3893 | 191.7292 | 20879.1667 | 147913.4026 | 30000 | 0 | 117913.4026 | 117913.4026 | 0 | 9120.8333 | 0 | 0 | 0 | 0 | 0
2022-08-25 22:00 | 0 | 0 | 35871 | 0 | 633 | 0 | 3 | 30000 | 3 | 0 | 30000 | 258889.1688 | 19 | 9120.8333 | 2670.3893 | 191.7292 | 20879.1667 | 147913.4026 | 30000 | 0 | 117913.4026 | 117913.4026 | 0 | 9120.8333 | 0 | 0 | 0 | 0 | 0
2022-08-25 23:00 | 0 | 0 | 35871 | 0 | 633 | 0 | 3 | 30000 | 3 | 0 | 30000 | 228889.1688 | 19 | 9120.8333 | 2670.3893 | 191.7292 | 20879.1667 | 147913.4026 | 30000 | 0 | 117913.4026 | 117913.4026 | 0 | 9120.8333 | 0 | 0 | 0 | 0 | 0
2022-08-26 | 0 | 0 | 35871 | 0 | 633 | 0 | 3 | 30000 | 3 | 0 | 30000 | 198889.1688 | 19 | 6750 | 2670.3893 | 141.8919 | 23250 | 150284.2359 | 30000 | 0 | 120284.2359 | 120284.2359 | 0 | 6750 | 0 | 0 | 0 | 0 | 0
2022-08-26 01:00 | 0 | 0 | 35871 | 0 | 633 | 0 | 3 | 30000 | 3 | 0 | 30000 | 168889.1688 | 19 | 6750 | 2670.3893 | 141.8919 | 23250 | 150284.2359 | 30000 | 0 | 120284.2359 | 120284.2359 | 0 | 6750 | 0 | 0 | 0 | 0 | 0
2022-08-26 02:00 | 0 | 0 | 35871 | 0 | 633 | 0 | 3 | 30000 | 3 | 0 | 30000 | 138889.1688 | 19 | 6750 | 2670.3893 | 141.8919 | 23250 | 150284.2359 | 30000 | 0 | 120284.2359 | 120284.2359 | 0 | 6750 | 0 | 0 | 0 | 0 | 0
2022-08-26 03:00 | 0 | 0 | 35871 | 0 | 633 | 0 | 3 | 30000 | 3 | 0 | 30000 | 108889.1688 | 19 | 6750 | 2670.3893 | 141.8919 | 23250 | 150284.2359 | 30000 | 0 | 120284.2359 | 120284.2359 | 0 | 6750 | 0 | 0 | 0 | 0 | 0
2022-08-26 04:00 | 0 | 0 | 35871 | 0 | 633 | 0 | 3 | 30000 | 3 | 0 | 30000 | 78889.1688 | 19 | 6750 | 2670.3893 | 141.8919 | 23250 | 150284.2359 | 30000 | 0 | 120284.2359 | 120284.2359 | 0 | 6750 | 0 | 0 | 0 | 0 | 0
2022-08-26 05:00 | 0 | 0 | 35871 | 0 | 633 | 0 | 3 | 30000 | 3 | 0 | 30000 | 48889.1688 | 19 | 6750 | 2670.3893 | 141.8919 | 23250 | 150284.2359 | 30000 | 0 | 120284.2359 | 120284.2359 | 0 | 6750 | 0 | 0 | 0 | 0 | 0
2022-08-26 06:00 | 0.0618 | 0.10498 | 35871 | 2150.323 | 633 | 11110.8312 | 3 | 30000 | 3 | 0 | 18889.1688 | 18889.1688 | 19 | 8900.323 | 2670.3893 | 187.0939 | 23250 | 150284.2359 | 32150.323 | 0 | 118133.913 | 118133.913 | 2150.323 | 6750 | 0 | 0 | 0 | 0 | 0
2022-08-26 07:00 | 0.2586 | 0.41164 | 35871 | 8997.9534 | 633 | 43566.9897 | 3 | 23752.0466 | 2.3752 | 0 | 0 | 0 | 19 | 9500 | 2670.3893 | 199.6997 | 23250 | 150284.2359 | 32750 | 0 | 117534.2359 | 117534.2359 | 0 | 9500 | 0 | 0 | 0 | 0 | 0
2022-08-26 08:00 | 0.4843 | 0.58993 | 35871 | 16851.1555 | 633 | 62436.7754 | 3 | 15898.8445 | 1.5899 | 0 | 0 | 0 | 19 | 9500 | 2670.3893 | 199.6997 | 23250 | 150284.2359 | 32750 | 0 | 117534.2359 | 117534.2359 | 0 | 9500 | 0 | 0 | 0 | 0 | 0
2022-08-26 09:00 | 0.6884 | 0.69542 | 35871 | 23952.7885 | 633 | 73601.5838 | 3 | 8797.2115 | 0.87972 | 0 | 0 | 0 | 19 | 9500 | 2670.3893 | 199.6997 | 23250 | 150284.2359 | 32750 | 0 | 117534.2359 | 117534.2359 | 702.7885 | 8797.2115 | 0 | 0 | 0 | 0 | 0
2022-08-26 10:00 | 0.84655 | 0.75762 | 35871 | 29455.5972 | 633 | 80184.6825 | 3 | 3294.4028 | 0.32944 | 0 | 0 | 0 | 19 | 9500 | 2670.3893 | 199.6997 | 23250 | 150284.2359 | 32750 | 0 | 117534.2359 | 117534.2359 | 6205.5972 | 3294.4028 | 0 | 0 | 0 | 0 | 0
2022-08-26 11:00 | 0.94325 | 0.79686 | 35871 | 32820.2611 | 633 | 84337.7499 | 3 | 0 | 0 | 68379.9351 | 0 | 0 | 19 | 9500 | 2670.3893 | 199.6997 | 23250 | 150284.2359 | 32750 | 0 | 117534.2359 | 117534.2359 | 9500 | 0 | 0 | 0 | 0 | 0 | 0
2022-08-26 12:00 | 0.95905 | 0.74019 | 35871 | 33370.0201 | 633 | 78339.9331 | 3 | 0 | 0 | 78339.9331 | 0 | 68379.9351 | 19 | 9500 | 2670.3893 | 199.6997 | 23250 | 150284.2359 | 32750 | 0 | 117534.2359 | 117534.2359 | 9500 | 0 | 0 | 0 | 0 | 0 | 0
2022-08-26 13:00 | 0.91595 | 0.72434 | 35871 | 31870.3612 | 633 | 76662.4072 | 3 | 879.6388 | 0.087964 | 75782.7684 | 0 | 146719.8683 | 19 | 9500 | 2670.3893 | 199.6997 | 23250 | 150284.2359 | 32750 | 0 | 117534.2359 | 117534.2359 | 8620.3612 | 879.6388 | 0 | 0 | 0 | 0 | 0
2022-08-26 14:00 | 0.80475 | 0.6833 | 35871 | 28001.1716 | 633 | 72318.8321 | 3 | 4748.8284 | 0.47488 | 67570.0037 | 0 | 222502.6366 | 19 | 9500 | 2670.3893 | 199.6997 | 23250 | 150284.2359 | 32750 | 0 | 117534.2359 | 117534.2359 | 4751.1716 | 4748.8284 | 0 | 0 | 0 | 0 | 0
2022-08-26 15:00 | 0.63412 | 0.6129 | 35871 | 22064.123 | 633 | 64867.865 | 3 | 10685.877 | 1.0686 | 54181.988 | 0 | 290072.6404 | 19 | 9500 | 2670.3893 | 199.6997 | 23250 | 150284.2359 | 32750 | 0 | 117534.2359 | 117534.2359 | 0 | 9500 | 0 | 0 | 0 | 0 | 0
2022-08-26 16:00 | 0.42242 | 0.48327 | 35871 | 14698.049 | 633 | 51148.137 | 3 | 18051.951 | 1.8052 | 33096.1859 | 0 | 344254.6284 | 19 | 9500 | 2670.3893 | 199.6997 | 23250 | 150284.2359 | 32750 | 0 | 117534.2359 | 117534.2359 | 0 | 9500 | 0 | 0 | 0 | 0 | 0
2022-08-26 17:00 | 0.20438 | 0.29238 | 35871 | 7111.3755 | 633 | 30944.7975 | 3 | 25638.6245 | 2.5639 | 5306.173 | 0 | 377350.8143 | 19 | 9500 | 2670.3893 | 199.6997 | 23250 | 150284.2359 | 32750 | 0 | 117534.2359 | 117534.2359 | 0 | 9500 | 0 | 0 | 0 | 0 | 0
2022-08-26 18:00 | 0.0306 | 0.02038 | 35871 | 1064.723 | 633 | 2156.9703 | 3 | 30000 | 3 | 0 | 27843.0297 | 382656.9873 | 19 | 7814.723 | 2670.3893 | 164.2735 | 23250 | 150284.2359 | 31064.723 | 0 | 119219.5129 | 119219.5129 | -4.5475e-13 | 7814.723 | 0 | 0 | 0 | 0 | 0
2022-08-26 19:00 | 0 | 0 | 35871 | 0 | 633 | 0 | 3 | 30000 | 3 | 0 | 30000 | 354813.9576 | 19 | 6750 | 2670.3893 | 141.8919 | 23250 | 150284.2359 | 30000 | 0 | 120284.2359 | 120284.2359 | 0 | 6750 | 0 | 0 | 0 | 0 | 0
2022-08-26 20:00 | 0 | 0 | 35871 | 0 | 633 | 0 | 3 | 30000 | 3 | 0 | 30000 | 324813.9576 | 19 | 6750 | 2670.3893 | 141.8919 | 23250 | 150284.2359 | 30000 | 0 | 120284.2359 | 120284.2359 | 0 | 6750 | 0 | 0 | 0 | 0 | 0
2022-08-26 21:00 | 0 | 0 | 35871 | 0 | 633 | 0 | 3 | 30000 | 3 | 0 | 30000 | 294813.9576 | 19 | 6750 | 2670.3893 | 141.8919 | 23250 | 150284.2359 | 30000 | 0 | 120284.2359 | 120284.2359 | 0 | 6750 | 0 | 0 | 0 | 0 | 0
2022-08-26 22:00 | 0 | 0 | 35871 | 0 | 633 | 0 | 3 | 30000 | 3 | 0 | 30000 | 264813.9576 | 19 | 6750 | 2670.3893 | 141.8919 | 23250 | 150284.2359 | 30000 | 0 | 120284.2359 | 120284.2359 | 0 | 6750 | 0 | 0 | 0 | 0 | 0
2022-08-26 23:00 | 0 | 0 | 35871 | 0 | 633 | 0 | 3 | 30000 | 3 | 0 | 30000 | 234813.9576 | 19 | 6750 | 2670.3893 | 141.8919 | 23250 | 150284.2359 | 30000 | 0 | 120284.2359 | 120284.2359 | 0 | 6750 | 0 | 0 | 0 | 0 | 0
2022-08-27 | 0 | 0 | 35871 | 0 | 633 | 0 | 3 | 30000 | 3 | 0 | 30000 | 204813.9576 | 19 | 7079.1667 | 2670.3893 | 148.8113 | 22920.8333 | 149955.0693 | 30000 | 0 | 119955.0693 | 119955.0693 | 0 | 7079.1667 | 0 | 0 | 0 | 0 | 0
2022-08-27 01:00 | 0 | 0 | 35871 | 0 | 633 | 0 | 3 | 30000 | 3 | 0 | 30000 | 174813.9576 | 19 | 7079.1667 | 2670.3893 | 148.8113 | 22920.8333 | 149955.0693 | 30000 | 0 | 119955.0693 | 119955.0693 | 0 | 7079.1667 | 0 | 0 | 0 | 0 | 0
2022-08-27 02:00 | 0 | 0 | 35871 | 0 | 633 | 0 | 3 | 30000 | 3 | 0 | 30000 | 144813.9576 | 19 | 7079.1667 | 2670.3893 | 148.8113 | 22920.8333 | 149955.0693 | 30000 | 0 | 119955.0693 | 119955.0693 | 0 | 7079.1667 | 0 | 0 | 0 | 0 | 0
2022-08-27 03:00 | 0 | 0 | 35871 | 0 | 633 | 0 | 3 | 30000 | 3 | 0 | 30000 | 114813.9576 | 19 | 7079.1667 | 2670.3893 | 148.8113 | 22920.8333 | 149955.0693 | 30000 | 0 | 119955.0693 | 119955.0693 | 0 | 7079.1667 | 0 | 0 | 0 | 0 | 0
2022-08-27 04:00 | 0 | 0 | 35871 | 0 | 633 | 0 | 3 | 30000 | 3 | 0 | 30000 | 84813.9576 | 19 | 7079.1667 | 2670.3893 | 148.8113 | 22920.8333 | 149955.0693 | 30000 | 0 | 119955.0693 | 119955.0693 | 0 | 7079.1667 | 0 | 0 | 0 | 0 | 0
2022-08-27 05:00 | 0 | 0 | 35871 | 0 | 633 | 0 | 3 | 30000 | 3 | 0 | 30000 | 54813.9576 | 19 | 7079.1667 | 2670.3893 | 148.8113 | 22920.8333 | 149955.0693 | 30000 | 0 | 119955.0693 | 119955.0693 | 0 | 7079.1667 | 0 | 0 | 0 | 0 | 0
2022-08-27 06:00 | 0.05367 | 0.049 | 35871 | 1867.4407 | 633 | 5186.0424 | 3 | 30000 | 3 | 0 | 24813.9576 | 24813.9576 | 19 | 8946.6073 | 2670.3893 | 188.0668 | 22920.8333 | 149955.0693 | 31867.4407 | 0 | 118087.6286 | 118087.6286 | 1867.4407 | 7079.1667 | 0 | 0 | 0 | 0 | 0
2022-08-27 07:00 | 0.23132 | 0.27299 | 35871 | 8048.7493 | 633 | 28892.6064 | 3 | 24372.084 | 2.4372 | 0 | 0 | 0 | 19 | 9500 | 2670.3893 | 199.6997 | 22920.8333 | 149955.0693 | 32420.8333 | 0 | 117534.2359 | 117534.2359 | 0 | 9500 | 0 | 0 | 0 | 0 | 0
2022-08-27 08:00 | 0.45058 | 0.44389 | 35871 | 15677.8725 | 633 | 46980.2523 | 3 | 16742.9608 | 1.6743 | 0 | 0 | 0 | 19 | 9500 | 2670.3893 | 199.6997 | 22920.8333 | 149955.0693 | 32420.8333 | 0 | 117534.2359 | 117534.2359 | 0 | 9500 | 0 | 0 | 0 | 0 | 0
2022-08-27 09:00 | 0.65522 | 0.56194 | 35871 | 22798.2947 | 633 | 59474.3809 | 3 | 9622.5386 | 0.96225 | 0 | 0 | 0 | 19 | 9500 | 2670.3893 | 199.6997 | 22920.8333 | 149955.0693 | 32420.8333 | 0 | 117534.2359 | 117534.2359 | 0 | 9500 | 0 | 0 | 0 | 0 | 0
2022-08-27 10:00 | 0.81462 | 0.6244 | 35871 | 28344.597 | 633 | 66084.9974 | 3 | 4076.2363 | 0.40762 | 0 | 0 | 0 | 19 | 9500 | 2670.3893 | 199.6997 | 22920.8333 | 149955.0693 | 32420.8333 | 0 | 117534.2359 | 117534.2359 | 5423.7637 | 4076.2363 | 0 | 0 | 0 | 0 | 0
2022-08-27 11:00 | 0.91258 | 0.66629 | 35871 | 31753.1025 | 633 | 70518.5345 | 3 | 667.7309 | 0.066773 | 69850.8036 | 0 | 0 | 19 | 9500 | 2670.3893 | 199.6997 | 22920.8333 | 149955.0693 | 32420.8333 | 0 | 117534.2359 | 117534.2359 | 8832.2691 | 667.7309 | 0 | 0 | 0 | 0 | 0
2022-08-27 12:00 | 0.98025 | 0.84433 | 35871 | 34107.6713 | 633 | 89361.8608 | 3 | 0 | 0 | 24648.0573 | 0 | 69850.8036 | 19 | 9500 | 2670.3893 | 199.6997 | 22920.8333 | 149955.0693 | 32420.8333 | 0 | 117534.2359 | 117534.2359 | 9500 | 0 | 0 | 0 | 0 | 0 | 0
2022-08-27 13:00 | 0.93655 | 0.82646 | 35871 | 32587.1355 | 633 | 87470.5429 | 3 | 0 | 0 | 87470.5429 | 0 | 94498.861 | 19 | 9500 | 2670.3893 | 199.6997 | 22920.8333 | 149955.0693 | 32420.8333 | 0 | 117534.2359 | 117534.2359 | 9500 | 0 | 0 | 0 | 0 | 0 | 0
2022-08-27 14:00 | 0.82458 | 0.78256 | 35871 | 28691.1539 | 633 | 82824.2723 | 3 | 3729.6794 | 0.37297 | 79094.5928 | 0 | 181969.4038 | 19 | 9500 | 2670.3893 | 199.6997 | 22920.8333 | 149955.0693 | 32420.8333 | 0 | 117534.2359 | 117534.2359 | 5770.3206 | 3729.6794 | 0 | 0 | 0 | 0 | 0
2022-08-27 15:00 | 0.65272 | 0.71163 | 35871 | 22711.3075 | 633 | 75317.2113 | 3 | 9709.5258 | 0.97095 | 65607.6855 | 0 | 261063.9967 | 19 | 9500 | 2670.3893 | 199.6997 | 22920.8333 | 149955.0693 | 32420.8333 | 0 | 117534.2359 | 117534.2359 | 0 | 9500 | 0 | 0 | 0 | 0 | 0
2022-08-27 16:00 | 0.43788 | 0.57587 | 35871 | 15235.9777 | 633 | 60948.6987 | 3 | 17184.8557 | 1.7185 | 43763.8431 | 0 | 326671.6822 | 19 | 9500 | 2670.3893 | 199.6997 | 22920.8333 | 149955.0693 | 32420.8333 | 0 | 117534.2359 | 117534.2359 | 0 | 9500 | 0 | 0 | 0 | 0 | 0
2022-08-27 17:00 | 0.21052 | 0.35549 | 35871 | 7325.016 | 633 | 37624.2084 | 3 | 25095.8173 | 2.5096 | 12528.3911 | 0 | 370435.5252 | 19 | 9500 | 2670.3893 | 199.6997 | 22920.8333 | 149955.0693 | 32420.8333 | 0 | 117534.2359 | 117534.2359 | 0 | 9500 | 0 | 0 | 0 | 0 | 0
2022-08-27 18:00 | 0.03005 | 0.03121 | 35871 | 1045.5858 | 633 | 3303.1915 | 3 | 30000 | 3 | 0 | 26696.8085 | 382963.9164 | 19 | 8124.7525 | 2670.3893 | 170.7906 | 22920.8333 | 149955.0693 | 31045.5858 | 0 | 118909.4834 | 118909.4834 | -1.3642e-12 | 8124.7525 | 0 | 0 | 0 | 0 | 0
2022-08-27 19:00 | 0 | 0 | 35871 | 0 | 633 | 0 | 3 | 30000 | 3 | 0 | 30000 | 356267.1078 | 19 | 7079.1667 | 2670.3893 | 148.8113 | 22920.8333 | 149955.0693 | 30000 | 0 | 119955.0693 | 119955.0693 | 0 | 7079.1667 | 0 | 0 | 0 | 0 | 0
2022-08-27 20:00 | 0 | 0 | 35871 | 0 | 633 | 0 | 3 | 30000 | 3 | 0 | 30000 | 326267.1078 | 19 | 7079.1667 | 2670.3893 | 148.8113 | 22920.8333 | 149955.0693 | 30000 | 0 | 119955.0693 | 119955.0693 | 0 | 7079.1667 | 0 | 0 | 0 | 0 | 0
2022-08-27 21:00 | 0 | 0 | 35871 | 0 | 633 | 0 | 3 | 30000 | 3 | 0 | 30000 | 296267.1078 | 19 | 7079.1667 | 2670.3893 | 148.8113 | 22920.8333 | 149955.0693 | 30000 | 0 | 119955.0693 | 119955.0693 | 0 | 7079.1667 | 0 | 0 | 0 | 0 | 0
2022-08-27 22:00 | 0 | 0 | 35871 | 0 | 633 | 0 | 3 | 30000 | 3 | 0 | 30000 | 266267.1078 | 19 | 7079.1667 | 2670.3893 | 148.8113 | 22920.8333 | 149955.0693 | 30000 | 0 | 119955.0693 | 119955.0693 | 0 | 7079.1667 | 0 | 0 | 0 | 0 | 0
2022-08-27 23:00 | 0 | 0 | 35871 | 0 | 633 | 0 | 3 | 30000 | 3 | 0 | 30000 | 236267.1078 | 19 | 7079.1667 | 2670.3893 | 148.8113 | 22920.8333 | 149955.0693 | 30000 | 0 | 119955.0693 | 119955.0693 | 0 | 7079.1667 | 0 | 0 | 0 | 0 | 0
2022-08-28 | 0 | 0 | 35871 | 0 | 633 | 0 | 3 | 30000 | 3 | 0 | 30000 | 206267.1078 | 19 | 7375 | 2670.3893 | 155.03 | 22625 | 149659.2359 | 30000 | 0 | 119659.2359 | 119659.2359 | 0 | 7375 | 0 | 0 | 0 | 0 | 0
2022-08-28 01:00 | 0 | 0 | 35871 | 0 | 633 | 0 | 3 | 30000 | 3 | 0 | 30000 | 176267.1078 | 19 | 7375 | 2670.3893 | 155.03 | 22625 | 149659.2359 | 30000 | 0 | 119659.2359 | 119659.2359 | 0 | 7375 | 0 | 0 | 0 | 0 | 0
2022-08-28 02:00 | 0 | 0 | 35871 | 0 | 633 | 0 | 3 | 30000 | 3 | 0 | 30000 | 146267.1078 | 19 | 7375 | 2670.3893 | 155.03 | 22625 | 149659.2359 | 30000 | 0 | 119659.2359 | 119659.2359 | 0 | 7375 | 0 | 0 | 0 | 0 | 0
2022-08-28 03:00 | 0 | 0 | 35871 | 0 | 633 | 0 | 3 | 30000 | 3 | 0 | 30000 | 116267.1078 | 19 | 7375 | 2670.3893 | 155.03 | 22625 | 149659.2359 | 30000 | 0 | 119659.2359 | 119659.2359 | 0 | 7375 | 0 | 0 | 0 | 0 | 0
2022-08-28 04:00 | 0 | 0 | 35871 | 0 | 633 | 0 | 3 | 30000 | 3 | 0 | 30000 | 86267.1078 | 19 | 7375 | 2670.3893 | 155.03 | 22625 | 149659.2359 | 30000 | 0 | 119659.2359 | 119659.2359 | 0 | 7375 | 0 | 0 | 0 | 0 | 0
2022-08-28 05:00 | 0 | 0 | 35871 | 0 | 633 | 0 | 3 | 30000 | 3 | 0 | 30000 | 56267.1078 | 19 | 7375 | 2670.3893 | 155.03 | 22625 | 149659.2359 | 30000 | 0 | 119659.2359 | 119659.2359 | 0 | 7375 | 0 | 0 | 0 | 0 | 0
2022-08-28 06:00 | 0.05067 | 0.03527 | 35871 | 1763.0561 | 633 | 3732.8922 | 3 | 30000 | 3 | 0 | 26267.1078 | 26267.1078 | 19 | 9138.0561 | 2670.3893 | 192.0913 | 22625 | 149659.2359 | 31763.0561 | 0 | 117896.1799 | 117896.1799 | 0 | 9138.0561 | 0 | 0 | 0 | 0 | 0
2022-08-28 07:00 | 0.2299 | 0.27841 | 35871 | 7999.3406 | 633 | 29466.2462 | 3 | 24125.6594 | 2.4126 | 0 | 0 | 0 | 19 | 9500 | 2670.3893 | 199.6997 | 22625 | 149659.2359 | 32125 | 0 | 117534.2359 | 117534.2359 | 0 | 9500 | 0 | 0 | 0 | 0 | 0
2022-08-28 08:00 | 0.45052 | 0.45719 | 35871 | 15675.7848 | 633 | 48387.8923 | 3 | 16449.2152 | 1.6449 | 0 | 0 | 0 | 19 | 9500 | 2670.3893 | 199.6997 | 22625 | 149659.2359 | 32125 | 0 | 117534.2359 | 117534.2359 | 0 | 9500 | 0 | 0 | 0 | 0 | 0
2022-08-28 09:00 | 0.65597 | 0.59415 | 35871 | 22824.3909 | 633 | 62883.41 | 3 | 9300.6091 | 0.93006 | 0 | 0 | 0 | 19 | 9500 | 2670.3893 | 199.6997 | 22625 | 149659.2359 | 32125 | 0 | 117534.2359 | 117534.2359 | 199.3909 | 9300.6091 | 0 | 0 | 0 | 0 | 0
2022-08-28 10:00 | 0.81708 | 0.65449 | 35871 | 28430.1924 | 633 | 69269.6508 | 3 | 3694.8076 | 0.36948 | 0 | 0 | 0 | 19 | 9500 | 2670.3893 | 199.6997 | 22625 | 149659.2359 | 32125 | 0 | 117534.2359 | 117534.2359 | 5805.1924 | 3694.8076 | 0 | 0 | 0 | 0 | 0
2022-08-28 11:00 | 0.91678 | 0.70998 | 35871 | 31899.2409 | 633 | 75142.5792 | 3 | 225.7591 | 0.022576 | 74916.8202 | 0 | 0 | 19 | 9500 | 2670.3893 | 199.6997 | 22625 | 149659.2359 | 32125 | 0 | 117534.2359 | 117534.2359 | 9274.2409 | 225.7591 | 0 | 0 | 0 | 0 | 0
2022-08-28 12:00 | 0.96865 | 0.83467 | 35871 | 33704.0508 | 633 | 88339.4696 | 3 | 0 | 0 | 3240.2847 | 0 | 74916.8202 | 19 | 9500 | 2670.3893 | 199.6997 | 22625 | 149659.2359 | 32125 | 0 | 117534.2359 | 117534.2359 | 9500 | 0 | 0 | 0 | 0 | 0 | 0
2022-08-28 13:00 | 0.9264 | 0.81361 | 35871 | 32233.9676 | 633 | 86110.5297 | 3 | 0 | 0 | 86110.5297 | 0 | 78157.1049 | 19 | 9500 | 2670.3893 | 199.6997 | 22625 | 149659.2359 | 32125 | 0 | 117534.2359 | 117534.2359 | 9500 | 0 | 0 | 0 | 0 | 0 | 0
2022-08-28 14:00 | 0.81695 | 0.77739 | 35871 | 28425.669 | 633 | 82277.0919 | 3 | 3699.331 | 0.36993 | 78577.7609 | 0 | 164267.6346 | 19 | 9500 | 2670.3893 | 199.6997 | 22625 | 149659.2359 | 32125 | 0 | 117534.2359 | 117534.2359 | 5800.669 | 3699.331 | 0 | 0 | 0 | 0 | 0
2022-08-28 15:00 | 0.64892 | 0.72331 | 35871 | 22579.087 | 633 | 76553.3945 | 3 | 9545.913 | 0.95459 | 67007.4815 | 0 | 242845.3955 | 19 | 9500 | 2670.3893 | 199.6997 | 22625 | 149659.2359 | 32125 | 0 | 117534.2359 | 117534.2359 | 0 | 9500 | 0 | 0 | 0 | 0 | 0
2022-08-28 16:00 | 0.43805 | 0.60069 | 35871 | 15241.8928 | 633 | 63575.5879 | 3 | 16883.1072 | 1.6883 | 46692.4807 | 0 | 309852.877 | 19 | 9500 | 2670.3893 | 199.6997 | 22625 | 149659.2359 | 32125 | 0 | 117534.2359 | 117534.2359 | 0 | 9500 | 0 | 0 | 0 | 0 | 0
2022-08-28 17:00 | 0.2131 | 0.39919 | 35871 | 7414.7868 | 633 | 42249.3115 | 3 | 24710.2132 | 2.471 | 17539.0983 | 0 | 356545.3577 | 19 | 9500 | 2670.3893 | 199.6997 | 22625 | 149659.2359 | 32125 | 0 | 117534.2359 | 117534.2359 | 0 | 9500 | 0 | 0 | 0 | 0 | 0
2022-08-28 18:00 | 0.02988 | 0.03663 | 35871 | 1039.6707 | 633 | 3876.8313 | 3 | 30000 | 3 | 0 | 26123.1687 | 374084.4561 | 19 | 8414.6707 | 2670.3893 | 176.885 | 22625 | 149659.2359 | 31039.6707 | 0 | 118619.5652 | 118619.5652 | -2.2737e-13 | 8414.6707 | 0 | 0 | 0 | 0 | 0
2022-08-28 19:00 | 0 | 0 | 35871 | 0 | 633 | 0 | 3 | 30000 | 3 | 0 | 30000 | 347961.2874 | 19 | 7375 | 2670.3893 | 155.03 | 22625 | 149659.2359 | 30000 | 0 | 119659.2359 | 119659.2359 | 0 | 7375 | 0 | 0 | 0 | 0 | 0
2022-08-28 20:00 | 0 | 0 | 35871 | 0 | 633 | 0 | 3 | 30000 | 3 | 0 | 30000 | 317961.2874 | 19 | 7375 | 2670.3893 | 155.03 | 22625 | 149659.2359 | 30000 | 0 | 119659.2359 | 119659.2359 | 0 | 7375 | 0 | 0 | 0 | 0 | 0
2022-08-28 21:00 | 0 | 0 | 35871 | 0 | 633 | 0 | 3 | 30000 | 3 | 0 | 30000 | 287961.2874 | 19 | 7375 | 2670.3893 | 155.03 | 22625 | 149659.2359 | 30000 | 0 | 119659.2359 | 119659.2359 | 0 | 7375 | 0 | 0 | 0 | 0 | 0
2022-08-28 22:00 | 0 | 0 | 35871 | 0 | 633 | 0 | 3 | 30000 | 3 | 0 | 30000 | 257961.2874 | 19 | 7375 | 2670.3893 | 155.03 | 22625 | 149659.2359 | 30000 | 0 | 119659.2359 | 119659.2359 | 0 | 7375 | 0 | 0 | 0 | 0 | 0
2022-08-28 23:00 | 0 | 0 | 35871 | 0 | 633 | 0 | 3 | 30000 | 3 | 0 | 30000 | 227961.2874 | 19 | 7375 | 2670.3893 | 155.03 | 22625 | 149659.2359 | 30000 | 0 | 119659.2359 | 119659.2359 | 0 | 7375 | 0 | 0 | 0 | 0 | 0
2022-08-29 | 0 | 0 | 35871 | 0 | 633 | 0 | 3 | 30000 | 3 | 0 | 30000 | 197961.2874 | 19 | 7583.3333 | 2670.3893 | 159.4094 | 22416.6667 | 149450.9026 | 30000 | 0 | 119450.9026 | 119450.9026 | 0 | 7583.3333 | 0 | 0 | 0 | 0 | 0
2022-08-29 01:00 | 0 | 0 | 35871 | 0 | 633 | 0 | 3 | 30000 | 3 | 0 | 30000 | 167961.2874 | 19 | 7583.3333 | 2670.3893 | 159.4094 | 22416.6667 | 149450.9026 | 30000 | 0 | 119450.9026 | 119450.9026 | 0 | 7583.3333 | 0 | 0 | 0 | 0 | 0
2022-08-29 02:00 | 0 | 0 | 35871 | 0 | 633 | 0 | 3 | 30000 | 3 | 0 | 30000 | 137961.2874 | 19 | 7583.3333 | 2670.3893 | 159.4094 | 22416.6667 | 149450.9026 | 30000 | 0 | 119450.9026 | 119450.9026 | 0 | 7583.3333 | 0 | 0 | 0 | 0 | 0
2022-08-29 03:00 | 0 | 0 | 35871 | 0 | 633 | 0 | 3 | 30000 | 3 | 0 | 30000 | 107961.2874 | 19 | 7583.3333 | 2670.3893 | 159.4094 | 22416.6667 | 149450.9026 | 30000 | 0 | 119450.9026 | 119450.9026 | 0 | 7583.3333 | 0 | 0 | 0 | 0 | 0
2022-08-29 04:00 | 0 | 0 | 35871 | 0 | 633 | 0 | 3 | 30000 | 3 | 0 | 30000 | 77961.2874 | 19 | 7583.3333 | 2670.3893 | 159.4094 | 22416.6667 | 149450.9026 | 30000 | 0 | 119450.9026 | 119450.9026 | 0 | 7583.3333 | 0 | 0 | 0 | 0 | 0
2022-08-29 05:00 | 0 | 0 | 35871 | 0 | 633 | 0 | 3 | 30000 | 3 | 0 | 30000 | 47961.2874 | 19 | 7583.3333 | 2670.3893 | 159.4094 | 22416.6667 | 149450.9026 | 30000 | 0 | 119450.9026 | 119450.9026 | 0 | 7583.3333 | 0 | 0 | 0 | 0 | 0
2022-08-29 06:00 | 0.05903 | 0.11245 | 35871 | 2053.9412 | 633 | 11901.4381 | 3 | 29862.7255 | 2.9863 | 0 | 17961.2874 | 17961.2874 | 19 | 9500 | 2670.3893 | 199.6997 | 22416.6667 | 149450.9026 | 31916.6667 | 0 | 117534.2359 | 117534.2359 | 9.0949e-13 | 9500 | 0 | 0 | 0 | 0 | 0
2022-08-29 07:00 | 0.26023 | 0.44236 | 35871 | 9054.669 | 633 | 46818.3207 | 3 | 22861.9976 | 2.2862 | 0 | 0 | 0 | 19 | 9500 | 2670.3893 | 199.6997 | 22416.6667 | 149450.9026 | 31916.6667 | 0 | 117534.2359 | 117534.2359 | 0 | 9500 | 0 | 0 | 0 | 0 | 0
2022-08-29 08:00 | 0.4883 | 0.62538 | 35871 | 16990.335 | 633 | 66188.7183 | 3 | 14926.3316 | 1.4926 | 0 | 0 | 0 | 19 | 9500 | 2670.3893 | 199.6997 | 22416.6667 | 149450.9026 | 31916.6667 | 0 | 117534.2359 | 117534.2359 | 0 | 9500 | 0 | 0 | 0 | 0 | 0
2022-08-29 09:00 | 0.69275 | 0.73694 | 35871 | 24104.1462 | 633 | 77995.9609 | 3 | 7812.5205 | 0.78125 | 0 | 0 | 0 | 19 | 9500 | 2670.3893 | 199.6997 | 22416.6667 | 149450.9026 | 31916.6667 | 0 | 117534.2359 | 117534.2359 | 1687.4795 | 7812.5205 | 0 | 0 | 0 | 0 | 0
2022-08-29 10:00 | 0.85067 | 0.79342 | 35871 | 29598.9521 | 633 | 83973.6686 | 3 | 2317.7146 | 0.23177 | 30000 | 0 | 0 | 19 | 9500 | 2670.3893 | 199.6997 | 22416.6667 | 149450.9026 | 31916.6667 | 0 | 117534.2359 | 117534.2359 | 7182.2854 | 2317.7146 | 0 | 0 | 0 | 0 | 0
2022-08-29 11:00 | 0.9456 | 0.83179 | 35871 | 32902.0291 | 633 | 88034.6573 | 3 | 30000 | 3 | 0 | 30000 | 30000 | 19 | 9500 | 2670.3893 | 199.6997 | 22416.6667 | 149450.9026 | 31916.6667 | 0 | 117534.2359 | 117534.2359 | 9500 | 0 | 0 | 0 | 0 | 30000 | 0
2022-08-29 12:00 | 0.9727 | 0.83264 | 35871 | 33844.97 | 633 | 88124.6193 | 3 | 0 | 0 | 80991.5658 | 0 | 0 | 19 | 9500 | 2670.3893 | 199.6997 | 22416.6667 | 149450.9026 | 31916.6667 | 0 | 117534.2359 | 117534.2359 | 9500 | 0 | 0 | 0 | 0 | 0 | 0
2022-08-29 13:00 | 0.92967 | 0.81995 | 35871 | 32347.7468 | 633 | 86781.5401 | 3 | 0 | 0 | 86781.5401 | 0 | 80991.5658 | 19 | 9500 | 2670.3893 | 199.6997 | 22416.6667 | 149450.9026 | 31916.6667 | 0 | 117534.2359 | 117534.2359 | 9500 | 0 | 0 | 0 | 0 | 0 | 0
2022-08-29 14:00 | 0.81945 | 0.78697 | 35871 | 28512.6562 | 633 | 83291.0161 | 3 | 3404.0104 | 0.3404 | 79887.0056 | 0 | 167773.1059 | 19 | 9500 | 2670.3893 | 199.6997 | 22416.6667 | 149450.9026 | 31916.6667 | 0 | 117534.2359 | 117534.2359 | 6095.9896 | 3404.0104 | 0 | 0 | 0 | 0 | 0
2022-08-29 15:00 | 0.649 | 0.71865 | 35871 | 22581.8706 | 633 | 76060.1912 | 3 | 9334.796 | 0.93348 | 66725.3952 | 0 | 247660.1115 | 19 | 9500 | 2670.3893 | 199.6997 | 22416.6667 | 149450.9026 | 31916.6667 | 0 | 117534.2359 | 117534.2359 | 165.204 | 9334.796 | 0 | 0 | 0 | 0 | 0
2022-08-29 16:00 | 0.43512 | 0.59051 | 35871 | 15139.9438 | 633 | 62498.1612 | 3 | 16776.7228 | 1.6777 | 45721.4383 | 0 | 314385.5068 | 19 | 9500 | 2670.3893 | 199.6997 | 22416.6667 | 149450.9026 | 31916.6667 | 0 | 117534.2359 | 117534.2359 | 0 | 9500 | 0 | 0 | 0 | 0 | 0
2022-08-29 17:00 | 0.20862 | 0.38756 | 35871 | 7258.9058 | 633 | 41018.4203 | 3 | 24657.7609 | 2.4658 | 16360.6594 | 0 | 360106.9451 | 19 | 9500 | 2670.3893 | 199.6997 | 22416.6667 | 149450.9026 | 31916.6667 | 0 | 117534.2359 | 117534.2359 | 0 | 9500 | 0 | 0 | 0 | 0 | 0
2022-08-29 18:00 | 0.02795 | 0.03386 | 35871 | 972.5166 | 633 | 3583.6611 | 3 | 30000 | 3 | 0 | 26416.3389 | 376467.6045 | 19 | 8555.8499 | 2670.3893 | 179.8527 | 22416.6667 | 149450.9026 | 30972.5166 | 0 | 118478.386 | 118478.386 | 972.5166 | 7583.3333 | 0 | 0 | 0 | 0 | 0
2022-08-29 19:00 | 0 | 0 | 35871 | 0 | 633 | 0 | 3 | 30000 | 3 | 0 | 30000 | 350051.2656 | 19 | 7583.3333 | 2670.3893 | 159.4094 | 22416.6667 | 149450.9026 | 30000 | 0 | 119450.9026 | 119450.9026 | 0 | 7583.3333 | 0 | 0 | 0 | 0 | 0
2022-08-29 20:00 | 0 | 0 | 35871 | 0 | 633 | 0 | 3 | 30000 | 3 | 0 | 30000 | 320051.2656 | 19 | 7583.3333 | 2670.3893 | 159.4094 | 22416.6667 | 149450.9026 | 30000 | 0 | 119450.9026 | 119450.9026 | 0 | 7583.3333 | 0 | 0 | 0 | 0 | 0
2022-08-29 21:00 | 0 | 0 | 35871 | 0 | 633 | 0 | 3 | 30000 | 3 | 0 | 30000 | 290051.2656 | 19 | 7583.3333 | 2670.3893 | 159.4094 | 22416.6667 | 149450.9026 | 30000 | 0 | 119450.9026 | 119450.9026 | 0 | 7583.3333 | 0 | 0 | 0 | 0 | 0
2022-08-29 22:00 | 0 | 0 | 35871 | 0 | 633 | 0 | 3 | 30000 | 3 | 0 | 30000 | 260051.2656 | 19 | 7583.3333 | 2670.3893 | 159.4094 | 22416.6667 | 149450.9026 | 30000 | 0 | 119450.9026 | 119450.9026 | 0 | 7583.3333 | 0 | 0 | 0 | 0 | 0
2022-08-29 23:00 | 0 | 0 | 35871 | 0 | 633 | 0 | 3 | 30000 | 3 | 0 | 30000 | 230051.2656 | 19 | 7583.3333 | 2670.3893 | 159.4094 | 22416.6667 | 149450.9026 | 30000 | 0 | 119450.9026 | 119450.9026 | 0 | 7583.3333 | 0 | 0 | 0 | 0 | 0
2022-08-30 | 0 | 0 | 35871 | 0 | 633 | 0 | 3 | 30000 | 3 | 0 | 30000 | 200051.2656 | 19 | 6354.1667 | 2670.3893 | 133.5711 | 23645.8333 | 150680.0693 | 30000 | 0 | 120680.0693 | 120680.0693 | 0 | 6354.1667 | 0 | 0 | 0 | 0 | 0
2022-08-30 01:00 | 0 | 0 | 35871 | 0 | 633 | 0 | 3 | 30000 | 3 | 0 | 30000 | 170051.2656 | 19 | 6354.1667 | 2670.3893 | 133.5711 | 23645.8333 | 150680.0693 | 30000 | 0 | 120680.0693 | 120680.0693 | 0 | 6354.1667 | 0 | 0 | 0 | 0 | 0
2022-08-30 02:00 | 0 | 0 | 35871 | 0 | 633 | 0 | 3 | 30000 | 3 | 0 | 30000 | 140051.2656 | 19 | 6354.1667 | 2670.3893 | 133.5711 | 23645.8333 | 150680.0693 | 30000 | 0 | 120680.0693 | 120680.0693 | 0 | 6354.1667 | 0 | 0 | 0 | 0 | 0
2022-08-30 03:00 | 0 | 0 | 35871 | 0 | 633 | 0 | 3 | 30000 | 3 | 0 | 30000 | 110051.2656 | 19 | 6354.1667 | 2670.3893 | 133.5711 | 23645.8333 | 150680.0693 | 30000 | 0 | 120680.0693 | 120680.0693 | 0 | 6354.1667 | 0 | 0 | 0 | 0 | 0
2022-08-30 04:00 | 0 | 0 | 35871 | 0 | 633 | 0 | 3 | 30000 | 3 | 0 | 30000 | 80051.2656 | 19 | 6354.1667 | 2670.3893 | 133.5711 | 23645.8333 | 150680.0693 | 30000 | 0 | 120680.0693 | 120680.0693 | 0 | 6354.1667 | 0 | 0 | 0 | 0 | 0
2022-08-30 05:00 | 0 | 0 | 35871 | 0 | 633 | 0 | 3 | 30000 | 3 | 0 | 30000 | 50051.2656 | 19 | 6354.1667 | 2670.3893 | 133.5711 | 23645.8333 | 150680.0693 | 30000 | 0 | 120680.0693 | 120680.0693 | 0 | 6354.1667 | 0 | 0 | 0 | 0 | 0
2022-08-30 06:00 | 0.0552 | 0.094 | 35871 | 1920.6768 | 633 | 9948.7344 | 3 | 30000 | 3 | 0 | 20051.2656 | 20051.2656 | 19 | 8274.8435 | 2670.3893 | 173.9457 | 23645.8333 | 150680.0693 | 31920.6768 | 0 | 118759.3924 | 118759.3924 | 0 | 8274.8435 | 0 | 0 | 0 | 0 | 0
2022-08-30 07:00 | 0.24995 | 0.4086 | 35871 | 8696.9778 | 633 | 43245.2434 | 3 | 24448.8556 | 2.4449 | 0 | 0 | 0 | 19 | 9500 | 2670.3893 | 199.6997 | 23645.8333 | 150680.0693 | 33145.8333 | 0 | 117534.2359 | 117534.2359 | 0 | 9500 | 0 | 0 | 0 | 0 | 0
2022-08-30 08:00 | 0.47662 | 0.59269 | 35871 | 16583.9309 | 633 | 62728.8871 | 3 | 16561.9024 | 1.6562 | 0 | 0 | 0 | 19 | 9500 | 2670.3893 | 199.6997 | 23645.8333 | 150680.0693 | 33145.8333 | 0 | 117534.2359 | 117534.2359 | 0 | 9500 | 0 | 0 | 0 | 0 | 0
2022-08-30 09:00 | 0.68135 | 0.70993 | 35871 | 23707.4847 | 633 | 75137.2874 | 3 | 9438.3487 | 0.94383 | 0 | 0 | 0 | 19 | 9500 | 2670.3893 | 199.6997 | 23645.8333 | 150680.0693 | 33145.8333 | 0 | 117534.2359 | 117534.2359 | 61.6513 | 9438.3487 | 0 | 0 | 0 | 0 | 0
2022-08-30 10:00 | 0.83905 | 0.76918 | 35871 | 29194.6357 | 633 | 81408.1652 | 3 | 3951.1977 | 0.39512 | 11775.6548 | 0 | 0 | 19 | 9500 | 2670.3893 | 199.6997 | 23645.8333 | 150680.0693 | 33145.8333 | 0 | 117534.2359 | 117534.2359 | 5548.8023 | 3951.1977 | 0 | 0 | 0 | 0 | 0
2022-08-30 11:00 | 0.9348 | 0.80199 | 35871 | 32526.2445 | 633 | 84880.6968 | 3 | 619.5889 | 0.061959 | 84261.108 | 0 | 11775.6548 | 19 | 9500 | 2670.3893 | 199.6997 | 23645.8333 | 150680.0693 | 33145.8333 | 0 | 117534.2359 | 117534.2359 | 8880.4111 | 619.5889 | 0 | 0 | 0 | 0 | 0
2022-08-30 12:00 | 0.93738 | 0.70761 | 35871 | 32616.0152 | 633 | 74891.7441 | 3 | 529.8181 | 0.052982 | 74361.926 | 0 | 96036.7627 | 19 | 9500 | 2670.3893 | 199.6997 | 23645.8333 | 150680.0693 | 33145.8333 | 0 | 117534.2359 | 117534.2359 | 8970.1819 | 529.8181 | 0 | 0 | 0 | 0 | 0
2022-08-30 13:00 | 0.89262 | 0.68979 | 35871 | 31058.5969 | 633 | 73005.7181 | 3 | 2087.2365 | 0.20872 | 70918.4816 | 0 | 170398.6888 | 19 | 9500 | 2670.3893 | 199.6997 | 23645.8333 | 150680.0693 | 33145.8333 | 0 | 117534.2359 | 117534.2359 | 7412.7635 | 2087.2365 | 0 | 0 | 0 | 0 | 0
2022-08-30 14:00 | 0.77853 | 0.64679 | 35871 | 27088.8501 | 633 | 68454.7013 | 3 | 6056.9832 | 0.6057 | 62397.7181 | 0 | 241317.1704 | 19 | 9500 | 2670.3893 | 199.6997 | 23645.8333 | 150680.0693 | 33145.8333 | 0 | 117534.2359 | 117534.2359 | 3443.0168 | 6056.9832 | 0 | 0 | 0 | 0 | 0
2022-08-30 15:00 | 0.6064 | 0.57096 | 35871 | 21099.6092 | 633 | 60429.0361 | 3 | 12046.2242 | 1.2046 | 48382.8119 | 0 | 303714.8885 | 19 | 9500 | 2670.3893 | 199.6997 | 23645.8333 | 150680.0693 | 33145.8333 | 0 | 117534.2359 | 117534.2359 | 0 | 9500 | 0 | 0 | 0 | 0 | 0
2022-08-30 16:00 | 0.39495 | 0.43214 | 35871 | 13742.2339 | 633 | 45736.6605 | 3 | 19403.5994 | 1.9404 | 26333.061 | 0 | 352097.7004 | 19 | 9500 | 2670.3893 | 199.6997 | 23645.8333 | 150680.0693 | 33145.8333 | 0 | 117534.2359 | 117534.2359 | 0 | 9500 | 0 | 0 | 0 | 0 | 0
2022-08-30 17:00 | 0.18268 | 0.25387 | 35871 | 6356.3269 | 633 | 26868.9915 | 3 | 26789.5065 | 2.679 | 79.485 | 0 | 378430.7615 | 19 | 9500 | 2670.3893 | 199.6997 | 23645.8333 | 150680.0693 | 33145.8333 | 0 | 117534.2359 | 117534.2359 | 0 | 9500 | 0 | 0 | 0 | 0 | 0
2022-08-30 18:00 | 0.02325 | 0.01001 | 35871 | 808.9807 | 633 | 1059.4344 | 3 | 30000 | 3 | 0 | 28940.5656 | 378510.2465 | 19 | 7163.1474 | 2670.3893 | 150.5767 | 23645.8333 | 150680.0693 | 30808.9807 | 0 | 119871.0885 | 119871.0885 | 1.1369e-13 | 7163.1474 | 0 | 0 | 0 | 0 | 0
2022-08-30 19:00 | 0 | 0 | 35871 | 0 | 633 | 0 | 3 | 30000 | 3 | 0 | 30000 | 349569.6809 | 19 | 6354.1667 | 2670.3893 | 133.5711 | 23645.8333 | 150680.0693 | 30000 | 0 | 120680.0693 | 120680.0693 | 0 | 6354.1667 | 0 | 0 | 0 | 0 | 0
2022-08-30 20:00 | 0 | 0 | 35871 | 0 | 633 | 0 | 3 | 30000 | 3 | 0 | 30000 | 319569.6809 | 19 | 6354.1667 | 2670.3893 | 133.5711 | 23645.8333 | 150680.0693 | 30000 | 0 | 120680.0693 | 120680.0693 | 0 | 6354.1667 | 0 | 0 | 0 | 0 | 0
2022-08-30 21:00 | 0 | 0 | 35871 | 0 | 633 | 0 | 3 | 30000 | 3 | 0 | 30000 | 289569.6809 | 19 | 6354.1667 | 2670.3893 | 133.5711 | 23645.8333 | 150680.0693 | 30000 | 0 | 120680.0693 | 120680.0693 | 0 | 6354.1667 | 0 | 0 | 0 | 0 | 0
2022-08-30 22:00 | 0 | 0 | 35871 | 0 | 633 | 0 | 3 | 30000 | 3 | 0 | 30000 | 259569.6809 | 19 | 6354.1667 | 2670.3893 | 133.5711 | 23645.8333 | 150680.0693 | 30000 | 0 | 120680.0693 | 120680.0693 | 0 | 6354.1667 | 0 | 0 | 0 | 0 | 0
2022-08-30 23:00 | 0 | 0 | 35871 | 0 | 633 | 0 | 3 | 30000 | 3 | 0 | 30000 | 229569.6809 | 19 | 6354.1667 | 2670.3893 | 133.5711 | 23645.8333 | 150680.0693 | 30000 | 0 | 120680.0693 | 120680.0693 | 0 | 6354.1667 | 0 | 0 | 0 | 0 | 0
2022-08-31 | 0 | 0 | 35871 | 0 | 633 | 0 | 3 | 29758.3333 | 2.9758 | 0 | 29758.3333 | 199569.6809 | 19 | 9500 | 2670.3893 | 199.6997 | 20258.3333 | 147292.5693 | 29758.3333 | 0 | 117534.2359 | 117534.2359 | 0 | 9500 | 0 | 0 | 0 | 0 | 0
2022-08-31 01:00 | 0 | 0 | 35871 | 0 | 633 | 0 | 3 | 29758.3333 | 2.9758 | 0 | 29758.3333 | 169811.3476 | 19 | 9500 | 2670.3893 | 199.6997 | 20258.3333 | 147292.5693 | 29758.3333 | 0 | 117534.2359 | 117534.2359 | 0 | 9500 | 0 | 0 | 0 | 0 | 0
2022-08-31 02:00 | 0 | 0 | 35871 | 0 | 633 | 0 | 3 | 29758.3333 | 2.9758 | 0 | 29758.3333 | 140053.0142 | 19 | 9500 | 2670.3893 | 199.6997 | 20258.3333 | 147292.5693 | 29758.3333 | 0 | 117534.2359 | 117534.2359 | 0 | 9500 | 0 | 0 | 0 | 0 | 0
2022-08-31 03:00 | 0 | 0 | 35871 | 0 | 633 | 0 | 3 | 29758.3333 | 2.9758 | 0 | 29758.3333 | 110294.6809 | 19 | 9500 | 2670.3893 | 199.6997 | 20258.3333 | 147292.5693 | 29758.3333 | 0 | 117534.2359 | 117534.2359 | 0 | 9500 | 0 | 0 | 0 | 0 | 0
2022-08-31 04:00 | 0 | 0 | 35871 | 0 | 633 | 0 | 3 | 29758.3333 | 2.9758 | 0 | 29758.3333 | 80536.3475 | 19 | 9500 | 2670.3893 | 199.6997 | 20258.3333 | 147292.5693 | 29758.3333 | 0 | 117534.2359 | 117534.2359 | 0 | 9500 | 0 | 0 | 0 | 0 | 0
2022-08-31 05:00 | 0 | 0 | 35871 | 0 | 633 | 0 | 3 | 29758.3333 | 2.9758 | 0 | 29758.3333 | 50778.0142 | 19 | 9500 | 2670.3893 | 199.6997 | 20258.3333 | 147292.5693 | 29758.3333 | 0 | 117534.2359 | 117534.2359 | 0 | 9500 | 0 | 0 | 0 | 0 | 0
2022-08-31 06:00 | 0.051 | 0.0658 | 35871 | 1774.5384 | 633 | 6964.1141 | 3 | 27983.795 | 2.7984 | 0 | 21019.6809 | 21019.6809 | 19 | 9500 | 2670.3893 | 199.6997 | 20258.3333 | 147292.5693 | 29758.3333 | 0 | 117534.2359 | 117534.2359 | 1774.5384 | 7725.4616 | 0 | 0 | 0 | 0 | 0
2022-08-31 07:00 | 0.23745 | 0.34641 | 35871 | 8262.0419 | 633 | 36663.203 | 3 | 21496.2915 | 2.1496 | 0 | 0 | 0 | 19 | 9500 | 2670.3893 | 199.6997 | 20258.3333 | 147292.5693 | 29758.3333 | 0 | 117534.2359 | 117534.2359 | 0 | 9500 | 0 | 0 | 0 | 0 | 0
2022-08-31 08:00 | 0.4606 | 0.52847 | 35871 | 16026.5171 | 633 | 55931.9965 | 3 | 13731.8162 | 1.3732 | 0 | 0 | 0 | 19 | 9500 | 2670.3893 | 199.6997 | 20258.3333 | 147292.5693 | 29758.3333 | 0 | 117534.2359 | 117534.2359 | 0 | 9500 | 0 | 0 | 0 | 0 | 0
2022-08-31 09:00 | 0.66475 | 0.64894 | 35871 | 23129.8898 | 633 | 68682.2521 | 3 | 6628.4435 | 0.66284 | 57257.9291 | 0 | 0 | 19 | 9500 | 2670.3893 | 199.6997 | 20258.3333 | 147292.5693 | 29758.3333 | 0 | 117534.2359 | 117534.2359 | 2871.5565 | 6628.4435 | 0 | 0 | 0 | 0 | 0
2022-08-31 10:00 | 0.82297 | 0.71531 | 35871 | 28635.1342 | 633 | 75706.6937 | 3 | 1123.1992 | 0.11232 | 74583.4945 | 0 | 57257.9291 | 19 | 9500 | 2670.3893 | 199.6997 | 20258.3333 | 147292.5693 | 29758.3333 | 0 | 117534.2359 | 117534.2359 | 8376.8008 | 1123.1992 | 0 | 0 | 0 | 0 | 0
2022-08-31 11:00 | 0.91925 | 0.74912 | 35871 | 31985.1842 | 633 | 79285.0629 | 3 | 30000 | 3 | 0 | 30000 | 131841.4235 | 19 | 9500 | 2670.3893 | 199.6997 | 20258.3333 | 147292.5693 | 29758.3333 | 0 | 117534.2359 | 117534.2359 | 9500 | 0 | 0 | 0 | 0 | 30000 | 0
2022-08-31 12:00 | 0.93362 | 0.71156 | 35871 | 32485.1865 | 633 | 75309.8027 | 3 | 0 | 0 | 75309.8027 | 0 | 101841.4235 | 19 | 9500 | 2670.3893 | 199.6997 | 20258.3333 | 147292.5693 | 29758.3333 | 0 | 117534.2359 | 117534.2359 | 9500 | 0 | 0 | 0 | 0 | 0 | 0
2022-08-31 13:00 | 0.88685 | 0.68859 | 35871 | 30857.8305 | 633 | 72878.713 | 3 | 0 | 0 | 72878.713 | 0 | 177151.2262 | 19 | 9500 | 2670.3893 | 199.6997 | 20258.3333 | 147292.5693 | 29758.3333 | 0 | 117534.2359 | 117534.2359 | 9500 | 0 | 0 | 0 | 0 | 0 | 0
2022-08-31 14:00 | 0.77003 | 0.63093 | 35871 | 26793.0937 | 633 | 66776.117 | 3 | 2965.2396 | 0.29652 | 63810.8774 | 0 | 250029.9392 | 19 | 9500 | 2670.3893 | 199.6997 | 20258.3333 | 147292.5693 | 29758.3333 | 0 | 117534.2359 | 117534.2359 | 6534.7604 | 2965.2396 | 0 | 0 | 0 | 0 | 0
2022-08-31 15:00 | 0.59478 | 0.53226 | 35871 | 20695.2928 | 633 | 56333.121 | 3 | 9063.0406 | 0.9063 | 47270.0804 | 0 | 313840.8166 | 19 | 9500 | 2670.3893 | 199.6997 | 20258.3333 | 147292.5693 | 29758.3333 | 0 | 117534.2359 | 117534.2359 | 436.9594 | 9063.0406 | 0 | 0 | 0 | 0 | 0
2022-08-31 16:00 | 0.3821 | 0.39636 | 35871 | 13295.1198 | 633 | 41949.7911 | 3 | 16463.2135 | 1.6463 | 25486.5776 | 0 | 361110.897 | 19 | 9500 | 2670.3893 | 199.6997 | 20258.3333 | 147292.5693 | 29758.3333 | 0 | 117534.2359 | 117534.2359 | 0 | 9500 | 0 | 0 | 0 | 0 | 0
2022-08-31 17:00 | 0.17155 | 0.19426 | 35871 | 5969.0599 | 633 | 20560.0122 | 3 | 23789.2734 | 2.3789 | 1.819e-11 | 3229.2612 | 386597.4746 | 19 | 9500 | 2670.3893 | 199.6997 | 20258.3333 | 147292.5693 | 29758.3333 | 0 | 117534.2359 | 117534.2359 | 0 | 9500 | 0 | 0 | 0 | 0 | 0
2022-08-31 18:00 | 0.02117 | 0.00481 | 35871 | 736.6074 | 633 | 509.0789 | 3 | 29021.7259 | 2.9022 | 0 | 28512.6471 | 383368.2134 | 19 | 9500 | 2670.3893 | 199.6997 | 20258.3333 | 147292.5693 | 29758.3333 | 0 | 117534.2359 | 117534.2359 | 736.6074 | 8763.3926 | 0 | 0 | 0 | 0 | 0
2022-08-31 19:00 | 0 | 0 | 35871 | 0 | 633 | 0 | 3 | 29758.3333 | 2.9758 | 0 | 29758.3333 | 354855.5663 | 19 | 9500 | 2670.3893 | 199.6997 | 20258.3333 | 147292.5693 | 29758.3333 | 0 | 117534.2359 | 117534.2359 | 0 | 9500 | 0 | 0 | 0 | 0 | 0
2022-08-31 20:00 | 0 | 0 | 35871 | 0 | 633 | 0 | 3 | 29758.3333 | 2.9758 | 0 | 29758.3333 | 325097.233 | 19 | 9500 | 2670.3893 | 199.6997 | 20258.3333 | 147292.5693 | 29758.3333 | 0 | 117534.2359 | 117534.2359 | 0 | 9500 | 0 | 0 | 0 | 0 | 0
2022-08-31 21:00 | 0 | 0 | 35871 | 0 | 633 | 0 | 3 | 29758.3333 | 2.9758 | 0 | 29758.3333 | 295338.8997 | 19 | 9500 | 2670.3893 | 199.6997 | 20258.3333 | 147292.5693 | 29758.3333 | 0 | 117534.2359 | 117534.2359 | 0 | 9500 | 0 | 0 | 0 | 0 | 0
2022-08-31 22:00 | 0 | 0 | 35871 | 0 | 633 | 0 | 3 | 29758.3333 | 2.9758 | 0 | 29758.3333 | 265580.5663 | 19 | 9500 | 2670.3893 | 199.6997 | 20258.3333 | 147292.5693 | 29758.3333 | 0 | 117534.2359 | 117534.2359 | 0 | 9500 | 0 | 0 | 0 | 0 | 0
2022-08-31 23:00 | 0 | 0 | 35871 | 0 | 633 | 0 | 3 | 29758.3333 | 2.9758 | 0 | 29758.3333 | 235822.233 | 19 | 9500 | 2670.3893 | 199.6997 | 20258.3333 | 147292.5693 | 29758.3333 | 0 | 117534.2359 | 117534.2359 | 0 | 9500 | 0 | 0 | 0 | 0 | 0
2022-09-01 | 0 | 0 | 35871 | 0 | 633 | 0 | 3 | 30000 | 3 | 0 | 30000 | 206063.8997 | 19 | 7020.8333 | 2951.9552 | 147.5851 | 22979.1667 | 163407.8946 | 30000 | 0 | 133407.8946 | 133407.8946 | 0 | 7020.8333 | 0 | 0 | 0 | 0 | 0
2022-09-01 01:00 | 0 | 0 | 35871 | 0 | 633 | 0 | 3 | 30000 | 3 | 0 | 30000 | 176063.8997 | 19 | 7020.8333 | 2951.9552 | 147.5851 | 22979.1667 | 163407.8946 | 30000 | 0 | 133407.8946 | 133407.8946 | 0 | 7020.8333 | 0 | 0 | 0 | 0 | 0
2022-09-01 02:00 | 0 | 0 | 35871 | 0 | 633 | 0 | 3 | 30000 | 3 | 0 | 30000 | 146063.8997 | 19 | 7020.8333 | 2951.9552 | 147.5851 | 22979.1667 | 163407.8946 | 30000 | 0 | 133407.8946 | 133407.8946 | 0 | 7020.8333 | 0 | 0 | 0 | 0 | 0
2022-09-01 03:00 | 0 | 0 | 35871 | 0 | 633 | 0 | 3 | 30000 | 3 | 0 | 30000 | 116063.8997 | 19 | 7020.8333 | 2951.9552 | 147.5851 | 22979.1667 | 163407.8946 | 30000 | 0 | 133407.8946 | 133407.8946 | 0 | 7020.8333 | 0 | 0 | 0 | 0 | 0
2022-09-01 04:00 | 0 | 0 | 35871 | 0 | 633 | 0 | 3 | 30000 | 3 | 0 | 30000 | 86063.8997 | 19 | 7020.8333 | 2951.9552 | 147.5851 | 22979.1667 | 163407.8946 | 30000 | 0 | 133407.8946 | 133407.8946 | 0 | 7020.8333 | 0 | 0 | 0 | 0 | 0
2022-09-01 05:00 | 0 | 0 | 35871 | 0 | 633 | 0 | 3 | 30000 | 3 | 0 | 30000 | 56063.8997 | 19 | 7020.8333 | 2951.9552 | 147.5851 | 22979.1667 | 163407.8946 | 30000 | 0 | 133407.8946 | 133407.8946 | 0 | 7020.8333 | 0 | 0 | 0 | 0 | 0
2022-09-01 06:00 | 0.04595 | 0.03719 | 35871 | 1598.8243 | 633 | 3936.1003 | 3 | 30000 | 3 | 0 | 26063.8997 | 26063.8997 | 19 | 8619.6576 | 2951.9552 | 181.194 | 22979.1667 | 163407.8946 | 31598.8243 | 0 | 131809.0703 | 131809.0703 | 1598.8243 | 7020.8333 | 0 | 0 | 0 | 0 | 0
2022-09-01 07:00 | 0.22043 | 0.27042 | 35871 | 7669.8332 | 633 | 28620.6038 | 3 | 24809.3335 | 2.4809 | 0 | 0 | 0 | 19 | 9500 | 2951.9552 | 199.6997 | 22979.1667 | 163407.8946 | 32479.1667 | 0 | 130928.7279 | 130928.7279 | 0 | 9500 | 0 | 0 | 0 | 0 | 0
2022-09-01 08:00 | 0.4383 | 0.44436 | 35871 | 15250.5915 | 633 | 47029.9959 | 3 | 17228.5751 | 1.7229 | 0 | 0 | 0 | 19 | 9500 | 2951.9552 | 199.6997 | 22979.1667 | 163407.8946 | 32479.1667 | 0 | 130928.7279 | 130928.7279 | 0 | 9500 | 0 | 0 | 0 | 0 | 0
2022-09-01 09:00 | 0.64142 | 0.56634 | 35871 | 22318.1255 | 633 | 59940.0664 | 3 | 10161.0412 | 1.0161 | 0 | 0 | 0 | 19 | 9500 | 2951.9552 | 199.6997 | 22979.1667 | 163407.8946 | 32479.1667 | 0 | 130928.7279 | 130928.7279 | 0 | 9500 | 0 | 0 | 0 | 0 | 0
2022-09-01 10:00 | 0.79953 | 0.63073 | 35871 | 27819.5424 | 633 | 66754.9494 | 3 | 4659.6243 | 0.46596 | 36081.6784 | 0 | 0 | 19 | 9500 | 2951.9552 | 199.6997 | 22979.1667 | 163407.8946 | 32479.1667 | 0 | 130928.7279 | 130928.7279 | 4840.3757 | 4659.6243 | 0 | 0 | 0 | 0 | 0
2022-09-01 11:00 | 0.89585 | 0.6661 | 35871 | 31170.9843 | 633 | 70498.4254 | 3 | 1308.1824 | 0.13082 | 69190.243 | 0 | 36081.6784 | 19 | 9500 | 2951.9552 | 199.6997 | 22979.1667 | 163407.8946 | 32479.1667 | 0 | 130928.7279 | 130928.7279 | 8191.8176 | 1308.1824 | 0 | 0 | 0 | 0 | 0
2022-09-01 12:00 | 0.94178 | 0.75402 | 35871 | 32769.1127 | 633 | 79803.6672 | 3 | 0 | 0 | 79803.6672 | 0 | 105271.9213 | 19 | 9500 | 2951.9552 | 199.6997 | 22979.1667 | 163407.8946 | 32479.1667 | 0 | 130928.7279 | 130928.7279 | 9500 | 0 | 0 | 0 | 0 | 0 | 0
2022-09-01 13:00 | 0.89022 | 0.70821 | 35871 | 30975.0892 | 633 | 74955.2467 | 3 | 1504.0775 | 0.15041 | 73451.1692 | 0 | 185075.5885 | 19 | 9500 | 2951.9552 | 199.6997 | 22979.1667 | 163407.8946 | 32479.1667 | 0 | 130928.7279 | 130928.7279 | 7995.9225 | 1504.0775 | 0 | 0 | 0 | 0 | 0
2022-09-01 14:00 | 0.77925 | 0.68136 | 35871 | 27113.9024 | 633 | 72113.5071 | 3 | 5365.2642 | 0.53653 | 66748.2429 | 0 | 258526.7577 | 19 | 9500 | 2951.9552 | 199.6997 | 22979.1667 | 163407.8946 | 32479.1667 | 0 | 130928.7279 | 130928.7279 | 4134.7358 | 5365.2642 | 0 | 0 | 0 | 0 | 0
2022-09-01 15:00 | 0.5933 | 0.54706 | 35871 | 20643.7964 | 633 | 57899.5175 | 3 | 11835.3703 | 1.1835 | 46064.1472 | 0 | 325275.0006 | 19 | 9500 | 2951.9552 | 199.6997 | 22979.1667 | 163407.8946 | 32479.1667 | 0 | 130928.7279 | 130928.7279 | 0 | 9500 | 0 | 0 | 0 | 0 | 0
2022-09-01 16:00 | 0.37577 | 0.39646 | 35871 | 13074.8683 | 633 | 41960.3749 | 3 | 19404.2984 | 1.9404 | 22556.0765 | 0 | 371339.1478 | 19 | 9500 | 2951.9552 | 199.6997 | 22979.1667 | 163407.8946 | 32479.1667 | 0 | 130928.7279 | 130928.7279 | 0 | 9500 | 0 | 0 | 0 | 0 | 0
2022-09-01 17:00 | 0.16727 | 0.19328 | 35871 | 5820.1379 | 633 | 20456.2913 | 3 | 26659.0288 | 2.6659 | 1.0914e-11 | 6202.7374 | 393895.2243 | 19 | 9500 | 2951.9552 | 199.6997 | 22979.1667 | 163407.8946 | 32479.1667 | 0 | 130928.7279 | 130928.7279 | 0 | 9500 | 0 | 0 | 0 | 0 | 0
2022-09-01 18:00 | 0.02033 | 0.00563 | 35871 | 707.3797 | 633 | 595.8657 | 3 | 30000 | 3 | 0 | 29404.1343 | 387692.4869 | 19 | 7728.213 | 2951.9552 | 162.4549 | 22979.1667 | 163407.8946 | 30707.3797 | 0 | 132700.5149 | 132700.5149 | 2.2737e-13 | 7728.213 | 0 | 0 | 0 | 0 | 0
2022-09-01 19:00 | 0 | 0 | 35871 | 0 | 633 | 0 | 3 | 30000 | 3 | 0 | 30000 | 358288.3526 | 19 | 7020.8333 | 2951.9552 | 147.5851 | 22979.1667 | 163407.8946 | 30000 | 0 | 133407.8946 | 133407.8946 | 0 | 7020.8333 | 0 | 0 | 0 | 0 | 0
2022-09-01 20:00 | 0 | 0 | 35871 | 0 | 633 | 0 | 3 | 30000 | 3 | 0 | 30000 | 328288.3526 | 19 | 7020.8333 | 2951.9552 | 147.5851 | 22979.1667 | 163407.8946 | 30000 | 0 | 133407.8946 | 133407.8946 | 0 | 7020.8333 | 0 | 0 | 0 | 0 | 0
2022-09-01 21:00 | 0 | 0 | 35871 | 0 | 633 | 0 | 3 | 30000 | 3 | 0 | 30000 | 298288.3526 | 19 | 7020.8333 | 2951.9552 | 147.5851 | 22979.1667 | 163407.8946 | 30000 | 0 | 133407.8946 | 133407.8946 | 0 | 7020.8333 | 0 | 0 | 0 | 0 | 0
2022-09-01 22:00 | 0 | 0 | 35871 | 0 | 633 | 0 | 3 | 30000 | 3 | 0 | 30000 | 268288.3526 | 19 | 7020.8333 | 2951.9552 | 147.5851 | 22979.1667 | 163407.8946 | 30000 | 0 | 133407.8946 | 133407.8946 | 0 | 7020.8333 | 0 | 0 | 0 | 0 | 0
2022-09-01 23:00 | 0 | 0 | 35871 | 0 | 633 | 0 | 3 | 30000 | 3 | 0 | 30000 | 238288.3526 | 19 | 7020.8333 | 2951.9552 | 147.5851 | 22979.1667 | 163407.8946 | 30000 | 0 | 133407.8946 | 133407.8946 | 0 | 7020.8333 | 0 | 0 | 0 | 0 | 0
2022-09-02 | 0 | 0 | 35871 | 0 | 633 | 0 | 3 | 30000 | 3 | 0 | 30000 | 208288.3526 | 19 | 6729.1667 | 2951.9552 | 141.454 | 23270.8333 | 163699.5613 | 30000 | 0 | 133699.5613 | 133699.5613 | 0 | 6729.1667 | 0 | 0 | 0 | 0 | 0
2022-09-02 01:00 | 0 | 0 | 35871 | 0 | 633 | 0 | 3 | 30000 | 3 | 0 | 30000 | 178288.3526 | 19 | 6729.1667 | 2951.9552 | 141.454 | 23270.8333 | 163699.5613 | 30000 | 0 | 133699.5613 | 133699.5613 | 0 | 6729.1667 | 0 | 0 | 0 | 0 | 0
2022-09-02 02:00 | 0 | 0 | 35871 | 0 | 633 | 0 | 3 | 30000 | 3 | 0 | 30000 | 148288.3526 | 19 | 6729.1667 | 2951.9552 | 141.454 | 23270.8333 | 163699.5613 | 30000 | 0 | 133699.5613 | 133699.5613 | 0 | 6729.1667 | 0 | 0 | 0 | 0 | 0
2022-09-02 03:00 | 0 | 0 | 35871 | 0 | 633 | 0 | 3 | 30000 | 3 | 0 | 30000 | 118288.3526 | 19 | 6729.1667 | 2951.9552 | 141.454 | 23270.8333 | 163699.5613 | 30000 | 0 | 133699.5613 | 133699.5613 | 0 | 6729.1667 | 0 | 0 | 0 | 0 | 0
2022-09-02 04:00 | 0 | 0 | 35871 | 0 | 633 | 0 | 3 | 30000 | 3 | 0 | 30000 | 88288.3526 | 19 | 6729.1667 | 2951.9552 | 141.454 | 23270.8333 | 163699.5613 | 30000 | 0 | 133699.5613 | 133699.5613 | 0 | 6729.1667 | 0 | 0 | 0 | 0 | 0
2022-09-02 05:00 | 0 | 0 | 35871 | 0 | 633 | 0 | 3 | 30000 | 3 | 0 | 30000 | 58288.3526 | 19 | 6729.1667 | 2951.9552 | 141.454 | 23270.8333 | 163699.5613 | 30000 | 0 | 133699.5613 | 133699.5613 | 0 | 6729.1667 | 0 | 0 | 0 | 0 | 0
2022-09-02 06:00 | 0.04342 | 0.02694 | 35871 | 1510.7933 | 633 | 2851.2649 | 3 | 30000 | 3 | 0 | 27148.7351 | 28288.3526 | 19 | 8239.9599 | 2951.9552 | 173.2124 | 23270.8333 | 163699.5613 | 31510.7933 | 0 | 132188.768 | 132188.768 | 1510.7933 | 6729.1667 | 0 | 0 | 0 | 0 | 0
2022-09-02 07:00 | 0.21002 | 0.22982 | 35871 | 7307.6186 | 633 | 24323.5972 | 3 | 25463.2147 | 2.5463 | 0 | 1139.6175 | 1139.6175 | 19 | 9500 | 2951.9552 | 199.6997 | 23270.8333 | 163699.5613 | 32770.8333 | 0 | 130928.7279 | 130928.7279 | 0 | 9500 | 0 | 0 | 0 | 0 | 0
2022-09-02 08:00 | 0.42585 | 0.41053 | 35871 | 14817.3954 | 633 | 43449.5099 | 3 | 17953.4379 | 1.7953 | 0 | 0 | 0 | 19 | 9500 | 2951.9552 | 199.6997 | 23270.8333 | 163699.5613 | 32770.8333 | 0 | 130928.7279 | 130928.7279 | 0 | 9500 | 0 | 0 | 0 | 0 | 0
2022-09-02 09:00 | 0.62915 | 0.53101 | 35871 | 21891.1925 | 633 | 56200.824 | 3 | 10879.6409 | 1.088 | 0 | 0 | 0 | 19 | 9500 | 2951.9552 | 199.6997 | 23270.8333 | 163699.5613 | 32770.8333 | 0 | 130928.7279 | 130928.7279 | 0 | 9500 | 0 | 0 | 0 | 0 | 0
2022-09-02 10:00 | 0.78962 | 0.59815 | 35871 | 27474.7252 | 633 | 63306.7604 | 3 | 5296.1081 | 0.52961 | 0 | 0 | 0 | 19 | 9500 | 2951.9552 | 199.6997 | 23270.8333 | 163699.5613 | 32770.8333 | 0 | 130928.7279 | 130928.7279 | 4203.8919 | 5296.1081 | 0 | 0 | 0 | 0 | 0
2022-09-02 11:00 | 0.8883 | 0.63844 | 35871 | 30908.283 | 633 | 67570.9573 | 3 | 1862.5503 | 0.18626 | 45825.1254 | 0 | 0 | 19 | 9500 | 2951.9552 | 199.6997 | 23270.8333 | 163699.5613 | 32770.8333 | 0 | 130928.7279 | 130928.7279 | 7637.4497 | 1862.5503 | 0 | 0 | 0 | 0 | 0
2022-09-02 12:00 | 0.9526 | 0.79419 | 35871 | 33145.5932 | 633 | 84055.1635 | 3 | 0 | 0 | 84055.1635 | 0 | 45825.1254 | 19 | 9500 | 2951.9552 | 199.6997 | 23270.8333 | 163699.5613 | 32770.8333 | 0 | 130928.7279 | 130928.7279 | 9500 | 0 | 0 | 0 | 0 | 0 | 0
2022-09-02 13:00 | 0.90605 | 0.77405 | 35871 | 31525.892 | 633 | 81923.5943 | 3 | 1244.9414 | 0.12449 | 80678.6529 | 0 | 129880.2889 | 19 | 9500 | 2951.9552 | 199.6997 | 23270.8333 | 163699.5613 | 32770.8333 | 0 | 130928.7279 | 130928.7279 | 8255.0586 | 1244.9414 | 0 | 0 | 0 | 0 | 0
2022-09-02 14:00 | 0.79088 | 0.73138 | 35871 | 27518.5668 | 633 | 77407.5039 | 3 | 5252.2665 | 0.52523 | 72155.2373 | 0 | 210558.9418 | 19 | 9500 | 2951.9552 | 199.6997 | 23270.8333 | 163699.5613 | 32770.8333 | 0 | 130928.7279 | 130928.7279 | 4247.7335 | 5252.2665 | 0 | 0 | 0 | 0 | 0
2022-09-02 15:00 | 0.61672 | 0.6616 | 35871 | 21458.6922 | 633 | 70022.1562 | 3 | 11312.1411 | 1.1312 | 58710.0151 | 0 | 282714.1791 | 19 | 9500 | 2951.9552 | 199.6997 | 23270.8333 | 163699.5613 | 32770.8333 | 0 | 130928.7279 | 130928.7279 | 0 | 9500 | 0 | 0 | 0 | 0 | 0
2022-09-02 16:00 | 0.40173 | 0.52216 | 35871 | 13978.1431 | 633 | 55264.1612 | 3 | 18792.6902 | 1.8793 | 36471.471 | 0 | 341424.1942 | 19 | 9500 | 2951.9552 | 199.6997 | 23270.8333 | 163699.5613 | 32770.8333 | 0 | 130928.7279 | 130928.7279 | 0 | 9500 | 0 | 0 | 0 | 0 | 0
2022-09-02 17:00 | 0.18205 | 0.31316 | 35871 | 6334.4061 | 633 | 33144.1028 | 3 | 26436.4272 | 2.6436 | 6707.6756 | 0 | 377895.6652 | 19 | 9500 | 2951.9552 | 199.6997 | 23270.8333 | 163699.5613 | 32770.8333 | 0 | 130928.7279 | 130928.7279 | 0 | 9500 | 0 | 0 | 0 | 0 | 0
2022-09-02 18:00 | 0.01992 | 0.01363 | 35871 | 693.1138 | 633 | 1442.5665 | 3 | 30000 | 3 | 0 | 28557.4335 | 384603.3408 | 19 | 7422.2805 | 2951.9552 | 156.0239 | 23270.8333 | 163699.5613 | 30693.1138 | 0 | 133006.4475 | 133006.4475 | 0 | 7422.2805 | 0 | 0 | 0 | 0 | 0
2022-09-02 19:00 | 0 | 0 | 35871 | 0 | 633 | 0 | 3 | 30000 | 3 | 0 | 30000 | 356045.9073 | 19 | 6729.1667 | 2951.9552 | 141.454 | 23270.8333 | 163699.5613 | 30000 | 0 | 133699.5613 | 133699.5613 | 0 | 6729.1667 | 0 | 0 | 0 | 0 | 0
2022-09-02 20:00 | 0 | 0 | 35871 | 0 | 633 | 0 | 3 | 30000 | 3 | 0 | 30000 | 326045.9073 | 19 | 6729.1667 | 2951.9552 | 141.454 | 23270.8333 | 163699.5613 | 30000 | 0 | 133699.5613 | 133699.5613 | 0 | 6729.1667 | 0 | 0 | 0 | 0 | 0
2022-09-02 21:00 | 0 | 0 | 35871 | 0 | 633 | 0 | 3 | 30000 | 3 | 0 | 30000 | 296045.9073 | 19 | 6729.1667 | 2951.9552 | 141.454 | 23270.8333 | 163699.5613 | 30000 | 0 | 133699.5613 | 133699.5613 | 0 | 6729.1667 | 0 | 0 | 0 | 0 | 0
2022-09-02 22:00 | 0 | 0 | 35871 | 0 | 633 | 0 | 3 | 30000 | 3 | 0 | 30000 | 266045.9073 | 19 | 6729.1667 | 2951.9552 | 141.454 | 23270.8333 | 163699.5613 | 30000 | 0 | 133699.5613 | 133699.5613 | 0 | 6729.1667 | 0 | 0 | 0 | 0 | 0
2022-09-02 23:00 | 0 | 0 | 35871 | 0 | 633 | 0 | 3 | 30000 | 3 | 0 | 30000 | 236045.9073 | 19 | 6729.1667 | 2951.9552 | 141.454 | 23270.8333 | 163699.5613 | 30000 | 0 | 133699.5613 | 133699.5613 | 0 | 6729.1667 | 0 | 0 | 0 | 0 | 0
2022-09-03 | 0 | 0 | 35871 | 0 | 633 | 0 | 3 | 30000 | 3 | 0 | 30000 | 206045.9073 | 19 | 6929.1667 | 2951.9552 | 145.6582 | 23070.8333 | 163499.5613 | 30000 | 0 | 133499.5613 | 133499.5613 | 0 | 6929.1667 | 0 | 0 | 0 | 0 | 0
2022-09-03 01:00 | 0 | 0 | 35871 | 0 | 633 | 0 | 3 | 30000 | 3 | 0 | 30000 | 176045.9073 | 19 | 6929.1667 | 2951.9552 | 145.6582 | 23070.8333 | 163499.5613 | 30000 | 0 | 133499.5613 | 133499.5613 | 0 | 6929.1667 | 0 | 0 | 0 | 0 | 0
2022-09-03 02:00 | 0 | 0 | 35871 | 0 | 633 | 0 | 3 | 30000 | 3 | 0 | 30000 | 146045.9073 | 19 | 6929.1667 | 2951.9552 | 145.6582 | 23070.8333 | 163499.5613 | 30000 | 0 | 133499.5613 | 133499.5613 | 0 | 6929.1667 | 0 | 0 | 0 | 0 | 0
2022-09-03 03:00 | 0 | 0 | 35871 | 0 | 633 | 0 | 3 | 30000 | 3 | 0 | 30000 | 116045.9073 | 19 | 6929.1667 | 2951.9552 | 145.6582 | 23070.8333 | 163499.5613 | 30000 | 0 | 133499.5613 | 133499.5613 | 0 | 6929.1667 | 0 | 0 | 0 | 0 | 0
2022-09-03 04:00 | 0 | 0 | 35871 | 0 | 633 | 0 | 3 | 30000 | 3 | 0 | 30000 | 86045.9073 | 19 | 6929.1667 | 2951.9552 | 145.6582 | 23070.8333 | 163499.5613 | 30000 | 0 | 133499.5613 | 133499.5613 | 0 | 6929.1667 | 0 | 0 | 0 | 0 | 0
2022-09-03 05:00 | 0 | 0 | 35871 | 0 | 633 | 0 | 3 | 30000 | 3 | 0 | 30000 | 56045.9073 | 19 | 6929.1667 | 2951.9552 | 145.6582 | 23070.8333 | 163499.5613 | 30000 | 0 | 133499.5613 | 133499.5613 | 0 | 6929.1667 | 0 | 0 | 0 | 0 | 0
2022-09-03 06:00 | 0.04435 | 0.03736 | 35871 | 1543.1525 | 633 | 3954.0927 | 3 | 30000 | 3 | 0 | 26045.9073 | 26045.9073 | 19 | 8472.3192 | 2951.9552 | 178.0968 | 23070.8333 | 163499.5613 | 31543.1525 | 0 | 131956.4088 | 131956.4088 | 1543.1525 | 6929.1667 | 0 | 0 | 0 | 0 | 0
2022-09-03 07:00 | 0.21477 | 0.25375 | 35871 | 7472.8942 | 633 | 26856.291 | 3 | 25097.9391 | 2.5098 | 0 | 0 | 0 | 19 | 9500 | 2951.9552 | 199.6997 | 23070.8333 | 163499.5613 | 32570.8333 | 0 | 130928.7279 | 130928.7279 | 0 | 9500 | 0 | 0 | 0 | 0 | 0
2022-09-03 08:00 | 0.4348 | 0.442 | 35871 | 15128.8095 | 633 | 46780.2192 | 3 | 17442.0239 | 1.7442 | 0 | 0 | 0 | 19 | 9500 | 2951.9552 | 199.6997 | 23070.8333 | 163499.5613 | 32570.8333 | 0 | 130928.7279 | 130928.7279 | 0 | 9500 | 0 | 0 | 0 | 0 | 0
2022-09-03 09:00 | 0.6406 | 0.5599 | 35871 | 22289.5937 | 633 | 59258.4722 | 3 | 10281.2396 | 1.0281 | 0 | 0 | 0 | 19 | 9500 | 2951.9552 | 199.6997 | 23070.8333 | 163499.5613 | 32570.8333 | 0 | 130928.7279 | 130928.7279 | 0 | 9500 | 0 | 0 | 0 | 0 | 0
2022-09-03 10:00 | 0.80247 | 0.63311 | 35871 | 27921.8393 | 633 | 67006.8429 | 3 | 4648.994 | 0.4649 | 0 | 0 | 0 | 19 | 9500 | 2951.9552 | 199.6997 | 23070.8333 | 163499.5613 | 32570.8333 | 0 | 130928.7279 | 130928.7279 | 4851.006 | 4648.994 | 0 | 0 | 0 | 0 | 0
2022-09-03 11:00 | 0.9018 | 0.67537 | 35871 | 31378.0138 | 633 | 71479.5399 | 3 | 1192.8196 | 0.11928 | 45096.8902 | 0 | 0 | 19 | 9500 | 2951.9552 | 199.6997 | 23070.8333 | 163499.5613 | 32570.8333 | 0 | 130928.7279 | 130928.7279 | 8307.1804 | 1192.8196 | 0 | 0 | 0 | 0 | 0
2022-09-03 12:00 | 0.95425 | 0.78869 | 35871 | 33203.0047 | 633 | 83473.0567 | 3 | 0 | 0 | 83473.0567 | 0 | 45096.8902 | 19 | 9500 | 2951.9552 | 199.6997 | 23070.8333 | 163499.5613 | 32570.8333 | 0 | 130928.7279 | 130928.7279 | 9500 | 0 | 0 | 0 | 0 | 0 | 0
2022-09-03 13:00 | 0.90833 | 0.77223 | 35871 | 31605.2243 | 633 | 81730.9698 | 3 | 965.6091 | 0.096561 | 80765.3608 | 0 | 128569.9469 | 19 | 9500 | 2951.9552 | 199.6997 | 23070.8333 | 163499.5613 | 32570.8333 | 0 | 130928.7279 | 130928.7279 | 8534.3909 | 965.6091 | 0 | 0 | 0 | 0 | 0
2022-09-03 14:00 | 0.79367 | 0.73381 | 35871 | 27615.6445 | 633 | 77664.6893 | 3 | 4955.1889 | 0.49552 | 72709.5004 | 0 | 209335.3077 | 19 | 9500 | 2951.9552 | 199.6997 | 23070.8333 | 163499.5613 | 32570.8333 | 0 | 130928.7279 | 130928.7279 | 4544.8111 | 4955.1889 | 0 | 0 | 0 | 0 | 0
2022-09-03 15:00 | 0.61917 | 0.65464 | 35871 | 21543.9397 | 633 | 69285.5265 | 3 | 11026.8937 | 1.1027 | 58258.6328 | 0 | 282044.8081 | 19 | 9500 | 2951.9552 | 199.6997 | 23070.8333 | 163499.5613 | 32570.8333 | 0 | 130928.7279 | 130928.7279 | 0 | 9500 | 0 | 0 | 0 | 0 | 0
2022-09-03 16:00 | 0.40283 | 0.52525 | 35871 | 14016.4175 | 633 | 55591.1994 | 3 | 18554.4159 | 1.8554 | 37036.7835 | 0 | 340303.4409 | 19 | 9500 | 2951.9552 | 199.6997 | 23070.8333 | 163499.5613 | 32570.8333 | 0 | 130928.7279 | 130928.7279 | 0 | 9500 | 0 | 0 | 0 | 0 | 0
2022-09-03 17:00 | 0.18168 | 0.30642 | 35871 | 6321.532 | 633 | 32430.7574 | 3 | 26249.3014 | 2.6249 | 6181.456 | 0 | 377340.2245 | 19 | 9500 | 2951.9552 | 199.6997 | 23070.8333 | 163499.5613 | 32570.8333 | 0 | 130928.7279 | 130928.7279 | 0 | 9500 | 0 | 0 | 0 | 0 | 0
2022-09-03 18:00 | 0.01888 | 0.012 | 35871 | 656.9271 | 633 | 1270.0512 | 3 | 30000 | 3 | 0 | 28729.9488 | 383521.6805 | 19 | 7586.0938 | 2951.9552 | 159.4674 | 23070.8333 | 163499.5613 | 30656.9271 | 0 | 132842.6341 | 132842.6341 | -3.4106e-13 | 7586.0938 | 0 | 0 | 0 | 0 | 0
2022-09-03 19:00 | 0 | 0 | 35871 | 0 | 633 | 0 | 3 | 30000 | 3 | 0 | 30000 | 354791.7317 | 19 | 6929.1667 | 2951.9552 | 145.6582 | 23070.8333 | 163499.5613 | 30000 | 0 | 133499.5613 | 133499.5613 | 0 | 6929.1667 | 0 | 0 | 0 | 0 | 0
2022-09-03 20:00 | 0 | 0 | 35871 | 0 | 633 | 0 | 3 | 30000 | 3 | 0 | 30000 | 324791.7317 | 19 | 6929.1667 | 2951.9552 | 145.6582 | 23070.8333 | 163499.5613 | 30000 | 0 | 133499.5613 | 133499.5613 | 0 | 6929.1667 | 0 | 0 | 0 | 0 | 0
2022-09-03 21:00 | 0 | 0 | 35871 | 0 | 633 | 0 | 3 | 30000 | 3 | 0 | 30000 | 294791.7317 | 19 | 6929.1667 | 2951.9552 | 145.6582 | 23070.8333 | 163499.5613 | 30000 | 0 | 133499.5613 | 133499.5613 | 0 | 6929.1667 | 0 | 0 | 0 | 0 | 0
2022-09-03 22:00 | 0 | 0 | 35871 | 0 | 633 | 0 | 3 | 30000 | 3 | 0 | 30000 | 264791.7317 | 19 | 6929.1667 | 2951.9552 | 145.6582 | 23070.8333 | 163499.5613 | 30000 | 0 | 133499.5613 | 133499.5613 | 0 | 6929.1667 | 0 | 0 | 0 | 0 | 0
2022-09-03 23:00 | 0 | 0 | 35871 | 0 | 633 | 0 | 3 | 30000 | 3 | 0 | 30000 | 234791.7317 | 19 | 6929.1667 | 2951.9552 | 145.6582 | 23070.8333 | 163499.5613 | 30000 | 0 | 133499.5613 | 133499.5613 | 0 | 6929.1667 | 0 | 0 | 0 | 0 | 0
2022-09-04 | 0 | 0 | 35871 | 0 | 633 | 0 | 3 | 30000 | 3 | 0 | 30000 | 204791.7317 | 19 | 7058.3333 | 2951.9552 | 148.3734 | 22941.6667 | 163370.3946 | 30000 | 0 | 133370.3946 | 133370.3946 | 0 | 7058.3333 | 0 | 0 | 0 | 0 | 0
2022-09-04 01:00 | 0 | 0 | 35871 | 0 | 633 | 0 | 3 | 30000 | 3 | 0 | 30000 | 174791.7317 | 19 | 7058.3333 | 2951.9552 | 148.3734 | 22941.6667 | 163370.3946 | 30000 | 0 | 133370.3946 | 133370.3946 | 0 | 7058.3333 | 0 | 0 | 0 | 0 | 0
2022-09-04 02:00 | 0 | 0 | 35871 | 0 | 633 | 0 | 3 | 30000 | 3 | 0 | 30000 | 144791.7317 | 19 | 7058.3333 | 2951.9552 | 148.3734 | 22941.6667 | 163370.3946 | 30000 | 0 | 133370.3946 | 133370.3946 | 0 | 7058.3333 | 0 | 0 | 0 | 0 | 0
2022-09-04 03:00 | 0 | 0 | 35871 | 0 | 633 | 0 | 3 | 30000 | 3 | 0 | 30000 | 114791.7317 | 19 | 7058.3333 | 2951.9552 | 148.3734 | 22941.6667 | 163370.3946 | 30000 | 0 | 133370.3946 | 133370.3946 | 0 | 7058.3333 | 0 | 0 | 0 | 0 | 0
2022-09-04 04:00 | 0 | 0 | 35871 | 0 | 633 | 0 | 3 | 30000 | 3 | 0 | 30000 | 84791.7317 | 19 | 7058.3333 | 2951.9552 | 148.3734 | 22941.6667 | 163370.3946 | 30000 | 0 | 133370.3946 | 133370.3946 | 0 | 7058.3333 | 0 | 0 | 0 | 0 | 0
2022-09-04 05:00 | 0 | 0 | 35871 | 0 | 633 | 0 | 3 | 30000 | 3 | 0 | 30000 | 54791.7317 | 19 | 7058.3333 | 2951.9552 | 148.3734 | 22941.6667 | 163370.3946 | 30000 | 0 | 133370.3946 | 133370.3946 | 0 | 7058.3333 | 0 | 0 | 0 | 0 | 0
2022-09-04 06:00 | 0.0449 | 0.04921 | 35871 | 1562.2897 | 633 | 5208.2683 | 3 | 30000 | 3 | 0 | 24791.7317 | 24791.7317 | 19 | 8620.623 | 2951.9552 | 181.2143 | 22941.6667 | 163370.3946 | 31562.2897 | 0 | 131808.105 | 131808.105 | 1562.2897 | 7058.3333 | 0 | 0 | 0 | 0 | 0
2022-09-04 07:00 | 0.2249 | 0.30632 | 35871 | 7825.3663 | 633 | 32420.1736 | 3 | 24616.3004 | 2.4616 | 0 | 0 | 0 | 19 | 9500 | 2951.9552 | 199.6997 | 22941.6667 | 163370.3946 | 32441.6667 | 0 | 130928.7279 | 130928.7279 | 0 | 9500 | 0 | 0 | 0 | 0 | 0
2022-09-04 08:00 | 0.44623 | 0.49961 | 35871 | 15526.5148 | 633 | 52877.5233 | 3 | 16915.1518 | 1.6915 | 0 | 0 | 0 | 19 | 9500 | 2951.9552 | 199.6997 | 22941.6667 | 163370.3946 | 32441.6667 | 0 | 130928.7279 | 130928.7279 | 0 | 9500 | 0 | 0 | 0 | 0 | 0
2022-09-04 09:00 | 0.6501 | 0.61939 | 35871 | 22620.145 | 633 | 65554.7511 | 3 | 9821.5217 | 0.98215 | 0 | 0 | 0 | 19 | 9500 | 2951.9552 | 199.6997 | 22941.6667 | 163370.3946 | 32441.6667 | 0 | 130928.7279 | 130928.7279 | 0 | 9500 | 0 | 0 | 0 | 0 | 0
2022-09-04 10:00 | 0.80847 | 0.68018 | 35871 | 28130.6085 | 633 | 71988.6188 | 3 | 4311.0581 | 0.43111 | 6852.6496 | 0 | 0 | 19 | 9500 | 2951.9552 | 199.6997 | 22941.6667 | 163370.3946 | 32441.6667 | 0 | 130928.7279 | 130928.7279 | 5188.9419 | 4311.0581 | 0 | 0 | 0 | 0 | 0
2022-09-04 11:00 | 0.90462 | 0.71614 | 35871 | 31476.1353 | 633 | 75794.5389 | 3 | 965.5314 | 0.096553 | 74829.0075 | 0 | 6852.6496 | 19 | 9500 | 2951.9552 | 199.6997 | 22941.6667 | 163370.3946 | 32441.6667 | 0 | 130928.7279 | 130928.7279 | 8534.4686 | 965.5314 | 0 | 0 | 0 | 0 | 0
2022-09-04 12:00 | 0.93133 | 0.73855 | 35871 | 32405.5063 | 633 | 78166.3595 | 3 | 36.1604 | 0.003616 | 78130.1991 | 0 | 81681.6571 | 19 | 9500 | 2951.9552 | 199.6997 | 22941.6667 | 163370.3946 | 32441.6667 | 0 | 130928.7279 | 130928.7279 | 9463.8396 | 36.1604 | 0 | 0 | 0 | 0 | 0
2022-09-04 13:00 | 0.88522 | 0.71904 | 35871 | 30801.1148 | 633 | 76101.4679 | 3 | 1640.5518 | 0.16406 | 74460.9161 | 0 | 159811.8562 | 19 | 9500 | 2951.9552 | 199.6997 | 22941.6667 | 163370.3946 | 32441.6667 | 0 | 130928.7279 | 130928.7279 | 7859.4482 | 1640.5518 | 0 | 0 | 0 | 0 | 0
2022-09-04 14:00 | 0.7695 | 0.67471 | 35871 | 26774.6525 | 633 | 71409.6871 | 3 | 5667.0142 | 0.5667 | 65742.6729 | 0 | 234272.7723 | 19 | 9500 | 2951.9552 | 199.6997 | 22941.6667 | 163370.3946 | 32441.6667 | 0 | 130928.7279 | 130928.7279 | 3832.9858 | 5667.0142 | 0 | 0 | 0 | 0 | 0
2022-09-04 15:00 | 0.59565 | 0.59762 | 35871 | 20725.5643 | 633 | 63250.6665 | 3 | 11716.1024 | 1.1716 | 51534.5642 | 0 | 300015.4452 | 19 | 9500 | 2951.9552 | 199.6997 | 22941.6667 | 163370.3946 | 32441.6667 | 0 | 130928.7279 | 130928.7279 | 0 | 9500 | 0 | 0 | 0 | 0 | 0
2022-09-04 16:00 | 0.38212 | 0.47204 | 35871 | 13295.8157 | 633 | 49959.5807 | 3 | 19145.8509 | 1.9146 | 30813.7298 | 0 | 351550.0093 | 19 | 9500 | 2951.9552 | 199.6997 | 22941.6667 | 163370.3946 | 32441.6667 | 0 | 130928.7279 | 130928.7279 | 0 | 9500 | 0 | 0 | 0 | 0 | 0
2022-09-04 17:00 | 0.16743 | 0.26616 | 35871 | 5825.7051 | 633 | 28169.7356 | 3 | 26615.9616 | 2.6616 | 1553.774 | 0 | 382363.7391 | 19 | 9500 | 2951.9552 | 199.6997 | 22941.6667 | 163370.3946 | 32441.6667 | 0 | 130928.7279 | 130928.7279 | 0 | 9500 | 0 | 0 | 0 | 0 | 0
2022-09-04 18:00 | 0.01648 | 0.00797 | 35871 | 573.4195 | 633 | 843.5257 | 3 | 30000 | 3 | 0 | 29156.4743 | 383917.5131 | 19 | 7631.7528 | 2951.9552 | 160.4272 | 22941.6667 | 163370.3946 | 30573.4195 | 0 | 132796.9752 | 132796.9752 | -3.4106e-13 | 7631.7528 | 0 | 0 | 0 | 0 | 0
2022-09-04 19:00 | 0 | 0 | 35871 | 0 | 633 | 0 | 3 | 30000 | 3 | 0 | 30000 | 354761.0388 | 19 | 7058.3333 | 2951.9552 | 148.3734 | 22941.6667 | 163370.3946 | 30000 | 0 | 133370.3946 | 133370.3946 | 0 | 7058.3333 | 0 | 0 | 0 | 0 | 0
2022-09-04 20:00 | 0 | 0 | 35871 | 0 | 633 | 0 | 3 | 30000 | 3 | 0 | 30000 | 324761.0388 | 19 | 7058.3333 | 2951.9552 | 148.3734 | 22941.6667 | 163370.3946 | 30000 | 0 | 133370.3946 | 133370.3946 | 0 | 7058.3333 | 0 | 0 | 0 | 0 | 0
2022-09-04 21:00 | 0 | 0 | 35871 | 0 | 633 | 0 | 3 | 30000 | 3 | 0 | 30000 | 294761.0388 | 19 | 7058.3333 | 2951.9552 | 148.3734 | 22941.6667 | 163370.3946 | 30000 | 0 | 133370.3946 | 133370.3946 | 0 | 7058.3333 | 0 | 0 | 0 | 0 | 0
2022-09-04 22:00 | 0 | 0 | 35871 | 0 | 633 | 0 | 3 | 30000 | 3 | 0 | 30000 | 264761.0388 | 19 | 7058.3333 | 2951.9552 | 148.3734 | 22941.6667 | 163370.3946 | 30000 | 0 | 133370.3946 | 133370.3946 | 0 | 7058.3333 | 0 | 0 | 0 | 0 | 0
2022-09-04 23:00 | 0 | 0 | 35871 | 0 | 633 | 0 | 3 | 30000 | 3 | 0 | 30000 | 234761.0388 | 19 | 7058.3333 | 2951.9552 | 148.3734 | 22941.6667 | 163370.3946 | 30000 | 0 | 133370.3946 | 133370.3946 | 0 | 7058.3333 | 0 | 0 | 0 | 0 | 0
2022-09-05 | 0 | 0 | 35871 | 0 | 633 | 0 | 3 | 30000 | 3 | 0 | 30000 | 204761.0388 | 19 | 7133.3333 | 2951.9552 | 149.9499 | 22866.6667 | 163295.3946 | 30000 | 0 | 133295.3946 | 133295.3946 | 0 | 7133.3333 | 0 | 0 | 0 | 0 | 0
2022-09-05 01:00 | 0 | 0 | 35871 | 0 | 633 | 0 | 3 | 30000 | 3 | 0 | 30000 | 174761.0388 | 19 | 7133.3333 | 2951.9552 | 149.9499 | 22866.6667 | 163295.3946 | 30000 | 0 | 133295.3946 | 133295.3946 | 0 | 7133.3333 | 0 | 0 | 0 | 0 | 0
2022-09-05 02:00 | 0 | 0 | 35871 | 0 | 633 | 0 | 3 | 30000 | 3 | 0 | 30000 | 144761.0388 | 19 | 7133.3333 | 2951.9552 | 149.9499 | 22866.6667 | 163295.3946 | 30000 | 0 | 133295.3946 | 133295.3946 | 0 | 7133.3333 | 0 | 0 | 0 | 0 | 0
2022-09-05 03:00 | 0 | 0 | 35871 | 0 | 633 | 0 | 3 | 30000 | 3 | 0 | 30000 | 114761.0388 | 19 | 7133.3333 | 2951.9552 | 149.9499 | 22866.6667 | 163295.3946 | 30000 | 0 | 133295.3946 | 133295.3946 | 0 | 7133.3333 | 0 | 0 | 0 | 0 | 0
2022-09-05 04:00 | 0 | 0 | 35871 | 0 | 633 | 0 | 3 | 30000 | 3 | 0 | 30000 | 84761.0388 | 19 | 7133.3333 | 2951.9552 | 149.9499 | 22866.6667 | 163295.3946 | 30000 | 0 | 133295.3946 | 133295.3946 | 0 | 7133.3333 | 0 | 0 | 0 | 0 | 0
2022-09-05 05:00 | 0 | 0 | 35871 | 0 | 633 | 0 | 3 | 30000 | 3 | 0 | 30000 | 54761.0388 | 19 | 7133.3333 | 2951.9552 | 149.9499 | 22866.6667 | 163295.3946 | 30000 | 0 | 133295.3946 | 133295.3946 | 0 | 7133.3333 | 0 | 0 | 0 | 0 | 0
2022-09-05 06:00 | 0.04392 | 0.0495 | 35871 | 1528.1907 | 633 | 5238.9612 | 3 | 30000 | 3 | 0 | 24761.0388 | 24761.0388 | 19 | 8661.524 | 2951.9552 | 182.0741 | 22866.6667 | 163295.3946 | 31528.1907 | 0 | 131767.2039 | 131767.2039 | 1528.1907 | 7133.3333 | 0 | 0 | 0 | 0 | 0
2022-09-05 07:00 | 0.22623 | 0.33298 | 35871 | 7871.6434 | 633 | 35241.804 | 3 | 24495.0232 | 2.4495 | 0 | 0 | 0 | 19 | 9500 | 2951.9552 | 199.6997 | 22866.6667 | 163295.3946 | 32366.6667 | 0 | 130928.7279 | 130928.7279 | 0 | 9500 | 0 | 0 | 0 | 0 | 0
2022-09-05 08:00 | 0.44773 | 0.52069 | 35871 | 15578.7071 | 633 | 55108.5799 | 3 | 16787.9595 | 1.6788 | 0 | 0 | 0 | 19 | 9500 | 2951.9552 | 199.6997 | 22866.6667 | 163295.3946 | 32366.6667 | 0 | 130928.7279 | 130928.7279 | 0 | 9500 | 0 | 0 | 0 | 0 | 0
2022-09-05 09:00 | 0.65045 | 0.64132 | 35871 | 22632.3232 | 633 | 67875.7696 | 3 | 9734.3435 | 0.97343 | 0 | 0 | 0 | 19 | 9500 | 2951.9552 | 199.6997 | 22866.6667 | 163295.3946 | 32366.6667 | 0 | 130928.7279 | 130928.7279 | 0 | 9500 | 0 | 0 | 0 | 0 | 0
2022-09-05 10:00 | 0.80855 | 0.70405 | 35871 | 28133.3921 | 633 | 74514.9623 | 3 | 4233.2745 | 0.42333 | 0 | 0 | 0 | 19 | 9500 | 2951.9552 | 199.6997 | 22866.6667 | 163295.3946 | 32366.6667 | 0 | 130928.7279 | 130928.7279 | 5266.7255 | 4233.2745 | 0 | 0 | 0 | 0 | 0
2022-09-05 11:00 | 0.90388 | 0.73835 | 35871 | 31450.3871 | 633 | 78145.192 | 3 | 916.2796 | 0.091628 | 35561.3712 | 0 | 0 | 19 | 9500 | 2951.9552 | 199.6997 | 22866.6667 | 163295.3946 | 32366.6667 | 0 | 130928.7279 | 130928.7279 | 8583.7204 | 916.2796 | 0 | 0 | 0 | 0 | 0
2022-09-05 12:00 | 0.921 | 0.7232 | 35871 | 32046.0753 | 633 | 76541.7523 | 3 | 320.5914 | 0.032059 | 76221.1609 | 0 | 35561.3712 | 19 | 9500 | 2951.9552 | 199.6997 | 22866.6667 | 163295.3946 | 32366.6667 | 0 | 130928.7279 | 130928.7279 | 9179.4086 | 320.5914 | 0 | 0 | 0 | 0 | 0
2022-09-05 13:00 | 0.87485 | 0.7074 | 35871 | 30440.292 | 633 | 74869.5182 | 3 | 1926.3746 | 0.19264 | 72943.1436 | 0 | 111782.5321 | 19 | 9500 | 2951.9552 | 199.6997 | 22866.6667 | 163295.3946 | 32366.6667 | 0 | 130928.7279 | 130928.7279 | 7573.6254 | 1926.3746 | 0 | 0 | 0 | 0 | 0
2022-09-05 14:00 | 0.7598 | 0.65667 | 35871 | 26437.1422 | 633 | 69500.3768 | 3 | 5929.5244 | 0.59295 | 63570.8524 | 0 | 184725.6757 | 19 | 9500 | 2951.9552 | 199.6997 | 22866.6667 | 163295.3946 | 32366.6667 | 0 | 130928.7279 | 130928.7279 | 3570.4756 | 5929.5244 | 0 | 0 | 0 | 0 | 0
2022-09-05 15:00 | 0.58617 | 0.57761 | 35871 | 20395.7089 | 633 | 61132.8561 | 3 | 11970.9577 | 1.1971 | 49161.8984 | 0 | 248296.5281 | 19 | 9500 | 2951.9552 | 199.6997 | 22866.6667 | 163295.3946 | 32366.6667 | 0 | 130928.7279 | 130928.7279 | 0 | 9500 | 0 | 0 | 0 | 0 | 0
2022-09-05 16:00 | 0.36895 | 0.42452 | 35871 | 12837.5673 | 633 | 44930.178 | 3 | 19529.0994 | 1.9529 | 25401.0786 | 0 | 297458.4265 | 19 | 9500 | 2951.9552 | 199.6997 | 22866.6667 | 163295.3946 | 32366.6667 | 0 | 130928.7279 | 130928.7279 | 0 | 9500 | 0 | 0 | 0 | 0 | 0
2022-09-05 17:00 | 0.1611 | 0.24257 | 35871 | 5605.4536 | 633 | 25673.0266 | 3 | 26761.2131 | 2.6761 | 0 | 1088.1865 | 322859.5051 | 19 | 9500 | 2951.9552 | 199.6997 | 22866.6667 | 163295.3946 | 32366.6667 | 0 | 130928.7279 | 130928.7279 | 0 | 9500 | 0 | 0 | 0 | 0 | 0
2022-09-05 18:00 | 0.01538 | 0.00717 | 35871 | 535.1451 | 633 | 758.8556 | 3 | 30000 | 3 | 0 | 29241.1444 | 321771.3186 | 19 | 7668.4784 | 2951.9552 | 161.1992 | 22866.6667 | 163295.3946 | 30535.1451 | 0 | 132760.2495 | 132760.2495 | 1.1369e-13 | 7668.4784 | 0 | 0 | 0 | 0 | 0
2022-09-05 19:00 | 0 | 0 | 35871 | 0 | 633 | 0 | 3 | 30000 | 3 | 0 | 30000 | 292530.1742 | 19 | 7133.3333 | 2951.9552 | 149.9499 | 22866.6667 | 163295.3946 | 30000 | 0 | 133295.3946 | 133295.3946 | 0 | 7133.3333 | 0 | 0 | 0 | 0 | 0
2022-09-05 20:00 | 0 | 0 | 35871 | 0 | 633 | 0 | 3 | 30000 | 3 | 0 | 30000 | 262530.1742 | 19 | 7133.3333 | 2951.9552 | 149.9499 | 22866.6667 | 163295.3946 | 30000 | 0 | 133295.3946 | 133295.3946 | 0 | 7133.3333 | 0 | 0 | 0 | 0 | 0
2022-09-05 21:00 | 0 | 0 | 35871 | 0 | 633 | 0 | 3 | 30000 | 3 | 0 | 30000 | 232530.1742 | 19 | 7133.3333 | 2951.9552 | 149.9499 | 22866.6667 | 163295.3946 | 30000 | 0 | 133295.3946 | 133295.3946 | 0 | 7133.3333 | 0 | 0 | 0 | 0 | 0
2022-09-05 22:00 | 0 | 0 | 35871 | 0 | 633 | 0 | 3 | 30000 | 3 | 0 | 30000 | 202530.1742 | 19 | 7133.3333 | 2951.9552 | 149.9499 | 22866.6667 | 163295.3946 | 30000 | 0 | 133295.3946 | 133295.3946 | 0 | 7133.3333 | 0 | 0 | 0 | 0 | 0
2022-09-05 23:00 | 0 | 0 | 35871 | 0 | 633 | 0 | 3 | 30000 | 3 | 0 | 30000 | 172530.1742 | 19 | 7133.3333 | 2951.9552 | 149.9499 | 22866.6667 | 163295.3946 | 30000 | 0 | 133295.3946 | 133295.3946 | 0 | 7133.3333 | 0 | 0 | 0 | 0 | 0
2022-09-06 | 0 | 0 | 35871 | 0 | 633 | 0 | 3 | 21495.8333 | 2.1496 | 0 | 21495.8333 | 142530.1742 | 19 | 9500 | 2951.9552 | 199.6997 | 11995.8333 | 152424.5613 | 21495.8333 | 0 | 130928.7279 | 130928.7279 | 0 | 9500 | 0 | 0 | 0 | 0 | 0
2022-09-06 01:00 | 0 | 0 | 35871 | 0 | 633 | 0 | 3 | 21495.8333 | 2.1496 | 0 | 21495.8333 | 121034.3408 | 19 | 9500 | 2951.9552 | 199.6997 | 11995.8333 | 152424.5613 | 21495.8333 | 0 | 130928.7279 | 130928.7279 | 0 | 9500 | 0 | 0 | 0 | 0 | 0
2022-09-06 02:00 | 0 | 0 | 35871 | 0 | 633 | 0 | 3 | 21495.8333 | 2.1496 | 0 | 21495.8333 | 99538.5075 | 19 | 9500 | 2951.9552 | 199.6997 | 11995.8333 | 152424.5613 | 21495.8333 | 0 | 130928.7279 | 130928.7279 | 0 | 9500 | 0 | 0 | 0 | 0 | 0
2022-09-06 03:00 | 0 | 0 | 35871 | 0 | 633 | 0 | 3 | 21495.8333 | 2.1496 | 0 | 21495.8333 | 78042.6742 | 19 | 9500 | 2951.9552 | 199.6997 | 11995.8333 | 152424.5613 | 21495.8333 | 0 | 130928.7279 | 130928.7279 | 0 | 9500 | 0 | 0 | 0 | 0 | 0
2022-09-06 04:00 | 0 | 0 | 35871 | 0 | 633 | 0 | 3 | 21495.8333 | 2.1496 | 0 | 21495.8333 | 56546.8408 | 19 | 9500 | 2951.9552 | 199.6997 | 11995.8333 | 152424.5613 | 21495.8333 | 0 | 130928.7279 | 130928.7279 | 0 | 9500 | 0 | 0 | 0 | 0 | 0
2022-09-06 05:00 | 0 | 0 | 35871 | 0 | 633 | 0 | 3 | 21495.8333 | 2.1496 | 0 | 21495.8333 | 35051.0075 | 19 | 9500 | 2951.9552 | 199.6997 | 11995.8333 | 152424.5613 | 21495.8333 | 0 | 130928.7279 | 130928.7279 | 0 | 9500 | 0 | 0 | 0 | 0 | 0
2022-09-06 06:00 | 0.04367 | 0.06067 | 35871 | 1519.492 | 633 | 6421.1672 | 3 | 19976.3414 | 1.9976 | 0 | 13555.1742 | 13555.1742 | 19 | 9500 | 2951.9552 | 199.6997 | 11995.8333 | 152424.5613 | 21495.8333 | 0 | 130928.7279 | 130928.7279 | 0 | 9500 | 0 | 0 | 0 | 0 | 0
2022-09-06 07:00 | 0.22627 | 0.35132 | 35871 | 7873.0352 | 633 | 37182.8656 | 3 | 13622.7981 | 1.3623 | 0 | 0 | 0 | 19 | 9500 | 2951.9552 | 199.6997 | 11995.8333 | 152424.5613 | 21495.8333 | 0 | 130928.7279 | 130928.7279 | 0 | 9500 | 0 | 0 | 0 | 0 | 0
2022-09-06 08:00 | 0.44575 | 0.5341 | 35871 | 15509.8133 | 633 | 56527.8622 | 3 | 5986.02 | 0.5986 | 0 | 0 | 0 | 19 | 9500 | 2951.9552 | 199.6997 | 11995.8333 | 152424.5613 | 21495.8333 | 0 | 130928.7279 | 130928.7279 | 3513.98 | 5986.02 | 0 | 0 | 0 | 0 | 0
2022-09-06 09:00 | 0.6465 | 0.65096 | 35871 | 22494.8835 | 633 | 68896.0441 | 3 | 0 | 0 | 0 | 0 | 0 | 19 | 9500 | 2951.9552 | 199.6997 | 11995.8333 | 152424.5613 | 21495.8333 | 0 | 130928.7279 | 130928.7279 | 9500 | 0 | 0 | 0 | 0 | 0 | 0
2022-09-06 10:00 | 0.80145 | 0.70985 | 35871 | 27886.3486 | 633 | 75128.8204 | 3 | 0 | 0 | 0 | 0 | 0 | 19 | 9500 | 2951.9552 | 199.6997 | 11995.8333 | 152424.5613 | 21495.8333 | 0 | 130928.7279 | 130928.7279 | 9500 | 0 | 0 | 0 | 0 | 0 | 0
2022-09-06 11:00 | 0.89497 | 0.74243 | 35871 | 31140.3648 | 633 | 78577.0094 | 3 | 0 | 0 | 0 | 0 | 0 | 19 | 9500 | 2951.9552 | 199.6997 | 11995.8333 | 152424.5613 | 21495.8333 | 0 | 130928.7279 | 130928.7279 | 9500 | 0 | 0 | 0 | 0 | 0 | 0
2022-09-06 12:00 | 0.9079 | 0.71227 | 35871 | 31590.2625 | 633 | 75384.9474 | 3 | 0 | 0 | 38443.2273 | 0 | 0 | 19 | 9500 | 2951.9552 | 199.6997 | 11995.8333 | 152424.5613 | 21495.8333 | 0 | 130928.7279 | 130928.7279 | 9500 | 0 | 0 | 0 | 0 | 0 | 0
2022-09-06 13:00 | 0.86212 | 0.70064 | 35871 | 29997.3533 | 633 | 74154.0561 | 3 | 0 | 0 | 74154.0561 | 0 | 38443.2273 | 19 | 9500 | 2951.9552 | 199.6997 | 11995.8333 | 152424.5613 | 21495.8333 | 0 | 130928.7279 | 130928.7279 | 9500 | 0 | 0 | 0 | 0 | 0 | 0
2022-09-06 14:00 | 0.75022 | 0.66095 | 35871 | 26103.8074 | 633 | 69953.3617 | 3 | 0 | 0 | 69953.3617 | 0 | 112597.2834 | 19 | 9500 | 2951.9552 | 199.6997 | 11995.8333 | 152424.5613 | 21495.8333 | 0 | 130928.7279 | 130928.7279 | 9500 | 0 | 0 | 0 | 0 | 0 | 0
2022-09-06 15:00 | 0.5815 | 0.59739 | 35871 | 20233.2169 | 633 | 63226.3239 | 3 | 1262.6164 | 0.12626 | 61963.7074 | 0 | 182550.6451 | 19 | 9500 | 2951.9552 | 199.6997 | 11995.8333 | 152424.5613 | 21495.8333 | 0 | 130928.7279 | 130928.7279 | 8237.3836 | 1262.6164 | 0 | 0 | 0 | 0 | 0
2022-09-06 16:00 | 0.374 | 0.47729 | 35871 | 13013.2814 | 633 | 50515.2281 | 3 | 8482.552 | 0.84826 | 42032.6762 | 0 | 244514.3525 | 19 | 9500 | 2951.9552 | 199.6997 | 11995.8333 | 152424.5613 | 21495.8333 | 0 | 130928.7279 | 130928.7279 | 1017.448 | 8482.552 | 0 | 0 | 0 | 0 | 0
2022-09-06 17:00 | 0.16238 | 0.27715 | 35871 | 5649.991 | 633 | 29332.8908 | 3 | 15845.8423 | 1.5846 | 13487.0485 | 0 | 286547.0287 | 19 | 9500 | 2951.9552 | 199.6997 | 11995.8333 | 152424.5613 | 21495.8333 | 0 | 130928.7279 | 130928.7279 | 0 | 9500 | 0 | 0 | 0 | 0 | 0
2022-09-06 18:00 | 0.01477 | 0.00734 | 35871 | 513.9202 | 633 | 776.848 | 3 | 20981.9131 | 2.0982 | 0 | 20205.0651 | 300034.0772 | 19 | 9500 | 2951.9552 | 199.6997 | 11995.8333 | 152424.5613 | 21495.8333 | 0 | 130928.7279 | 130928.7279 | 513.9202 | 8986.0798 | 0 | 0 | 0 | 0 | 0
2022-09-06 19:00 | 0 | 0 | 35871 | 0 | 633 | 0 | 3 | 21495.8333 | 2.1496 | 0 | 21495.8333 | 279829.0121 | 19 | 9500 | 2951.9552 | 199.6997 | 11995.8333 | 152424.5613 | 21495.8333 | 0 | 130928.7279 | 130928.7279 | 0 | 9500 | 0 | 0 | 0 | 0 | 0
2022-09-06 20:00 | 0 | 0 | 35871 | 0 | 633 | 0 | 3 | 21495.8333 | 2.1496 | 0 | 21495.8333 | 258333.1787 | 19 | 9500 | 2951.9552 | 199.6997 | 11995.8333 | 152424.5613 | 21495.8333 | 0 | 130928.7279 | 130928.7279 | 0 | 9500 | 0 | 0 | 0 | 0 | 0
2022-09-06 21:00 | 0 | 0 | 35871 | 0 | 633 | 0 | 3 | 21495.8333 | 2.1496 | 0 | 21495.8333 | 236837.3454 | 19 | 9500 | 2951.9552 | 199.6997 | 11995.8333 | 152424.5613 | 21495.8333 | 0 | 130928.7279 | 130928.7279 | 0 | 9500 | 0 | 0 | 0 | 0 | 0
2022-09-06 22:00 | 0 | 0 | 35871 | 0 | 633 | 0 | 3 | 21495.8333 | 2.1496 | 0 | 21495.8333 | 215341.5121 | 19 | 9500 | 2951.9552 | 199.6997 | 11995.8333 | 152424.5613 | 21495.8333 | 0 | 130928.7279 | 130928.7279 | 0 | 9500 | 0 | 0 | 0 | 0 | 0
2022-09-06 23:00 | 0 | 0 | 35871 | 0 | 633 | 0 | 3 | 21495.8333 | 2.1496 | 0 | 21495.8333 | 193845.6787 | 19 | 9500 | 2951.9552 | 199.6997 | 11995.8333 | 152424.5613 | 21495.8333 | 0 | 130928.7279 | 130928.7279 | 0 | 9500 | 0 | 0 | 0 | 0 | 0
2022-09-07 | 0 | 0 | 35871 | 0 | 633 | 0 | 3 | 25800 | 2.58 | 0 | 25800 | 172349.8454 | 19 | 9500 | 2951.9552 | 199.6997 | 16300 | 156728.7279 | 25800 | 0 | 130928.7279 | 130928.7279 | 0 | 9500 | 0 | 0 | 0 | 0 | 0
2022-09-07 01:00 | 0 | 0 | 35871 | 0 | 633 | 0 | 3 | 25800 | 2.58 | 0 | 25800 | 146549.8454 | 19 | 9500 | 2951.9552 | 199.6997 | 16300 | 156728.7279 | 25800 | 0 | 130928.7279 | 130928.7279 | 0 | 9500 | 0 | 0 | 0 | 0 | 0
2022-09-07 02:00 | 0 | 0 | 35871 | 0 | 633 | 0 | 3 | 25800 | 2.58 | 0 | 25800 | 120749.8454 | 19 | 9500 | 2951.9552 | 199.6997 | 16300 | 156728.7279 | 25800 | 0 | 130928.7279 | 130928.7279 | 0 | 9500 | 0 | 0 | 0 | 0 | 0
2022-09-07 03:00 | 0 | 0 | 35871 | 0 | 633 | 0 | 3 | 25800 | 2.58 | 0 | 25800 | 94949.8454 | 19 | 9500 | 2951.9552 | 199.6997 | 16300 | 156728.7279 | 25800 | 0 | 130928.7279 | 130928.7279 | 0 | 9500 | 0 | 0 | 0 | 0 | 0
2022-09-07 04:00 | 0 | 0 | 35871 | 0 | 633 | 0 | 3 | 25800 | 2.58 | 0 | 25800 | 69149.8454 | 19 | 9500 | 2951.9552 | 199.6997 | 16300 | 156728.7279 | 25800 | 0 | 130928.7279 | 130928.7279 | 0 | 9500 | 0 | 0 | 0 | 0 | 0
2022-09-07 05:00 | 0 | 0 | 35871 | 0 | 633 | 0 | 3 | 25800 | 2.58 | 0 | 25800 | 43349.8454 | 19 | 9500 | 2951.9552 | 199.6997 | 16300 | 156728.7279 | 25800 | 0 | 130928.7279 | 130928.7279 | 0 | 9500 | 0 | 0 | 0 | 0 | 0
2022-09-07 06:00 | 0.04347 | 0.06366 | 35871 | 1512.533 | 633 | 6737.6216 | 3 | 24287.467 | 2.4287 | 0 | 17549.8454 | 17549.8454 | 19 | 9500 | 2951.9552 | 199.6997 | 16300 | 156728.7279 | 25800 | 0 | 130928.7279 | 130928.7279 | 1512.533 | 7987.467 | 0 | 0 | 0 | 0 | 0
2022-09-07 07:00 | 0.22952 | 0.37637 | 35871 | 7986.1186 | 633 | 39834.0975 | 3 | 17813.8814 | 1.7814 | 0 | 0 | 0 | 19 | 9500 | 2951.9552 | 199.6997 | 16300 | 156728.7279 | 25800 | 0 | 130928.7279 | 130928.7279 | 3.638e-12 | 9500 | 0 | 0 | 0 | 0 | 0
2022-09-07 08:00 | 0.45098 | 0.56974 | 35871 | 15691.7905 | 633 | 60299.9142 | 3 | 10108.2095 | 1.0108 | 0 | 0 | 0 | 19 | 9500 | 2951.9552 | 199.6997 | 16300 | 156728.7279 | 25800 | 0 | 130928.7279 | 130928.7279 | 0 | 9500 | 0 | 0 | 0 | 0 | 0
2022-09-07 09:00 | 0.65305 | 0.69279 | 35871 | 22722.7899 | 633 | 73323.2309 | 3 | 3077.2101 | 0.30772 | 0 | 0 | 0 | 19 | 9500 | 2951.9552 | 199.6997 | 16300 | 156728.7279 | 25800 | 0 | 130928.7279 | 130928.7279 | 6422.7899 | 3077.2101 | 0 | 0 | 0 | 0 | 0
2022-09-07 10:00 | 0.80935 | 0.74918 | 35871 | 28161.228 | 633 | 79291.4132 | 3 | 0 | 0 | 0 | 0 | 0 | 19 | 9500 | 2951.9552 | 199.6997 | 16300 | 156728.7279 | 25800 | 0 | 130928.7279 | 130928.7279 | 9500 | 0 | 0 | 0 | 0 | 0 | 0
2022-09-07 11:00 | 0.90358 | 0.78321 | 35871 | 31439.9486 | 633 | 82893.0667 | 3 | 0 | 0 | 0 | 0 | 0 | 19 | 9500 | 2951.9552 | 199.6997 | 16300 | 156728.7279 | 25800 | 0 | 130928.7279 | 130928.7279 | 9500 | 0 | 0 | 0 | 0 | 0 | 0
2022-09-07 12:00 | 0.92735 | 0.7892 | 35871 | 32267.0227 | 633 | 83527.0339 | 3 | 0 | 0 | 48655.7423 | 0 | 0 | 19 | 9500 | 2951.9552 | 199.6997 | 16300 | 156728.7279 | 25800 | 0 | 130928.7279 | 130928.7279 | 9500 | 0 | 0 | 0 | 0 | 0 | 0
2022-09-07 13:00 | 0.88308 | 0.79321 | 35871 | 30726.6538 | 633 | 83951.4427 | 3 | 0 | 0 | 83951.4427 | 0 | 48655.7423 | 19 | 9500 | 2951.9552 | 199.6997 | 16300 | 156728.7279 | 25800 | 0 | 130928.7279 | 130928.7279 | 9500 | 0 | 0 | 0 | 0 | 0 | 0
2022-09-07 14:00 | 0.77167 | 0.75525 | 35871 | 26850.1573 | 633 | 79933.8474 | 3 | 0 | 0 | 79933.8474 | 0 | 132607.185 | 19 | 9500 | 2951.9552 | 199.6997 | 16300 | 156728.7279 | 25800 | 0 | 130928.7279 | 130928.7279 | 9500 | 0 | 0 | 0 | 0 | 0 | 0
2022-09-07 15:00 | 0.60283 | 0.70199 | 35871 | 20975.3915 | 633 | 74296.9368 | 3 | 4824.6085 | 0.48246 | 69472.3283 | 0 | 212541.0324 | 19 | 9500 | 2951.9552 | 199.6997 | 16300 | 156728.7279 | 25800 | 0 | 130928.7279 | 130928.7279 | 4675.3915 | 4824.6085 | 0 | 0 | 0 | 0 | 0
2022-09-07 16:00 | 0.3924 | 0.58693 | 35871 | 13653.507 | 633 | 62119.2626 | 3 | 12146.493 | 1.2146 | 49972.7696 | 0 | 282013.3607 | 19 | 9500 | 2951.9552 | 199.6997 | 16300 | 156728.7279 | 25800 | 0 | 130928.7279 | 130928.7279 | 0 | 9500 | 0 | 0 | 0 | 0 | 0
2022-09-07 17:00 | 0.17193 | 0.37818 | 35871 | 5982.282 | 633 | 40025.6636 | 3 | 19817.718 | 1.9818 | 20207.9456 | 0 | 331986.1303 | 19 | 9500 | 2951.9552 | 199.6997 | 16300 | 156728.7279 | 25800 | 0 | 130928.7279 | 130928.7279 | 0 | 9500 | 0 | 0 | 0 | 0 | 0
2022-09-07 18:00 | 0.01465 | 0.0181 | 35871 | 509.7448 | 633 | 1915.6606 | 3 | 25290.2552 | 2.529 | 0 | 23374.5946 | 352194.0759 | 19 | 9500 | 2951.9552 | 199.6997 | 16300 | 156728.7279 | 25800 | 0 | 130928.7279 | 130928.7279 | 509.7448 | 8990.2552 | 0 | 0 | 0 | 0 | 0
2022-09-07 19:00 | 0 | 0 | 35871 | 0 | 633 | 0 | 3 | 25800 | 2.58 | 0 | 25800 | 328819.4813 | 19 | 9500 | 2951.9552 | 199.6997 | 16300 | 156728.7279 | 25800 | 0 | 130928.7279 | 130928.7279 | 0 | 9500 | 0 | 0 | 0 | 0 | 0
2022-09-07 20:00 | 0 | 0 | 35871 | 0 | 633 | 0 | 3 | 25800 | 2.58 | 0 | 25800 | 303019.4813 | 19 | 9500 | 2951.9552 | 199.6997 | 16300 | 156728.7279 | 25800 | 0 | 130928.7279 | 130928.7279 | 0 | 9500 | 0 | 0 | 0 | 0 | 0
2022-09-07 21:00 | 0 | 0 | 35871 | 0 | 633 | 0 | 3 | 25800 | 2.58 | 0 | 25800 | 277219.4813 | 19 | 9500 | 2951.9552 | 199.6997 | 16300 | 156728.7279 | 25800 | 0 | 130928.7279 | 130928.7279 | 0 | 9500 | 0 | 0 | 0 | 0 | 0
2022-09-07 22:00 | 0 | 0 | 35871 | 0 | 633 | 0 | 3 | 25800 | 2.58 | 0 | 25800 | 251419.4813 | 19 | 9500 | 2951.9552 | 199.6997 | 16300 | 156728.7279 | 25800 | 0 | 130928.7279 | 130928.7279 | 0 | 9500 | 0 | 0 | 0 | 0 | 0
2022-09-07 23:00 | 0 | 0 | 35871 | 0 | 633 | 0 | 3 | 25800 | 2.58 | 0 | 25800 | 225619.4813 | 19 | 9500 | 2951.9552 | 199.6997 | 16300 | 156728.7279 | 25800 | 0 | 130928.7279 | 130928.7279 | 0 | 9500 | 0 | 0 | 0 | 0 | 0
2022-09-08 | 0 | 0 | 35871 | 0 | 633 | 0 | 3 | 30000 | 3 | 0 | 30000 | 199819.4813 | 19 | 6466.6667 | 2951.9552 | 135.9359 | 23533.3333 | 163962.0613 | 30000 | 0 | 133962.0613 | 133962.0613 | 0 | 6466.6667 | 0 | 0 | 0 | 0 | 0
2022-09-08 01:00 | 0 | 0 | 35871 | 0 | 633 | 0 | 3 | 30000 | 3 | 0 | 30000 | 169819.4813 | 19 | 6466.6667 | 2951.9552 | 135.9359 | 23533.3333 | 163962.0613 | 30000 | 0 | 133962.0613 | 133962.0613 | 0 | 6466.6667 | 0 | 0 | 0 | 0 | 0
2022-09-08 02:00 | 0 | 0 | 35871 | 0 | 633 | 0 | 3 | 30000 | 3 | 0 | 30000 | 139819.4813 | 19 | 6466.6667 | 2951.9552 | 135.9359 | 23533.3333 | 163962.0613 | 30000 | 0 | 133962.0613 | 133962.0613 | 0 | 6466.6667 | 0 | 0 | 0 | 0 | 0
2022-09-08 03:00 | 0 | 0 | 35871 | 0 | 633 | 0 | 3 | 30000 | 3 | 0 | 30000 | 109819.4813 | 19 | 6466.6667 | 2951.9552 | 135.9359 | 23533.3333 | 163962.0613 | 30000 | 0 | 133962.0613 | 133962.0613 | 0 | 6466.6667 | 0 | 0 | 0 | 0 | 0
2022-09-08 04:00 | 0 | 0 | 35871 | 0 | 633 | 0 | 3 | 30000 | 3 | 0 | 30000 | 79819.4813 | 19 | 6466.6667 | 2951.9552 | 135.9359 | 23533.3333 | 163962.0613 | 30000 | 0 | 133962.0613 | 133962.0613 | 0 | 6466.6667 | 0 | 0 | 0 | 0 | 0
2022-09-08 05:00 | 0 | 0 | 35871 | 0 | 633 | 0 | 3 | 30000 | 3 | 0 | 30000 | 49819.4813 | 19 | 6466.6667 | 2951.9552 | 135.9359 | 23533.3333 | 163962.0613 | 30000 | 0 | 133962.0613 | 133962.0613 | 0 | 6466.6667 | 0 | 0 | 0 | 0 | 0
2022-09-08 06:00 | 0.04522 | 0.09619 | 35871 | 1573.424 | 633 | 10180.5187 | 3 | 30000 | 3 | 0 | 19819.4813 | 19819.4813 | 19 | 8040.0907 | 2951.9552 | 169.0109 | 23533.3333 | 163962.0613 | 31573.424 | 0 | 132388.6373 | 132388.6373 | 1573.424 | 6466.6667 | 0 | 0 | 0 | 0 | 0
2022-09-08 07:00 | 0.2386 | 0.443 | 35871 | 8302.056 | 633 | 46886.0568 | 3 | 24731.2774 | 2.4731 | 0 | 0 | 0 | 19 | 9500 | 2951.9552 | 199.6997 | 23533.3333 | 163962.0613 | 33033.3333 | 0 | 130928.7279 | 130928.7279 | 0 | 9500 | 0 | 0 | 0 | 0 | 0
2022-09-08 08:00 | 0.46088 | 0.62257 | 35871 | 16036.2597 | 633 | 65891.3146 | 3 | 16997.0736 | 1.6997 | 0 | 0 | 0 | 19 | 9500 | 2951.9552 | 199.6997 | 23533.3333 | 163962.0613 | 33033.3333 | 0 | 130928.7279 | 130928.7279 | 0 | 9500 | 0 | 0 | 0 | 0 | 0
2022-09-08 09:00 | 0.66097 | 0.73118 | 35871 | 22998.3652 | 633 | 77386.3364 | 3 | 10034.9681 | 1.0035 | 0 | 0 | 0 | 19 | 9500 | 2951.9552 | 199.6997 | 23533.3333 | 163962.0613 | 33033.3333 | 0 | 130928.7279 | 130928.7279 | 0 | 9500 | 0 | 0 | 0 | 0 | 0
2022-09-08 10:00 | 0.81438 | 0.77506 | 35871 | 28336.2462 | 633 | 82030.4903 | 3 | 4697.0871 | 0.46971 | 0 | 0 | 0 | 19 | 9500 | 2951.9552 | 199.6997 | 23533.3333 | 163962.0613 | 33033.3333 | 0 | 130928.7279 | 130928.7279 | 4802.9129 | 4697.0871 | 0 | 0 | 0 | 0 | 0
2022-09-08 11:00 | 0.90595 | 0.80214 | 35871 | 31522.4125 | 633 | 84896.5725 | 3 | 1510.9209 | 0.15109 | 74833.7632 | 0 | 0 | 19 | 9500 | 2951.9552 | 199.6997 | 23533.3333 | 163962.0613 | 33033.3333 | 0 | 130928.7279 | 130928.7279 | 7989.0791 | 1510.9209 | 0 | 0 | 0 | 0 | 0
2022-09-08 12:00 | 0.91803 | 0.76079 | 35871 | 31942.7345 | 633 | 80520.1877 | 3 | 1090.5988 | 0.10906 | 79429.5889 | 0 | 74833.7632 | 19 | 9500 | 2951.9552 | 199.6997 | 23533.3333 | 163962.0613 | 33033.3333 | 0 | 130928.7279 | 130928.7279 | 8409.4012 | 1090.5988 | 0 | 0 | 0 | 0 | 0
2022-09-08 13:00 | 0.8691 | 0.746 | 35871 | 30240.2215 | 633 | 78954.8496 | 3 | 2793.1118 | 0.27931 | 76161.7378 | 0 | 154263.3521 | 19 | 9500 | 2951.9552 | 199.6997 | 23533.3333 | 163962.0613 | 33033.3333 | 0 | 130928.7279 | 130928.7279 | 6706.8882 | 2793.1118 | 0 | 0 | 0 | 0 | 0
2022-09-08 14:00 | 0.7531 | 0.69273 | 35871 | 26204.0166 | 633 | 73316.8806 | 3 | 6829.3167 | 0.68293 | 66487.5639 | 0 | 230425.0899 | 19 | 9500 | 2951.9552 | 199.6997 | 23533.3333 | 163962.0613 | 33033.3333 | 0 | 130928.7279 | 130928.7279 | 2670.6833 | 6829.3167 | 0 | 0 | 0 | 0 | 0
2022-09-08 15:00 | 0.58038 | 0.62075 | 35871 | 20194.2467 | 633 | 65698.6902 | 3 | 12839.0867 | 1.2839 | 52859.6035 | 0 | 296912.6538 | 19 | 9500 | 2951.9552 | 199.6997 | 23533.3333 | 163962.0613 | 33033.3333 | 0 | 130928.7279 | 130928.7279 | 0 | 9500 | 0 | 0 | 0 | 0 | 0
2022-09-08 16:00 | 0.36985 | 0.49177 | 35871 | 12868.8827 | 633 | 52047.7566 | 3 | 20164.4507 | 2.0164 | 31883.3059 | 0 | 349772.2573 | 19 | 9500 | 2951.9552 | 199.6997 | 23533.3333 | 163962.0613 | 33033.3333 | 0 | 130928.7279 | 130928.7279 | 0 | 9500 | 0 | 0 | 0 | 0 | 0
2022-09-08 17:00 | 0.15618 | 0.28264 | 35871 | 5434.2628 | 633 | 29913.9393 | 3 | 27599.0705 | 2.7599 | 2314.8687 | 0 | 381655.5632 | 19 | 9500 | 2951.9552 | 199.6997 | 23533.3333 | 163962.0613 | 33033.3333 | 0 | 130928.7279 | 130928.7279 | 0 | 9500 | 0 | 0 | 0 | 0 | 0
2022-09-08 18:00 | 0.01255 | 0.006 | 35871 | 436.6756 | 633 | 635.0256 | 3 | 30000 | 3 | 0 | 29364.9744 | 383970.4319 | 19 | 6903.3423 | 2951.9552 | 145.1153 | 23533.3333 | 163962.0613 | 30436.6756 | 0 | 133525.3857 | 133525.3857 | -1.1369e-13 | 6903.3423 | 0 | 0 | 0 | 0 | 0
2022-09-08 19:00 | 0 | 0 | 35871 | 0 | 633 | 0 | 3 | 30000 | 3 | 0 | 30000 | 354605.4575 | 19 | 6466.6667 | 2951.9552 | 135.9359 | 23533.3333 | 163962.0613 | 30000 | 0 | 133962.0613 | 133962.0613 | 0 | 6466.6667 | 0 | 0 | 0 | 0 | 0
2022-09-08 20:00 | 0 | 0 | 35871 | 0 | 633 | 0 | 3 | 30000 | 3 | 0 | 30000 | 324605.4575 | 19 | 6466.6667 | 2951.9552 | 135.9359 | 23533.3333 | 163962.0613 | 30000 | 0 | 133962.0613 | 133962.0613 | 0 | 6466.6667 | 0 | 0 | 0 | 0 | 0
2022-09-08 21:00 | 0 | 0 | 35871 | 0 | 633 | 0 | 3 | 30000 | 3 | 0 | 30000 | 294605.4575 | 19 | 6466.6667 | 2951.9552 | 135.9359 | 23533.3333 | 163962.0613 | 30000 | 0 | 133962.0613 | 133962.0613 | 0 | 6466.6667 | 0 | 0 | 0 | 0 | 0
2022-09-08 22:00 | 0 | 0 | 35871 | 0 | 633 | 0 | 3 | 30000 | 3 | 0 | 30000 | 264605.4575 | 19 | 6466.6667 | 2951.9552 | 135.9359 | 23533.3333 | 163962.0613 | 30000 | 0 | 133962.0613 | 133962.0613 | 0 | 6466.6667 | 0 | 0 | 0 | 0 | 0
2022-09-08 23:00 | 0 | 0 | 35871 | 0 | 633 | 0 | 3 | 30000 | 3 | 0 | 30000 | 234605.4575 | 19 | 6466.6667 | 2951.9552 | 135.9359 | 23533.3333 | 163962.0613 | 30000 | 0 | 133962.0613 | 133962.0613 | 0 | 6466.6667 | 0 | 0 | 0 | 0 | 0
2022-09-09 | 0 | 0 | 35871 | 0 | 633 | 0 | 3 | 30000 | 3 | 0 | 30000 | 204605.4575 | 19 | 6291.6667 | 2951.9552 | 132.2573 | 23708.3333 | 164137.0613 | 30000 | 0 | 134137.0613 | 134137.0613 | 0 | 6291.6667 | 0 | 0 | 0 | 0 | 0
2022-09-09 01:00 | 0 | 0 | 35871 | 0 | 633 | 0 | 3 | 30000 | 3 | 0 | 30000 | 174605.4575 | 19 | 6291.6667 | 2951.9552 | 132.2573 | 23708.3333 | 164137.0613 | 30000 | 0 | 134137.0613 | 134137.0613 | 0 | 6291.6667 | 0 | 0 | 0 | 0 | 0
2022-09-09 02:00 | 0 | 0 | 35871 | 0 | 633 | 0 | 3 | 30000 | 3 | 0 | 30000 | 144605.4575 | 19 | 6291.6667 | 2951.9552 | 132.2573 | 23708.3333 | 164137.0613 | 30000 | 0 | 134137.0613 | 134137.0613 | 0 | 6291.6667 | 0 | 0 | 0 | 0 | 0
2022-09-09 03:00 | 0 | 0 | 35871 | 0 | 633 | 0 | 3 | 30000 | 3 | 0 | 30000 | 114605.4575 | 19 | 6291.6667 | 2951.9552 | 132.2573 | 23708.3333 | 164137.0613 | 30000 | 0 | 134137.0613 | 134137.0613 | 0 | 6291.6667 | 0 | 0 | 0 | 0 | 0
2022-09-09 04:00 | 0 | 0 | 35871 | 0 | 633 | 0 | 3 | 30000 | 3 | 0 | 30000 | 84605.4575 | 19 | 6291.6667 | 2951.9552 | 132.2573 | 23708.3333 | 164137.0613 | 30000 | 0 | 134137.0613 | 134137.0613 | 0 | 6291.6667 | 0 | 0 | 0 | 0 | 0
2022-09-09 05:00 | 0 | 0 | 35871 | 0 | 633 | 0 | 3 | 30000 | 3 | 0 | 30000 | 54605.4575 | 19 | 6291.6667 | 2951.9552 | 132.2573 | 23708.3333 | 164137.0613 | 30000 | 0 | 134137.0613 | 134137.0613 | 0 | 6291.6667 | 0 | 0 | 0 | 0 | 0
2022-09-09 06:00 | 0.04067 | 0.05097 | 35871 | 1415.1074 | 633 | 5394.5425 | 3 | 30000 | 3 | 0 | 24605.4575 | 24605.4575 | 19 | 7706.774 | 2951.9552 | 162.0043 | 23708.3333 | 164137.0613 | 31415.1074 | 0 | 132721.9539 | 132721.9539 | 2.2737e-13 | 7706.774 | 0 | 0 | 0 | 0 | 0
2022-09-09 07:00 | 0.22327 | 0.34751 | 35871 | 7768.6506 | 633 | 36779.6244 | 3 | 25439.6827 | 2.544 | 0 | 0 | 0 | 19 | 9500 | 2951.9552 | 199.6997 | 23708.3333 | 164137.0613 | 33208.3333 | 0 | 130928.7279 | 130928.7279 | 0 | 9500 | 0 | 0 | 0 | 0 | 0
2022-09-09 08:00 | 0.4426 | 0.53382 | 35871 | 15400.2095 | 633 | 56498.2276 | 3 | 17808.1239 | 1.7808 | 0 | 0 | 0 | 19 | 9500 | 2951.9552 | 199.6997 | 23708.3333 | 164137.0613 | 33208.3333 | 0 | 130928.7279 | 130928.7279 | 0 | 9500 | 0 | 0 | 0 | 0 | 0
2022-09-09 09:00 | 0.64253 | 0.65003 | 35871 | 22356.7478 | 633 | 68797.6151 | 3 | 10851.5855 | 1.0852 | 0 | 0 | 0 | 19 | 9500 | 2951.9552 | 199.6997 | 23708.3333 | 164137.0613 | 33208.3333 | 0 | 130928.7279 | 130928.7279 | 0 | 9500 | 0 | 0 | 0 | 0 | 0
2022-09-09 10:00 | 0.79715 | 0.7019 | 35871 | 27736.7306 | 633 | 74287.4114 | 3 | 5471.6027 | 0.54716 | 61739.1696 | 0 | 0 | 19 | 9500 | 2951.9552 | 199.6997 | 23708.3333 | 164137.0613 | 33208.3333 | 0 | 130928.7279 | 130928.7279 | 4028.3973 | 5471.6027 | 0 | 0 | 0 | 0 | 0
2022-09-09 11:00 | 0.88972 | 0.73211 | 35871 | 30957.6917 | 633 | 77484.7653 | 3 | 2250.6416 | 0.22506 | 75234.1237 | 0 | 61739.1696 | 19 | 9500 | 2951.9552 | 199.6997 | 23708.3333 | 164137.0613 | 33208.3333 | 0 | 130928.7279 | 130928.7279 | 7249.3584 | 2250.6416 | 0 | 0 | 0 | 0 | 0
2022-09-09 12:00 | 0.9007 | 0.68905 | 35871 | 31339.7394 | 633 | 72927.3983 | 3 | 1868.5939 | 0.18686 | 71058.8044 | 0 | 136973.2933 | 19 | 9500 | 2951.9552 | 199.6997 | 23708.3333 | 164137.0613 | 33208.3333 | 0 | 130928.7279 | 130928.7279 | 7631.4061 | 1868.5939 | 0 | 0 | 0 | 0 | 0
2022-09-09 13:00 | 0.85112 | 0.67031 | 35871 | 29614.6098 | 633 | 70944.0017 | 3 | 3593.7236 | 0.35937 | 67350.2781 | 0 | 208032.0977 | 19 | 9500 | 2951.9552 | 199.6997 | 23708.3333 | 164137.0613 | 33208.3333 | 0 | 130928.7279 | 130928.7279 | 5906.2764 | 3593.7236 | 0 | 0 | 0 | 0 | 0
2022-09-09 14:00 | 0.73342 | 0.61248 | 35871 | 25519.2536 | 633 | 64823.4132 | 3 | 7689.0798 | 0.76891 | 57134.3335 | 0 | 275382.3758 | 19 | 9500 | 2951.9552 | 199.6997 | 23708.3333 | 164137.0613 | 33208.3333 | 0 | 130928.7279 | 130928.7279 | 1810.9202 | 7689.0798 | 0 | 0 | 0 | 0 | 0
2022-09-09 15:00 | 0.55812 | 0.52539 | 35871 | 19419.7128 | 633 | 55606.0167 | 3 | 13788.6205 | 1.3789 | 41817.3962 | 0 | 332516.7092 | 19 | 9500 | 2951.9552 | 199.6997 | 23708.3333 | 164137.0613 | 33208.3333 | 0 | 130928.7279 | 130928.7279 | 0 | 9500 | 0 | 0 | 0 | 0 | 0
2022-09-09 16:00 | 0.3469 | 0.38896 | 35871 | 12070.3404 | 633 | 41166.5929 | 3 | 21137.9929 | 2.1138 | 20028.6 | 0 | 374334.1054 | 19 | 9500 | 2951.9552 | 199.6997 | 23708.3333 | 164137.0613 | 33208.3333 | 0 | 130928.7279 | 130928.7279 | 0 | 9500 | 0 | 0 | 0 | 0 | 0
2022-09-09 17:00 | 0.14143 | 0.19006 | 35871 | 4921.0385 | 633 | 20115.4943 | 3 | 28287.2949 | 2.8287 | 3.638e-12 | 8171.8006 | 394362.7054 | 19 | 9500 | 2951.9552 | 199.6997 | 23708.3333 | 164137.0613 | 33208.3333 | 0 | 130928.7279 | 130928.7279 | 0 | 9500 | 0 | 0 | 0 | 0 | 0
2022-09-09 18:00 | 0.01093 | 0.00162 | 35871 | 380.3079 | 633 | 171.4569 | 3 | 30000 | 3 | 0 | 29828.5431 | 386190.9048 | 19 | 6671.9746 | 2951.9552 | 140.2517 | 23708.3333 | 164137.0613 | 30380.3079 | 0 | 133756.7534 | 133756.7534 | -1.7053e-13 | 6671.9746 | 0 | 0 | 0 | 0 | 0
2022-09-09 19:00 | 0 | 0 | 35871 | 0 | 633 | 0 | 3 | 30000 | 3 | 0 | 30000 | 356362.3617 | 19 | 6291.6667 | 2951.9552 | 132.2573 | 23708.3333 | 164137.0613 | 30000 | 0 | 134137.0613 | 134137.0613 | 0 | 6291.6667 | 0 | 0 | 0 | 0 | 0
2022-09-09 20:00 | 0 | 0 | 35871 | 0 | 633 | 0 | 3 | 30000 | 3 | 0 | 30000 | 326362.3617 | 19 | 6291.6667 | 2951.9552 | 132.2573 | 23708.3333 | 164137.0613 | 30000 | 0 | 134137.0613 | 134137.0613 | 0 | 6291.6667 | 0 | 0 | 0 | 0 | 0
2022-09-09 21:00 | 0 | 0 | 35871 | 0 | 633 | 0 | 3 | 30000 | 3 | 0 | 30000 | 296362.3617 | 19 | 6291.6667 | 2951.9552 | 132.2573 | 23708.3333 | 164137.0613 | 30000 | 0 | 134137.0613 | 134137.0613 | 0 | 6291.6667 | 0 | 0 | 0 | 0 | 0
2022-09-09 22:00 | 0 | 0 | 35871 | 0 | 633 | 0 | 3 | 30000 | 3 | 0 | 30000 | 266362.3617 | 19 | 6291.6667 | 2951.9552 | 132.2573 | 23708.3333 | 164137.0613 | 30000 | 0 | 134137.0613 | 134137.0613 | 0 | 6291.6667 | 0 | 0 | 0 | 0 | 0
2022-09-09 23:00 | 0 | 0 | 35871 | 0 | 633 | 0 | 3 | 30000 | 3 | 0 | 30000 | 236362.3617 | 19 | 6291.6667 | 2951.9552 | 132.2573 | 23708.3333 | 164137.0613 | 30000 | 0 | 134137.0613 | 134137.0613 | 0 | 6291.6667 | 0 | 0 | 0 | 0 | 0
2022-09-10 | 0 | 0 | 35871 | 0 | 633 | 0 | 3 | 30000 | 3 | 0 | 30000 | 206362.3617 | 19 | 6208.3333 | 2951.9552 | 130.5055 | 23791.6667 | 164220.3946 | 30000 | 0 | 134220.3946 | 134220.3946 | 0 | 6208.3333 | 0 | 0 | 0 | 0 | 0
2022-09-10 01:00 | 0 | 0 | 35871 | 0 | 633 | 0 | 3 | 30000 | 3 | 0 | 30000 | 176362.3617 | 19 | 6208.3333 | 2951.9552 | 130.5055 | 23791.6667 | 164220.3946 | 30000 | 0 | 134220.3946 | 134220.3946 | 0 | 6208.3333 | 0 | 0 | 0 | 0 | 0
2022-09-10 02:00 | 0 | 0 | 35871 | 0 | 633 | 0 | 3 | 30000 | 3 | 0 | 30000 | 146362.3617 | 19 | 6208.3333 | 2951.9552 | 130.5055 | 23791.6667 | 164220.3946 | 30000 | 0 | 134220.3946 | 134220.3946 | 0 | 6208.3333 | 0 | 0 | 0 | 0 | 0
2022-09-10 03:00 | 0 | 0 | 35871 | 0 | 633 | 0 | 3 | 30000 | 3 | 0 | 30000 | 116362.3617 | 19 | 6208.3333 | 2951.9552 | 130.5055 | 23791.6667 | 164220.3946 | 30000 | 0 | 134220.3946 | 134220.3946 | 0 | 6208.3333 | 0 | 0 | 0 | 0 | 0
2022-09-10 04:00 | 0 | 0 | 35871 | 0 | 633 | 0 | 3 | 30000 | 3 | 0 | 30000 | 86362.3617 | 19 | 6208.3333 | 2951.9552 | 130.5055 | 23791.6667 | 164220.3946 | 30000 | 0 | 134220.3946 | 134220.3946 | 0 | 6208.3333 | 0 | 0 | 0 | 0 | 0
2022-09-10 05:00 | 0 | 0 | 35871 | 0 | 633 | 0 | 3 | 30000 | 3 | 0 | 30000 | 56362.3617 | 19 | 6208.3333 | 2951.9552 | 130.5055 | 23791.6667 | 164220.3946 | 30000 | 0 | 134220.3946 | 134220.3946 | 0 | 6208.3333 | 0 | 0 | 0 | 0 | 0
2022-09-10 06:00 | 0.03797 | 0.03437 | 35871 | 1321.1612 | 633 | 3637.6383 | 3 | 30000 | 3 | 0 | 26362.3617 | 26362.3617 | 19 | 7529.4945 | 2951.9552 | 158.2777 | 23791.6667 | 164220.3946 | 31321.1612 | 0 | 132899.2334 | 132899.2334 | -6.8212e-13 | 7529.4945 | 0 | 0 | 0 | 0 | 0
2022-09-10 07:00 | 0.21435 | 0.30511 | 35871 | 7458.2804 | 633 | 32292.1101 | 3 | 25833.3863 | 2.5833 | 0 | 0 | 0 | 19 | 9500 | 2951.9552 | 199.6997 | 23791.6667 | 164220.3946 | 33291.6667 | 0 | 130928.7279 | 130928.7279 | 0 | 9500 | 0 | 0 | 0 | 0 | 0
2022-09-10 08:00 | 0.43475 | 0.50343 | 35871 | 15127.0697 | 633 | 53281.823 | 3 | 18164.5969 | 1.8165 | 0 | 0 | 0 | 19 | 9500 | 2951.9552 | 199.6997 | 23791.6667 | 164220.3946 | 33291.6667 | 0 | 130928.7279 | 130928.7279 | 0 | 9500 | 0 | 0 | 0 | 0 | 0
2022-09-10 09:00 | 0.63805 | 0.63226 | 35871 | 22200.8668 | 633 | 66916.881 | 3 | 11090.7999 | 1.1091 | 0 | 0 | 0 | 19 | 9500 | 2951.9552 | 199.6997 | 23791.6667 | 164220.3946 | 33291.6667 | 0 | 130928.7279 | 130928.7279 | 0 | 9500 | 0 | 0 | 0 | 0 | 0
2022-09-10 10:00 | 0.79483 | 0.69377 | 35871 | 27656.0065 | 633 | 73426.9518 | 3 | 5635.6601 | 0.56357 | 53047.0807 | 0 | 0 | 19 | 9500 | 2951.9552 | 199.6997 | 23791.6667 | 164220.3946 | 33291.6667 | 0 | 130928.7279 | 130928.7279 | 3864.3399 | 5635.6601 | 0 | 0 | 0 | 0 | 0
2022-09-10 11:00 | 0.88908 | 0.72975 | 35871 | 30935.423 | 633 | 77234.9886 | 3 | 2356.2436 | 0.23562 | 74878.745 | 0 | 53047.0807 | 19 | 9500 | 2951.9552 | 199.6997 | 23791.6667 | 164220.3946 | 33291.6667 | 0 | 130928.7279 | 130928.7279 | 7143.7564 | 2356.2436 | 0 | 0 | 0 | 0 | 0
2022-09-10 12:00 | 0.89905 | 0.68736 | 35871 | 31282.3279 | 633 | 72748.5327 | 3 | 2009.3388 | 0.20093 | 70739.1939 | 0 | 127925.8257 | 19 | 9500 | 2951.9552 | 199.6997 | 23791.6667 | 164220.3946 | 33291.6667 | 0 | 130928.7279 | 130928.7279 | 7490.6612 | 2009.3388 | 0 | 0 | 0 | 0 | 0
2022-09-10 13:00 | 0.852 | 0.68208 | 35871 | 29645.2292 | 633 | 72189.7102 | 3 | 3646.4374 | 0.36464 | 68543.2728 | 0 | 198665.0196 | 19 | 9500 | 2951.9552 | 199.6997 | 23791.6667 | 164220.3946 | 33291.6667 | 0 | 130928.7279 | 130928.7279 | 5853.5626 | 3646.4374 | 0 | 0 | 0 | 0 | 0
2022-09-10 14:00 | 0.73317 | 0.62507 | 35871 | 25510.5548 | 633 | 66155.9086 | 3 | 7781.1118 | 0.77811 | 58374.7968 | 0 | 267208.2924 | 19 | 9500 | 2951.9552 | 199.6997 | 23791.6667 | 164220.3946 | 33291.6667 | 0 | 130928.7279 | 130928.7279 | 1718.8882 | 7781.1118 | 0 | 0 | 0 | 0 | 0
2022-09-10 15:00 | 0.55853 | 0.54211 | 35871 | 19433.9787 | 633 | 57375.6213 | 3 | 13857.6879 | 1.3858 | 43517.9334 | 0 | 325583.0892 | 19 | 9500 | 2951.9552 | 199.6997 | 23791.6667 | 164220.3946 | 33291.6667 | 0 | 130928.7279 | 130928.7279 | 0 | 9500 | 0 | 0 | 0 | 0 | 0
2022-09-10 16:00 | 0.34505 | 0.39841 | 35871 | 12005.9699 | 633 | 42166.7582 | 3 | 21285.6968 | 2.1286 | 20881.0614 | 0 | 369101.0226 | 19 | 9500 | 2951.9552 | 199.6997 | 23791.6667 | 164220.3946 | 33291.6667 | 0 | 130928.7279 | 130928.7279 | 0 | 9500 | 0 | 0 | 0 | 0 | 0
2022-09-10 17:00 | 0.14127 | 0.21368 | 35871 | 4915.4713 | 633 | 22615.3784 | 3 | 28376.1954 | 2.8376 | 0 | 5760.817 | 389982.0841 | 19 | 9500 | 2951.9552 | 199.6997 | 23791.6667 | 164220.3946 | 33291.6667 | 0 | 130928.7279 | 130928.7279 | 0 | 9500 | 0 | 0 | 0 | 0 | 0
2022-09-10 18:00 | 0.01007 | 0.00191 | 35871 | 350.3843 | 633 | 202.1498 | 3 | 30000 | 3 | 0 | 29797.8502 | 384221.267 | 19 | 6558.7177 | 2951.9552 | 137.8709 | 23791.6667 | 164220.3946 | 30350.3843 | 0 | 133870.0103 | 133870.0103 | 5.6843e-14 | 6558.7177 | 0 | 0 | 0 | 0 | 0
2022-09-10 19:00 | 0 | 0 | 35871 | 0 | 633 | 0 | 3 | 30000 | 3 | 0 | 30000 | 354423.4169 | 19 | 6208.3333 | 2951.9552 | 130.5055 | 23791.6667 | 164220.3946 | 30000 | 0 | 134220.3946 | 134220.3946 | 0 | 6208.3333 | 0 | 0 | 0 | 0 | 0
2022-09-10 20:00 | 0 | 0 | 35871 | 0 | 633 | 0 | 3 | 30000 | 3 | 0 | 30000 | 324423.4169 | 19 | 6208.3333 | 2951.9552 | 130.5055 | 23791.6667 | 164220.3946 | 30000 | 0 | 134220.3946 | 134220.3946 | 0 | 6208.3333 | 0 | 0 | 0 | 0 | 0
2022-09-10 21:00 | 0 | 0 | 35871 | 0 | 633 | 0 | 3 | 30000 | 3 | 0 | 30000 | 294423.4169 | 19 | 6208.3333 | 2951.9552 | 130.5055 | 23791.6667 | 164220.3946 | 30000 | 0 | 134220.3946 | 134220.3946 | 0 | 6208.3333 | 0 | 0 | 0 | 0 | 0
2022-09-10 22:00 | 0 | 0 | 35871 | 0 | 633 | 0 | 3 | 30000 | 3 | 0 | 30000 | 264423.4169 | 19 | 6208.3333 | 2951.9552 | 130.5055 | 23791.6667 | 164220.3946 | 30000 | 0 | 134220.3946 | 134220.3946 | 0 | 6208.3333 | 0 | 0 | 0 | 0 | 0
2022-09-10 23:00 | 0 | 0 | 35871 | 0 | 633 | 0 | 3 | 30000 | 3 | 0 | 30000 | 234423.4169 | 19 | 6208.3333 | 2951.9552 | 130.5055 | 23791.6667 | 164220.3946 | 30000 | 0 | 134220.3946 | 134220.3946 | 0 | 6208.3333 | 0 | 0 | 0 | 0 | 0
2022-09-11 | 0 | 0 | 35871 | 0 | 633 | 0 | 3 | 30000 | 3 | 0 | 30000 | 204423.4169 | 19 | 6916.6667 | 2951.9552 | 145.3954 | 23083.3333 | 163512.0613 | 30000 | 0 | 133512.0613 | 133512.0613 | 0 | 6916.6667 | 0 | 0 | 0 | 0 | 0
2022-09-11 01:00 | 0 | 0 | 35871 | 0 | 633 | 0 | 3 | 30000 | 3 | 0 | 30000 | 174423.4169 | 19 | 6916.6667 | 2951.9552 | 145.3954 | 23083.3333 | 163512.0613 | 30000 | 0 | 133512.0613 | 133512.0613 | 0 | 6916.6667 | 0 | 0 | 0 | 0 | 0
2022-09-11 02:00 | 0 | 0 | 35871 | 0 | 633 | 0 | 3 | 30000 | 3 | 0 | 30000 | 144423.4169 | 19 | 6916.6667 | 2951.9552 | 145.3954 | 23083.3333 | 163512.0613 | 30000 | 0 | 133512.0613 | 133512.0613 | 0 | 6916.6667 | 0 | 0 | 0 | 0 | 0
2022-09-11 03:00 | 0 | 0 | 35871 | 0 | 633 | 0 | 3 | 30000 | 3 | 0 | 30000 | 114423.4169 | 19 | 6916.6667 | 2951.9552 | 145.3954 | 23083.3333 | 163512.0613 | 30000 | 0 | 133512.0613 | 133512.0613 | 0 | 6916.6667 | 0 | 0 | 0 | 0 | 0
2022-09-11 04:00 | 0 | 0 | 35871 | 0 | 633 | 0 | 3 | 30000 | 3 | 0 | 30000 | 84423.4169 | 19 | 6916.6667 | 2951.9552 | 145.3954 | 23083.3333 | 163512.0613 | 30000 | 0 | 133512.0613 | 133512.0613 | 0 | 6916.6667 | 0 | 0 | 0 | 0 | 0
2022-09-11 05:00 | 0 | 0 | 35871 | 0 | 633 | 0 | 3 | 30000 | 3 | 0 | 30000 | 54423.4169 | 19 | 6916.6667 | 2951.9552 | 145.3954 | 23083.3333 | 163512.0613 | 30000 | 0 | 133512.0613 | 133512.0613 | 0 | 6916.6667 | 0 | 0 | 0 | 0 | 0
2022-09-11 06:00 | 0.0381 | 0.05269 | 35871 | 1325.6845 | 633 | 5576.5831 | 3 | 30000 | 3 | 0 | 24423.4169 | 24423.4169 | 19 | 8242.3512 | 2951.9552 | 173.2626 | 23083.3333 | 163512.0613 | 31325.6845 | 0 | 132186.3767 | 132186.3767 | 1325.6845 | 6916.6667 | 0 | 0 | 0 | 0 | 0
2022-09-11 07:00 | 0.21752 | 0.35296 | 35871 | 7568.5801 | 633 | 37356.4393 | 3 | 25014.7532 | 2.5015 | 0 | 0 | 0 | 19 | 9500 | 2951.9552 | 199.6997 | 23083.3333 | 163512.0613 | 32583.3333 | 0 | 130928.7279 | 130928.7279 | 0 | 9500 | 0 | 0 | 0 | 0 | 0
2022-09-11 08:00 | 0.4379 | 0.55149 | 35871 | 15236.6736 | 633 | 58368.378 | 3 | 17346.6598 | 1.7347 | 0 | 0 | 0 | 19 | 9500 | 2951.9552 | 199.6997 | 23083.3333 | 163512.0613 | 32583.3333 | 0 | 130928.7279 | 130928.7279 | 0 | 9500 | 0 | 0 | 0 | 0 | 0
2022-09-11 09:00 | 0.63955 | 0.67188 | 35871 | 22253.0591 | 633 | 71110.1667 | 3 | 10330.2742 | 1.033 | 0 | 0 | 0 | 19 | 9500 | 2951.9552 | 199.6997 | 23083.3333 | 163512.0613 | 32583.3333 | 0 | 130928.7279 | 130928.7279 | 0 | 9500 | 0 | 0 | 0 | 0 | 0
2022-09-11 10:00 | 0.79525 | 0.73713 | 35871 | 27670.6204 | 633 | 78016.0701 | 3 | 4912.713 | 0.49127 | 17261.8586 | 0 | 0 | 19 | 9500 | 2951.9552 | 199.6997 | 23083.3333 | 163512.0613 | 32583.3333 | 0 | 130928.7279 | 130928.7279 | 4587.287 | 4912.713 | 0 | 0 | 0 | 0 | 0
2022-09-11 11:00 | 0.88847 | 0.77749 | 35871 | 30914.1981 | 633 | 82287.6756 | 3 | 1669.1352 | 0.16691 | 80618.5404 | 0 | 17261.8586 | 19 | 9500 | 2951.9552 | 199.6997 | 23083.3333 | 163512.0613 | 32583.3333 | 0 | 130928.7279 | 130928.7279 | 7830.8648 | 1669.1352 | 0 | 0 | 0 | 0 | 0
2022-09-11 12:00 | 0.89412 | 0.71563 | 35871 | 31110.7892 | 633 | 75740.5617 | 3 | 1472.5442 | 0.14725 | 74268.0175 | 0 | 97880.3991 | 19 | 9500 | 2951.9552 | 199.6997 | 23083.3333 | 163512.0613 | 32583.3333 | 0 | 130928.7279 | 130928.7279 | 8027.4558 | 1472.5442 | 0 | 0 | 0 | 0 | 0
2022-09-11 13:00 | 0.84742 | 0.70803 | 35871 | 29485.8687 | 633 | 74936.1959 | 3 | 3097.4646 | 0.30975 | 71838.7313 | 0 | 172148.4166 | 19 | 9500 | 2951.9552 | 199.6997 | 23083.3333 | 163512.0613 | 32583.3333 | 0 | 130928.7279 | 130928.7279 | 6402.5354 | 3097.4646 | 0 | 0 | 0 | 0 | 0
2022-09-11 14:00 | 0.7317 | 0.66955 | 35871 | 25459.4064 | 633 | 70863.5651 | 3 | 7123.927 | 0.71239 | 63739.6381 | 0 | 243987.1479 | 19 | 9500 | 2951.9552 | 199.6997 | 23083.3333 | 163512.0613 | 32583.3333 | 0 | 130928.7279 | 130928.7279 | 2376.073 | 7123.927 | 0 | 0 | 0 | 0 | 0
2022-09-11 15:00 | 0.5597 | 0.59312 | 35871 | 19474.6887 | 633 | 62774.3973 | 3 | 13108.6446 | 1.3109 | 49665.7527 | 0 | 307726.786 | 19 | 9500 | 2951.9552 | 199.6997 | 23083.3333 | 163512.0613 | 32583.3333 | 0 | 130928.7279 | 130928.7279 | 0 | 9500 | 0 | 0 | 0 | 0 | 0
2022-09-11 16:00 | 0.35005 | 0.46318 | 35871 | 12179.9442 | 633 | 49021.8596 | 3 | 20403.3891 | 2.0403 | 28618.4705 | 0 | 357392.5387 | 19 | 9500 | 2951.9552 | 199.6997 | 23083.3333 | 163512.0613 | 32583.3333 | 0 | 130928.7279 | 130928.7279 | 0 | 9500 | 0 | 0 | 0 | 0 | 0
2022-09-11 17:00 | 0.14102 | 0.24732 | 35871 | 4906.7726 | 633 | 26175.7552 | 3 | 27676.5608 | 2.7677 | 0 | 1500.8055 | 386011.0092 | 19 | 9500 | 2951.9552 | 199.6997 | 23083.3333 | 163512.0613 | 32583.3333 | 0 | 130928.7279 | 130928.7279 | 0 | 9500 | 0 | 0 | 0 | 0 | 0
2022-09-11 18:00 | 0.00935 | 0.00257 | 35871 | 325.332 | 633 | 272.0026 | 3 | 30000 | 3 | 0 | 29727.9974 | 384510.2037 | 19 | 7241.9987 | 2951.9552 | 152.2342 | 23083.3333 | 163512.0613 | 30325.332 | 0 | 133186.7292 | 133186.7292 | -1.7053e-13 | 7241.9987 | 0 | 0 | 0 | 0 | 0
2022-09-11 19:00 | 0 | 0 | 35871 | 0 | 633 | 0 | 3 | 30000 | 3 | 0 | 30000 | 354782.2063 | 19 | 6916.6667 | 2951.9552 | 145.3954 | 23083.3333 | 163512.0613 | 30000 | 0 | 133512.0613 | 133512.0613 | 0 | 6916.6667 | 0 | 0 | 0 | 0 | 0
2022-09-11 20:00 | 0 | 0 | 35871 | 0 | 633 | 0 | 3 | 30000 | 3 | 0 | 30000 | 324782.2063 | 19 | 6916.6667 | 2951.9552 | 145.3954 | 23083.3333 | 163512.0613 | 30000 | 0 | 133512.0613 | 133512.0613 | 0 | 6916.6667 | 0 | 0 | 0 | 0 | 0
2022-09-11 21:00 | 0 | 0 | 35871 | 0 | 633 | 0 | 3 | 30000 | 3 | 0 | 30000 | 294782.2063 | 19 | 6916.6667 | 2951.9552 | 145.3954 | 23083.3333 | 163512.0613 | 30000 | 0 | 133512.0613 | 133512.0613 | 0 | 6916.6667 | 0 | 0 | 0 | 0 | 0
2022-09-11 22:00 | 0 | 0 | 35871 | 0 | 633 | 0 | 3 | 30000 | 3 | 0 | 30000 | 264782.2063 | 19 | 6916.6667 | 2951.9552 | 145.3954 | 23083.3333 | 163512.0613 | 30000 | 0 | 133512.0613 | 133512.0613 | 0 | 6916.6667 | 0 | 0 | 0 | 0 | 0
2022-09-11 23:00 | 0 | 0 | 35871 | 0 | 633 | 0 | 3 | 30000 | 3 | 0 | 30000 | 234782.2063 | 19 | 6916.6667 | 2951.9552 | 145.3954 | 23083.3333 | 163512.0613 | 30000 | 0 | 133512.0613 | 133512.0613 | 0 | 6916.6667 | 0 | 0 | 0 | 0 | 0
2022-09-12 | 0 | 0 | 35871 | 0 | 633 | 0 | 3 | 30000 | 3 | 0 | 30000 | 204782.2063 | 19 | 5875 | 2951.9552 | 123.4985 | 24125 | 164553.7279 | 30000 | 0 | 134553.7279 | 134553.7279 | 0 | 5875 | 0 | 0 | 0 | 0 | 0
2022-09-12 01:00 | 0 | 0 | 35871 | 0 | 633 | 0 | 3 | 30000 | 3 | 0 | 30000 | 174782.2063 | 19 | 5875 | 2951.9552 | 123.4985 | 24125 | 164553.7279 | 30000 | 0 | 134553.7279 | 134553.7279 | 0 | 5875 | 0 | 0 | 0 | 0 | 0
2022-09-12 02:00 | 0 | 0 | 35871 | 0 | 633 | 0 | 3 | 30000 | 3 | 0 | 30000 | 144782.2063 | 19 | 5875 | 2951.9552 | 123.4985 | 24125 | 164553.7279 | 30000 | 0 | 134553.7279 | 134553.7279 | 0 | 5875 | 0 | 0 | 0 | 0 | 0
2022-09-12 03:00 | 0 | 0 | 35871 | 0 | 633 | 0 | 3 | 30000 | 3 | 0 | 30000 | 114782.2063 | 19 | 5875 | 2951.9552 | 123.4985 | 24125 | 164553.7279 | 30000 | 0 | 134553.7279 | 134553.7279 | 0 | 5875 | 0 | 0 | 0 | 0 | 0
2022-09-12 04:00 | 0 | 0 | 35871 | 0 | 633 | 0 | 3 | 30000 | 3 | 0 | 30000 | 84782.2063 | 19 | 5875 | 2951.9552 | 123.4985 | 24125 | 164553.7279 | 30000 | 0 | 134553.7279 | 134553.7279 | 0 | 5875 | 0 | 0 | 0 | 0 | 0
2022-09-12 05:00 | 0 | 0 | 35871 | 0 | 633 | 0 | 3 | 30000 | 3 | 0 | 30000 | 54782.2063 | 19 | 5875 | 2951.9552 | 123.4985 | 24125 | 164553.7279 | 30000 | 0 | 134553.7279 | 134553.7279 | 0 | 5875 | 0 | 0 | 0 | 0 | 0
2022-09-12 06:00 | 0.03745 | 0.0493 | 35871 | 1303.0679 | 633 | 5217.7937 | 3 | 30000 | 3 | 0 | 24782.2063 | 24782.2063 | 19 | 7178.0679 | 2951.9552 | 150.8903 | 24125 | 164553.7279 | 31303.0679 | 0 | 133250.6601 | 133250.6601 | 6.8212e-13 | 7178.0679 | 0 | 0 | 0 | 0 | 0
2022-09-12 07:00 | 0.22198 | 0.37283 | 35871 | 7723.7652 | 633 | 39459.4324 | 3 | 25901.2348 | 2.5901 | 0 | 0 | 0 | 19 | 9500 | 2951.9552 | 199.6997 | 24125 | 164553.7279 | 33625 | 0 | 130928.7279 | 130928.7279 | 0 | 9500 | 0 | 0 | 0 | 0 | 0
2022-09-12 08:00 | 0.43892 | 0.55864 | 35871 | 15272.1643 | 633 | 59125.1169 | 3 | 18352.8357 | 1.8353 | 0 | 0 | 0 | 19 | 9500 | 2951.9552 | 199.6997 | 24125 | 164553.7279 | 33625 | 0 | 130928.7279 | 130928.7279 | 0 | 9500 | 0 | 0 | 0 | 0 | 0
2022-09-12 09:00 | 0.6409 | 0.67413 | 35871 | 22300.0322 | 633 | 71348.3013 | 3 | 11324.9678 | 1.1325 | 0 | 0 | 0 | 19 | 9500 | 2951.9552 | 199.6997 | 24125 | 164553.7279 | 33625 | 0 | 130928.7279 | 130928.7279 | 0 | 9500 | 0 | 0 | 0 | 0 | 0
2022-09-12 10:00 | 0.79742 | 0.7383 | 35871 | 27746.1252 | 633 | 78139.9001 | 3 | 5878.8748 | 0.58789 | 0 | 0 | 0 | 19 | 9500 | 2951.9552 | 199.6997 | 24125 | 164553.7279 | 33625 | 0 | 130928.7279 | 130928.7279 | 3621.1252 | 5878.8748 | 0 | 0 | 0 | 0 | 0
2022-09-12 11:00 | 0.8896 | 0.77804 | 35871 | 30953.5164 | 633 | 82345.8863 | 3 | 2671.4836 | 0.26715 | 71655.6345 | 0 | 0 | 19 | 9500 | 2951.9552 | 199.6997 | 24125 | 164553.7279 | 33625 | 0 | 130928.7279 | 130928.7279 | 6828.5164 | 2671.4836 | 0 | 0 | 0 | 0 | 0
2022-09-12 12:00 | 0.90575 | 0.75693 | 35871 | 31515.4535 | 633 | 80111.6546 | 3 | 2109.5465 | 0.21095 | 78002.1081 | 0 | 71655.6345 | 19 | 9500 | 2951.9552 | 199.6997 | 24125 | 164553.7279 | 33625 | 0 | 130928.7279 | 130928.7279 | 7390.4535 | 2109.5465 | 0 | 0 | 0 | 0 | 0
2022-09-12 13:00 | 0.85703 | 0.74582 | 35871 | 29820.2474 | 633 | 78935.7988 | 3 | 3804.7526 | 0.38048 | 75131.0463 | 0 | 149657.7425 | 19 | 9500 | 2951.9552 | 199.6997 | 24125 | 164553.7279 | 33625 | 0 | 130928.7279 | 130928.7279 | 5695.2474 | 3804.7526 | 0 | 0 | 0 | 0 | 0
2022-09-12 14:00 | 0.74133 | 0.71104 | 35871 | 25794.481 | 633 | 75254.7671 | 3 | 7830.519 | 0.78305 | 67424.2481 | 0 | 224788.7888 | 19 | 9500 | 2951.9552 | 199.6997 | 24125 | 164553.7279 | 33625 | 0 | 130928.7279 | 130928.7279 | 1669.481 | 7830.519 | 0 | 0 | 0 | 0 | 0
2022-09-12 15:00 | 0.56867 | 0.63758 | 35871 | 19786.7987 | 633 | 67479.937 | 3 | 13838.2013 | 1.3838 | 53641.7357 | 0 | 292213.0369 | 19 | 9500 | 2951.9552 | 199.6997 | 24125 | 164553.7279 | 33625 | 0 | 130928.7279 | 130928.7279 | 0 | 9500 | 0 | 0 | 0 | 0 | 0
2022-09-12 16:00 | 0.35798 | 0.51298 | 35871 | 12455.8676 | 633 | 54292.572 | 3 | 21169.1324 | 2.1169 | 33123.4396 | 0 | 345854.7726 | 19 | 9500 | 2951.9552 | 199.6997 | 24125 | 164553.7279 | 33625 | 0 | 130928.7279 | 130928.7279 | 0 | 9500 | 0 | 0 | 0 | 0 | 0
2022-09-12 17:00 | 0.1437 | 0.28462 | 35871 | 5000.0228 | 633 | 30123.4977 | 3 | 28624.9772 | 2.8625 | 1498.5205 | 0 | 378978.2122 | 19 | 9500 | 2951.9552 | 199.6997 | 24125 | 164553.7279 | 33625 | 0 | 130928.7279 | 130928.7279 | 0 | 9500 | 0 | 0 | 0 | 0 | 0
2022-09-12 18:00 | 0.00882 | 0.00456 | 35871 | 306.8908 | 633 | 482.6195 | 3 | 30000 | 3 | 0 | 29517.3805 | 380476.7328 | 19 | 6181.8908 | 2951.9552 | 129.9497 | 24125 | 164553.7279 | 30306.8908 | 0 | 134246.8372 | 134246.8372 | 5.6843e-14 | 6181.8908 | 0 | 0 | 0 | 0 | 0
2022-09-12 19:00 | 0 | 0 | 35871 | 0 | 633 | 0 | 3 | 30000 | 3 | 0 | 30000 | 350959.3522 | 19 | 5875 | 2951.9552 | 123.4985 | 24125 | 164553.7279 | 30000 | 0 | 134553.7279 | 134553.7279 | 0 | 5875 | 0 | 0 | 0 | 0 | 0
2022-09-12 20:00 | 0 | 0 | 35871 | 0 | 633 | 0 | 3 | 30000 | 3 | 0 | 30000 | 320959.3522 | 19 | 5875 | 2951.9552 | 123.4985 | 24125 | 164553.7279 | 30000 | 0 | 134553.7279 | 134553.7279 | 0 | 5875 | 0 | 0 | 0 | 0 | 0
2022-09-12 21:00 | 0 | 0 | 35871 | 0 | 633 | 0 | 3 | 30000 | 3 | 0 | 30000 | 290959.3522 | 19 | 5875 | 2951.9552 | 123.4985 | 24125 | 164553.7279 | 30000 | 0 | 134553.7279 | 134553.7279 | 0 | 5875 | 0 | 0 | 0 | 0 | 0
2022-09-12 22:00 | 0 | 0 | 35871 | 0 | 633 | 0 | 3 | 30000 | 3 | 0 | 30000 | 260959.3522 | 19 | 5875 | 2951.9552 | 123.4985 | 24125 | 164553.7279 | 30000 | 0 | 134553.7279 | 134553.7279 | 0 | 5875 | 0 | 0 | 0 | 0 | 0
2022-09-12 23:00 | 0 | 0 | 35871 | 0 | 633 | 0 | 3 | 30000 | 3 | 0 | 30000 | 230959.3522 | 19 | 5875 | 2951.9552 | 123.4985 | 24125 | 164553.7279 | 30000 | 0 | 134553.7279 | 134553.7279 | 0 | 5875 | 0 | 0 | 0 | 0 | 0
2022-09-13 | 0 | 0 | 35871 | 0 | 633 | 0 | 3 | 30000 | 3 | 0 | 30000 | 200959.3522 | 19 | 7416.6667 | 2951.9552 | 155.9059 | 22583.3333 | 163012.0613 | 30000 | 0 | 133012.0613 | 133012.0613 | 0 | 7416.6667 | 0 | 0 | 0 | 0 | 0
2022-09-13 01:00 | 0 | 0 | 35871 | 0 | 633 | 0 | 3 | 30000 | 3 | 0 | 30000 | 170959.3522 | 19 | 7416.6667 | 2951.9552 | 155.9059 | 22583.3333 | 163012.0613 | 30000 | 0 | 133012.0613 | 133012.0613 | 0 | 7416.6667 | 0 | 0 | 0 | 0 | 0
2022-09-13 02:00 | 0 | 0 | 35871 | 0 | 633 | 0 | 3 | 30000 | 3 | 0 | 30000 | 140959.3522 | 19 | 7416.6667 | 2951.9552 | 155.9059 | 22583.3333 | 163012.0613 | 30000 | 0 | 133012.0613 | 133012.0613 | 0 | 7416.6667 | 0 | 0 | 0 | 0 | 0
2022-09-13 03:00 | 0 | 0 | 35871 | 0 | 633 | 0 | 3 | 30000 | 3 | 0 | 30000 | 110959.3522 | 19 | 7416.6667 | 2951.9552 | 155.9059 | 22583.3333 | 163012.0613 | 30000 | 0 | 133012.0613 | 133012.0613 | 0 | 7416.6667 | 0 | 0 | 0 | 0 | 0
2022-09-13 04:00 | 0 | 0 | 35871 | 0 | 633 | 0 | 3 | 30000 | 3 | 0 | 30000 | 80959.3522 | 19 | 7416.6667 | 2951.9552 | 155.9059 | 22583.3333 | 163012.0613 | 30000 | 0 | 133012.0613 | 133012.0613 | 0 | 7416.6667 | 0 | 0 | 0 | 0 | 0
2022-09-13 05:00 | 0 | 0 | 35871 | 0 | 633 | 0 | 3 | 30000 | 3 | 0 | 30000 | 50959.3522 | 19 | 7416.6667 | 2951.9552 | 155.9059 | 22583.3333 | 163012.0613 | 30000 | 0 | 133012.0613 | 133012.0613 | 0 | 7416.6667 | 0 | 0 | 0 | 0 | 0
2022-09-13 06:00 | 0.03938 | 0.08542 | 35871 | 1370.222 | 633 | 9040.6478 | 3 | 30000 | 3 | 0 | 20959.3522 | 20959.3522 | 19 | 8786.8886 | 2951.9552 | 184.7094 | 22583.3333 | 163012.0613 | 31370.222 | 0 | 131641.8393 | 131641.8393 | 1370.222 | 7416.6667 | 0 | 0 | 0 | 0 | 0
2022-09-13 07:00 | 0.23225 | 0.46996 | 35871 | 8081.1086 | 633 | 49739.4385 | 3 | 24002.2248 | 2.4002 | 0 | 0 | 0 | 19 | 9500 | 2951.9552 | 199.6997 | 22583.3333 | 163012.0613 | 32083.3333 | 0 | 130928.7279 | 130928.7279 | 0 | 9500 | 0 | 0 | 0 | 0 | 0
2022-09-13 08:00 | 0.45465 | 0.65055 | 35871 | 15819.4876 | 633 | 68852.6507 | 3 | 16263.8457 | 1.6264 | 0 | 0 | 0 | 19 | 9500 | 2951.9552 | 199.6997 | 22583.3333 | 163012.0613 | 32083.3333 | 0 | 130928.7279 | 130928.7279 | 0 | 9500 | 0 | 0 | 0 | 0 | 0
2022-09-13 09:00 | 0.6578 | 0.7529 | 35871 | 22888.0655 | 633 | 79685.129 | 3 | 9195.2678 | 0.91953 | 0 | 0 | 0 | 19 | 9500 | 2951.9552 | 199.6997 | 22583.3333 | 163012.0613 | 32083.3333 | 0 | 130928.7279 | 130928.7279 | 304.7322 | 9195.2678 | 0 | 0 | 0 | 0 | 0
2022-09-13 10:00 | 0.815 | 0.82147 | 35871 | 28357.819 | 633 | 86942.4133 | 3 | 3725.5143 | 0.37255 | 0 | 0 | 0 | 19 | 9500 | 2951.9552 | 199.6997 | 22583.3333 | 163012.0613 | 32083.3333 | 0 | 130928.7279 | 130928.7279 | 5774.4857 | 3725.5143 | 0 | 0 | 0 | 0 | 0
2022-09-13 11:00 | 0.90922 | 0.85703 | 35871 | 31636.1917 | 633 | 90705.9983 | 3 | 447.1416 | 0.044714 | 0 | 0 | 0 | 19 | 9500 | 2951.9552 | 199.6997 | 22583.3333 | 163012.0613 | 32083.3333 | 0 | 130928.7279 | 130928.7279 | 9052.8584 | 447.1416 | 0 | 0 | 0 | 0 | 0
2022-09-13 12:00 | 0.934 | 0.8634 | 35871 | 32498.4086 | 633 | 91380.1838 | 3 | 0 | 0 | 86680.6862 | 0 | 0 | 19 | 9500 | 2951.9552 | 199.6997 | 22583.3333 | 163012.0613 | 32083.3333 | 0 | 130928.7279 | 130928.7279 | 9500 | 0 | 0 | 0 | 0 | 0 | 0
2022-09-13 13:00 | 0.8852 | 0.84566 | 35871 | 30800.4189 | 633 | 89502.6248 | 3 | 1282.9144 | 0.12829 | 88219.7104 | 0 | 86680.6862 | 19 | 9500 | 2951.9552 | 199.6997 | 22583.3333 | 163012.0613 | 32083.3333 | 0 | 130928.7279 | 130928.7279 | 8217.0856 | 1282.9144 | 0 | 0 | 0 | 0 | 0
2022-09-13 14:00 | 0.76758 | 0.80391 | 35871 | 26707.8463 | 633 | 85083.905 | 3 | 5375.487 | 0.53755 | 79708.418 | 0 | 174900.3966 | 19 | 9500 | 2951.9552 | 199.6997 | 22583.3333 | 163012.0613 | 32083.3333 | 0 | 130928.7279 | 130928.7279 | 4124.513 | 5375.487 | 0 | 0 | 0 | 0 | 0
2022-09-13 15:00 | 0.59195 | 0.72864 | 35871 | 20596.8233 | 633 | 77117.5089 | 3 | 11486.51 | 1.1487 | 65630.9988 | 0 | 254608.8146 | 19 | 9500 | 2951.9552 | 199.6997 | 22583.3333 | 163012.0613 | 32083.3333 | 0 | 130928.7279 | 130928.7279 | 0 | 9500 | 0 | 0 | 0 | 0 | 0
2022-09-13 16:00 | 0.3748 | 0.60089 | 35871 | 13041.1173 | 633 | 63596.7555 | 3 | 19042.2161 | 1.9042 | 44554.5394 | 0 | 320239.8135 | 19 | 9500 | 2951.9552 | 199.6997 | 22583.3333 | 163012.0613 | 32083.3333 | 0 | 130928.7279 | 130928.7279 | 0 | 9500 | 0 | 0 | 0 | 0 | 0
2022-09-13 17:00 | 0.15048 | 0.35103 | 35871 | 5235.932 | 633 | 37152.1727 | 3 | 26847.4013 | 2.6847 | 10304.7714 | 0 | 364794.3529 | 19 | 9500 | 2951.9552 | 199.6997 | 22583.3333 | 163012.0613 | 32083.3333 | 0 | 130928.7279 | 130928.7279 | 0 | 9500 | 0 | 0 | 0 | 0 | 0
2022-09-13 18:00 | 0.00857 | 0.0071 | 35871 | 298.192 | 633 | 751.447 | 3 | 30000 | 3 | 0 | 29248.553 | 375099.1243 | 19 | 7714.8587 | 2951.9552 | 162.1742 | 22583.3333 | 163012.0613 | 30298.192 | 0 | 132713.8692 | 132713.8692 | 1.7053e-13 | 7714.8587 | 0 | 0 | 0 | 0 | 0
2022-09-13 19:00 | 0 | 0 | 35871 | 0 | 633 | 0 | 3 | 30000 | 3 | 0 | 30000 | 345850.5713 | 19 | 7416.6667 | 2951.9552 | 155.9059 | 22583.3333 | 163012.0613 | 30000 | 0 | 133012.0613 | 133012.0613 | 0 | 7416.6667 | 0 | 0 | 0 | 0 | 0
2022-09-13 20:00 | 0 | 0 | 35871 | 0 | 633 | 0 | 3 | 30000 | 3 | 0 | 30000 | 315850.5713 | 19 | 7416.6667 | 2951.9552 | 155.9059 | 22583.3333 | 163012.0613 | 30000 | 0 | 133012.0613 | 133012.0613 | 0 | 7416.6667 | 0 | 0 | 0 | 0 | 0
2022-09-13 21:00 | 0 | 0 | 35871 | 0 | 633 | 0 | 3 | 30000 | 3 | 0 | 30000 | 285850.5713 | 19 | 7416.6667 | 2951.9552 | 155.9059 | 22583.3333 | 163012.0613 | 30000 | 0 | 133012.0613 | 133012.0613 | 0 | 7416.6667 | 0 | 0 | 0 | 0 | 0
2022-09-13 22:00 | 0 | 0 | 35871 | 0 | 633 | 0 | 3 | 30000 | 3 | 0 | 30000 | 255850.5713 | 19 | 7416.6667 | 2951.9552 | 155.9059 | 22583.3333 | 163012.0613 | 30000 | 0 | 133012.0613 | 133012.0613 | 0 | 7416.6667 | 0 | 0 | 0 | 0 | 0
2022-09-13 23:00 | 0 | 0 | 35871 | 0 | 633 | 0 | 3 | 30000 | 3 | 0 | 30000 | 225850.5713 | 19 | 7416.6667 | 2951.9552 | 155.9059 | 22583.3333 | 163012.0613 | 30000 | 0 | 133012.0613 | 133012.0613 | 0 | 7416.6667 | 0 | 0 | 0 | 0 | 0
2022-09-14 | 0 | 0 | 35871 | 0 | 633 | 0 | 3 | 30000 | 3 | 0 | 30000 | 195850.5713 | 19 | 6666.6667 | 2951.9552 | 140.1401 | 23333.3333 | 163762.0613 | 30000 | 0 | 133762.0613 | 133762.0613 | 0 | 6666.6667 | 0 | 0 | 0 | 0 | 0
2022-09-14 01:00 | 0 | 0 | 35871 | 0 | 633 | 0 | 3 | 30000 | 3 | 0 | 30000 | 165850.5713 | 19 | 6666.6667 | 2951.9552 | 140.1401 | 23333.3333 | 163762.0613 | 30000 | 0 | 133762.0613 | 133762.0613 | 0 | 6666.6667 | 0 | 0 | 0 | 0 | 0
2022-09-14 02:00 | 0 | 0 | 35871 | 0 | 633 | 0 | 3 | 30000 | 3 | 0 | 30000 | 135850.5713 | 19 | 6666.6667 | 2951.9552 | 140.1401 | 23333.3333 | 163762.0613 | 30000 | 0 | 133762.0613 | 133762.0613 | 0 | 6666.6667 | 0 | 0 | 0 | 0 | 0
2022-09-14 03:00 | 0 | 0 | 35871 | 0 | 633 | 0 | 3 | 30000 | 3 | 0 | 30000 | 105850.5713 | 19 | 6666.6667 | 2951.9552 | 140.1401 | 23333.3333 | 163762.0613 | 30000 | 0 | 133762.0613 | 133762.0613 | 0 | 6666.6667 | 0 | 0 | 0 | 0 | 0
2022-09-14 04:00 | 0 | 0 | 35871 | 0 | 633 | 0 | 3 | 30000 | 3 | 0 | 30000 | 75850.5713 | 19 | 6666.6667 | 2951.9552 | 140.1401 | 23333.3333 | 163762.0613 | 30000 | 0 | 133762.0613 | 133762.0613 | 0 | 6666.6667 | 0 | 0 | 0 | 0 | 0
2022-09-14 05:00 | 0 | 0 | 35871 | 0 | 633 | 0 | 3 | 30000 | 3 | 0 | 30000 | 45850.5713 | 19 | 6666.6667 | 2951.9552 | 140.1401 | 23333.3333 | 163762.0613 | 30000 | 0 | 133762.0613 | 133762.0613 | 0 | 6666.6667 | 0 | 0 | 0 | 0 | 0
2022-09-14 06:00 | 0.0421 | 0.13369 | 35871 | 1464.864 | 633 | 14149.4287 | 3 | 30000 | 3 | 0 | 15850.5713 | 15850.5713 | 19 | 8131.5307 | 2951.9552 | 170.9331 | 23333.3333 | 163762.0613 | 31464.864 | 0 | 132297.1973 | 132297.1973 | 1464.864 | 6666.6667 | 0 | 0 | 0 | 0 | 0
2022-09-14 07:00 | 0.24552 | 0.55537 | 35871 | 8542.8365 | 633 | 58779.0279 | 3 | 24290.4969 | 2.429 | 0 | 0 | 0 | 19 | 9500 | 2951.9552 | 199.6997 | 23333.3333 | 163762.0613 | 32833.3333 | 0 | 130928.7279 | 130928.7279 | 0 | 9500 | 0 | 0 | 0 | 0 | 0
2022-09-14 08:00 | 0.47415 | 0.73779 | 35871 | 16497.9876 | 633 | 78085.9229 | 3 | 16335.3457 | 1.6335 | 0 | 0 | 0 | 19 | 9500 | 2951.9552 | 199.6997 | 23333.3333 | 163762.0613 | 32833.3333 | 0 | 130928.7279 | 130928.7279 | 0 | 9500 | 0 | 0 | 0 | 0 | 0
2022-09-14 09:00 | 0.67872 | 0.83669 | 35871 | 23615.9742 | 633 | 88553.2615 | 3 | 9217.3592 | 0.92174 | 0 | 0 | 0 | 19 | 9500 | 2951.9552 | 199.6997 | 23333.3333 | 163762.0613 | 32833.3333 | 0 | 130928.7279 | 130928.7279 | 282.6408 | 9217.3592 | 0 | 0 | 0 | 0 | 0
2022-09-14 10:00 | 0.83558 | 0.90477 | 35871 | 29073.8975 | 633 | 95758.6854 | 3 | 3759.4359 | 0.37594 | 0 | 0 | 0 | 19 | 9500 | 2951.9552 | 199.6997 | 23333.3333 | 163762.0613 | 32833.3333 | 0 | 130928.7279 | 130928.7279 | 5740.5641 | 3759.4359 | 0 | 0 | 0 | 0 | 0
2022-09-14 11:00 | 0.92815 | 0.94325 | 35871 | 32294.8586 | 633 | 99831.3162 | 3 | 538.4747 | 0.053847 | 0 | 0 | 0 | 19 | 9500 | 2951.9552 | 199.6997 | 23333.3333 | 163762.0613 | 32833.3333 | 0 | 130928.7279 | 130928.7279 | 8961.5253 | 538.4747 | 0 | 0 | 0 | 0 | 0
2022-09-14 12:00 | 0.93495 | 0.86545 | 35871 | 32531.4637 | 633 | 91597.1509 | 3 | 301.8696 | 0.030187 | 89230.5796 | 0 | 0 | 19 | 9500 | 2951.9552 | 199.6997 | 23333.3333 | 163762.0613 | 32833.3333 | 0 | 130928.7279 | 130928.7279 | 9198.1304 | 301.8696 | 0 | 0 | 0 | 0 | 0
2022-09-14 13:00 | 0.88542 | 0.85558 | 35871 | 30808.0738 | 633 | 90552.5338 | 3 | 2025.2595 | 0.20253 | 88527.2743 | 0 | 89230.5796 | 19 | 9500 | 2951.9552 | 199.6997 | 23333.3333 | 163762.0613 | 32833.3333 | 0 | 130928.7279 | 130928.7279 | 7474.7405 | 2025.2595 | 0 | 0 | 0 | 0 | 0
2022-09-14 14:00 | 0.76703 | 0.81506 | 35871 | 26688.7091 | 633 | 86263.9943 | 3 | 6144.6242 | 0.61446 | 80119.3701 | 0 | 177757.8538 | 19 | 9500 | 2951.9552 | 199.6997 | 23333.3333 | 163762.0613 | 32833.3333 | 0 | 130928.7279 | 130928.7279 | 3355.3758 | 6144.6242 | 0 | 0 | 0 | 0 | 0
2022-09-14 15:00 | 0.58995 | 0.75025 | 35871 | 20527.2336 | 633 | 79404.6594 | 3 | 12306.0998 | 1.2306 | 67098.5596 | 0 | 257877.2239 | 19 | 9500 | 2951.9552 | 199.6997 | 23333.3333 | 163762.0613 | 32833.3333 | 0 | 130928.7279 | 130928.7279 | 0 | 9500 | 0 | 0 | 0 | 0 | 0
2022-09-14 16:00 | 0.37185 | 0.61011 | 35871 | 12938.4724 | 633 | 64572.5781 | 3 | 19894.8609 | 1.9895 | 44677.7172 | 0 | 324975.7835 | 19 | 9500 | 2951.9552 | 199.6997 | 23333.3333 | 163762.0613 | 32833.3333 | 0 | 130928.7279 | 130928.7279 | 0 | 9500 | 0 | 0 | 0 | 0 | 0
2022-09-14 17:00 | 0.14648 | 0.35349 | 35871 | 5096.7526 | 633 | 37412.5332 | 3 | 27736.5808 | 2.7737 | 9675.9524 | 0 | 369653.5007 | 19 | 9500 | 2951.9552 | 199.6997 | 23333.3333 | 163762.0613 | 32833.3333 | 0 | 130928.7279 | 130928.7279 | 0 | 9500 | 0 | 0 | 0 | 0 | 0
2022-09-14 18:00 | 0.00772 | 0.00739 | 35871 | 268.6164 | 633 | 782.1399 | 3 | 30000 | 3 | 0 | 29217.8601 | 379329.4532 | 19 | 6935.2831 | 2951.9552 | 145.7867 | 23333.3333 | 163762.0613 | 30268.6164 | 0 | 133493.4449 | 133493.4449 | -1.7053e-13 | 6935.2831 | 0 | 0 | 0 | 0 | 0
2022-09-14 19:00 | 0 | 0 | 35871 | 0 | 633 | 0 | 3 | 30000 | 3 | 0 | 30000 | 350111.593 | 19 | 6666.6667 | 2951.9552 | 140.1401 | 23333.3333 | 163762.0613 | 30000 | 0 | 133762.0613 | 133762.0613 | 0 | 6666.6667 | 0 | 0 | 0 | 0 | 0
2022-09-14 20:00 | 0 | 0 | 35871 | 0 | 633 | 0 | 3 | 30000 | 3 | 0 | 30000 | 320111.593 | 19 | 6666.6667 | 2951.9552 | 140.1401 | 23333.3333 | 163762.0613 | 30000 | 0 | 133762.0613 | 133762.0613 | 0 | 6666.6667 | 0 | 0 | 0 | 0 | 0
2022-09-14 21:00 | 0 | 0 | 35871 | 0 | 633 | 0 | 3 | 30000 | 3 | 0 | 30000 | 290111.593 | 19 | 6666.6667 | 2951.9552 | 140.1401 | 23333.3333 | 163762.0613 | 30000 | 0 | 133762.0613 | 133762.0613 | 0 | 6666.6667 | 0 | 0 | 0 | 0 | 0
2022-09-14 22:00 | 0 | 0 | 35871 | 0 | 633 | 0 | 3 | 30000 | 3 | 0 | 30000 | 260111.593 | 19 | 6666.6667 | 2951.9552 | 140.1401 | 23333.3333 | 163762.0613 | 30000 | 0 | 133762.0613 | 133762.0613 | 0 | 6666.6667 | 0 | 0 | 0 | 0 | 0
2022-09-14 23:00 | 0 | 0 | 35871 | 0 | 633 | 0 | 3 | 30000 | 3 | 0 | 30000 | 230111.593 | 19 | 6666.6667 | 2951.9552 | 140.1401 | 23333.3333 | 163762.0613 | 30000 | 0 | 133762.0613 | 133762.0613 | 0 | 6666.6667 | 0 | 0 | 0 | 0 | 0
2022-09-15 | 0 | 0 | 35871 | 0 | 633 | 0 | 3 | 30000 | 3 | 0 | 30000 | 200111.593 | 19 | 6666.6667 | 2951.9552 | 140.1401 | 23333.3333 | 163762.0613 | 30000 | 0 | 133762.0613 | 133762.0613 | 0 | 6666.6667 | 0 | 0 | 0 | 0 | 0
2022-09-15 01:00 | 0 | 0 | 35871 | 0 | 633 | 0 | 3 | 30000 | 3 | 0 | 30000 | 170111.593 | 19 | 6666.6667 | 2951.9552 | 140.1401 | 23333.3333 | 163762.0613 | 30000 | 0 | 133762.0613 | 133762.0613 | 0 | 6666.6667 | 0 | 0 | 0 | 0 | 0
2022-09-15 02:00 | 0 | 0 | 35871 | 0 | 633 | 0 | 3 | 30000 | 3 | 0 | 30000 | 140111.593 | 19 | 6666.6667 | 2951.9552 | 140.1401 | 23333.3333 | 163762.0613 | 30000 | 0 | 133762.0613 | 133762.0613 | 0 | 6666.6667 | 0 | 0 | 0 | 0 | 0
2022-09-15 03:00 | 0 | 0 | 35871 | 0 | 633 | 0 | 3 | 30000 | 3 | 0 | 30000 | 110111.593 | 19 | 6666.6667 | 2951.9552 | 140.1401 | 23333.3333 | 163762.0613 | 30000 | 0 | 133762.0613 | 133762.0613 | 0 | 6666.6667 | 0 | 0 | 0 | 0 | 0
2022-09-15 04:00 | 0 | 0 | 35871 | 0 | 633 | 0 | 3 | 30000 | 3 | 0 | 30000 | 80111.593 | 19 | 6666.6667 | 2951.9552 | 140.1401 | 23333.3333 | 163762.0613 | 30000 | 0 | 133762.0613 | 133762.0613 | 0 | 6666.6667 | 0 | 0 | 0 | 0 | 0
2022-09-15 05:00 | 0 | 0 | 35871 | 0 | 633 | 0 | 3 | 30000 | 3 | 0 | 30000 | 50111.593 | 19 | 6666.6667 | 2951.9552 | 140.1401 | 23333.3333 | 163762.0613 | 30000 | 0 | 133762.0613 | 133762.0613 | 0 | 6666.6667 | 0 | 0 | 0 | 0 | 0
2022-09-15 06:00 | 0.03878 | 0.09343 | 35871 | 1349.3451 | 633 | 9888.407 | 3 | 30000 | 3 | 0 | 20111.593 | 20111.593 | 19 | 8016.0117 | 2951.9552 | 168.5048 | 23333.3333 | 163762.0613 | 31349.3451 | 0 | 132412.7162 | 132412.7162 | 2.2737e-13 | 8016.0117 | 0 | 0 | 0 | 0 | 0
2022-09-15 07:00 | 0.2344 | 0.47835 | 35871 | 8155.9175 | 633 | 50627.416 | 3 | 24677.4158 | 2.4677 | 0 | 0 | 0 | 19 | 9500 | 2951.9552 | 199.6997 | 23333.3333 | 163762.0613 | 32833.3333 | 0 | 130928.7279 | 130928.7279 | 0 | 9500 | 0 | 0 | 0 | 0 | 0
2022-09-15 08:00 | 0.45827 | 0.66983 | 35871 | 15945.4451 | 633 | 70893.1996 | 3 | 16887.8883 | 1.6888 | 0 | 0 | 0 | 19 | 9500 | 2951.9552 | 199.6997 | 23333.3333 | 163762.0613 | 32833.3333 | 0 | 130928.7279 | 130928.7279 | 0 | 9500 | 0 | 0 | 0 | 0 | 0
2022-09-15 09:00 | 0.66192 | 0.77248 | 35871 | 23031.4204 | 633 | 81757.4292 | 3 | 9801.913 | 0.98019 | 0 | 0 | 0 | 19 | 9500 | 2951.9552 | 199.6997 | 23333.3333 | 163762.0613 | 32833.3333 | 0 | 130928.7279 | 130928.7279 | 0 | 9500 | 0 | 0 | 0 | 0 | 0
2022-09-15 10:00 | 0.81697 | 0.83725 | 35871 | 28426.3649 | 633 | 88612.5306 | 3 | 4406.9684 | 0.4407 | 0 | 0 | 0 | 19 | 9500 | 2951.9552 | 199.6997 | 23333.3333 | 163762.0613 | 32833.3333 | 0 | 130928.7279 | 130928.7279 | 5093.0316 | 4406.9684 | 0 | 0 | 0 | 0 | 0
2022-09-15 11:00 | 0.90867 | 0.87103 | 35871 | 31617.0545 | 633 | 92187.7247 | 3 | 1216.2788 | 0.12163 | 76616.9085 | 0 | 0 | 19 | 9500 | 2951.9552 | 199.6997 | 23333.3333 | 163762.0613 | 32833.3333 | 0 | 130928.7279 | 130928.7279 | 8283.7212 | 1216.2788 | 0 | 0 | 0 | 0 | 0
2022-09-15 12:00 | 0.90438 | 0.76258 | 35871 | 31467.7845 | 633 | 80709.637 | 3 | 1365.5488 | 0.13655 | 79344.0882 | 0 | 76616.9085 | 19 | 9500 | 2951.9552 | 199.6997 | 23333.3333 | 163762.0613 | 32833.3333 | 0 | 130928.7279 | 130928.7279 | 8134.4512 | 1365.5488 | 0 | 0 | 0 | 0 | 0
2022-09-15 13:00 | 0.85472 | 0.75422 | 35871 | 29739.8713 | 633 | 79824.8347 | 3 | 3093.462 | 0.30935 | 76731.3726 | 0 | 155960.9967 | 19 | 9500 | 2951.9552 | 199.6997 | 23333.3333 | 163762.0613 | 32833.3333 | 0 | 130928.7279 | 130928.7279 | 6406.538 | 3093.462 | 0 | 0 | 0 | 0 | 0
2022-09-15 14:00 | 0.7355 | 0.71391 | 35871 | 25591.6269 | 633 | 75558.521 | 3 | 7241.7064 | 0.72417 | 68316.8146 | 0 | 232692.3693 | 19 | 9500 | 2951.9552 | 199.6997 | 23333.3333 | 163762.0613 | 32833.3333 | 0 | 130928.7279 | 130928.7279 | 2258.2936 | 7241.7064 | 0 | 0 | 0 | 0 | 0
2022-09-15 15:00 | 0.55885 | 0.6381 | 35871 | 19445.1131 | 633 | 67534.9726 | 3 | 13388.2202 | 1.3388 | 54146.7523 | 0 | 301009.1839 | 19 | 9500 | 2951.9552 | 199.6997 | 23333.3333 | 163762.0613 | 32833.3333 | 0 | 130928.7279 | 130928.7279 | 0 | 9500 | 0 | 0 | 0 | 0 | 0
2022-09-15 16:00 | 0.3433 | 0.48524 | 35871 | 11945.0789 | 633 | 51356.637 | 3 | 20888.2545 | 2.0888 | 30468.3826 | 0 | 355155.9362 | 19 | 9500 | 2951.9552 | 199.6997 | 23333.3333 | 163762.0613 | 32833.3333 | 0 | 130928.7279 | 130928.7279 | 0 | 9500 | 0 | 0 | 0 | 0 | 0
2022-09-15 17:00 | 0.12957 | 0.25261 | 35871 | 4508.3713 | 633 | 26735.6361 | 3 | 28324.962 | 2.8325 | 0 | 1589.3259 | 385624.3188 | 19 | 9500 | 2951.9552 | 199.6997 | 23333.3333 | 163762.0613 | 32833.3333 | 0 | 130928.7279 | 130928.7279 | 0 | 9500 | 0 | 0 | 0 | 0 | 0
2022-09-15 18:00 | 0.0064 | 0.0024 | 35871 | 222.6872 | 633 | 254.0102 | 3 | 30000 | 3 | 0 | 29745.9898 | 384034.9929 | 19 | 6889.3538 | 2951.9552 | 144.8213 | 23333.3333 | 163762.0613 | 30222.6872 | 0 | 133539.3741 | 133539.3741 | -8.5265e-14 | 6889.3538 | 0 | 0 | 0 | 0 | 0
2022-09-15 19:00 | 0 | 0 | 35871 | 0 | 633 | 0 | 3 | 30000 | 3 | 0 | 30000 | 354289.0031 | 19 | 6666.6667 | 2951.9552 | 140.1401 | 23333.3333 | 163762.0613 | 30000 | 0 | 133762.0613 | 133762.0613 | 0 | 6666.6667 | 0 | 0 | 0 | 0 | 0
2022-09-15 20:00 | 0 | 0 | 35871 | 0 | 633 | 0 | 3 | 30000 | 3 | 0 | 30000 | 324289.0031 | 19 | 6666.6667 | 2951.9552 | 140.1401 | 23333.3333 | 163762.0613 | 30000 | 0 | 133762.0613 | 133762.0613 | 0 | 6666.6667 | 0 | 0 | 0 | 0 | 0
2022-09-15 21:00 | 0 | 0 | 35871 | 0 | 633 | 0 | 3 | 30000 | 3 | 0 | 30000 | 294289.0031 | 19 | 6666.6667 | 2951.9552 | 140.1401 | 23333.3333 | 163762.0613 | 30000 | 0 | 133762.0613 | 133762.0613 | 0 | 6666.6667 | 0 | 0 | 0 | 0 | 0
2022-09-15 22:00 | 0 | 0 | 35871 | 0 | 633 | 0 | 3 | 30000 | 3 | 0 | 30000 | 264289.0031 | 19 | 6666.6667 | 2951.9552 | 140.1401 | 23333.3333 | 163762.0613 | 30000 | 0 | 133762.0613 | 133762.0613 | 0 | 6666.6667 | 0 | 0 | 0 | 0 | 0
2022-09-15 23:00 | 0 | 0 | 35871 | 0 | 633 | 0 | 3 | 30000 | 3 | 0 | 30000 | 234289.0031 | 19 | 6666.6667 | 2951.9552 | 140.1401 | 23333.3333 | 163762.0613 | 30000 | 0 | 133762.0613 | 133762.0613 | 0 | 6666.6667 | 0 | 0 | 0 | 0 | 0
2022-09-16 | 0 | 0 | 35871 | 0 | 633 | 0 | 3 | 30000 | 3 | 0 | 30000 | 204289.0031 | 19 | 6916.6667 | 2951.9552 | 145.3954 | 23083.3333 | 163512.0613 | 30000 | 0 | 133512.0613 | 133512.0613 | 0 | 6916.6667 | 0 | 0 | 0 | 0 | 0
2022-09-16 01:00 | 0 | 0 | 35871 | 0 | 633 | 0 | 3 | 30000 | 3 | 0 | 30000 | 174289.0031 | 19 | 6916.6667 | 2951.9552 | 145.3954 | 23083.3333 | 163512.0613 | 30000 | 0 | 133512.0613 | 133512.0613 | 0 | 6916.6667 | 0 | 0 | 0 | 0 | 0
2022-09-16 02:00 | 0 | 0 | 35871 | 0 | 633 | 0 | 3 | 30000 | 3 | 0 | 30000 | 144289.0031 | 19 | 6916.6667 | 2951.9552 | 145.3954 | 23083.3333 | 163512.0613 | 30000 | 0 | 133512.0613 | 133512.0613 | 0 | 6916.6667 | 0 | 0 | 0 | 0 | 0
2022-09-16 03:00 | 0 | 0 | 35871 | 0 | 633 | 0 | 3 | 30000 | 3 | 0 | 30000 | 114289.0031 | 19 | 6916.6667 | 2951.9552 | 145.3954 | 23083.3333 | 163512.0613 | 30000 | 0 | 133512.0613 | 133512.0613 | 0 | 6916.6667 | 0 | 0 | 0 | 0 | 0
2022-09-16 04:00 | 0 | 0 | 35871 | 0 | 633 | 0 | 3 | 30000 | 3 | 0 | 30000 | 84289.0031 | 19 | 6916.6667 | 2951.9552 | 145.3954 | 23083.3333 | 163512.0613 | 30000 | 0 | 133512.0613 | 133512.0613 | 0 | 6916.6667 | 0 | 0 | 0 | 0 | 0
2022-09-16 05:00 | 0 | 0 | 35871 | 0 | 633 | 0 | 3 | 30000 | 3 | 0 | 30000 | 54289.0031 | 19 | 6916.6667 | 2951.9552 | 145.3954 | 23083.3333 | 163512.0613 | 30000 | 0 | 133512.0613 | 133512.0613 | 0 | 6916.6667 | 0 | 0 | 0 | 0 | 0
2022-09-16 06:00 | 0.03438 | 0.05396 | 35871 | 1196.2476 | 633 | 5710.9969 | 3 | 30000 | 3 | 0 | 24289.0031 | 24289.0031 | 19 | 8112.9143 | 2951.9552 | 170.5417 | 23083.3333 | 163512.0613 | 31196.2476 | 0 | 132315.8137 | 132315.8137 | 0 | 8112.9143 | 0 | 0 | 0 | 0 | 0
2022-09-16 07:00 | 0.2182 | 0.38346 | 35871 | 7592.2406 | 633 | 40584.4861 | 3 | 24991.0927 | 2.4991 | 0 | 0 | 0 | 19 | 9500 | 2951.9552 | 199.6997 | 23083.3333 | 163512.0613 | 32583.3333 | 0 | 130928.7279 | 130928.7279 | 0 | 9500 | 0 | 0 | 0 | 0 | 0
2022-09-16 08:00 | 0.43598 | 0.56351 | 35871 | 15169.8674 | 633 | 59640.546 | 3 | 17413.4659 | 1.7413 | 0 | 0 | 0 | 19 | 9500 | 2951.9552 | 199.6997 | 23083.3333 | 163512.0613 | 32583.3333 | 0 | 130928.7279 | 130928.7279 | 0 | 9500 | 0 | 0 | 0 | 0 | 0
2022-09-16 09:00 | 0.6387 | 0.68864 | 35871 | 22223.4835 | 633 | 72884.0049 | 3 | 10359.8499 | 1.036 | 0 | 0 | 0 | 19 | 9500 | 2951.9552 | 199.6997 | 23083.3333 | 163512.0613 | 32583.3333 | 0 | 130928.7279 | 130928.7279 | 0 | 9500 | 0 | 0 | 0 | 0 | 0
2022-09-16 10:00 | 0.7934 | 0.75129 | 35871 | 27606.2499 | 633 | 79514.7305 | 3 | 4977.0835 | 0.49771 | 794.3337 | 0 | 0 | 19 | 9500 | 2951.9552 | 199.6997 | 23083.3333 | 163512.0613 | 32583.3333 | 0 | 130928.7279 | 130928.7279 | 4522.9165 | 4977.0835 | 0 | 0 | 0 | 0 | 0
2022-09-16 11:00 | 0.88515 | 0.78599 | 35871 | 30798.6792 | 633 | 83187.2952 | 3 | 1784.6542 | 0.17847 | 81402.6411 | 0 | 794.3337 | 19 | 9500 | 2951.9552 | 199.6997 | 23083.3333 | 163512.0613 | 32583.3333 | 0 | 130928.7279 | 130928.7279 | 7715.3458 | 1784.6542 | 0 | 0 | 0 | 0 | 0
2022-09-16 12:00 | 0.89422 | 0.74435 | 35871 | 31114.2687 | 633 | 78780.2176 | 3 | 1469.0647 | 0.14691 | 77311.1529 | 0 | 82196.9748 | 19 | 9500 | 2951.9552 | 199.6997 | 23083.3333 | 163512.0613 | 32583.3333 | 0 | 130928.7279 | 130928.7279 | 8030.9353 | 1469.0647 | 0 | 0 | 0 | 0 | 0
2022-09-16 13:00 | 0.84455 | 0.73634 | 35871 | 29386.0075 | 633 | 77932.4584 | 3 | 3197.3259 | 0.31973 | 74735.1325 | 0 | 159508.1276 | 19 | 9500 | 2951.9552 | 199.6997 | 23083.3333 | 163512.0613 | 32583.3333 | 0 | 130928.7279 | 130928.7279 | 6302.6741 | 3197.3259 | 0 | 0 | 0 | 0 | 0
2022-09-16 14:00 | 0.72662 | 0.70394 | 35871 | 25282.6484 | 633 | 74503.3201 | 3 | 7300.6849 | 0.73007 | 67202.6353 | 0 | 234243.2601 | 19 | 9500 | 2951.9552 | 199.6997 | 23083.3333 | 163512.0613 | 32583.3333 | 0 | 130928.7279 | 130928.7279 | 2199.3151 | 7300.6849 | 0 | 0 | 0 | 0 | 0
2022-09-16 15:00 | 0.55095 | 0.62959 | 35871 | 19170.2336 | 633 | 66634.2946 | 3 | 13413.0997 | 1.3413 | 53221.1949 | 0 | 301445.8954 | 19 | 9500 | 2951.9552 | 199.6997 | 23083.3333 | 163512.0613 | 32583.3333 | 0 | 130928.7279 | 130928.7279 | 0 | 9500 | 0 | 0 | 0 | 0 | 0
2022-09-16 16:00 | 0.33742 | 0.48385 | 35871 | 11740.485 | 633 | 51209.5228 | 3 | 20842.8483 | 2.0843 | 30366.6745 | 0 | 354667.0903 | 19 | 9500 | 2951.9552 | 199.6997 | 23083.3333 | 163512.0613 | 32583.3333 | 0 | 130928.7279 | 130928.7279 | 0 | 9500 | 0 | 0 | 0 | 0 | 0
2022-09-16 17:00 | 0.126 | 0.25568 | 35871 | 4384.1536 | 633 | 27060.5576 | 3 | 28199.1797 | 2.8199 | 0 | 1138.6221 | 385033.7647 | 19 | 9500 | 2951.9552 | 199.6997 | 23083.3333 | 163512.0613 | 32583.3333 | 0 | 130928.7279 | 130928.7279 | 0 | 9500 | 0 | 0 | 0 | 0 | 0
2022-09-16 18:00 | 0.0057 | 0.00201 | 35871 | 198.3308 | 633 | 212.7336 | 3 | 30000 | 3 | 0 | 29787.2664 | 383895.1426 | 19 | 7114.9974 | 2951.9552 | 149.5645 | 23083.3333 | 163512.0613 | 30198.3308 | 0 | 133313.7305 | 133313.7305 | 2.8422e-14 | 7114.9974 | 0 | 0 | 0 | 0 | 0
2022-09-16 19:00 | 0 | 0 | 35871 | 0 | 633 | 0 | 3 | 30000 | 3 | 0 | 30000 | 354107.8762 | 19 | 6916.6667 | 2951.9552 | 145.3954 | 23083.3333 | 163512.0613 | 30000 | 0 | 133512.0613 | 133512.0613 | 0 | 6916.6667 | 0 | 0 | 0 | 0 | 0
2022-09-16 20:00 | 0 | 0 | 35871 | 0 | 633 | 0 | 3 | 30000 | 3 | 0 | 30000 | 324107.8762 | 19 | 6916.6667 | 2951.9552 | 145.3954 | 23083.3333 | 163512.0613 | 30000 | 0 | 133512.0613 | 133512.0613 | 0 | 6916.6667 | 0 | 0 | 0 | 0 | 0
2022-09-16 21:00 | 0 | 0 | 35871 | 0 | 633 | 0 | 3 | 30000 | 3 | 0 | 30000 | 294107.8762 | 19 | 6916.6667 | 2951.9552 | 145.3954 | 23083.3333 | 163512.0613 | 30000 | 0 | 133512.0613 | 133512.0613 | 0 | 6916.6667 | 0 | 0 | 0 | 0 | 0
2022-09-16 22:00 | 0 | 0 | 35871 | 0 | 633 | 0 | 3 | 30000 | 3 | 0 | 30000 | 264107.8762 | 19 | 6916.6667 | 2951.9552 | 145.3954 | 23083.3333 | 163512.0613 | 30000 | 0 | 133512.0613 | 133512.0613 | 0 | 6916.6667 | 0 | 0 | 0 | 0 | 0
2022-09-16 23:00 | 0 | 0 | 35871 | 0 | 633 | 0 | 3 | 30000 | 3 | 0 | 30000 | 234107.8762 | 19 | 6916.6667 | 2951.9552 | 145.3954 | 23083.3333 | 163512.0613 | 30000 | 0 | 133512.0613 | 133512.0613 | 0 | 6916.6667 | 0 | 0 | 0 | 0 | 0
2022-09-17 | 0 | 0 | 35871 | 0 | 633 | 0 | 3 | 30000 | 3 | 0 | 30000 | 204107.8762 | 19 | 8425 | 2951.9552 | 177.1021 | 21575 | 162003.7279 | 30000 | 0 | 132003.7279 | 132003.7279 | 0 | 8425 | 0 | 0 | 0 | 0 | 0
2022-09-17 01:00 | 0 | 0 | 35871 | 0 | 633 | 0 | 3 | 30000 | 3 | 0 | 30000 | 174107.8762 | 19 | 8425 | 2951.9552 | 177.1021 | 21575 | 162003.7279 | 30000 | 0 | 132003.7279 | 132003.7279 | 0 | 8425 | 0 | 0 | 0 | 0 | 0
2022-09-17 02:00 | 0 | 0 | 35871 | 0 | 633 | 0 | 3 | 30000 | 3 | 0 | 30000 | 144107.8762 | 19 | 8425 | 2951.9552 | 177.1021 | 21575 | 162003.7279 | 30000 | 0 | 132003.7279 | 132003.7279 | 0 | 8425 | 0 | 0 | 0 | 0 | 0
2022-09-17 03:00 | 0 | 0 | 35871 | 0 | 633 | 0 | 3 | 30000 | 3 | 0 | 30000 | 114107.8762 | 19 | 8425 | 2951.9552 | 177.1021 | 21575 | 162003.7279 | 30000 | 0 | 132003.7279 | 132003.7279 | 0 | 8425 | 0 | 0 | 0 | 0 | 0
2022-09-17 04:00 | 0 | 0 | 35871 | 0 | 633 | 0 | 3 | 30000 | 3 | 0 | 30000 | 84107.8762 | 19 | 8425 | 2951.9552 | 177.1021 | 21575 | 162003.7279 | 30000 | 0 | 132003.7279 | 132003.7279 | 0 | 8425 | 0 | 0 | 0 | 0 | 0
2022-09-17 05:00 | 0 | 0 | 35871 | 0 | 633 | 0 | 3 | 30000 | 3 | 0 | 30000 | 54107.8762 | 19 | 8425 | 2951.9552 | 177.1021 | 21575 | 162003.7279 | 30000 | 0 | 132003.7279 | 132003.7279 | 0 | 8425 | 0 | 0 | 0 | 0 | 0
2022-09-17 06:00 | 0.03312 | 0.05494 | 35871 | 1152.4061 | 633 | 5814.7177 | 3 | 29922.5939 | 2.9923 | 0 | 24107.8762 | 24107.8762 | 19 | 9500 | 2951.9552 | 199.6997 | 21575 | 162003.7279 | 31075 | 0 | 130928.7279 | 130928.7279 | 1152.4061 | 8347.5939 | 0 | 0 | 0 | 0 | 0
2022-09-17 07:00 | 0.2158 | 0.38872 | 35871 | 7508.7329 | 633 | 41141.1919 | 3 | 23566.2671 | 2.3566 | 0 | 0 | 0 | 19 | 9500 | 2951.9552 | 199.6997 | 21575 | 162003.7279 | 31075 | 0 | 130928.7279 | 130928.7279 | 0 | 9500 | 0 | 0 | 0 | 0 | 0
2022-09-17 08:00 | 0.43605 | 0.58038 | 35871 | 15172.3031 | 633 | 61426.0263 | 3 | 15902.6969 | 1.5903 | 0 | 0 | 0 | 19 | 9500 | 2951.9552 | 199.6997 | 21575 | 162003.7279 | 31075 | 0 | 130928.7279 | 130928.7279 | 0 | 9500 | 0 | 0 | 0 | 0 | 0
2022-09-17 09:00 | 0.63933 | 0.70788 | 35871 | 22245.4042 | 633 | 74920.3203 | 3 | 8829.5958 | 0.88296 | 0 | 0 | 0 | 19 | 9500 | 2951.9552 | 199.6997 | 21575 | 162003.7279 | 31075 | 0 | 130928.7279 | 130928.7279 | 670.4042 | 8829.5958 | 0 | 0 | 0 | 0 | 0
2022-09-17 10:00 | 0.79392 | 0.76612 | 35871 | 27624.3432 | 633 | 81084.3021 | 3 | 3450.6568 | 0.34507 | 0 | 0 | 0 | 19 | 9500 | 2951.9552 | 199.6997 | 21575 | 162003.7279 | 31075 | 0 | 130928.7279 | 130928.7279 | 6049.3432 | 3450.6568 | 0 | 0 | 0 | 0 | 0
2022-09-17 11:00 | 0.88495 | 0.80598 | 35871 | 30791.7202 | 633 | 85302.9888 | 3 | 283.2798 | 0.028328 | 42055.3838 | 0 | 0 | 19 | 9500 | 2951.9552 | 199.6997 | 21575 | 162003.7279 | 31075 | 0 | 130928.7279 | 130928.7279 | 9216.7202 | 283.2798 | 0 | 0 | 0 | 0 | 0
2022-09-17 12:00 | 0.9102 | 0.83475 | 35871 | 31670.2907 | 633 | 88347.9366 | 3 | 0 | 0 | 88347.9366 | 0 | 42055.3838 | 19 | 9500 | 2951.9552 | 199.6997 | 21575 | 162003.7279 | 31075 | 0 | 130928.7279 | 130928.7279 | 9500 | 0 | 0 | 0 | 0 | 0 | 0
2022-09-17 13:00 | 0.85733 | 0.80977 | 35871 | 29830.6859 | 633 | 85704.1134 | 3 | 1244.3141 | 0.12443 | 84459.7992 | 0 | 130403.3204 | 19 | 9500 | 2951.9552 | 199.6997 | 21575 | 162003.7279 | 31075 | 0 | 130928.7279 | 130928.7279 | 8255.6859 | 1244.3141 | 0 | 0 | 0 | 0 | 0
2022-09-17 14:00 | 0.73535 | 0.7613 | 35871 | 25586.4077 | 633 | 80574.1649 | 3 | 5488.5923 | 0.54886 | 75085.5725 | 0 | 214863.1197 | 19 | 9500 | 2951.9552 | 199.6997 | 21575 | 162003.7279 | 31075 | 0 | 130928.7279 | 130928.7279 | 4011.4077 | 5488.5923 | 0 | 0 | 0 | 0 | 0
2022-09-17 15:00 | 0.55547 | 0.67478 | 35871 | 19327.5064 | 633 | 71417.0957 | 3 | 11747.4936 | 1.1747 | 59669.6022 | 0 | 289948.6922 | 19 | 9500 | 2951.9552 | 199.6997 | 21575 | 162003.7279 | 31075 | 0 | 130928.7279 | 130928.7279 | 0 | 9500 | 0 | 0 | 0 | 0 | 0
2022-09-17 16:00 | 0.33783 | 0.51531 | 35871 | 11754.7509 | 633 | 54539.1737 | 3 | 19320.2491 | 1.932 | 35218.9246 | 0 | 349618.2944 | 19 | 9500 | 2951.9552 | 199.6997 | 21575 | 162003.7279 | 31075 | 0 | 130928.7279 | 130928.7279 | 0 | 9500 | 0 | 0 | 0 | 0 | 0
2022-09-17 17:00 | 0.12228 | 0.26305 | 35871 | 4254.7167 | 633 | 27840.5807 | 3 | 26820.2833 | 2.682 | 1020.2974 | 0 | 384837.219 | 19 | 9500 | 2951.9552 | 199.6997 | 21575 | 162003.7279 | 31075 | 0 | 130928.7279 | 130928.7279 | 0 | 9500 | 0 | 0 | 0 | 0 | 0
2022-09-17 18:00 | 0.00503 | 0.00201 | 35871 | 175.0182 | 633 | 212.7336 | 3 | 30000 | 3 | 0 | 29787.2664 | 385857.5163 | 19 | 8600.0182 | 2951.9552 | 180.7812 | 21575 | 162003.7279 | 30175.0182 | 0 | 131828.7098 | 131828.7098 | 0 | 8600.0182 | 0 | 0 | 0 | 0 | 0
2022-09-17 19:00 | 0 | 0 | 35871 | 0 | 633 | 0 | 3 | 30000 | 3 | 0 | 30000 | 356070.2499 | 19 | 8425 | 2951.9552 | 177.1021 | 21575 | 162003.7279 | 30000 | 0 | 132003.7279 | 132003.7279 | 0 | 8425 | 0 | 0 | 0 | 0 | 0
2022-09-17 20:00 | 0 | 0 | 35871 | 0 | 633 | 0 | 3 | 30000 | 3 | 0 | 30000 | 326070.2499 | 19 | 8425 | 2951.9552 | 177.1021 | 21575 | 162003.7279 | 30000 | 0 | 132003.7279 | 132003.7279 | 0 | 8425 | 0 | 0 | 0 | 0 | 0
2022-09-17 21:00 | 0 | 0 | 35871 | 0 | 633 | 0 | 3 | 30000 | 3 | 0 | 30000 | 296070.2499 | 19 | 8425 | 2951.9552 | 177.1021 | 21575 | 162003.7279 | 30000 | 0 | 132003.7279 | 132003.7279 | 0 | 8425 | 0 | 0 | 0 | 0 | 0
2022-09-17 22:00 | 0 | 0 | 35871 | 0 | 633 | 0 | 3 | 30000 | 3 | 0 | 30000 | 266070.2499 | 19 | 8425 | 2951.9552 | 177.1021 | 21575 | 162003.7279 | 30000 | 0 | 132003.7279 | 132003.7279 | 0 | 8425 | 0 | 0 | 0 | 0 | 0
2022-09-17 23:00 | 0 | 0 | 35871 | 0 | 633 | 0 | 3 | 30000 | 3 | 0 | 30000 | 236070.2499 | 19 | 8425 | 2951.9552 | 177.1021 | 21575 | 162003.7279 | 30000 | 0 | 132003.7279 | 132003.7279 | 0 | 8425 | 0 | 0 | 0 | 0 | 0
2022-09-18 | 0 | 0 | 35871 | 0 | 633 | 0 | 3 | 30000 | 3 | 0 | 30000 | 206070.2499 | 19 | 6666.6667 | 2951.9552 | 140.1401 | 23333.3333 | 163762.0613 | 30000 | 0 | 133762.0613 | 133762.0613 | 0 | 6666.6667 | 0 | 0 | 0 | 0 | 0
2022-09-18 01:00 | 0 | 0 | 35871 | 0 | 633 | 0 | 3 | 30000 | 3 | 0 | 30000 | 176070.2499 | 19 | 6666.6667 | 2951.9552 | 140.1401 | 23333.3333 | 163762.0613 | 30000 | 0 | 133762.0613 | 133762.0613 | 0 | 6666.6667 | 0 | 0 | 0 | 0 | 0
2022-09-18 02:00 | 0 | 0 | 35871 | 0 | 633 | 0 | 3 | 30000 | 3 | 0 | 30000 | 146070.2499 | 19 | 6666.6667 | 2951.9552 | 140.1401 | 23333.3333 | 163762.0613 | 30000 | 0 | 133762.0613 | 133762.0613 | 0 | 6666.6667 | 0 | 0 | 0 | 0 | 0
2022-09-18 03:00 | 0 | 0 | 35871 | 0 | 633 | 0 | 3 | 30000 | 3 | 0 | 30000 | 116070.2499 | 19 | 6666.6667 | 2951.9552 | 140.1401 | 23333.3333 | 163762.0613 | 30000 | 0 | 133762.0613 | 133762.0613 | 0 | 6666.6667 | 0 | 0 | 0 | 0 | 0
2022-09-18 04:00 | 0 | 0 | 35871 | 0 | 633 | 0 | 3 | 30000 | 3 | 0 | 30000 | 86070.2499 | 19 | 6666.6667 | 2951.9552 | 140.1401 | 23333.3333 | 163762.0613 | 30000 | 0 | 133762.0613 | 133762.0613 | 0 | 6666.6667 | 0 | 0 | 0 | 0 | 0
2022-09-18 05:00 | 0 | 0 | 35871 | 0 | 633 | 0 | 3 | 30000 | 3 | 0 | 30000 | 56070.2499 | 19 | 6666.6667 | 2951.9552 | 140.1401 | 23333.3333 | 163762.0613 | 30000 | 0 | 133762.0613 | 133762.0613 | 0 | 6666.6667 | 0 | 0 | 0 | 0 | 0
2022-09-18 06:00 | 0.03048 | 0.03713 | 35871 | 1060.5476 | 633 | 3929.7501 | 3 | 30000 | 3 | 0 | 26070.2499 | 26070.2499 | 19 | 7727.2143 | 2951.9552 | 162.4339 | 23333.3333 | 163762.0613 | 31060.5476 | 0 | 132701.5136 | 132701.5136 | 2.2737e-13 | 7727.2143 | 0 | 0 | 0 | 0 | 0
2022-09-18 07:00 | 0.2053 | 0.339 | 35871 | 7143.3868 | 633 | 35878.9464 | 3 | 25689.9465 | 2.569 | 0 | 0 | 0 | 19 | 9500 | 2951.9552 | 199.6997 | 23333.3333 | 163762.0613 | 32833.3333 | 0 | 130928.7279 | 130928.7279 | 0 | 9500 | 0 | 0 | 0 | 0 | 0
2022-09-18 08:00 | 0.42008 | 0.53182 | 35871 | 14616.629 | 633 | 56286.5524 | 3 | 18216.7043 | 1.8217 | 0 | 0 | 0 | 19 | 9500 | 2951.9552 | 199.6997 | 23333.3333 | 163762.0613 | 32833.3333 | 0 | 130928.7279 | 130928.7279 | 0 | 9500 | 0 | 0 | 0 | 0 | 0
2022-09-18 09:00 | 0.62222 | 0.6578 | 35871 | 21650.064 | 633 | 69619.9733 | 3 | 11183.2693 | 1.1183 | 0 | 0 | 0 | 19 | 9500 | 2951.9552 | 199.6997 | 23333.3333 | 163762.0613 | 32833.3333 | 0 | 130928.7279 | 130928.7279 | 0 | 9500 | 0 | 0 | 0 | 0 | 0
2022-09-18 10:00 | 0.77712 | 0.72159 | 35871 | 27039.7894 | 633 | 76371.3538 | 3 | 5793.544 | 0.57935 | 0 | 0 | 0 | 19 | 9500 | 2951.9552 | 199.6997 | 23333.3333 | 163762.0613 | 32833.3333 | 0 | 130928.7279 | 130928.7279 | 3706.456 | 5793.544 | 0 | 0 | 0 | 0 | 0
2022-09-18 11:00 | 0.8691 | 0.76051 | 35871 | 30240.2215 | 633 | 80490.5532 | 3 | 2593.1118 | 0.25931 | 0 | 0 | 0 | 19 | 9500 | 2951.9552 | 199.6997 | 23333.3333 | 163762.0613 | 32833.3333 | 0 | 130928.7279 | 130928.7279 | 6906.8882 | 2593.1118 | 0 | 0 | 0 | 0 | 0
2022-09-18 12:00 | 0.91983 | 0.89863 | 35871 | 32005.3653 | 633 | 95108.8425 | 3 | 827.9681 | 0.082797 | 92511.3809 | 0 | 0 | 19 | 9500 | 2951.9552 | 199.6997 | 23333.3333 | 163762.0613 | 32833.3333 | 0 | 130928.7279 | 130928.7279 | 8672.0319 | 827.9681 | 0 | 0 | 0 | 0 | 0
2022-09-18 13:00 | 0.86655 | 0.87462 | 35871 | 30151.4946 | 633 | 92567.6817 | 3 | 2681.8387 | 0.26818 | 89885.843 | 0 | 92511.3809 | 19 | 9500 | 2951.9552 | 199.6997 | 23333.3333 | 163762.0613 | 32833.3333 | 0 | 130928.7279 | 130928.7279 | 6818.1613 | 2681.8387 | 0 | 0 | 0 | 0 | 0
2022-09-18 14:00 | 0.74575 | 0.8331 | 35871 | 25948.2743 | 633 | 88173.3046 | 3 | 6885.059 | 0.68851 | 81288.2455 | 0 | 182397.2239 | 19 | 9500 | 2951.9552 | 199.6997 | 23333.3333 | 163762.0613 | 32833.3333 | 0 | 130928.7279 | 130928.7279 | 2614.941 | 6885.059 | 0 | 0 | 0 | 0 | 0
2022-09-18 15:00 | 0.56797 | 0.74822 | 35871 | 19762.4423 | 633 | 79189.8091 | 3 | 13070.891 | 1.3071 | 66118.9181 | 0 | 263685.4694 | 19 | 9500 | 2951.9552 | 199.6997 | 23333.3333 | 163762.0613 | 32833.3333 | 0 | 130928.7279 | 130928.7279 | 0 | 9500 | 0 | 0 | 0 | 0 | 0
2022-09-18 16:00 | 0.35108 | 0.61831 | 35871 | 12215.783 | 633 | 65440.4465 | 3 | 20617.5504 | 2.0618 | 44822.8961 | 0 | 329804.3875 | 19 | 9500 | 2951.9552 | 199.6997 | 23333.3333 | 163762.0613 | 32833.3333 | 0 | 130928.7279 | 130928.7279 | 0 | 9500 | 0 | 0 | 0 | 0 | 0
2022-09-18 17:00 | 0.12852 | 0.34188 | 35871 | 4471.8367 | 633 | 36183.7587 | 3 | 28361.4966 | 2.8361 | 7822.262 | 0 | 374627.2836 | 19 | 9500 | 2951.9552 | 199.6997 | 23333.3333 | 163762.0613 | 32833.3333 | 0 | 130928.7279 | 130928.7279 | 0 | 9500 | 0 | 0 | 0 | 0 | 0
2022-09-18 18:00 | 0.00468 | 0.00512 | 35871 | 162.84 | 633 | 541.8885 | 3 | 30000 | 3 | 0 | 29458.1115 | 382449.5456 | 19 | 6829.5067 | 2951.9552 | 143.5632 | 23333.3333 | 163762.0613 | 30162.84 | 0 | 133599.2213 | 133599.2213 | 0 | 6829.5067 | 0 | 0 | 0 | 0 | 0
2022-09-18 19:00 | 0 | 0 | 35871 | 0 | 633 | 0 | 3 | 30000 | 3 | 0 | 30000 | 352991.4341 | 19 | 6666.6667 | 2951.9552 | 140.1401 | 23333.3333 | 163762.0613 | 30000 | 0 | 133762.0613 | 133762.0613 | 0 | 6666.6667 | 0 | 0 | 0 | 0 | 0
2022-09-18 20:00 | 0 | 0 | 35871 | 0 | 633 | 0 | 3 | 30000 | 3 | 0 | 30000 | 322991.4341 | 19 | 6666.6667 | 2951.9552 | 140.1401 | 23333.3333 | 163762.0613 | 30000 | 0 | 133762.0613 | 133762.0613 | 0 | 6666.6667 | 0 | 0 | 0 | 0 | 0
2022-09-18 21:00 | 0 | 0 | 35871 | 0 | 633 | 0 | 3 | 30000 | 3 | 0 | 30000 | 292991.4341 | 19 | 6666.6667 | 2951.9552 | 140.1401 | 23333.3333 | 163762.0613 | 30000 | 0 | 133762.0613 | 133762.0613 | 0 | 6666.6667 | 0 | 0 | 0 | 0 | 0
2022-09-18 22:00 | 0 | 0 | 35871 | 0 | 633 | 0 | 3 | 30000 | 3 | 0 | 30000 | 262991.4341 | 19 | 6666.6667 | 2951.9552 | 140.1401 | 23333.3333 | 163762.0613 | 30000 | 0 | 133762.0613 | 133762.0613 | 0 | 6666.6667 | 0 | 0 | 0 | 0 | 0
2022-09-18 23:00 | 0 | 0 | 35871 | 0 | 633 | 0 | 3 | 30000 | 3 | 0 | 30000 | 232991.4341 | 19 | 6666.6667 | 2951.9552 | 140.1401 | 23333.3333 | 163762.0613 | 30000 | 0 | 133762.0613 | 133762.0613 | 0 | 6666.6667 | 0 | 0 | 0 | 0 | 0
2022-09-19 | 0 | 0 | 35871 | 0 | 633 | 0 | 3 | 30000 | 3 | 0 | 30000 | 202991.4341 | 19 | 6708.3333 | 2951.9552 | 141.016 | 23291.6667 | 163720.3946 | 30000 | 0 | 133720.3946 | 133720.3946 | 0 | 6708.3333 | 0 | 0 | 0 | 0 | 0
2022-09-19 01:00 | 0 | 0 | 35871 | 0 | 633 | 0 | 3 | 30000 | 3 | 0 | 30000 | 172991.4341 | 19 | 6708.3333 | 2951.9552 | 141.016 | 23291.6667 | 163720.3946 | 30000 | 0 | 133720.3946 | 133720.3946 | 0 | 6708.3333 | 0 | 0 | 0 | 0 | 0
2022-09-19 02:00 | 0 | 0 | 35871 | 0 | 633 | 0 | 3 | 30000 | 3 | 0 | 30000 | 142991.4341 | 19 | 6708.3333 | 2951.9552 | 141.016 | 23291.6667 | 163720.3946 | 30000 | 0 | 133720.3946 | 133720.3946 | 0 | 6708.3333 | 0 | 0 | 0 | 0 | 0
2022-09-19 03:00 | 0 | 0 | 35871 | 0 | 633 | 0 | 3 | 30000 | 3 | 0 | 30000 | 112991.4341 | 19 | 6708.3333 | 2951.9552 | 141.016 | 23291.6667 | 163720.3946 | 30000 | 0 | 133720.3946 | 133720.3946 | 0 | 6708.3333 | 0 | 0 | 0 | 0 | 0
2022-09-19 04:00 | 0 | 0 | 35871 | 0 | 633 | 0 | 3 | 30000 | 3 | 0 | 30000 | 82991.4341 | 19 | 6708.3333 | 2951.9552 | 141.016 | 23291.6667 | 163720.3946 | 30000 | 0 | 133720.3946 | 133720.3946 | 0 | 6708.3333 | 0 | 0 | 0 | 0 | 0
2022-09-19 05:00 | 0 | 0 | 35871 | 0 | 633 | 0 | 3 | 30000 | 3 | 0 | 30000 | 52991.4341 | 19 | 6708.3333 | 2951.9552 | 141.016 | 23291.6667 | 163720.3946 | 30000 | 0 | 133720.3946 | 133720.3946 | 0 | 6708.3333 | 0 | 0 | 0 | 0 | 0
2022-09-19 06:00 | 0.03355 | 0.06622 | 35871 | 1167.3679 | 633 | 7008.5659 | 3 | 30000 | 3 | 0 | 22991.4341 | 22991.4341 | 19 | 7875.7012 | 2951.9552 | 165.5553 | 23291.6667 | 163720.3946 | 31167.3679 | 0 | 132553.0267 | 132553.0267 | -4.5475e-13 | 7875.7012 | 0 | 0 | 0 | 0 | 0
2022-09-19 07:00 | 0.2225 | 0.43122 | 35871 | 7741.8586 | 633 | 45639.2899 | 3 | 25049.8081 | 2.505 | 0 | 0 | 0 | 19 | 9500 | 2951.9552 | 199.6997 | 23291.6667 | 163720.3946 | 32791.6667 | 0 | 130928.7279 | 130928.7279 | 0 | 9500 | 0 | 0 | 0 | 0 | 0
2022-09-19 08:00 | 0.44415 | 0.61536 | 35871 | 15454.1415 | 633 | 65128.2255 | 3 | 17337.5252 | 1.7338 | 0 | 0 | 0 | 19 | 9500 | 2951.9552 | 199.6997 | 23291.6667 | 163720.3946 | 32791.6667 | 0 | 130928.7279 | 130928.7279 | 0 | 9500 | 0 | 0 | 0 | 0 | 0
2022-09-19 09:00 | 0.6454 | 0.7326 | 35871 | 22456.6091 | 633 | 77536.6258 | 3 | 10335.0576 | 1.0335 | 0 | 0 | 0 | 19 | 9500 | 2951.9552 | 199.6997 | 23291.6667 | 163720.3946 | 32791.6667 | 0 | 130928.7279 | 130928.7279 | 0 | 9500 | 0 | 0 | 0 | 0 | 0
2022-09-19 10:00 | 0.79967 | 0.78591 | 35871 | 27824.4137 | 633 | 83178.8282 | 3 | 4967.253 | 0.49673 | 0 | 0 | 0 | 19 | 9500 | 2951.9552 | 199.6997 | 23291.6667 | 163720.3946 | 32791.6667 | 0 | 130928.7279 | 130928.7279 | 4532.747 | 4967.253 | 0 | 0 | 0 | 0 | 0
2022-09-19 11:00 | 0.88935 | 0.81638 | 35871 | 30944.8176 | 633 | 86403.6999 | 3 | 1846.849 | 0.18468 | 58125.1686 | 0 | 0 | 19 | 9500 | 2951.9552 | 199.6997 | 23291.6667 | 163720.3946 | 32791.6667 | 0 | 130928.7279 | 130928.7279 | 7653.151 | 1846.849 | 0 | 0 | 0 | 0 | 0
2022-09-19 12:00 | 0.90692 | 0.82433 | 35871 | 31556.1635 | 633 | 87245.1088 | 3 | 1235.5032 | 0.12355 | 86009.6056 | 0 | 58125.1686 | 19 | 9500 | 2951.9552 | 199.6997 | 23291.6667 | 163720.3946 | 32791.6667 | 0 | 130928.7279 | 130928.7279 | 8264.4968 | 1235.5032 | 0 | 0 | 0 | 0 | 0
2022-09-19 13:00 | 0.85278 | 0.79854 | 35871 | 29672.3692 | 633 | 84515.5571 | 3 | 3119.2974 | 0.31193 | 81396.2597 | 0 | 144134.7742 | 19 | 9500 | 2951.9552 | 199.6997 | 23291.6667 | 163720.3946 | 32791.6667 | 0 | 130928.7279 | 130928.7279 | 6380.7026 | 3119.2974 | 0 | 0 | 0 | 0 | 0
2022-09-19 14:00 | 0.73072 | 0.74993 | 35871 | 25425.3074 | 633 | 79370.7914 | 3 | 7366.3593 | 0.73664 | 72004.4321 | 0 | 225531.0339 | 19 | 9500 | 2951.9552 | 199.6997 | 23291.6667 | 163720.3946 | 32791.6667 | 0 | 130928.7279 | 130928.7279 | 2133.6407 | 7366.3593 | 0 | 0 | 0 | 0 | 0
2022-09-19 15:00 | 0.5511 | 0.65716 | 35871 | 19175.4529 | 633 | 69552.2372 | 3 | 13616.2138 | 1.3616 | 55936.0234 | 0 | 297535.466 | 19 | 9500 | 2951.9552 | 199.6997 | 23291.6667 | 163720.3946 | 32791.6667 | 0 | 130928.7279 | 130928.7279 | 0 | 9500 | 0 | 0 | 0 | 0 | 0
2022-09-19 16:00 | 0.33352 | 0.51321 | 35871 | 11604.785 | 633 | 54316.9147 | 3 | 21186.8816 | 2.1187 | 33130.0331 | 0 | 353471.4894 | 19 | 9500 | 2951.9552 | 199.6997 | 23291.6667 | 163720.3946 | 32791.6667 | 0 | 130928.7279 | 130928.7279 | 0 | 9500 | 0 | 0 | 0 | 0 | 0
2022-09-19 17:00 | 0.11793 | 0.2488 | 35871 | 4103.359 | 633 | 26332.3949 | 3 | 28688.3076 | 2.8688 | 0 | 2355.9128 | 386601.5225 | 19 | 9500 | 2951.9552 | 199.6997 | 23291.6667 | 163720.3946 | 32791.6667 | 0 | 130928.7279 | 130928.7279 | 0 | 9500 | 0 | 0 | 0 | 0 | 0
2022-09-19 18:00 | 0.00397 | 0.00087 | 35871 | 138.1356 | 633 | 92.0787 | 3 | 30000 | 3 | 0 | 29907.9213 | 384245.6097 | 19 | 6846.469 | 2951.9552 | 143.9198 | 23291.6667 | 163720.3946 | 30138.1356 | 0 | 133582.259 | 133582.259 | -8.5265e-14 | 6846.469 | 0 | 0 | 0 | 0 | 0
2022-09-19 19:00 | 0 | 0 | 35871 | 0 | 633 | 0 | 3 | 30000 | 3 | 0 | 30000 | 354337.6884 | 19 | 6708.3333 | 2951.9552 | 141.016 | 23291.6667 | 163720.3946 | 30000 | 0 | 133720.3946 | 133720.3946 | 0 | 6708.3333 | 0 | 0 | 0 | 0 | 0
2022-09-19 20:00 | 0 | 0 | 35871 | 0 | 633 | 0 | 3 | 30000 | 3 | 0 | 30000 | 324337.6884 | 19 | 6708.3333 | 2951.9552 | 141.016 | 23291.6667 | 163720.3946 | 30000 | 0 | 133720.3946 | 133720.3946 | 0 | 6708.3333 | 0 | 0 | 0 | 0 | 0
2022-09-19 21:00 | 0 | 0 | 35871 | 0 | 633 | 0 | 3 | 30000 | 3 | 0 | 30000 | 294337.6884 | 19 | 6708.3333 | 2951.9552 | 141.016 | 23291.6667 | 163720.3946 | 30000 | 0 | 133720.3946 | 133720.3946 | 0 | 6708.3333 | 0 | 0 | 0 | 0 | 0
2022-09-19 22:00 | 0 | 0 | 35871 | 0 | 633 | 0 | 3 | 30000 | 3 | 0 | 30000 | 264337.6884 | 19 | 6708.3333 | 2951.9552 | 141.016 | 23291.6667 | 163720.3946 | 30000 | 0 | 133720.3946 | 133720.3946 | 0 | 6708.3333 | 0 | 0 | 0 | 0 | 0
2022-09-19 23:00 | 0 | 0 | 35871 | 0 | 633 | 0 | 3 | 30000 | 3 | 0 | 30000 | 234337.6884 | 19 | 6708.3333 | 2951.9552 | 141.016 | 23291.6667 | 163720.3946 | 30000 | 0 | 133720.3946 | 133720.3946 | 0 | 6708.3333 | 0 | 0 | 0 | 0 | 0
2022-09-20 | 0 | 0 | 35871 | 0 | 633 | 0 | 3 | 30000 | 3 | 0 | 30000 | 204337.6884 | 19 | 6512.5 | 2951.9552 | 136.8994 | 23487.5 | 163916.2279 | 30000 | 0 | 133916.2279 | 133916.2279 | 0 | 6512.5 | 0 | 0 | 0 | 0 | 0
2022-09-20 01:00 | 0 | 0 | 35871 | 0 | 633 | 0 | 3 | 30000 | 3 | 0 | 30000 | 174337.6884 | 19 | 6512.5 | 2951.9552 | 136.8994 | 23487.5 | 163916.2279 | 30000 | 0 | 133916.2279 | 133916.2279 | 0 | 6512.5 | 0 | 0 | 0 | 0 | 0
2022-09-20 02:00 | 0 | 0 | 35871 | 0 | 633 | 0 | 3 | 30000 | 3 | 0 | 30000 | 144337.6884 | 19 | 6512.5 | 2951.9552 | 136.8994 | 23487.5 | 163916.2279 | 30000 | 0 | 133916.2279 | 133916.2279 | 0 | 6512.5 | 0 | 0 | 0 | 0 | 0
2022-09-20 03:00 | 0 | 0 | 35871 | 0 | 633 | 0 | 3 | 30000 | 3 | 0 | 30000 | 114337.6884 | 19 | 6512.5 | 2951.9552 | 136.8994 | 23487.5 | 163916.2279 | 30000 | 0 | 133916.2279 | 133916.2279 | 0 | 6512.5 | 0 | 0 | 0 | 0 | 0
2022-09-20 04:00 | 0 | 0 | 35871 | 0 | 633 | 0 | 3 | 30000 | 3 | 0 | 30000 | 84337.6884 | 19 | 6512.5 | 2951.9552 | 136.8994 | 23487.5 | 163916.2279 | 30000 | 0 | 133916.2279 | 133916.2279 | 0 | 6512.5 | 0 | 0 | 0 | 0 | 0
2022-09-20 05:00 | 0 | 0 | 35871 | 0 | 633 | 0 | 3 | 30000 | 3 | 0 | 30000 | 54337.6884 | 19 | 6512.5 | 2951.9552 | 136.8994 | 23487.5 | 163916.2279 | 30000 | 0 | 133916.2279 | 133916.2279 | 0 | 6512.5 | 0 | 0 | 0 | 0 | 0
2022-09-20 06:00 | 0.03217 | 0.0535 | 35871 | 1119.351 | 633 | 5662.3116 | 3 | 30000 | 3 | 0 | 24337.6884 | 24337.6884 | 19 | 7631.851 | 2951.9552 | 160.4293 | 23487.5 | 163916.2279 | 31119.351 | 0 | 132796.877 | 132796.877 | 4.5475e-13 | 7631.851 | 0 | 0 | 0 | 0 | 0
2022-09-20 07:00 | 0.22005 | 0.43498 | 35871 | 7656.6111 | 633 | 46037.2392 | 3 | 25330.8889 | 2.5331 | 0 | 0 | 0 | 19 | 9500 | 2951.9552 | 199.6997 | 23487.5 | 163916.2279 | 32987.5 | 0 | 130928.7279 | 130928.7279 | 1.819e-12 | 9500 | 0 | 0 | 0 | 0 | 0
2022-09-20 08:00 | 0.4413 | 0.63795 | 35871 | 15354.9761 | 633 | 67519.0969 | 3 | 17632.5239 | 1.7633 | 0 | 0 | 0 | 19 | 9500 | 2951.9552 | 199.6997 | 23487.5 | 163916.2279 | 32987.5 | 0 | 130928.7279 | 130928.7279 | 0 | 9500 | 0 | 0 | 0 | 0 | 0
2022-09-20 09:00 | 0.64333 | 0.76709 | 35871 | 22384.5837 | 633 | 81186.9646 | 3 | 10602.9163 | 1.0603 | 0 | 0 | 0 | 19 | 9500 | 2951.9552 | 199.6997 | 23487.5 | 163916.2279 | 32987.5 | 0 | 130928.7279 | 130928.7279 | 0 | 9500 | 0 | 0 | 0 | 0 | 0
2022-09-20 10:00 | 0.7963 | 0.81488 | 35871 | 27707.155 | 633 | 86244.9435 | 3 | 5280.345 | 0.52803 | 60141.5511 | 0 | 0 | 19 | 9500 | 2951.9552 | 199.6997 | 23487.5 | 163916.2279 | 32987.5 | 0 | 130928.7279 | 130928.7279 | 4219.655 | 5280.345 | 0 | 0 | 0 | 0 | 0
2022-09-20 11:00 | 0.8851 | 0.84758 | 35871 | 30796.9394 | 633 | 89705.833 | 3 | 2190.5606 | 0.21906 | 87515.2724 | 0 | 60141.5511 | 19 | 9500 | 2951.9552 | 199.6997 | 23487.5 | 163916.2279 | 32987.5 | 0 | 130928.7279 | 130928.7279 | 7309.4394 | 2190.5606 | 0 | 0 | 0 | 0 | 0
2022-09-20 12:00 | 0.87835 | 0.73944 | 35871 | 30562.0741 | 633 | 78260.5549 | 3 | 2425.4259 | 0.24254 | 75835.129 | 0 | 147656.8236 | 19 | 9500 | 2951.9552 | 199.6997 | 23487.5 | 163916.2279 | 32987.5 | 0 | 130928.7279 | 130928.7279 | 7074.5741 | 2425.4259 | 0 | 0 | 0 | 0 | 0
2022-09-20 13:00 | 0.82385 | 0.71646 | 35871 | 28665.7536 | 633 | 75828.4069 | 3 | 4321.7464 | 0.43217 | 71506.6605 | 0 | 223491.9526 | 19 | 9500 | 2951.9552 | 199.6997 | 23487.5 | 163916.2279 | 32987.5 | 0 | 130928.7279 | 130928.7279 | 5178.2536 | 4321.7464 | 0 | 0 | 0 | 0 | 0
2022-09-20 14:00 | 0.6638 | 0.62086 | 35871 | 23096.8347 | 633 | 65710.3323 | 3 | 9890.6653 | 0.98907 | 55819.667 | 0 | 294998.6131 | 19 | 9500 | 2951.9552 | 199.6997 | 23487.5 | 163916.2279 | 32987.5 | 0 | 130928.7279 | 130928.7279 | 0 | 9500 | 0 | 0 | 0 | 0 | 0
2022-09-20 15:00 | 0.46992 | 0.52145 | 35871 | 16350.8053 | 633 | 55189.0165 | 3 | 16636.6947 | 1.6637 | 38552.3218 | 0 | 350818.2802 | 19 | 9500 | 2951.9552 | 199.6997 | 23487.5 | 163916.2279 | 32987.5 | 0 | 130928.7279 | 130928.7279 | 0 | 9500 | 0 | 0 | 0 | 0 | 0
2022-09-20 16:00 | 0.2642 | 0.33742 | 35871 | 9192.8047 | 633 | 35711.723 | 3 | 23794.6953 | 2.3795 | 11917.0276 | 0 | 389370.602 | 19 | 9500 | 2951.9552 | 199.6997 | 23487.5 | 163916.2279 | 32987.5 | 0 | 130928.7279 | 130928.7279 | 0 | 9500 | 0 | 0 | 0 | 0 | 0
2022-09-20 17:00 | 0.09472 | 0.12577 | 35871 | 3295.7701 | 633 | 13311.195 | 3 | 29691.7299 | 2.9692 | 0 | 16380.535 | 401287.6296 | 19 | 9500 | 2951.9552 | 199.6997 | 23487.5 | 163916.2279 | 32987.5 | 0 | 130928.7279 | 130928.7279 | 0 | 9500 | 0 | 0 | 0 | 0 | 0
2022-09-20 18:00 | 0 | 0 | 35871 | 0 | 633 | 0 | 3 | 30000 | 3 | 0 | 30000 | 384907.0947 | 19 | 6512.5 | 2951.9552 | 136.8994 | 23487.5 | 163916.2279 | 30000 | 0 | 133916.2279 | 133916.2279 | 0 | 6512.5 | 0 | 0 | 0 | 0 | 0
2022-09-20 19:00 | 0 | 0 | 35871 | 0 | 633 | 0 | 3 | 30000 | 3 | 0 | 30000 | 354907.0947 | 19 | 6512.5 | 2951.9552 | 136.8994 | 23487.5 | 163916.2279 | 30000 | 0 | 133916.2279 | 133916.2279 | 0 | 6512.5 | 0 | 0 | 0 | 0 | 0
2022-09-20 20:00 | 0 | 0 | 35871 | 0 | 633 | 0 | 3 | 30000 | 3 | 0 | 30000 | 324907.0947 | 19 | 6512.5 | 2951.9552 | 136.8994 | 23487.5 | 163916.2279 | 30000 | 0 | 133916.2279 | 133916.2279 | 0 | 6512.5 | 0 | 0 | 0 | 0 | 0
2022-09-20 21:00 | 0 | 0 | 35871 | 0 | 633 | 0 | 3 | 30000 | 3 | 0 | 30000 | 294907.0947 | 19 | 6512.5 | 2951.9552 | 136.8994 | 23487.5 | 163916.2279 | 30000 | 0 | 133916.2279 | 133916.2279 | 0 | 6512.5 | 0 | 0 | 0 | 0 | 0
2022-09-20 22:00 | 0 | 0 | 35871 | 0 | 633 | 0 | 3 | 30000 | 3 | 0 | 30000 | 264907.0947 | 19 | 6512.5 | 2951.9552 | 136.8994 | 23487.5 | 163916.2279 | 30000 | 0 | 133916.2279 | 133916.2279 | 0 | 6512.5 | 0 | 0 | 0 | 0 | 0
2022-09-20 23:00 | 0 | 0 | 35871 | 0 | 633 | 0 | 3 | 30000 | 3 | 0 | 30000 | 234907.0947 | 19 | 6512.5 | 2951.9552 | 136.8994 | 23487.5 | 163916.2279 | 30000 | 0 | 133916.2279 | 133916.2279 | 0 | 6512.5 | 0 | 0 | 0 | 0 | 0
2022-09-21 | 0 | 0 | 35871 | 0 | 633 | 0 | 3 | 30000 | 3 | 0 | 30000 | 204907.0947 | 19 | 6979.1667 | 2951.9552 | 146.7092 | 23020.8333 | 163449.5613 | 30000 | 0 | 133449.5613 | 133449.5613 | 0 | 6979.1667 | 0 | 0 | 0 | 0 | 0
2022-09-21 01:00 | 0 | 0 | 35871 | 0 | 633 | 0 | 3 | 30000 | 3 | 0 | 30000 | 174907.0947 | 19 | 6979.1667 | 2951.9552 | 146.7092 | 23020.8333 | 163449.5613 | 30000 | 0 | 133449.5613 | 133449.5613 | 0 | 6979.1667 | 0 | 0 | 0 | 0 | 0
2022-09-21 02:00 | 0 | 0 | 35871 | 0 | 633 | 0 | 3 | 30000 | 3 | 0 | 30000 | 144907.0947 | 19 | 6979.1667 | 2951.9552 | 146.7092 | 23020.8333 | 163449.5613 | 30000 | 0 | 133449.5613 | 133449.5613 | 0 | 6979.1667 | 0 | 0 | 0 | 0 | 0
2022-09-21 03:00 | 0 | 0 | 35871 | 0 | 633 | 0 | 3 | 30000 | 3 | 0 | 30000 | 114907.0947 | 19 | 6979.1667 | 2951.9552 | 146.7092 | 23020.8333 | 163449.5613 | 30000 | 0 | 133449.5613 | 133449.5613 | 0 | 6979.1667 | 0 | 0 | 0 | 0 | 0
2022-09-21 04:00 | 0 | 0 | 35871 | 0 | 633 | 0 | 3 | 30000 | 3 | 0 | 30000 | 84907.0947 | 19 | 6979.1667 | 2951.9552 | 146.7092 | 23020.8333 | 163449.5613 | 30000 | 0 | 133449.5613 | 133449.5613 | 0 | 6979.1667 | 0 | 0 | 0 | 0 | 0
2022-09-21 05:00 | 0 | 0 | 35871 | 0 | 633 | 0 | 3 | 30000 | 3 | 0 | 30000 | 54907.0947 | 19 | 6979.1667 | 2951.9552 | 146.7092 | 23020.8333 | 163449.5613 | 30000 | 0 | 133449.5613 | 133449.5613 | 0 | 6979.1667 | 0 | 0 | 0 | 0 | 0
2022-09-21 06:00 | 0.0304 | 0.04812 | 35871 | 1057.764 | 633 | 5092.9053 | 3 | 30000 | 3 | 0 | 24907.0947 | 24907.0947 | 19 | 8036.9307 | 2951.9552 | 168.9445 | 23020.8333 | 163449.5613 | 31057.764 | 0 | 132391.7972 | 132391.7972 | 4.5475e-13 | 8036.9307 | 0 | 0 | 0 | 0 | 0
2022-09-21 07:00 | 0.21177 | 0.40951 | 35871 | 7368.5096 | 633 | 43341.5556 | 3 | 25152.3237 | 2.5152 | 0 | 0 | 0 | 19 | 9500 | 2951.9552 | 199.6997 | 23020.8333 | 163449.5613 | 32520.8333 | 0 | 130928.7279 | 130928.7279 | 0 | 9500 | 0 | 0 | 0 | 0 | 0
2022-09-21 08:00 | 0.43002 | 0.58896 | 35871 | 14962.49 | 633 | 62334.1129 | 3 | 17558.3433 | 1.7558 | 0 | 0 | 0 | 19 | 9500 | 2951.9552 | 199.6997 | 23020.8333 | 163449.5613 | 32520.8333 | 0 | 130928.7279 | 130928.7279 | 0 | 9500 | 0 | 0 | 0 | 0 | 0
2022-09-21 09:00 | 0.63197 | 0.71506 | 35871 | 21989.314 | 633 | 75680.2343 | 3 | 10531.5193 | 1.0532 | 0 | 0 | 0 | 19 | 9500 | 2951.9552 | 199.6997 | 23020.8333 | 163449.5613 | 32520.8333 | 0 | 130928.7279 | 130928.7279 | 0 | 9500 | 0 | 0 | 0 | 0 | 0
2022-09-21 10:00 | 0.78545 | 0.78085 | 35871 | 27329.6306 | 633 | 82643.29 | 3 | 5191.2027 | 0.51912 | 21751.7629 | 0 | 0 | 19 | 9500 | 2951.9552 | 199.6997 | 23020.8333 | 163449.5613 | 32520.8333 | 0 | 130928.7279 | 130928.7279 | 4308.7973 | 5191.2027 | 0 | 0 | 0 | 0 | 0
2022-09-21 11:00 | 0.87558 | 0.82803 | 35871 | 30465.6923 | 633 | 87636.7079 | 3 | 2055.1411 | 0.20551 | 85581.5669 | 0 | 21751.7629 | 19 | 9500 | 2951.9552 | 199.6997 | 23020.8333 | 163449.5613 | 32520.8333 | 0 | 130928.7279 | 130928.7279 | 7444.8589 | 2055.1411 | 0 | 0 | 0 | 0 | 0
2022-09-21 12:00 | 0.8665 | 0.7193 | 35871 | 30149.7549 | 633 | 76128.9857 | 3 | 2371.0785 | 0.23711 | 73757.9072 | 0 | 107333.3298 | 19 | 9500 | 2951.9552 | 199.6997 | 23020.8333 | 163449.5613 | 32520.8333 | 0 | 130928.7279 | 130928.7279 | 7128.9215 | 2371.0785 | 0 | 0 | 0 | 0 | 0
2022-09-21 13:00 | 0.8147 | 0.71011 | 35871 | 28347.3806 | 633 | 75156.3381 | 3 | 4173.4527 | 0.41735 | 70982.8854 | 0 | 181091.237 | 19 | 9500 | 2951.9552 | 199.6997 | 23020.8333 | 163449.5613 | 32520.8333 | 0 | 130928.7279 | 130928.7279 | 5326.5473 | 4173.4527 | 0 | 0 | 0 | 0 | 0
2022-09-21 14:00 | 0.69497 | 0.67185 | 35871 | 24181.3908 | 633 | 71106.9916 | 3 | 8339.4425 | 0.83394 | 62767.549 | 0 | 252074.1224 | 19 | 9500 | 2951.9552 | 199.6997 | 23020.8333 | 163449.5613 | 32520.8333 | 0 | 130928.7279 | 130928.7279 | 1160.5575 | 8339.4425 | 0 | 0 | 0 | 0 | 0
2022-09-21 15:00 | 0.51915 | 0.59486 | 35871 | 18063.7568 | 633 | 62958.5547 | 3 | 14457.0766 | 1.4457 | 48501.4782 | 0 | 314841.6714 | 19 | 9500 | 2951.9552 | 199.6997 | 23020.8333 | 163449.5613 | 32520.8333 | 0 | 130928.7279 | 130928.7279 | 0 | 9500 | 0 | 0 | 0 | 0 | 0
2022-09-21 16:00 | 0.3081 | 0.44072 | 35871 | 10720.2994 | 633 | 46644.7471 | 3 | 21800.5339 | 2.1801 | 24844.2132 | 0 | 363343.1496 | 19 | 9500 | 2951.9552 | 199.6997 | 23020.8333 | 163449.5613 | 32520.8333 | 0 | 130928.7279 | 130928.7279 | 0 | 9500 | 0 | 0 | 0 | 0 | 0
2022-09-21 17:00 | 0.1105 | 0.20812 | 35871 | 3844.8331 | 633 | 22026.9213 | 3 | 28676.0002 | 2.8676 | 0 | 6649.0789 | 388187.3628 | 19 | 9500 | 2951.9552 | 199.6997 | 23020.8333 | 163449.5613 | 32520.8333 | 0 | 130928.7279 | 130928.7279 | 0 | 9500 | 0 | 0 | 0 | 0 | 0
2022-09-21 18:00 | 0 | 0 | 35871 | 0 | 633 | 0 | 3 | 30000 | 3 | 0 | 30000 | 381538.2839 | 19 | 6979.1667 | 2951.9552 | 146.7092 | 23020.8333 | 163449.5613 | 30000 | 0 | 133449.5613 | 133449.5613 | 0 | 6979.1667 | 0 | 0 | 0 | 0 | 0
2022-09-21 19:00 | 0 | 0 | 35871 | 0 | 633 | 0 | 3 | 30000 | 3 | 0 | 30000 | 351538.2839 | 19 | 6979.1667 | 2951.9552 | 146.7092 | 23020.8333 | 163449.5613 | 30000 | 0 | 133449.5613 | 133449.5613 | 0 | 6979.1667 | 0 | 0 | 0 | 0 | 0
2022-09-21 20:00 | 0 | 0 | 35871 | 0 | 633 | 0 | 3 | 30000 | 3 | 0 | 30000 | 321538.2839 | 19 | 6979.1667 | 2951.9552 | 146.7092 | 23020.8333 | 163449.5613 | 30000 | 0 | 133449.5613 | 133449.5613 | 0 | 6979.1667 | 0 | 0 | 0 | 0 | 0
2022-09-21 21:00 | 0 | 0 | 35871 | 0 | 633 | 0 | 3 | 30000 | 3 | 0 | 30000 | 291538.2839 | 19 | 6979.1667 | 2951.9552 | 146.7092 | 23020.8333 | 163449.5613 | 30000 | 0 | 133449.5613 | 133449.5613 | 0 | 6979.1667 | 0 | 0 | 0 | 0 | 0
2022-09-21 22:00 | 0 | 0 | 35871 | 0 | 633 | 0 | 3 | 30000 | 3 | 0 | 30000 | 261538.2839 | 19 | 6979.1667 | 2951.9552 | 146.7092 | 23020.8333 | 163449.5613 | 30000 | 0 | 133449.5613 | 133449.5613 | 0 | 6979.1667 | 0 | 0 | 0 | 0 | 0
2022-09-21 23:00 | 0 | 0 | 35871 | 0 | 633 | 0 | 3 | 30000 | 3 | 0 | 30000 | 231538.2839 | 19 | 6979.1667 | 2951.9552 | 146.7092 | 23020.8333 | 163449.5613 | 30000 | 0 | 133449.5613 | 133449.5613 | 0 | 6979.1667 | 0 | 0 | 0 | 0 | 0
2022-09-22 | 0 | 0 | 35871 | 0 | 633 | 0 | 3 | 30000 | 3 | 0 | 30000 | 201538.2839 | 19 | 6812.5 | 2951.9552 | 143.2057 | 23187.5 | 163616.2279 | 30000 | 0 | 133616.2279 | 133616.2279 | 0 | 6812.5 | 0 | 0 | 0 | 0 | 0
2022-09-22 01:00 | 0 | 0 | 35871 | 0 | 633 | 0 | 3 | 30000 | 3 | 0 | 30000 | 171538.2839 | 19 | 6812.5 | 2951.9552 | 143.2057 | 23187.5 | 163616.2279 | 30000 | 0 | 133616.2279 | 133616.2279 | 0 | 6812.5 | 0 | 0 | 0 | 0 | 0
2022-09-22 02:00 | 0 | 0 | 35871 | 0 | 633 | 0 | 3 | 30000 | 3 | 0 | 30000 | 141538.2839 | 19 | 6812.5 | 2951.9552 | 143.2057 | 23187.5 | 163616.2279 | 30000 | 0 | 133616.2279 | 133616.2279 | 0 | 6812.5 | 0 | 0 | 0 | 0 | 0
2022-09-22 03:00 | 0 | 0 | 35871 | 0 | 633 | 0 | 3 | 30000 | 3 | 0 | 30000 | 111538.2839 | 19 | 6812.5 | 2951.9552 | 143.2057 | 23187.5 | 163616.2279 | 30000 | 0 | 133616.2279 | 133616.2279 | 0 | 6812.5 | 0 | 0 | 0 | 0 | 0
2022-09-22 04:00 | 0 | 0 | 35871 | 0 | 633 | 0 | 3 | 30000 | 3 | 0 | 30000 | 81538.2839 | 19 | 6812.5 | 2951.9552 | 143.2057 | 23187.5 | 163616.2279 | 30000 | 0 | 133616.2279 | 133616.2279 | 0 | 6812.5 | 0 | 0 | 0 | 0 | 0
2022-09-22 05:00 | 0 | 0 | 35871 | 0 | 633 | 0 | 3 | 30000 | 3 | 0 | 30000 | 51538.2839 | 19 | 6812.5 | 2951.9552 | 143.2057 | 23187.5 | 163616.2279 | 30000 | 0 | 133616.2279 | 133616.2279 | 0 | 6812.5 | 0 | 0 | 0 | 0 | 0
2022-09-22 06:00 | 0.03217 | 0.07995 | 35871 | 1119.351 | 633 | 8461.7161 | 3 | 30000 | 3 | 0 | 21538.2839 | 21538.2839 | 19 | 7931.851 | 2951.9552 | 166.7356 | 23187.5 | 163616.2279 | 31119.351 | 0 | 132496.877 | 132496.877 | 4.5475e-13 | 7931.851 | 0 | 0 | 0 | 0 | 0
2022-09-22 07:00 | 0.2267 | 0.53262 | 35871 | 7887.997 | 633 | 56371.2225 | 3 | 24799.503 | 2.48 | 0 | 0 | 0 | 19 | 9500 | 2951.9552 | 199.6997 | 23187.5 | 163616.2279 | 32687.5 | 0 | 130928.7279 | 130928.7279 | 0 | 9500 | 0 | 0 | 0 | 0 | 0
2022-09-22 08:00 | 0.4535 | 0.71809 | 35871 | 15779.4735 | 633 | 76000.9222 | 3 | 16908.0265 | 1.6908 | 0 | 0 | 0 | 19 | 9500 | 2951.9552 | 199.6997 | 23187.5 | 163616.2279 | 32687.5 | 0 | 130928.7279 | 130928.7279 | 0 | 9500 | 0 | 0 | 0 | 0 | 0
2022-09-22 09:00 | 0.65625 | 0.83557 | 35871 | 22834.1334 | 633 | 88434.7234 | 3 | 9853.3666 | 0.98534 | 0 | 0 | 0 | 19 | 9500 | 2951.9552 | 199.6997 | 23187.5 | 163616.2279 | 32687.5 | 0 | 130928.7279 | 130928.7279 | 0 | 9500 | 0 | 0 | 0 | 0 | 0
2022-09-22 10:00 | 0.81165 | 0.89601 | 35871 | 28241.2562 | 633 | 94831.548 | 3 | 4446.2438 | 0.44462 | 0 | 0 | 0 | 19 | 9500 | 2951.9552 | 199.6997 | 23187.5 | 163616.2279 | 32687.5 | 0 | 130928.7279 | 130928.7279 | 5053.7562 | 4446.2438 | 0 | 0 | 0 | 0 | 0
2022-09-22 11:00 | 0.9032 | 0.94168 | 35871 | 31426.7266 | 633 | 99665.1512 | 3 | 1260.7734 | 0.12608 | 5046.2741 | 0 | 0 | 19 | 9500 | 2951.9552 | 199.6997 | 23187.5 | 163616.2279 | 32687.5 | 0 | 130928.7279 | 130928.7279 | 8239.2266 | 1260.7734 | 0 | 0 | 0 | 0 | 0
2022-09-22 12:00 | 0.90447 | 0.8382 | 35871 | 31470.9161 | 633 | 88713.0763 | 3 | 1216.5839 | 0.12166 | 87496.4924 | 0 | 5046.2741 | 19 | 9500 | 2951.9552 | 199.6997 | 23187.5 | 163616.2279 | 32687.5 | 0 | 130928.7279 | 130928.7279 | 8283.4161 | 1216.5839 | 0 | 0 | 0 | 0 | 0
2022-09-22 13:00 | 0.85483 | 0.83669 | 35871 | 29743.6987 | 633 | 88553.2615 | 3 | 2943.8013 | 0.29438 | 85609.4603 | 0 | 92542.7665 | 19 | 9500 | 2951.9552 | 199.6997 | 23187.5 | 163616.2279 | 32687.5 | 0 | 130928.7279 | 130928.7279 | 6556.1987 | 2943.8013 | 0 | 0 | 0 | 0 | 0
2022-09-22 14:00 | 0.73705 | 0.81429 | 35871 | 25645.5589 | 633 | 86182.4993 | 3 | 7041.9411 | 0.70419 | 79140.5582 | 0 | 178152.2268 | 19 | 9500 | 2951.9552 | 199.6997 | 23187.5 | 163616.2279 | 32687.5 | 0 | 130928.7279 | 130928.7279 | 2458.0589 | 7041.9411 | 0 | 0 | 0 | 0 | 0
2022-09-22 15:00 | 0.56042 | 0.75658 | 35871 | 19499.741 | 633 | 80074.6114 | 3 | 13187.759 | 1.3188 | 66886.8525 | 0 | 257292.785 | 19 | 9500 | 2951.9552 | 199.6997 | 23187.5 | 163616.2279 | 32687.5 | 0 | 130928.7279 | 130928.7279 | 0 | 9500 | 0 | 0 | 0 | 0 | 0
2022-09-22 16:00 | 0.34242 | 0.62545 | 35871 | 11914.4594 | 633 | 66196.1269 | 3 | 20773.0406 | 2.0773 | 45423.0863 | 0 | 324179.6375 | 19 | 9500 | 2951.9552 | 199.6997 | 23187.5 | 163616.2279 | 32687.5 | 0 | 130928.7279 | 130928.7279 | 0 | 9500 | 0 | 0 | 0 | 0 | 0
2022-09-22 17:00 | 0.12422 | 0.34376 | 35871 | 4322.2188 | 633 | 36382.7334 | 3 | 28365.2812 | 2.8365 | 8017.4521 | 0 | 369602.7238 | 19 | 9500 | 2951.9552 | 199.6997 | 23187.5 | 163616.2279 | 32687.5 | 0 | 130928.7279 | 130928.7279 | 0 | 9500 | 0 | 0 | 0 | 0 | 0
2022-09-22 18:00 | 0 | 0 | 35871 | 0 | 633 | 0 | 3 | 30000 | 3 | 0 | 30000 | 377620.1759 | 19 | 6812.5 | 2951.9552 | 143.2057 | 23187.5 | 163616.2279 | 30000 | 0 | 133616.2279 | 133616.2279 | 0 | 6812.5 | 0 | 0 | 0 | 0 | 0
2022-09-22 19:00 | 0 | 0 | 35871 | 0 | 633 | 0 | 3 | 30000 | 3 | 0 | 30000 | 347620.1759 | 19 | 6812.5 | 2951.9552 | 143.2057 | 23187.5 | 163616.2279 | 30000 | 0 | 133616.2279 | 133616.2279 | 0 | 6812.5 | 0 | 0 | 0 | 0 | 0
2022-09-22 20:00 | 0 | 0 | 35871 | 0 | 633 | 0 | 3 | 30000 | 3 | 0 | 30000 | 317620.1759 | 19 | 6812.5 | 2951.9552 | 143.2057 | 23187.5 | 163616.2279 | 30000 | 0 | 133616.2279 | 133616.2279 | 0 | 6812.5 | 0 | 0 | 0 | 0 | 0
2022-09-22 21:00 | 0 | 0 | 35871 | 0 | 633 | 0 | 3 | 30000 | 3 | 0 | 30000 | 287620.1759 | 19 | 6812.5 | 2951.9552 | 143.2057 | 23187.5 | 163616.2279 | 30000 | 0 | 133616.2279 | 133616.2279 | 0 | 6812.5 | 0 | 0 | 0 | 0 | 0
2022-09-22 22:00 | 0 | 0 | 35871 | 0 | 633 | 0 | 3 | 30000 | 3 | 0 | 30000 | 257620.1759 | 19 | 6812.5 | 2951.9552 | 143.2057 | 23187.5 | 163616.2279 | 30000 | 0 | 133616.2279 | 133616.2279 | 0 | 6812.5 | 0 | 0 | 0 | 0 | 0
2022-09-22 23:00 | 0 | 0 | 35871 | 0 | 633 | 0 | 3 | 30000 | 3 | 0 | 30000 | 227620.1759 | 19 | 6812.5 | 2951.9552 | 143.2057 | 23187.5 | 163616.2279 | 30000 | 0 | 133616.2279 | 133616.2279 | 0 | 6812.5 | 0 | 0 | 0 | 0 | 0
2022-09-23 | 0 | 0 | 35871 | 0 | 633 | 0 | 3 | 30000 | 3 | 0 | 30000 | 197620.1759 | 19 | 5737.5 | 2951.9552 | 120.6081 | 24262.5 | 164691.2279 | 30000 | 0 | 134691.2279 | 134691.2279 | 0 | 5737.5 | 0 | 0 | 0 | 0 | 0
2022-09-23 01:00 | 0 | 0 | 35871 | 0 | 633 | 0 | 3 | 30000 | 3 | 0 | 30000 | 167620.1759 | 19 | 5737.5 | 2951.9552 | 120.6081 | 24262.5 | 164691.2279 | 30000 | 0 | 134691.2279 | 134691.2279 | 0 | 5737.5 | 0 | 0 | 0 | 0 | 0
2022-09-23 02:00 | 0 | 0 | 35871 | 0 | 633 | 0 | 3 | 30000 | 3 | 0 | 30000 | 137620.1759 | 19 | 5737.5 | 2951.9552 | 120.6081 | 24262.5 | 164691.2279 | 30000 | 0 | 134691.2279 | 134691.2279 | 0 | 5737.5 | 0 | 0 | 0 | 0 | 0
2022-09-23 03:00 | 0 | 0 | 35871 | 0 | 633 | 0 | 3 | 30000 | 3 | 0 | 30000 | 107620.1759 | 19 | 5737.5 | 2951.9552 | 120.6081 | 24262.5 | 164691.2279 | 30000 | 0 | 134691.2279 | 134691.2279 | 0 | 5737.5 | 0 | 0 | 0 | 0 | 0
2022-09-23 04:00 | 0 | 0 | 35871 | 0 | 633 | 0 | 3 | 30000 | 3 | 0 | 30000 | 77620.1759 | 19 | 5737.5 | 2951.9552 | 120.6081 | 24262.5 | 164691.2279 | 30000 | 0 | 134691.2279 | 134691.2279 | 0 | 5737.5 | 0 | 0 | 0 | 0 | 0
2022-09-23 05:00 | 0 | 0 | 35871 | 0 | 633 | 0 | 3 | 30000 | 3 | 0 | 30000 | 47620.1759 | 19 | 5737.5 | 2951.9552 | 120.6081 | 24262.5 | 164691.2279 | 30000 | 0 | 134691.2279 | 134691.2279 | 0 | 5737.5 | 0 | 0 | 0 | 0 | 0
2022-09-23 06:00 | 0.03367 | 0.11697 | 35871 | 1171.5433 | 633 | 12379.8241 | 3 | 30000 | 3 | 0 | 17620.1759 | 17620.1759 | 19 | 6909.0433 | 2951.9552 | 145.2351 | 24262.5 | 164691.2279 | 31171.5433 | 0 | 133519.6847 | 133519.6847 | 2.2737e-13 | 6909.0433 | 0 | 0 | 0 | 0 | 0
2022-09-23 07:00 | 0.23412 | 0.60304 | 35871 | 8146.175 | 633 | 63824.3063 | 3 | 25616.325 | 2.5616 | 0 | 0 | 0 | 19 | 9500 | 2951.9552 | 199.6997 | 24262.5 | 164691.2279 | 33762.5 | 0 | 130928.7279 | 130928.7279 | 0 | 9500 | 0 | 0 | 0 | 0 | 0
2022-09-23 08:00 | 0.45935 | 0.763 | 35871 | 15983.0235 | 633 | 80754.0888 | 3 | 17779.4765 | 1.7779 | 0 | 0 | 0 | 19 | 9500 | 2951.9552 | 199.6997 | 24262.5 | 164691.2279 | 33762.5 | 0 | 130928.7279 | 130928.7279 | 0 | 9500 | 0 | 0 | 0 | 0 | 0
2022-09-23 09:00 | 0.6576 | 0.85834 | 35871 | 22881.1065 | 633 | 90844.6456 | 3 | 10881.3935 | 1.0881 | 0 | 0 | 0 | 19 | 9500 | 2951.9552 | 199.6997 | 24262.5 | 164691.2279 | 33762.5 | 0 | 130928.7279 | 130928.7279 | 0 | 9500 | 0 | 0 | 0 | 0 | 0
2022-09-23 10:00 | 0.80535 | 0.9011 | 35871 | 28022.0486 | 633 | 95370.2614 | 3 | 5740.4514 | 0.57405 | 0 | 0 | 0 | 19 | 9500 | 2951.9552 | 199.6997 | 24262.5 | 164691.2279 | 33762.5 | 0 | 130928.7279 | 130928.7279 | 3759.5486 | 5740.4514 | 0 | 0 | 0 | 0 | 0
2022-09-23 11:00 | 0.89092 | 0.93223 | 35871 | 30999.4456 | 633 | 98664.9858 | 3 | 2763.0544 | 0.27631 | 17903.4573 | 0 | 0 | 19 | 9500 | 2951.9552 | 199.6997 | 24262.5 | 164691.2279 | 33762.5 | 0 | 130928.7279 | 130928.7279 | 6736.9456 | 2763.0544 | 0 | 0 | 0 | 0 | 0
2022-09-23 12:00 | 0.8999 | 0.87883 | 35871 | 31311.9035 | 633 | 93013.258 | 3 | 2450.5965 | 0.24506 | 90562.6615 | 0 | 17903.4573 | 19 | 9500 | 2951.9552 | 199.6997 | 24262.5 | 164691.2279 | 33762.5 | 0 | 130928.7279 | 130928.7279 | 7049.4035 | 2450.5965 | 0 | 0 | 0 | 0 | 0
2022-09-23 13:00 | 0.84558 | 0.86616 | 35871 | 29421.8462 | 633 | 91672.2956 | 3 | 4340.6538 | 0.43407 | 87331.6418 | 0 | 108466.1188 | 19 | 9500 | 2951.9552 | 199.6997 | 24262.5 | 164691.2279 | 33762.5 | 0 | 130928.7279 | 130928.7279 | 5159.3462 | 4340.6538 | 0 | 0 | 0 | 0 | 0
2022-09-23 14:00 | 0.72412 | 0.8269 | 35871 | 25195.6613 | 633 | 87517.1114 | 3 | 8566.8387 | 0.85668 | 78950.2727 | 0 | 195797.7606 | 19 | 9500 | 2951.9552 | 199.6997 | 24262.5 | 164691.2279 | 33762.5 | 0 | 130928.7279 | 130928.7279 | 933.1613 | 8566.8387 | 0 | 0 | 0 | 0 | 0
2022-09-23 15:00 | 0.54658 | 0.74547 | 35871 | 19018.18 | 633 | 78898.7557 | 3 | 14744.32 | 1.4744 | 64154.4357 | 0 | 274748.0333 | 19 | 9500 | 2951.9552 | 199.6997 | 24262.5 | 164691.2279 | 33762.5 | 0 | 130928.7279 | 130928.7279 | 0 | 9500 | 0 | 0 | 0 | 0 | 0
2022-09-23 16:00 | 0.3299 | 0.61166 | 35871 | 11478.8276 | 633 | 64736.6264 | 3 | 22283.6724 | 2.2284 | 42452.954 | 0 | 338902.469 | 19 | 9500 | 2951.9552 | 199.6997 | 24262.5 | 164691.2279 | 33762.5 | 0 | 130928.7279 | 130928.7279 | 0 | 9500 | 0 | 0 | 0 | 0 | 0
2022-09-23 17:00 | 0.11495 | 0.30785 | 35871 | 3999.6703 | 633 | 32582.1052 | 3 | 29762.8297 | 2.9763 | 2819.2755 | 0 | 381355.423 | 19 | 9500 | 2951.9552 | 199.6997 | 24262.5 | 164691.2279 | 33762.5 | 0 | 130928.7279 | 130928.7279 | 0 | 9500 | 0 | 0 | 0 | 0 | 0
2022-09-23 18:00 | 0 | 0 | 35871 | 0 | 633 | 0 | 3 | 30000 | 3 | 0 | 30000 | 384174.6985 | 19 | 5737.5 | 2951.9552 | 120.6081 | 24262.5 | 164691.2279 | 30000 | 0 | 134691.2279 | 134691.2279 | 0 | 5737.5 | 0 | 0 | 0 | 0 | 0
2022-09-23 19:00 | 0 | 0 | 35871 | 0 | 633 | 0 | 3 | 30000 | 3 | 0 | 30000 | 354174.6985 | 19 | 5737.5 | 2951.9552 | 120.6081 | 24262.5 | 164691.2279 | 30000 | 0 | 134691.2279 | 134691.2279 | 0 | 5737.5 | 0 | 0 | 0 | 0 | 0
2022-09-23 20:00 | 0 | 0 | 35871 | 0 | 633 | 0 | 3 | 30000 | 3 | 0 | 30000 | 324174.6985 | 19 | 5737.5 | 2951.9552 | 120.6081 | 24262.5 | 164691.2279 | 30000 | 0 | 134691.2279 | 134691.2279 | 0 | 5737.5 | 0 | 0 | 0 | 0 | 0
2022-09-23 21:00 | 0 | 0 | 35871 | 0 | 633 | 0 | 3 | 30000 | 3 | 0 | 30000 | 294174.6985 | 19 | 5737.5 | 2951.9552 | 120.6081 | 24262.5 | 164691.2279 | 30000 | 0 | 134691.2279 | 134691.2279 | 0 | 5737.5 | 0 | 0 | 0 | 0 | 0
2022-09-23 22:00 | 0 | 0 | 35871 | 0 | 633 | 0 | 3 | 30000 | 3 | 0 | 30000 | 264174.6985 | 19 | 5737.5 | 2951.9552 | 120.6081 | 24262.5 | 164691.2279 | 30000 | 0 | 134691.2279 | 134691.2279 | 0 | 5737.5 | 0 | 0 | 0 | 0 | 0
2022-09-23 23:00 | 0 | 0 | 35871 | 0 | 633 | 0 | 3 | 30000 | 3 | 0 | 30000 | 234174.6985 | 19 | 5737.5 | 2951.9552 | 120.6081 | 24262.5 | 164691.2279 | 30000 | 0 | 134691.2279 | 134691.2279 | 0 | 5737.5 | 0 | 0 | 0 | 0 | 0
2022-09-24 | 0 | 0 | 35871 | 0 | 633 | 0 | 3 | 30000 | 3 | 0 | 30000 | 204174.6985 | 19 | 7083.3333 | 2951.9552 | 148.8989 | 22916.6667 | 163345.3946 | 30000 | 0 | 133345.3946 | 133345.3946 | 0 | 7083.3333 | 0 | 0 | 0 | 0 | 0
2022-09-24 01:00 | 0 | 0 | 35871 | 0 | 633 | 0 | 3 | 30000 | 3 | 0 | 30000 | 174174.6985 | 19 | 7083.3333 | 2951.9552 | 148.8989 | 22916.6667 | 163345.3946 | 30000 | 0 | 133345.3946 | 133345.3946 | 0 | 7083.3333 | 0 | 0 | 0 | 0 | 0
2022-09-24 02:00 | 0 | 0 | 35871 | 0 | 633 | 0 | 3 | 30000 | 3 | 0 | 30000 | 144174.6985 | 19 | 7083.3333 | 2951.9552 | 148.8989 | 22916.6667 | 163345.3946 | 30000 | 0 | 133345.3946 | 133345.3946 | 0 | 7083.3333 | 0 | 0 | 0 | 0 | 0
2022-09-24 03:00 | 0 | 0 | 35871 | 0 | 633 | 0 | 3 | 30000 | 3 | 0 | 30000 | 114174.6985 | 19 | 7083.3333 | 2951.9552 | 148.8989 | 22916.6667 | 163345.3946 | 30000 | 0 | 133345.3946 | 133345.3946 | 0 | 7083.3333 | 0 | 0 | 0 | 0 | 0
2022-09-24 04:00 | 0 | 0 | 35871 | 0 | 633 | 0 | 3 | 30000 | 3 | 0 | 30000 | 84174.6985 | 19 | 7083.3333 | 2951.9552 | 148.8989 | 22916.6667 | 163345.3946 | 30000 | 0 | 133345.3946 | 133345.3946 | 0 | 7083.3333 | 0 | 0 | 0 | 0 | 0
2022-09-24 05:00 | 0 | 0 | 35871 | 0 | 633 | 0 | 3 | 30000 | 3 | 0 | 30000 | 54174.6985 | 19 | 7083.3333 | 2951.9552 | 148.8989 | 22916.6667 | 163345.3946 | 30000 | 0 | 133345.3946 | 133345.3946 | 0 | 7083.3333 | 0 | 0 | 0 | 0 | 0
2022-09-24 06:00 | 0.02923 | 0.05504 | 35871 | 1017.0541 | 633 | 5825.3015 | 3 | 30000 | 3 | 0 | 24174.6985 | 24174.6985 | 19 | 8100.3874 | 2951.9552 | 170.2784 | 22916.6667 | 163345.3946 | 31017.0541 | 0 | 132328.3406 | 132328.3406 | -5.6843e-13 | 8100.3874 | 0 | 0 | 0 | 0 | 0
2022-09-24 07:00 | 0.21755 | 0.48197 | 35871 | 7569.624 | 633 | 51010.5481 | 3 | 24847.0427 | 2.4847 | 0 | 0 | 0 | 19 | 9500 | 2951.9552 | 199.6997 | 22916.6667 | 163345.3946 | 32416.6667 | 0 | 130928.7279 | 130928.7279 | 0 | 9500 | 0 | 0 | 0 | 0 | 0
2022-09-24 08:00 | 0.43902 | 0.66493 | 35871 | 15275.6438 | 633 | 70374.5954 | 3 | 17141.0228 | 1.7141 | 0 | 0 | 0 | 19 | 9500 | 2951.9552 | 199.6997 | 22916.6667 | 163345.3946 | 32416.6667 | 0 | 130928.7279 | 130928.7279 | 0 | 9500 | 0 | 0 | 0 | 0 | 0
2022-09-24 09:00 | 0.63745 | 0.77701 | 35871 | 22179.9899 | 633 | 82236.8736 | 3 | 10236.6768 | 1.0237 | 0 | 0 | 0 | 19 | 9500 | 2951.9552 | 199.6997 | 22916.6667 | 163345.3946 | 32416.6667 | 0 | 130928.7279 | 130928.7279 | 0 | 9500 | 0 | 0 | 0 | 0 | 0
2022-09-24 10:00 | 0.7873 | 0.83805 | 35871 | 27394.0012 | 633 | 88697.2007 | 3 | 5022.6655 | 0.50227 | 0 | 0 | 0 | 19 | 9500 | 2951.9552 | 199.6997 | 22916.6667 | 163345.3946 | 32416.6667 | 0 | 130928.7279 | 130928.7279 | 4477.3345 | 5022.6655 | 0 | 0 | 0 | 0 | 0
2022-09-24 11:00 | 0.87467 | 0.86884 | 35871 | 30434.0289 | 633 | 91955.9404 | 3 | 1982.6377 | 0.19826 | 75162.895 | 0 | 0 | 19 | 9500 | 2951.9552 | 199.6997 | 22916.6667 | 163345.3946 | 32416.6667 | 0 | 130928.7279 | 130928.7279 | 7517.3623 | 1982.6377 | 0 | 0 | 0 | 0 | 0
2022-09-24 12:00 | 0.8812 | 0.80201 | 35871 | 30661.2394 | 633 | 84882.8136 | 3 | 1755.4272 | 0.17554 | 83127.3864 | 0 | 75162.895 | 19 | 9500 | 2951.9552 | 199.6997 | 22916.6667 | 163345.3946 | 32416.6667 | 0 | 130928.7279 | 130928.7279 | 7744.5728 | 1755.4272 | 0 | 0 | 0 | 0 | 0
2022-09-24 13:00 | 0.82767 | 0.78764 | 35871 | 28798.6701 | 633 | 83361.9273 | 3 | 3617.9966 | 0.3618 | 79743.9307 | 0 | 158290.2813 | 19 | 9500 | 2951.9552 | 199.6997 | 22916.6667 | 163345.3946 | 32416.6667 | 0 | 130928.7279 | 130928.7279 | 5882.0034 | 3617.9966 | 0 | 0 | 0 | 0 | 0
2022-09-24 14:00 | 0.70615 | 0.74658 | 35871 | 24570.3975 | 633 | 79016.2354 | 3 | 7846.2692 | 0.78463 | 71169.9662 | 0 | 238034.212 | 19 | 9500 | 2951.9552 | 199.6997 | 22916.6667 | 163345.3946 | 32416.6667 | 0 | 130928.7279 | 130928.7279 | 1653.7308 | 7846.2692 | 0 | 0 | 0 | 0 | 0
2022-09-24 15:00 | 0.5271 | 0.64712 | 35871 | 18340.376 | 633 | 68489.6277 | 3 | 14076.2907 | 1.4076 | 54413.337 | 0 | 309204.1782 | 19 | 9500 | 2951.9552 | 199.6997 | 22916.6667 | 163345.3946 | 32416.6667 | 0 | 130928.7279 | 130928.7279 | 0 | 9500 | 0 | 0 | 0 | 0 | 0
2022-09-24 16:00 | 0.3103 | 0.49291 | 35871 | 10796.8482 | 633 | 52168.4114 | 3 | 21619.8185 | 2.162 | 30548.5929 | 0 | 363617.5152 | 19 | 9500 | 2951.9552 | 199.6997 | 22916.6667 | 163345.3946 | 32416.6667 | 0 | 130928.7279 | 130928.7279 | 0 | 9500 | 0 | 0 | 0 | 0 | 0
2022-09-24 17:00 | 0.10118 | 0.19583 | 35871 | 3520.5449 | 633 | 20726.1772 | 3 | 28896.1217 | 2.8896 | 0 | 8169.9445 | 394166.1081 | 19 | 9500 | 2951.9552 | 199.6997 | 22916.6667 | 163345.3946 | 32416.6667 | 0 | 130928.7279 | 130928.7279 | 0 | 9500 | 0 | 0 | 0 | 0 | 0
2022-09-24 18:00 | 0 | 0 | 35871 | 0 | 633 | 0 | 3 | 30000 | 3 | 0 | 30000 | 385996.1636 | 19 | 7083.3333 | 2951.9552 | 148.8989 | 22916.6667 | 163345.3946 | 30000 | 0 | 133345.3946 | 133345.3946 | 0 | 7083.3333 | 0 | 0 | 0 | 0 | 0
2022-09-24 19:00 | 0 | 0 | 35871 | 0 | 633 | 0 | 3 | 30000 | 3 | 0 | 30000 | 355996.1636 | 19 | 7083.3333 | 2951.9552 | 148.8989 | 22916.6667 | 163345.3946 | 30000 | 0 | 133345.3946 | 133345.3946 | 0 | 7083.3333 | 0 | 0 | 0 | 0 | 0
2022-09-24 20:00 | 0 | 0 | 35871 | 0 | 633 | 0 | 3 | 30000 | 3 | 0 | 30000 | 325996.1636 | 19 | 7083.3333 | 2951.9552 | 148.8989 | 22916.6667 | 163345.3946 | 30000 | 0 | 133345.3946 | 133345.3946 | 0 | 7083.3333 | 0 | 0 | 0 | 0 | 0
2022-09-24 21:00 | 0 | 0 | 35871 | 0 | 633 | 0 | 3 | 30000 | 3 | 0 | 30000 | 295996.1636 | 19 | 7083.3333 | 2951.9552 | 148.8989 | 22916.6667 | 163345.3946 | 30000 | 0 | 133345.3946 | 133345.3946 | 0 | 7083.3333 | 0 | 0 | 0 | 0 | 0
2022-09-24 22:00 | 0 | 0 | 35871 | 0 | 633 | 0 | 3 | 30000 | 3 | 0 | 30000 | 265996.1636 | 19 | 7083.3333 | 2951.9552 | 148.8989 | 22916.6667 | 163345.3946 | 30000 | 0 | 133345.3946 | 133345.3946 | 0 | 7083.3333 | 0 | 0 | 0 | 0 | 0
2022-09-24 23:00 | 0 | 0 | 35871 | 0 | 633 | 0 | 3 | 30000 | 3 | 0 | 30000 | 235996.1636 | 19 | 7083.3333 | 2951.9552 | 148.8989 | 22916.6667 | 163345.3946 | 30000 | 0 | 133345.3946 | 133345.3946 | 0 | 7083.3333 | 0 | 0 | 0 | 0 | 0
2022-09-25 | 0 | 0 | 35871 | 0 | 633 | 0 | 3 | 30000 | 3 | 0 | 30000 | 205996.1636 | 19 | 7333.3333 | 2951.9552 | 154.1542 | 22666.6667 | 163095.3946 | 30000 | 0 | 133095.3946 | 133095.3946 | 0 | 7333.3333 | 0 | 0 | 0 | 0 | 0
2022-09-25 01:00 | 0 | 0 | 35871 | 0 | 633 | 0 | 3 | 30000 | 3 | 0 | 30000 | 175996.1636 | 19 | 7333.3333 | 2951.9552 | 154.1542 | 22666.6667 | 163095.3946 | 30000 | 0 | 133095.3946 | 133095.3946 | 0 | 7333.3333 | 0 | 0 | 0 | 0 | 0
2022-09-25 02:00 | 0 | 0 | 35871 | 0 | 633 | 0 | 3 | 30000 | 3 | 0 | 30000 | 145996.1636 | 19 | 7333.3333 | 2951.9552 | 154.1542 | 22666.6667 | 163095.3946 | 30000 | 0 | 133095.3946 | 133095.3946 | 0 | 7333.3333 | 0 | 0 | 0 | 0 | 0
2022-09-25 03:00 | 0 | 0 | 35871 | 0 | 633 | 0 | 3 | 30000 | 3 | 0 | 30000 | 115996.1636 | 19 | 7333.3333 | 2951.9552 | 154.1542 | 22666.6667 | 163095.3946 | 30000 | 0 | 133095.3946 | 133095.3946 | 0 | 7333.3333 | 0 | 0 | 0 | 0 | 0
2022-09-25 04:00 | 0 | 0 | 35871 | 0 | 633 | 0 | 3 | 30000 | 3 | 0 | 30000 | 85996.1636 | 19 | 7333.3333 | 2951.9552 | 154.1542 | 22666.6667 | 163095.3946 | 30000 | 0 | 133095.3946 | 133095.3946 | 0 | 7333.3333 | 0 | 0 | 0 | 0 | 0
2022-09-25 05:00 | 0 | 0 | 35871 | 0 | 633 | 0 | 3 | 30000 | 3 | 0 | 30000 | 55996.1636 | 19 | 7333.3333 | 2951.9552 | 154.1542 | 22666.6667 | 163095.3946 | 30000 | 0 | 133095.3946 | 133095.3946 | 0 | 7333.3333 | 0 | 0 | 0 | 0 | 0
2022-09-25 06:00 | 0.02773 | 0.03783 | 35871 | 964.8617 | 633 | 4003.8364 | 3 | 30000 | 3 | 0 | 25996.1636 | 25996.1636 | 19 | 8298.1951 | 2951.9552 | 174.4365 | 22666.6667 | 163095.3946 | 30964.8617 | 0 | 132130.5329 | 132130.5329 | 1.1369e-13 | 8298.1951 | 0 | 0 | 0 | 0 | 0
2022-09-25 07:00 | 0.21435 | 0.44957 | 35871 | 7458.2804 | 633 | 47581.4098 | 3 | 24708.3863 | 2.4708 | 0 | 0 | 0 | 19 | 9500 | 2951.9552 | 199.6997 | 22666.6667 | 163095.3946 | 32166.6667 | 0 | 130928.7279 | 130928.7279 | 0 | 9500 | 0 | 0 | 0 | 0 | 0
2022-09-25 08:00 | 0.43767 | 0.66955 | 35871 | 15228.6708 | 633 | 70863.5651 | 3 | 16937.9959 | 1.6938 | 0 | 0 | 0 | 19 | 9500 | 2951.9552 | 199.6997 | 22666.6667 | 163095.3946 | 32166.6667 | 0 | 130928.7279 | 130928.7279 | 0 | 9500 | 0 | 0 | 0 | 0 | 0
2022-09-25 09:00 | 0.63662 | 0.77921 | 35871 | 22151.1101 | 633 | 82469.7163 | 3 | 10015.5565 | 1.0016 | 0 | 0 | 0 | 19 | 9500 | 2951.9552 | 199.6997 | 22666.6667 | 163095.3946 | 32166.6667 | 0 | 130928.7279 | 130928.7279 | 0 | 9500 | 0 | 0 | 0 | 0 | 0
2022-09-25 10:00 | 0.78605 | 0.84509 | 35871 | 27350.5076 | 633 | 89442.2974 | 3 | 4816.1591 | 0.48162 | 18887.3922 | 0 | 0 | 19 | 9500 | 2951.9552 | 199.6997 | 22666.6667 | 163095.3946 | 32166.6667 | 0 | 130928.7279 | 130928.7279 | 4683.8409 | 4816.1591 | 0 | 0 | 0 | 0 | 0
2022-09-25 11:00 | 0.87258 | 0.88005 | 35871 | 30361.3077 | 633 | 93142.3799 | 3 | 1805.359 | 0.18054 | 91337.0209 | 0 | 18887.3922 | 19 | 9500 | 2951.9552 | 199.6997 | 22666.6667 | 163095.3946 | 32166.6667 | 0 | 130928.7279 | 130928.7279 | 7694.641 | 1805.359 | 0 | 0 | 0 | 0 | 0
2022-09-25 12:00 | 0.8665 | 0.7365 | 35871 | 30149.7549 | 633 | 77949.3924 | 3 | 2016.9118 | 0.20169 | 75932.4806 | 0 | 110224.4131 | 19 | 9500 | 2951.9552 | 199.6997 | 22666.6667 | 163095.3946 | 32166.6667 | 0 | 130928.7279 | 130928.7279 | 7483.0882 | 2016.9118 | 0 | 0 | 0 | 0 | 0
2022-09-25 13:00 | 0.81192 | 0.72073 | 35871 | 28250.6509 | 633 | 76280.3334 | 3 | 3916.0158 | 0.3916 | 72364.3176 | 0 | 186156.8937 | 19 | 9500 | 2951.9552 | 199.6997 | 22666.6667 | 163095.3946 | 32166.6667 | 0 | 130928.7279 | 130928.7279 | 5583.9842 | 3916.0158 | 0 | 0 | 0 | 0 | 0
2022-09-25 14:00 | 0.68762 | 0.67767 | 35871 | 23925.6485 | 633 | 71722.9664 | 3 | 8241.0182 | 0.8241 | 63481.9482 | 0 | 258521.2113 | 19 | 9500 | 2951.9552 | 199.6997 | 22666.6667 | 163095.3946 | 32166.6667 | 0 | 130928.7279 | 130928.7279 | 1258.9818 | 8241.0182 | 0 | 0 | 0 | 0 | 0
2022-09-25 15:00 | 0.5088 | 0.58371 | 35871 | 17703.6299 | 633 | 61778.4655 | 3 | 14463.0368 | 1.4463 | 47315.4287 | 0 | 322003.1595 | 19 | 9500 | 2951.9552 | 199.6997 | 22666.6667 | 163095.3946 | 32166.6667 | 0 | 130928.7279 | 130928.7279 | 0 | 9500 | 0 | 0 | 0 | 0 | 0
2022-09-25 16:00 | 0.29542 | 0.42621 | 35871 | 10279.1005 | 633 | 45109.0435 | 3 | 21887.5662 | 2.1888 | 23221.4773 | 0 | 369318.5882 | 19 | 9500 | 2951.9552 | 199.6997 | 22666.6667 | 163095.3946 | 32166.6667 | 0 | 130928.7279 | 130928.7279 | 0 | 9500 | 0 | 0 | 0 | 0 | 0
2022-09-25 17:00 | 0.09285 | 0.15182 | 35871 | 3230.7037 | 633 | 16068.2644 | 3 | 28935.963 | 2.8936 | 0 | 12867.6986 | 392540.0655 | 19 | 9500 | 2951.9552 | 199.6997 | 22666.6667 | 163095.3946 | 32166.6667 | 0 | 130928.7279 | 130928.7279 | 0 | 9500 | 0 | 0 | 0 | 0 | 0
2022-09-25 18:00 | 0 | 0 | 35871 | 0 | 633 | 0 | 3 | 30000 | 3 | 0 | 30000 | 379672.367 | 19 | 7333.3333 | 2951.9552 | 154.1542 | 22666.6667 | 163095.3946 | 30000 | 0 | 133095.3946 | 133095.3946 | 0 | 7333.3333 | 0 | 0 | 0 | 0 | 0
2022-09-25 19:00 | 0 | 0 | 35871 | 0 | 633 | 0 | 3 | 30000 | 3 | 0 | 30000 | 349672.367 | 19 | 7333.3333 | 2951.9552 | 154.1542 | 22666.6667 | 163095.3946 | 30000 | 0 | 133095.3946 | 133095.3946 | 0 | 7333.3333 | 0 | 0 | 0 | 0 | 0
2022-09-25 20:00 | 0 | 0 | 35871 | 0 | 633 | 0 | 3 | 30000 | 3 | 0 | 30000 | 319672.367 | 19 | 7333.3333 | 2951.9552 | 154.1542 | 22666.6667 | 163095.3946 | 30000 | 0 | 133095.3946 | 133095.3946 | 0 | 7333.3333 | 0 | 0 | 0 | 0 | 0
2022-09-25 21:00 | 0 | 0 | 35871 | 0 | 633 | 0 | 3 | 30000 | 3 | 0 | 30000 | 289672.367 | 19 | 7333.3333 | 2951.9552 | 154.1542 | 22666.6667 | 163095.3946 | 30000 | 0 | 133095.3946 | 133095.3946 | 0 | 7333.3333 | 0 | 0 | 0 | 0 | 0
2022-09-25 22:00 | 0 | 0 | 35871 | 0 | 633 | 0 | 3 | 30000 | 3 | 0 | 30000 | 259672.367 | 19 | 7333.3333 | 2951.9552 | 154.1542 | 22666.6667 | 163095.3946 | 30000 | 0 | 133095.3946 | 133095.3946 | 0 | 7333.3333 | 0 | 0 | 0 | 0 | 0
2022-09-25 23:00 | 0 | 0 | 35871 | 0 | 633 | 0 | 3 | 30000 | 3 | 0 | 30000 | 229672.367 | 19 | 7333.3333 | 2951.9552 | 154.1542 | 22666.6667 | 163095.3946 | 30000 | 0 | 133095.3946 | 133095.3946 | 0 | 7333.3333 | 0 | 0 | 0 | 0 | 0
2022-09-26 | 0 | 0 | 35871 | 0 | 633 | 0 | 3 | 30000 | 3 | 0 | 30000 | 199672.367 | 19 | 7375 | 2951.9552 | 155.03 | 22625 | 163053.7279 | 30000 | 0 | 133053.7279 | 133053.7279 | 0 | 7375 | 0 | 0 | 0 | 0 | 0
2022-09-26 01:00 | 0 | 0 | 35871 | 0 | 633 | 0 | 3 | 30000 | 3 | 0 | 30000 | 169672.367 | 19 | 7375 | 2951.9552 | 155.03 | 22625 | 163053.7279 | 30000 | 0 | 133053.7279 | 133053.7279 | 0 | 7375 | 0 | 0 | 0 | 0 | 0
2022-09-26 02:00 | 0 | 0 | 35871 | 0 | 633 | 0 | 3 | 30000 | 3 | 0 | 30000 | 139672.367 | 19 | 7375 | 2951.9552 | 155.03 | 22625 | 163053.7279 | 30000 | 0 | 133053.7279 | 133053.7279 | 0 | 7375 | 0 | 0 | 0 | 0 | 0
2022-09-26 03:00 | 0 | 0 | 35871 | 0 | 633 | 0 | 3 | 30000 | 3 | 0 | 30000 | 109672.367 | 19 | 7375 | 2951.9552 | 155.03 | 22625 | 163053.7279 | 30000 | 0 | 133053.7279 | 133053.7279 | 0 | 7375 | 0 | 0 | 0 | 0 | 0
2022-09-26 04:00 | 0 | 0 | 35871 | 0 | 633 | 0 | 3 | 30000 | 3 | 0 | 30000 | 79672.367 | 19 | 7375 | 2951.9552 | 155.03 | 22625 | 163053.7279 | 30000 | 0 | 133053.7279 | 133053.7279 | 0 | 7375 | 0 | 0 | 0 | 0 | 0
2022-09-26 05:00 | 0 | 0 | 35871 | 0 | 633 | 0 | 3 | 30000 | 3 | 0 | 30000 | 49672.367 | 19 | 7375 | 2951.9552 | 155.03 | 22625 | 163053.7279 | 30000 | 0 | 133053.7279 | 133053.7279 | 0 | 7375 | 0 | 0 | 0 | 0 | 0
2022-09-26 06:00 | 0.02933 | 0.09758 | 35871 | 1020.5335 | 633 | 10327.633 | 3 | 30000 | 3 | 0 | 19672.367 | 19672.367 | 19 | 8395.5335 | 2951.9552 | 176.4827 | 22625 | 163053.7279 | 31020.5335 | 0 | 132033.1944 | 132033.1944 | 7.9581e-13 | 8395.5335 | 0 | 0 | 0 | 0 | 0
2022-09-26 07:00 | 0.22418 | 0.57655 | 35871 | 7800.314 | 633 | 61020.6683 | 3 | 24324.686 | 2.4325 | 0 | 0 | 0 | 19 | 9500 | 2951.9552 | 199.6997 | 22625 | 163053.7279 | 32125 | 0 | 130928.7279 | 130928.7279 | 0 | 9500 | 0 | 0 | 0 | 0 | 0
2022-09-26 08:00 | 0.44875 | 0.77123 | 35871 | 15614.1979 | 633 | 81625.1322 | 3 | 16510.8021 | 1.6511 | 0 | 0 | 0 | 19 | 9500 | 2951.9552 | 199.6997 | 22625 | 163053.7279 | 32125 | 0 | 130928.7279 | 130928.7279 | 0 | 9500 | 0 | 0 | 0 | 0 | 0
2022-09-26 09:00 | 0.6459 | 0.85985 | 35871 | 22474.0065 | 633 | 91004.4604 | 3 | 9650.9935 | 0.9651 | 0 | 0 | 0 | 19 | 9500 | 2951.9552 | 199.6997 | 22625 | 163053.7279 | 32125 | 0 | 130928.7279 | 130928.7279 | 0 | 9500 | 0 | 0 | 0 | 0 | 0
2022-09-26 10:00 | 0.7936 | 0.91262 | 35871 | 27613.2088 | 633 | 96589.5105 | 3 | 4511.7912 | 0.45118 | 0 | 0 | 0 | 19 | 9500 | 2951.9552 | 199.6997 | 22625 | 163053.7279 | 32125 | 0 | 130928.7279 | 130928.7279 | 4988.2088 | 4511.7912 | 0 | 0 | 0 | 0 | 0
2022-09-26 11:00 | 0.87895 | 0.93818 | 35871 | 30582.951 | 633 | 99294.7196 | 3 | 1542.049 | 0.1542 | 95011.0266 | 0 | 0 | 19 | 9500 | 2951.9552 | 199.6997 | 22625 | 163053.7279 | 32125 | 0 | 130928.7279 | 130928.7279 | 7957.951 | 1542.049 | 0 | 0 | 0 | 0 | 0
2022-09-26 12:00 | 0.86645 | 0.78579 | 35871 | 30148.0151 | 633 | 83166.1277 | 3 | 1976.9849 | 0.1977 | 81189.1428 | 0 | 95011.0266 | 19 | 9500 | 2951.9552 | 199.6997 | 22625 | 163053.7279 | 32125 | 0 | 130928.7279 | 130928.7279 | 7523.0151 | 1976.9849 | 0 | 0 | 0 | 0 | 0
2022-09-26 13:00 | 0.81138 | 0.76319 | 35871 | 28231.8616 | 633 | 80774.1979 | 3 | 3893.1384 | 0.38931 | 76881.0596 | 0 | 176200.1694 | 19 | 9500 | 2951.9552 | 199.6997 | 22625 | 163053.7279 | 32125 | 0 | 130928.7279 | 130928.7279 | 5606.8616 | 3893.1384 | 0 | 0 | 0 | 0 | 0
2022-09-26 14:00 | 0.68788 | 0.71313 | 35871 | 23934.6952 | 633 | 75475.9677 | 3 | 8190.3048 | 0.81903 | 67285.6629 | 0 | 253081.229 | 19 | 9500 | 2951.9552 | 199.6997 | 22625 | 163053.7279 | 32125 | 0 | 130928.7279 | 130928.7279 | 1309.6952 | 8190.3048 | 0 | 0 | 0 | 0 | 0
2022-09-26 15:00 | 0.5079 | 0.61059 | 35871 | 17672.3145 | 633 | 64623.3802 | 3 | 14452.6855 | 1.4453 | 50170.6947 | 0 | 320366.8919 | 19 | 9500 | 2951.9552 | 199.6997 | 22625 | 163053.7279 | 32125 | 0 | 130928.7279 | 130928.7279 | 0 | 9500 | 0 | 0 | 0 | 0 | 0
2022-09-26 16:00 | 0.29235 | 0.44935 | 35871 | 10172.2802 | 633 | 47558.1256 | 3 | 21952.7198 | 2.1953 | 25605.4058 | 0 | 370537.5865 | 19 | 9500 | 2951.9552 | 199.6997 | 22625 | 163053.7279 | 32125 | 0 | 130928.7279 | 130928.7279 | 0 | 9500 | 0 | 0 | 0 | 0 | 0
2022-09-26 17:00 | 0.089 | 0.1494 | 35871 | 3096.7434 | 633 | 15812.1374 | 3 | 29028.2566 | 2.9028 | 0 | 13216.1191 | 396142.9923 | 19 | 9500 | 2951.9552 | 199.6997 | 22625 | 163053.7279 | 32125 | 0 | 130928.7279 | 130928.7279 | 3096.7434 | 6403.2566 | 0 | 0 | 0 | 0 | 0
2022-09-26 18:00 | 0 | 0 | 35871 | 0 | 633 | 0 | 3 | 30000 | 3 | 0 | 30000 | 382926.8732 | 19 | 7375 | 2951.9552 | 155.03 | 22625 | 163053.7279 | 30000 | 0 | 133053.7279 | 133053.7279 | 0 | 7375 | 0 | 0 | 0 | 0 | 0
2022-09-26 19:00 | 0 | 0 | 35871 | 0 | 633 | 0 | 3 | 30000 | 3 | 0 | 30000 | 352926.8732 | 19 | 7375 | 2951.9552 | 155.03 | 22625 | 163053.7279 | 30000 | 0 | 133053.7279 | 133053.7279 | 0 | 7375 | 0 | 0 | 0 | 0 | 0
2022-09-26 20:00 | 0 | 0 | 35871 | 0 | 633 | 0 | 3 | 30000 | 3 | 0 | 30000 | 322926.8732 | 19 | 7375 | 2951.9552 | 155.03 | 22625 | 163053.7279 | 30000 | 0 | 133053.7279 | 133053.7279 | 0 | 7375 | 0 | 0 | 0 | 0 | 0
2022-09-26 21:00 | 0 | 0 | 35871 | 0 | 633 | 0 | 3 | 30000 | 3 | 0 | 30000 | 292926.8732 | 19 | 7375 | 2951.9552 | 155.03 | 22625 | 163053.7279 | 30000 | 0 | 133053.7279 | 133053.7279 | 0 | 7375 | 0 | 0 | 0 | 0 | 0
2022-09-26 22:00 | 0 | 0 | 35871 | 0 | 633 | 0 | 3 | 30000 | 3 | 0 | 30000 | 262926.8732 | 19 | 7375 | 2951.9552 | 155.03 | 22625 | 163053.7279 | 30000 | 0 | 133053.7279 | 133053.7279 | 0 | 7375 | 0 | 0 | 0 | 0 | 0
2022-09-26 23:00 | 0 | 0 | 35871 | 0 | 633 | 0 | 3 | 30000 | 3 | 0 | 30000 | 232926.8732 | 19 | 7375 | 2951.9552 | 155.03 | 22625 | 163053.7279 | 30000 | 0 | 133053.7279 | 133053.7279 | 0 | 7375 | 0 | 0 | 0 | 0 | 0
2022-09-27 | 0 | 0 | 35871 | 0 | 633 | 0 | 3 | 30000 | 3 | 0 | 30000 | 202926.8732 | 19 | 7583.3333 | 2951.9552 | 159.4094 | 22416.6667 | 162845.3946 | 30000 | 0 | 132845.3946 | 132845.3946 | 0 | 7583.3333 | 0 | 0 | 0 | 0 | 0
2022-09-27 01:00 | 0 | 0 | 35871 | 0 | 633 | 0 | 3 | 30000 | 3 | 0 | 30000 | 172926.8732 | 19 | 7583.3333 | 2951.9552 | 159.4094 | 22416.6667 | 162845.3946 | 30000 | 0 | 132845.3946 | 132845.3946 | 0 | 7583.3333 | 0 | 0 | 0 | 0 | 0
2022-09-27 02:00 | 0 | 0 | 35871 | 0 | 633 | 0 | 3 | 30000 | 3 | 0 | 30000 | 142926.8732 | 19 | 7583.3333 | 2951.9552 | 159.4094 | 22416.6667 | 162845.3946 | 30000 | 0 | 132845.3946 | 132845.3946 | 0 | 7583.3333 | 0 | 0 | 0 | 0 | 0
2022-09-27 03:00 | 0 | 0 | 35871 | 0 | 633 | 0 | 3 | 30000 | 3 | 0 | 30000 | 112926.8732 | 19 | 7583.3333 | 2951.9552 | 159.4094 | 22416.6667 | 162845.3946 | 30000 | 0 | 132845.3946 | 132845.3946 | 0 | 7583.3333 | 0 | 0 | 0 | 0 | 0
2022-09-27 04:00 | 0 | 0 | 35871 | 0 | 633 | 0 | 3 | 30000 | 3 | 0 | 30000 | 82926.8732 | 19 | 7583.3333 | 2951.9552 | 159.4094 | 22416.6667 | 162845.3946 | 30000 | 0 | 132845.3946 | 132845.3946 | 0 | 7583.3333 | 0 | 0 | 0 | 0 | 0
2022-09-27 05:00 | 0 | 0 | 35871 | 0 | 633 | 0 | 3 | 30000 | 3 | 0 | 30000 | 52926.8732 | 19 | 7583.3333 | 2951.9552 | 159.4094 | 22416.6667 | 162845.3946 | 30000 | 0 | 132845.3946 | 132845.3946 | 0 | 7583.3333 | 0 | 0 | 0 | 0 | 0
2022-09-27 06:00 | 0.02723 | 0.06683 | 35871 | 947.4643 | 633 | 7073.1268 | 3 | 30000 | 3 | 0 | 22926.8732 | 22926.8732 | 19 | 8530.7976 | 2951.9552 | 179.3261 | 22416.6667 | 162845.3946 | 30947.4643 | 0 | 131897.9303 | 131897.9303 | 0 | 8530.7976 | 0 | 0 | 0 | 0 | 0
2022-09-27 07:00 | 0.2169 | 0.51748 | 35871 | 7547.0073 | 633 | 54768.8412 | 3 | 24369.6594 | 2.437 | 0 | 0 | 0 | 19 | 9500 | 2951.9552 | 199.6997 | 22416.6667 | 162845.3946 | 31916.6667 | 0 | 130928.7279 | 130928.7279 | 0 | 9500 | 0 | 0 | 0 | 0 | 0
2022-09-27 08:00 | 0.44167 | 0.72349 | 35871 | 15367.8502 | 633 | 76572.4452 | 3 | 16548.8164 | 1.6549 | 0 | 0 | 0 | 19 | 9500 | 2951.9552 | 199.6997 | 22416.6667 | 162845.3946 | 31916.6667 | 0 | 130928.7279 | 130928.7279 | 0 | 9500 | 0 | 0 | 0 | 0 | 0
2022-09-27 09:00 | 0.63953 | 0.82324 | 35871 | 22252.3632 | 633 | 87129.7458 | 3 | 9664.3035 | 0.96643 | 0 | 0 | 0 | 19 | 9500 | 2951.9552 | 199.6997 | 22416.6667 | 162845.3946 | 31916.6667 | 0 | 130928.7279 | 130928.7279 | 0 | 9500 | 0 | 0 | 0 | 0 | 0
2022-09-27 10:00 | 0.78615 | 0.87689 | 35871 | 27353.9871 | 633 | 92807.9331 | 3 | 4562.6796 | 0.45627 | 3759.5277 | 0 | 0 | 19 | 9500 | 2951.9552 | 199.6997 | 22416.6667 | 162845.3946 | 31916.6667 | 0 | 130928.7279 | 130928.7279 | 4937.3204 | 4562.6796 | 0 | 0 | 0 | 0 | 0
2022-09-27 11:00 | 0.87275 | 0.91137 | 35871 | 30367.2228 | 633 | 96457.2135 | 3 | 1549.4439 | 0.15494 | 94907.7696 | 0 | 3759.5277 | 19 | 9500 | 2951.9552 | 199.6997 | 22416.6667 | 162845.3946 | 31916.6667 | 0 | 130928.7279 | 130928.7279 | 7950.5561 | 1549.4439 | 0 | 0 | 0 | 0 | 0
2022-09-27 12:00 | 0.85785 | 0.76536 | 35871 | 29848.7792 | 633 | 81003.8655 | 3 | 2067.8874 | 0.20679 | 78935.9781 | 0 | 98667.2973 | 19 | 9500 | 2951.9552 | 199.6997 | 22416.6667 | 162845.3946 | 31916.6667 | 0 | 130928.7279 | 130928.7279 | 7432.1126 | 2067.8874 | 0 | 0 | 0 | 0 | 0
2022-09-27 13:00 | 0.80258 | 0.74684 | 35871 | 27925.6668 | 633 | 79043.7532 | 3 | 3990.9999 | 0.3991 | 75052.7533 | 0 | 177603.2754 | 19 | 9500 | 2951.9552 | 199.6997 | 22416.6667 | 162845.3946 | 31916.6667 | 0 | 130928.7279 | 130928.7279 | 5509.0001 | 3990.9999 | 0 | 0 | 0 | 0 | 0
2022-09-27 14:00 | 0.67967 | 0.69725 | 35871 | 23649.0293 | 633 | 73795.2666 | 3 | 8267.6374 | 0.82676 | 65527.6292 | 0 | 252656.0287 | 19 | 9500 | 2951.9552 | 199.6997 | 22416.6667 | 162845.3946 | 31916.6667 | 0 | 130928.7279 | 130928.7279 | 1232.3626 | 8267.6374 | 0 | 0 | 0 | 0 | 0
2022-09-27 15:00 | 0.50158 | 0.60481 | 35871 | 17452.4109 | 633 | 64011.6389 | 3 | 14464.2558 | 1.4464 | 49547.3831 | 0 | 318183.658 | 19 | 9500 | 2951.9552 | 199.6997 | 22416.6667 | 162845.3946 | 31916.6667 | 0 | 130928.7279 | 130928.7279 | 0 | 9500 | 0 | 0 | 0 | 0 | 0
2022-09-27 16:00 | 0.28838 | 0.45097 | 35871 | 10034.1446 | 633 | 47729.5825 | 3 | 21882.5221 | 2.1883 | 25847.0604 | 0 | 367731.041 | 19 | 9500 | 2951.9552 | 199.6997 | 22416.6667 | 162845.3946 | 31916.6667 | 0 | 130928.7279 | 130928.7279 | 0 | 9500 | 0 | 0 | 0 | 0 | 0
2022-09-27 17:00 | 0.08555 | 0.14969 | 35871 | 2976.7011 | 633 | 15842.8303 | 3 | 28939.9655 | 2.894 | 0 | 13097.1352 | 393578.1015 | 19 | 9500 | 2951.9552 | 199.6997 | 22416.6667 | 162845.3946 | 31916.6667 | 0 | 130928.7279 | 130928.7279 | 0 | 9500 | 0 | 0 | 0 | 0 | 0
2022-09-27 18:00 | 0 | 0 | 35871 | 0 | 633 | 0 | 3 | 30000 | 3 | 0 | 30000 | 380480.9663 | 19 | 7583.3333 | 2951.9552 | 159.4094 | 22416.6667 | 162845.3946 | 30000 | 0 | 132845.3946 | 132845.3946 | 0 | 7583.3333 | 0 | 0 | 0 | 0 | 0
2022-09-27 19:00 | 0 | 0 | 35871 | 0 | 633 | 0 | 3 | 30000 | 3 | 0 | 30000 | 350480.9663 | 19 | 7583.3333 | 2951.9552 | 159.4094 | 22416.6667 | 162845.3946 | 30000 | 0 | 132845.3946 | 132845.3946 | 0 | 7583.3333 | 0 | 0 | 0 | 0 | 0
2022-09-27 20:00 | 0 | 0 | 35871 | 0 | 633 | 0 | 3 | 30000 | 3 | 0 | 30000 | 320480.9663 | 19 | 7583.3333 | 2951.9552 | 159.4094 | 22416.6667 | 162845.3946 | 30000 | 0 | 132845.3946 | 132845.3946 | 0 | 7583.3333 | 0 | 0 | 0 | 0 | 0
2022-09-27 21:00 | 0 | 0 | 35871 | 0 | 633 | 0 | 3 | 30000 | 3 | 0 | 30000 | 290480.9663 | 19 | 7583.3333 | 2951.9552 | 159.4094 | 22416.6667 | 162845.3946 | 30000 | 0 | 132845.3946 | 132845.3946 | 0 | 7583.3333 | 0 | 0 | 0 | 0 | 0
2022-09-27 22:00 | 0 | 0 | 35871 | 0 | 633 | 0 | 3 | 30000 | 3 | 0 | 30000 | 260480.9663 | 19 | 7583.3333 | 2951.9552 | 159.4094 | 22416.6667 | 162845.3946 | 30000 | 0 | 132845.3946 | 132845.3946 | 0 | 7583.3333 | 0 | 0 | 0 | 0 | 0
2022-09-27 23:00 | 0 | 0 | 35871 | 0 | 633 | 0 | 3 | 30000 | 3 | 0 | 30000 | 230480.9663 | 19 | 7583.3333 | 2951.9552 | 159.4094 | 22416.6667 | 162845.3946 | 30000 | 0 | 132845.3946 | 132845.3946 | 0 | 7583.3333 | 0 | 0 | 0 | 0 | 0
2022-09-28 | 0 | 0 | 35871 | 0 | 633 | 0 | 3 | 30000 | 3 | 0 | 30000 | 200480.9663 | 19 | 7666.6667 | 2951.9552 | 161.1612 | 22333.3333 | 162762.0613 | 30000 | 0 | 132762.0613 | 132762.0613 | 0 | 7666.6667 | 0 | 0 | 0 | 0 | 0
2022-09-28 01:00 | 0 | 0 | 35871 | 0 | 633 | 0 | 3 | 30000 | 3 | 0 | 30000 | 170480.9663 | 19 | 7666.6667 | 2951.9552 | 161.1612 | 22333.3333 | 162762.0613 | 30000 | 0 | 132762.0613 | 132762.0613 | 0 | 7666.6667 | 0 | 0 | 0 | 0 | 0
2022-09-28 02:00 | 0 | 0 | 35871 | 0 | 633 | 0 | 3 | 30000 | 3 | 0 | 30000 | 140480.9663 | 19 | 7666.6667 | 2951.9552 | 161.1612 | 22333.3333 | 162762.0613 | 30000 | 0 | 132762.0613 | 132762.0613 | 0 | 7666.6667 | 0 | 0 | 0 | 0 | 0
2022-09-28 03:00 | 0 | 0 | 35871 | 0 | 633 | 0 | 3 | 30000 | 3 | 0 | 30000 | 110480.9663 | 19 | 7666.6667 | 2951.9552 | 161.1612 | 22333.3333 | 162762.0613 | 30000 | 0 | 132762.0613 | 132762.0613 | 0 | 7666.6667 | 0 | 0 | 0 | 0 | 0
2022-09-28 04:00 | 0 | 0 | 35871 | 0 | 633 | 0 | 3 | 30000 | 3 | 0 | 30000 | 80480.9663 | 19 | 7666.6667 | 2951.9552 | 161.1612 | 22333.3333 | 162762.0613 | 30000 | 0 | 132762.0613 | 132762.0613 | 0 | 7666.6667 | 0 | 0 | 0 | 0 | 0
2022-09-28 05:00 | 0 | 0 | 35871 | 0 | 633 | 0 | 3 | 30000 | 3 | 0 | 30000 | 50480.9663 | 19 | 7666.6667 | 2951.9552 | 161.1612 | 22333.3333 | 162762.0613 | 30000 | 0 | 132762.0613 | 132762.0613 | 0 | 7666.6667 | 0 | 0 | 0 | 0 | 0
2022-09-28 06:00 | 0.0284 | 0.08994 | 35871 | 988.1743 | 633 | 9519.0337 | 3 | 30000 | 3 | 0 | 20480.9663 | 20480.9663 | 19 | 8654.841 | 2951.9552 | 181.9336 | 22333.3333 | 162762.0613 | 30988.1743 | 0 | 131773.887 | 131773.887 | 988.1743 | 7666.6667 | 0 | 0 | 0 | 0 | 0
2022-09-28 07:00 | 0.2269 | 0.58546 | 35871 | 7894.956 | 633 | 61963.6813 | 3 | 23938.3773 | 2.3938 | 0 | 0 | 0 | 19 | 9500 | 2951.9552 | 199.6997 | 22333.3333 | 162762.0613 | 31833.3333 | 0 | 130928.7279 | 130928.7279 | 0 | 9500 | 0 | 0 | 0 | 0 | 0
2022-09-28 08:00 | 0.45823 | 0.79113 | 35871 | 15944.0533 | 633 | 83731.3005 | 3 | 15889.2801 | 1.5889 | 0 | 0 | 0 | 19 | 9500 | 2951.9552 | 199.6997 | 22333.3333 | 162762.0613 | 31833.3333 | 0 | 130928.7279 | 130928.7279 | 0 | 9500 | 0 | 0 | 0 | 0 | 0
2022-09-28 09:00 | 0.66222 | 0.89031 | 35871 | 23041.8588 | 633 | 94228.2737 | 3 | 8791.4745 | 0.87915 | 0 | 0 | 0 | 19 | 9500 | 2951.9552 | 199.6997 | 22333.3333 | 162762.0613 | 31833.3333 | 0 | 130928.7279 | 130928.7279 | 708.5255 | 8791.4745 | 0 | 0 | 0 | 0 | 0
2022-09-28 10:00 | 0.8135 | 0.94468 | 35871 | 28305.6267 | 633 | 99982.664 | 3 | 3527.7066 | 0.35277 | 0 | 0 | 0 | 19 | 9500 | 2951.9552 | 199.6997 | 22333.3333 | 162762.0613 | 31833.3333 | 0 | 130928.7279 | 130928.7279 | 5972.2934 | 3527.7066 | 0 | 0 | 0 | 0 | 0
2022-09-28 11:00 | 0.90095 | 0.97748 | 35871 | 31348.4381 | 633 | 103454.1372 | 3 | 484.8952 | 0.04849 | 0 | 0 | 0 | 19 | 9500 | 2951.9552 | 199.6997 | 22333.3333 | 162762.0613 | 31833.3333 | 0 | 130928.7279 | 130928.7279 | 9015.1048 | 484.8952 | 0 | 0 | 0 | 0 | 0
2022-09-28 12:00 | 0.90475 | 0.88815 | 35871 | 31480.6586 | 633 | 93999.6644 | 3 | 352.6747 | 0.035267 | 85282.0351 | 0 | 0 | 19 | 9500 | 2951.9552 | 199.6997 | 22333.3333 | 162762.0613 | 31833.3333 | 0 | 130928.7279 | 130928.7279 | 9147.3253 | 352.6747 | 0 | 0 | 0 | 0 | 0
2022-09-28 13:00 | 0.84935 | 0.88376 | 35871 | 29553.0228 | 633 | 93535.0374 | 3 | 2280.3105 | 0.22803 | 91254.7269 | 0 | 85282.0351 | 19 | 9500 | 2951.9552 | 199.6997 | 22333.3333 | 162762.0613 | 31833.3333 | 0 | 130928.7279 | 130928.7279 | 7219.6895 | 2280.3105 | 0 | 0 | 0 | 0 | 0
2022-09-28 14:00 | 0.72553 | 0.855 | 35871 | 25244.722 | 633 | 90491.148 | 3 | 6588.6113 | 0.65886 | 83902.5367 | 0 | 176536.7619 | 19 | 9500 | 2951.9552 | 199.6997 | 22333.3333 | 162762.0613 | 31833.3333 | 0 | 130928.7279 | 130928.7279 | 2911.3887 | 6588.6113 | 0 | 0 | 0 | 0 | 0
2022-09-28 15:00 | 0.54338 | 0.77885 | 35871 | 18906.8365 | 633 | 82431.6148 | 3 | 12926.4969 | 1.2926 | 69505.1179 | 0 | 260439.2986 | 19 | 9500 | 2951.9552 | 199.6997 | 22333.3333 | 162762.0613 | 31833.3333 | 0 | 130928.7279 | 130928.7279 | 0 | 9500 | 0 | 0 | 0 | 0 | 0
2022-09-28 16:00 | 0.32127 | 0.64931 | 35871 | 11178.5479 | 633 | 68721.4121 | 3 | 20654.7854 | 2.0655 | 48066.6266 | 0 | 329944.4165 | 19 | 9500 | 2951.9552 | 199.6997 | 22333.3333 | 162762.0613 | 31833.3333 | 0 | 130928.7279 | 130928.7279 | 0 | 9500 | 0 | 0 | 0 | 0 | 0
2022-09-28 17:00 | 0.0964 | 0.27161 | 35871 | 3354.2255 | 633 | 28746.5505 | 3 | 28479.1079 | 2.8479 | 267.4427 | 0 | 378011.0431 | 19 | 9500 | 2951.9552 | 199.6997 | 22333.3333 | 162762.0613 | 31833.3333 | 0 | 130928.7279 | 130928.7279 | 0 | 9500 | 0 | 0 | 0 | 0 | 0
2022-09-28 18:00 | 0 | 0 | 35871 | 0 | 633 | 0 | 3 | 30000 | 3 | 0 | 30000 | 378278.4858 | 19 | 7666.6667 | 2951.9552 | 161.1612 | 22333.3333 | 162762.0613 | 30000 | 0 | 132762.0613 | 132762.0613 | 0 | 7666.6667 | 0 | 0 | 0 | 0 | 0
2022-09-28 19:00 | 0 | 0 | 35871 | 0 | 633 | 0 | 3 | 30000 | 3 | 0 | 30000 | 348278.4858 | 19 | 7666.6667 | 2951.9552 | 161.1612 | 22333.3333 | 162762.0613 | 30000 | 0 | 132762.0613 | 132762.0613 | 0 | 7666.6667 | 0 | 0 | 0 | 0 | 0
2022-09-28 20:00 | 0 | 0 | 35871 | 0 | 633 | 0 | 3 | 30000 | 3 | 0 | 30000 | 318278.4858 | 19 | 7666.6667 | 2951.9552 | 161.1612 | 22333.3333 | 162762.0613 | 30000 | 0 | 132762.0613 | 132762.0613 | 0 | 7666.6667 | 0 | 0 | 0 | 0 | 0
2022-09-28 21:00 | 0 | 0 | 35871 | 0 | 633 | 0 | 3 | 30000 | 3 | 0 | 30000 | 288278.4858 | 19 | 7666.6667 | 2951.9552 | 161.1612 | 22333.3333 | 162762.0613 | 30000 | 0 | 132762.0613 | 132762.0613 | 0 | 7666.6667 | 0 | 0 | 0 | 0 | 0
2022-09-28 22:00 | 0 | 0 | 35871 | 0 | 633 | 0 | 3 | 30000 | 3 | 0 | 30000 | 258278.4858 | 19 | 7666.6667 | 2951.9552 | 161.1612 | 22333.3333 | 162762.0613 | 30000 | 0 | 132762.0613 | 132762.0613 | 0 | 7666.6667 | 0 | 0 | 0 | 0 | 0
2022-09-28 23:00 | 0 | 0 | 35871 | 0 | 633 | 0 | 3 | 30000 | 3 | 0 | 30000 | 228278.4858 | 19 | 7666.6667 | 2951.9552 | 161.1612 | 22333.3333 | 162762.0613 | 30000 | 0 | 132762.0613 | 132762.0613 | 0 | 7666.6667 | 0 | 0 | 0 | 0 | 0
2022-09-29 | 0 | 0 | 35871 | 0 | 633 | 0 | 3 | 30000 | 3 | 0 | 30000 | 198278.4858 | 19 | 7537.5 | 2951.9552 | 158.4459 | 22462.5 | 162891.2279 | 30000 | 0 | 132891.2279 | 132891.2279 | 0 | 7537.5 | 0 | 0 | 0 | 0 | 0
2022-09-29 01:00 | 0 | 0 | 35871 | 0 | 633 | 0 | 3 | 30000 | 3 | 0 | 30000 | 168278.4858 | 19 | 7537.5 | 2951.9552 | 158.4459 | 22462.5 | 162891.2279 | 30000 | 0 | 132891.2279 | 132891.2279 | 0 | 7537.5 | 0 | 0 | 0 | 0 | 0
2022-09-29 02:00 | 0 | 0 | 35871 | 0 | 633 | 0 | 3 | 30000 | 3 | 0 | 30000 | 138278.4858 | 19 | 7537.5 | 2951.9552 | 158.4459 | 22462.5 | 162891.2279 | 30000 | 0 | 132891.2279 | 132891.2279 | 0 | 7537.5 | 0 | 0 | 0 | 0 | 0
2022-09-29 03:00 | 0 | 0 | 35871 | 0 | 633 | 0 | 3 | 30000 | 3 | 0 | 30000 | 108278.4858 | 19 | 7537.5 | 2951.9552 | 158.4459 | 22462.5 | 162891.2279 | 30000 | 0 | 132891.2279 | 132891.2279 | 0 | 7537.5 | 0 | 0 | 0 | 0 | 0
2022-09-29 04:00 | 0 | 0 | 35871 | 0 | 633 | 0 | 3 | 30000 | 3 | 0 | 30000 | 78278.4858 | 19 | 7537.5 | 2951.9552 | 158.4459 | 22462.5 | 162891.2279 | 30000 | 0 | 132891.2279 | 132891.2279 | 0 | 7537.5 | 0 | 0 | 0 | 0 | 0
2022-09-29 05:00 | 0 | 0 | 35871 | 0 | 633 | 0 | 3 | 30000 | 3 | 0 | 30000 | 48278.4858 | 19 | 7537.5 | 2951.9552 | 158.4459 | 22462.5 | 162891.2279 | 30000 | 0 | 132891.2279 | 132891.2279 | 0 | 7537.5 | 0 | 0 | 0 | 0 | 0
2022-09-29 06:00 | 0.02765 | 0.11075 | 35871 | 962.0782 | 633 | 11721.5142 | 3 | 30000 | 3 | 0 | 18278.4858 | 18278.4858 | 19 | 8499.5782 | 2951.9552 | 178.6698 | 22462.5 | 162891.2279 | 30962.0782 | 0 | 131929.1498 | 131929.1498 | 5.6843e-13 | 8499.5782 | 0 | 0 | 0 | 0 | 0
2022-09-29 07:00 | 0.21955 | 0.59839 | 35871 | 7639.2137 | 633 | 63332.1615 | 3 | 24323.2863 | 2.4323 | 0 | 0 | 0 | 19 | 9500 | 2951.9552 | 199.6997 | 22462.5 | 162891.2279 | 31962.5 | 0 | 130928.7279 | 130928.7279 | 0 | 9500 | 0 | 0 | 0 | 0 | 0
2022-09-29 08:00 | 0.43877 | 0.75399 | 35871 | 15266.9451 | 633 | 79800.492 | 3 | 16695.5549 | 1.6696 | 0 | 0 | 0 | 19 | 9500 | 2951.9552 | 199.6997 | 22462.5 | 162891.2279 | 31962.5 | 0 | 130928.7279 | 130928.7279 | 0 | 9500 | 0 | 0 | 0 | 0 | 0
2022-09-29 09:00 | 0.6342 | 0.85658 | 35871 | 22066.9066 | 633 | 90658.3714 | 3 | 9895.5934 | 0.98956 | 0 | 0 | 0 | 19 | 9500 | 2951.9552 | 199.6997 | 22462.5 | 162891.2279 | 31962.5 | 0 | 130928.7279 | 130928.7279 | 0 | 9500 | 0 | 0 | 0 | 0 | 0
2022-09-29 10:00 | 0.78125 | 0.90658 | 35871 | 27183.4922 | 633 | 95950.2514 | 3 | 4779.0078 | 0.4779 | 0 | 0 | 0 | 19 | 9500 | 2951.9552 | 199.6997 | 22462.5 | 162891.2279 | 31962.5 | 0 | 130928.7279 | 130928.7279 | 4720.9922 | 4779.0078 | 0 | 0 | 0 | 0 | 0
2022-09-29 11:00 | 0.86633 | 0.93607 | 35871 | 30143.8397 | 633 | 99071.4022 | 3 | 1818.6603 | 0.18187 | 38917.7217 | 0 | 0 | 19 | 9500 | 2951.9552 | 199.6997 | 22462.5 | 162891.2279 | 31962.5 | 0 | 130928.7279 | 130928.7279 | 7681.3397 | 1818.6603 | 0 | 0 | 0 | 0 | 0
2022-09-29 12:00 | 0.87162 | 0.87548 | 35871 | 30327.9046 | 633 | 92658.702 | 3 | 1634.5954 | 0.16346 | 91024.1066 | 0 | 38917.7217 | 19 | 9500 | 2951.9552 | 199.6997 | 22462.5 | 162891.2279 | 31962.5 | 0 | 130928.7279 | 130928.7279 | 7865.4046 | 1634.5954 | 0 | 0 | 0 | 0 | 0
2022-09-29 13:00 | 0.81347 | 0.85062 | 35871 | 28304.5829 | 633 | 90027.5793 | 3 | 3657.9171 | 0.36579 | 86369.6622 | 0 | 129941.8284 | 19 | 9500 | 2951.9552 | 199.6997 | 22462.5 | 162891.2279 | 31962.5 | 0 | 130928.7279 | 130928.7279 | 5842.0829 | 3657.9171 | 0 | 0 | 0 | 0 | 0
2022-09-29 14:00 | 0.68903 | 0.81816 | 35871 | 23974.7093 | 633 | 86592.0908 | 3 | 7987.7907 | 0.79878 | 78604.3001 | 0 | 216311.4906 | 19 | 9500 | 2951.9552 | 199.6997 | 22462.5 | 162891.2279 | 31962.5 | 0 | 130928.7279 | 130928.7279 | 1512.2093 | 7987.7907 | 0 | 0 | 0 | 0 | 0
2022-09-29 15:00 | 0.50895 | 0.71569 | 35871 | 17708.8491 | 633 | 75746.9119 | 3 | 14253.6509 | 1.4254 | 61493.261 | 0 | 294915.7907 | 19 | 9500 | 2951.9552 | 199.6997 | 22462.5 | 162891.2279 | 31962.5 | 0 | 130928.7279 | 130928.7279 | 0 | 9500 | 0 | 0 | 0 | 0 | 0
2022-09-29 16:00 | 0.2933 | 0.5649 | 35871 | 10205.3354 | 633 | 59787.6602 | 3 | 21757.1646 | 2.1757 | 38030.4956 | 0 | 356409.0517 | 19 | 9500 | 2951.9552 | 199.6997 | 22462.5 | 162891.2279 | 31962.5 | 0 | 130928.7279 | 130928.7279 | 0 | 9500 | 0 | 0 | 0 | 0 | 0
2022-09-29 17:00 | 0.08182 | 0.19252 | 35871 | 2846.9163 | 633 | 20375.8548 | 3 | 29115.5837 | 2.9116 | 0 | 8739.729 | 394439.5473 | 19 | 9500 | 2951.9552 | 199.6997 | 22462.5 | 162891.2279 | 31962.5 | 0 | 130928.7279 | 130928.7279 | 0 | 9500 | 0 | 0 | 0 | 0 | 0
2022-09-29 18:00 | 0 | 0 | 35871 | 0 | 633 | 0 | 3 | 30000 | 3 | 0 | 30000 | 385699.8183 | 19 | 7537.5 | 2951.9552 | 158.4459 | 22462.5 | 162891.2279 | 30000 | 0 | 132891.2279 | 132891.2279 | 0 | 7537.5 | 0 | 0 | 0 | 0 | 0
2022-09-29 19:00 | 0 | 0 | 35871 | 0 | 633 | 0 | 3 | 30000 | 3 | 0 | 30000 | 355699.8183 | 19 | 7537.5 | 2951.9552 | 158.4459 | 22462.5 | 162891.2279 | 30000 | 0 | 132891.2279 | 132891.2279 | 0 | 7537.5 | 0 | 0 | 0 | 0 | 0
2022-09-29 20:00 | 0 | 0 | 35871 | 0 | 633 | 0 | 3 | 30000 | 3 | 0 | 30000 | 325699.8183 | 19 | 7537.5 | 2951.9552 | 158.4459 | 22462.5 | 162891.2279 | 30000 | 0 | 132891.2279 | 132891.2279 | 0 | 7537.5 | 0 | 0 | 0 | 0 | 0
2022-09-29 21:00 | 0 | 0 | 35871 | 0 | 633 | 0 | 3 | 30000 | 3 | 0 | 30000 | 295699.8183 | 19 | 7537.5 | 2951.9552 | 158.4459 | 22462.5 | 162891.2279 | 30000 | 0 | 132891.2279 | 132891.2279 | 0 | 7537.5 | 0 | 0 | 0 | 0 | 0
2022-09-29 22:00 | 0 | 0 | 35871 | 0 | 633 | 0 | 3 | 30000 | 3 | 0 | 30000 | 265699.8183 | 19 | 7537.5 | 2951.9552 | 158.4459 | 22462.5 | 162891.2279 | 30000 | 0 | 132891.2279 | 132891.2279 | 0 | 7537.5 | 0 | 0 | 0 | 0 | 0
2022-09-29 23:00 | 0 | 0 | 35871 | 0 | 633 | 0 | 3 | 30000 | 3 | 0 | 30000 | 235699.8183 | 19 | 7537.5 | 2951.9552 | 158.4459 | 22462.5 | 162891.2279 | 30000 | 0 | 132891.2279 | 132891.2279 | 0 | 7537.5 | 0 | 0 | 0 | 0 | 0
2022-09-30 | 0 | 0 | 35871 | 0 | 633 | 0 | 3 | 30000 | 3 | 0 | 30000 | 205699.8183 | 19 | 7129.1667 | 2951.9552 | 149.8624 | 22870.8333 | 163299.5613 | 30000 | 0 | 133299.5613 | 133299.5613 | 0 | 7129.1667 | 0 | 0 | 0 | 0 | 0
2022-09-30 01:00 | 0 | 0 | 35871 | 0 | 633 | 0 | 3 | 30000 | 3 | 0 | 30000 | 175699.8183 | 19 | 7129.1667 | 2951.9552 | 149.8624 | 22870.8333 | 163299.5613 | 30000 | 0 | 133299.5613 | 133299.5613 | 0 | 7129.1667 | 0 | 0 | 0 | 0 | 0
2022-09-30 02:00 | 0 | 0 | 35871 | 0 | 633 | 0 | 3 | 30000 | 3 | 0 | 30000 | 145699.8183 | 19 | 7129.1667 | 2951.9552 | 149.8624 | 22870.8333 | 163299.5613 | 30000 | 0 | 133299.5613 | 133299.5613 | 0 | 7129.1667 | 0 | 0 | 0 | 0 | 0
2022-09-30 03:00 | 0 | 0 | 35871 | 0 | 633 | 0 | 3 | 30000 | 3 | 0 | 30000 | 115699.8183 | 19 | 7129.1667 | 2951.9552 | 149.8624 | 22870.8333 | 163299.5613 | 30000 | 0 | 133299.5613 | 133299.5613 | 0 | 7129.1667 | 0 | 0 | 0 | 0 | 0
2022-09-30 04:00 | 0 | 0 | 35871 | 0 | 633 | 0 | 3 | 30000 | 3 | 0 | 30000 | 85699.8183 | 19 | 7129.1667 | 2951.9552 | 149.8624 | 22870.8333 | 163299.5613 | 30000 | 0 | 133299.5613 | 133299.5613 | 0 | 7129.1667 | 0 | 0 | 0 | 0 | 0
2022-09-30 05:00 | 0 | 0 | 35871 | 0 | 633 | 0 | 3 | 30000 | 3 | 0 | 30000 | 55699.8183 | 19 | 7129.1667 | 2951.9552 | 149.8624 | 22870.8333 | 163299.5613 | 30000 | 0 | 133299.5613 | 133299.5613 | 0 | 7129.1667 | 0 | 0 | 0 | 0 | 0
2022-09-30 06:00 | 0.02342 | 0.04063 | 35871 | 814.8959 | 633 | 4300.1817 | 3 | 30000 | 3 | 0 | 25699.8183 | 25699.8183 | 19 | 7944.0625 | 2951.9552 | 166.9923 | 22870.8333 | 163299.5613 | 30814.8959 | 0 | 132484.6654 | 132484.6654 | 2.2737e-13 | 7944.0625 | 0 | 0 | 0 | 0 | 0
2022-09-30 07:00 | 0.20307 | 0.46519 | 35871 | 7065.7943 | 633 | 49234.5931 | 3 | 25305.0391 | 2.5305 | 0 | 0 | 0 | 19 | 9500 | 2951.9552 | 199.6997 | 22870.8333 | 163299.5613 | 32370.8333 | 0 | 130928.7279 | 130928.7279 | 0 | 9500 | 0 | 0 | 0 | 0 | 0
2022-09-30 08:00 | 0.42277 | 0.67636 | 35871 | 14710.2272 | 633 | 71584.3191 | 3 | 17660.6061 | 1.7661 | 0 | 0 | 0 | 19 | 9500 | 2951.9552 | 199.6997 | 22870.8333 | 163299.5613 | 32370.8333 | 0 | 130928.7279 | 130928.7279 | 0 | 9500 | 0 | 0 | 0 | 0 | 0
2022-09-30 09:00 | 0.61878 | 0.78167 | 35871 | 21530.3697 | 633 | 82730.0768 | 3 | 10840.4637 | 1.084 | 0 | 0 | 0 | 19 | 9500 | 2951.9552 | 199.6997 | 22870.8333 | 163299.5613 | 32370.8333 | 0 | 130928.7279 | 130928.7279 | 0 | 9500 | 0 | 0 | 0 | 0 | 0
2022-09-30 10:00 | 0.76615 | 0.8388 | 35871 | 26658.0897 | 633 | 88776.5789 | 3 | 5712.7437 | 0.57127 | 0 | 0 | 0 | 19 | 9500 | 2951.9552 | 199.6997 | 22870.8333 | 163299.5613 | 32370.8333 | 0 | 130928.7279 | 130928.7279 | 3787.2563 | 5712.7437 | 0 | 0 | 0 | 0 | 0
2022-09-30 11:00 | 0.851 | 0.86847 | 35871 | 29610.4344 | 633 | 91916.7805 | 3 | 2760.399 | 0.27604 | 85976.6163 | 0 | 0 | 19 | 9500 | 2951.9552 | 199.6997 | 22870.8333 | 163299.5613 | 32370.8333 | 0 | 130928.7279 | 130928.7279 | 6739.601 | 2760.399 | 0 | 0 | 0 | 0 | 0
2022-09-30 12:00 | 0.85428 | 0.80834 | 35871 | 29724.5615 | 633 | 85552.7656 | 3 | 2646.2718 | 0.26463 | 82906.4938 | 0 | 85976.6163 | 19 | 9500 | 2951.9552 | 199.6997 | 22870.8333 | 163299.5613 | 32370.8333 | 0 | 130928.7279 | 130928.7279 | 6853.7282 | 2646.2718 | 0 | 0 | 0 | 0 | 0
2022-09-30 13:00 | 0.79812 | 0.7878 | 35871 | 27770.4816 | 633 | 83378.8613 | 3 | 4600.3517 | 0.46004 | 78778.5096 | 0 | 168883.1101 | 19 | 9500 | 2951.9552 | 199.6997 | 22870.8333 | 163299.5613 | 32370.8333 | 0 | 130928.7279 | 130928.7279 | 4899.6483 | 4600.3517 | 0 | 0 | 0 | 0 | 0
2022-09-30 14:00 | 0.67475 | 0.75474 | 35871 | 23477.8385 | 633 | 79879.8702 | 3 | 8892.9948 | 0.8893 | 70986.8754 | 0 | 247661.6197 | 19 | 9500 | 2951.9552 | 199.6997 | 22870.8333 | 163299.5613 | 32370.8333 | 0 | 130928.7279 | 130928.7279 | 607.0052 | 8892.9948 | 0 | 0 | 0 | 0 | 0
2022-09-30 15:00 | 0.49442 | 0.64905 | 35871 | 17203.2796 | 633 | 68693.8943 | 3 | 15167.5537 | 1.5168 | 53526.3406 | 0 | 318648.4951 | 19 | 9500 | 2951.9552 | 199.6997 | 22870.8333 | 163299.5613 | 32370.8333 | 0 | 130928.7279 | 130928.7279 | 0 | 9500 | 0 | 0 | 0 | 0 | 0
2022-09-30 16:00 | 0.2792 | 0.48857 | 35871 | 9714.7277 | 633 | 51709.0762 | 3 | 22656.1056 | 2.2656 | 29052.9706 | 0 | 372174.8357 | 19 | 9500 | 2951.9552 | 199.6997 | 22870.8333 | 163299.5613 | 32370.8333 | 0 | 130928.7279 | 130928.7279 | 0 | 9500 | 0 | 0 | 0 | 0 | 0
2022-09-30 17:00 | 0.07388 | 0.13955 | 35871 | 2570.645 | 633 | 14769.6371 | 3 | 29800.1883 | 2.98 | 0 | 15030.5513 | 401227.8063 | 19 | 9500 | 2951.9552 | 199.6997 | 22870.8333 | 163299.5613 | 32370.8333 | 0 | 130928.7279 | 130928.7279 | 2570.645 | 6929.355 | 0 | 0 | 0 | 0 | 0
2022-09-30 18:00 | 0 | 0 | 35871 | 0 | 633 | 0 | 3 | 30000 | 3 | 0 | 30000 | 386197.255 | 19 | 7129.1667 | 2951.9552 | 149.8624 | 22870.8333 | 163299.5613 | 30000 | 0 | 133299.5613 | 133299.5613 | 0 | 7129.1667 | 0 | 0 | 0 | 0 | 0
2022-09-30 19:00 | 0 | 0 | 35871 | 0 | 633 | 0 | 3 | 30000 | 3 | 0 | 30000 | 356197.255 | 19 | 7129.1667 | 2951.9552 | 149.8624 | 22870.8333 | 163299.5613 | 30000 | 0 | 133299.5613 | 133299.5613 | 0 | 7129.1667 | 0 | 0 | 0 | 0 | 0
2022-09-30 20:00 | 0 | 0 | 35871 | 0 | 633 | 0 | 3 | 30000 | 3 | 0 | 30000 | 326197.255 | 19 | 7129.1667 | 2951.9552 | 149.8624 | 22870.8333 | 163299.5613 | 30000 | 0 | 133299.5613 | 133299.5613 | 0 | 7129.1667 | 0 | 0 | 0 | 0 | 0
2022-09-30 21:00 | 0 | 0 | 35871 | 0 | 633 | 0 | 3 | 30000 | 3 | 0 | 30000 | 296197.255 | 19 | 7129.1667 | 2951.9552 | 149.8624 | 22870.8333 | 163299.5613 | 30000 | 0 | 133299.5613 | 133299.5613 | 0 | 7129.1667 | 0 | 0 | 0 | 0 | 0
2022-09-30 22:00 | 0 | 0 | 35871 | 0 | 633 | 0 | 3 | 30000 | 3 | 0 | 30000 | 266197.255 | 19 | 7129.1667 | 2951.9552 | 149.8624 | 22870.8333 | 163299.5613 | 30000 | 0 | 133299.5613 | 133299.5613 | 0 | 7129.1667 | 0 | 0 | 0 | 0 | 0
2022-09-30 23:00 | 0 | 0 | 35871 | 0 | 633 | 0 | 3 | 30000 | 3 | 0 | 30000 | 236197.255 | 19 | 7129.1667 | 2951.9552 | 149.8624 | 22870.8333 | 163299.5613 | 30000 | 0 | 133299.5613 | 133299.5613 | 0 | 7129.1667 | 0 | 0 | 0 | 0 | 0
2022-10-01 | 0 | 0 | 35871 | 0 | 633 | 0 | 3 | 30000 | 3 | 0 | 30000 | 206197.255 | 19 | 7458.3333 | 2089.2151 | 156.7818 | 22541.6667 | 121928.6132 | 30000 | 0 | 91928.6132 | 91928.6132 | 0 | 7458.3333 | 0 | 0 | 0 | 0 | 0
2022-10-01 01:00 | 0 | 0 | 35871 | 0 | 633 | 0 | 3 | 30000 | 3 | 0 | 30000 | 176197.255 | 19 | 7458.3333 | 2089.2151 | 156.7818 | 22541.6667 | 121928.6132 | 30000 | 0 | 91928.6132 | 91928.6132 | 0 | 7458.3333 | 0 | 0 | 0 | 0 | 0
2022-10-01 02:00 | 0 | 0 | 35871 | 0 | 633 | 0 | 3 | 30000 | 3 | 0 | 30000 | 146197.255 | 19 | 7458.3333 | 2089.2151 | 156.7818 | 22541.6667 | 121928.6132 | 30000 | 0 | 91928.6132 | 91928.6132 | 0 | 7458.3333 | 0 | 0 | 0 | 0 | 0
2022-10-01 03:00 | 0 | 0 | 35871 | 0 | 633 | 0 | 3 | 30000 | 3 | 0 | 30000 | 116197.255 | 19 | 7458.3333 | 2089.2151 | 156.7818 | 22541.6667 | 121928.6132 | 30000 | 0 | 91928.6132 | 91928.6132 | 0 | 7458.3333 | 0 | 0 | 0 | 0 | 0
2022-10-01 04:00 | 0 | 0 | 35871 | 0 | 633 | 0 | 3 | 30000 | 3 | 0 | 30000 | 86197.255 | 19 | 7458.3333 | 2089.2151 | 156.7818 | 22541.6667 | 121928.6132 | 30000 | 0 | 91928.6132 | 91928.6132 | 0 | 7458.3333 | 0 | 0 | 0 | 0 | 0
2022-10-01 05:00 | 0 | 0 | 35871 | 0 | 633 | 0 | 3 | 30000 | 3 | 0 | 30000 | 56197.255 | 19 | 7458.3333 | 2089.2151 | 156.7818 | 22541.6667 | 121928.6132 | 30000 | 0 | 91928.6132 | 91928.6132 | 0 | 7458.3333 | 0 | 0 | 0 | 0 | 0
2022-10-01 06:00 | 0.02298 | 0.03593 | 35871 | 799.5861 | 633 | 3802.745 | 3 | 30000 | 3 | 0 | 26197.255 | 26197.255 | 19 | 8257.9194 | 2089.2151 | 173.5899 | 22541.6667 | 121928.6132 | 30799.5861 | 0 | 91129.0271 | 91129.0271 | 799.5861 | 7458.3333 | 0 | 0 | 0 | 0 | 0
2022-10-01 07:00 | 0.2049 | 0.46625 | 35871 | 7129.4689 | 633 | 49346.781 | 3 | 24912.1978 | 2.4912 | 0 | 0 | 0 | 19 | 9500 | 2089.2151 | 199.6997 | 22541.6667 | 121928.6132 | 32041.6667 | 0 | 89886.9465 | 89886.9465 | 0 | 9500 | 0 | 0 | 0 | 0 | 0
2022-10-01 08:00 | 0.4292 | 0.68689 | 35871 | 14933.9582 | 633 | 72698.7891 | 3 | 17107.7085 | 1.7108 | 0 | 0 | 0 | 19 | 9500 | 2089.2151 | 199.6997 | 22541.6667 | 121928.6132 | 32041.6667 | 0 | 89886.9465 | 89886.9465 | 0 | 9500 | 0 | 0 | 0 | 0 | 0
2022-10-01 09:00 | 0.63003 | 0.79903 | 35871 | 21921.8119 | 633 | 84567.4175 | 3 | 10119.8547 | 1.012 | 0 | 0 | 0 | 19 | 9500 | 2089.2151 | 199.6997 | 22541.6667 | 121928.6132 | 32041.6667 | 0 | 89886.9465 | 89886.9465 | 0 | 9500 | 0 | 0 | 0 | 0 | 0
2022-10-01 10:00 | 0.7796 | 0.8612 | 35871 | 27126.0807 | 633 | 91147.3411 | 3 | 4915.586 | 0.49156 | 56447.0503 | 0 | 0 | 19 | 9500 | 2089.2151 | 199.6997 | 22541.6667 | 121928.6132 | 32041.6667 | 0 | 89886.9465 | 89886.9465 | 4584.414 | 4915.586 | 0 | 0 | 0 | 0 | 0
2022-10-01 11:00 | 0.86355 | 0.88475 | 35871 | 30047.11 | 633 | 93639.8166 | 3 | 1994.5567 | 0.19946 | 91645.2599 | 0 | 56447.0503 | 19 | 9500 | 2089.2151 | 199.6997 | 22541.6667 | 121928.6132 | 32041.6667 | 0 | 89886.9465 | 89886.9465 | 7505.4433 | 1994.5567 | 0 | 0 | 0 | 0 | 0
2022-10-01 12:00 | 0.85017 | 0.74076 | 35871 | 29581.5546 | 633 | 78400.2606 | 3 | 2460.112 | 0.24601 | 75940.1485 | 0 | 148092.3102 | 19 | 9500 | 2089.2151 | 199.6997 | 22541.6667 | 121928.6132 | 32041.6667 | 0 | 89886.9465 | 89886.9465 | 7039.888 | 2460.112 | 0 | 0 | 0 | 0 | 0
2022-10-01 13:00 | 0.78965 | 0.70552 | 35871 | 27475.7691 | 633 | 74670.5436 | 3 | 4565.8976 | 0.45659 | 70104.646 | 0 | 224032.4588 | 19 | 9500 | 2089.2151 | 199.6997 | 22541.6667 | 121928.6132 | 32041.6667 | 0 | 89886.9465 | 89886.9465 | 4934.1024 | 4565.8976 | 0 | 0 | 0 | 0 | 0
2022-10-01 14:00 | 0.66075 | 0.65495 | 35871 | 22990.7104 | 633 | 69318.3361 | 3 | 9050.9563 | 0.9051 | 60267.3798 | 0 | 294137.1048 | 19 | 9500 | 2089.2151 | 199.6997 | 22541.6667 | 121928.6132 | 32041.6667 | 0 | 89886.9465 | 89886.9465 | 449.0437 | 9050.9563 | 0 | 0 | 0 | 0 | 0
2022-10-01 15:00 | 0.47625 | 0.54141 | 35871 | 16571.0568 | 633 | 57301.535 | 3 | 15470.6098 | 1.5471 | 41830.9252 | 0 | 354404.4846 | 19 | 9500 | 2089.2151 | 199.6997 | 22541.6667 | 121928.6132 | 32041.6667 | 0 | 89886.9465 | 89886.9465 | 0 | 9500 | 0 | 0 | 0 | 0 | 0
2022-10-01 16:00 | 0.26033 | 0.36374 | 35871 | 9058.1485 | 633 | 38497.3686 | 3 | 22983.5182 | 2.2984 | 15513.8505 | 0 | 396235.4097 | 19 | 9500 | 2089.2151 | 199.6997 | 22541.6667 | 121928.6132 | 32041.6667 | 0 | 89886.9465 | 89886.9465 | 0 | 9500 | 0 | 0 | 0 | 0 | 0
2022-10-01 17:00 | 0.06472 | 0.06552 | 35871 | 2251.924 | 633 | 6934.4796 | 3 | 29789.7427 | 2.979 | 0 | 22855.2631 | 411749.2602 | 19 | 9500 | 2089.2151 | 199.6997 | 22541.6667 | 121928.6132 | 32041.6667 | 0 | 89886.9465 | 89886.9465 | 2251.924 | 7248.076 | 0 | 0 | 0 | 0 | 0
2022-10-01 18:00 | 0 | 0 | 35871 | 0 | 633 | 0 | 3 | 30000 | 3 | 0 | 30000 | 388893.9971 | 19 | 7458.3333 | 2089.2151 | 156.7818 | 22541.6667 | 121928.6132 | 30000 | 0 | 91928.6132 | 91928.6132 | 0 | 7458.3333 | 0 | 0 | 0 | 0 | 0
2022-10-01 19:00 | 0 | 0 | 35871 | 0 | 633 | 0 | 3 | 30000 | 3 | 0 | 30000 | 358893.9971 | 19 | 7458.3333 | 2089.2151 | 156.7818 | 22541.6667 | 121928.6132 | 30000 | 0 | 91928.6132 | 91928.6132 | 0 | 7458.3333 | 0 | 0 | 0 | 0 | 0
2022-10-01 20:00 | 0 | 0 | 35871 | 0 | 633 | 0 | 3 | 30000 | 3 | 0 | 30000 | 328893.9971 | 19 | 7458.3333 | 2089.2151 | 156.7818 | 22541.6667 | 121928.6132 | 30000 | 0 | 91928.6132 | 91928.6132 | 0 | 7458.3333 | 0 | 0 | 0 | 0 | 0
2022-10-01 21:00 | 0 | 0 | 35871 | 0 | 633 | 0 | 3 | 30000 | 3 | 0 | 30000 | 298893.9971 | 19 | 7458.3333 | 2089.2151 | 156.7818 | 22541.6667 | 121928.6132 | 30000 | 0 | 91928.6132 | 91928.6132 | 0 | 7458.3333 | 0 | 0 | 0 | 0 | 0
2022-10-01 22:00 | 0 | 0 | 35871 | 0 | 633 | 0 | 3 | 30000 | 3 | 0 | 30000 | 268893.9971 | 19 | 7458.3333 | 2089.2151 | 156.7818 | 22541.6667 | 121928.6132 | 30000 | 0 | 91928.6132 | 91928.6132 | 0 | 7458.3333 | 0 | 0 | 0 | 0 | 0
2022-10-01 23:00 | 0 | 0 | 35871 | 0 | 633 | 0 | 3 | 30000 | 3 | 0 | 30000 | 238893.9971 | 19 | 7458.3333 | 2089.2151 | 156.7818 | 22541.6667 | 121928.6132 | 30000 | 0 | 91928.6132 | 91928.6132 | 0 | 7458.3333 | 0 | 0 | 0 | 0 | 0
2022-10-02 | 0 | 0 | 35871 | 0 | 633 | 0 | 3 | 30000 | 3 | 0 | 30000 | 208893.9971 | 19 | 7791.6667 | 2089.2151 | 163.7888 | 22208.3333 | 121595.2799 | 30000 | 0 | 91595.2799 | 91595.2799 | 0 | 7791.6667 | 0 | 0 | 0 | 0 | 0
2022-10-02 01:00 | 0 | 0 | 35871 | 0 | 633 | 0 | 3 | 30000 | 3 | 0 | 30000 | 178893.9971 | 19 | 7791.6667 | 2089.2151 | 163.7888 | 22208.3333 | 121595.2799 | 30000 | 0 | 91595.2799 | 91595.2799 | 0 | 7791.6667 | 0 | 0 | 0 | 0 | 0
2022-10-02 02:00 | 0 | 0 | 35871 | 0 | 633 | 0 | 3 | 30000 | 3 | 0 | 30000 | 148893.9971 | 19 | 7791.6667 | 2089.2151 | 163.7888 | 22208.3333 | 121595.2799 | 30000 | 0 | 91595.2799 | 91595.2799 | 0 | 7791.6667 | 0 | 0 | 0 | 0 | 0
2022-10-02 03:00 | 0 | 0 | 35871 | 0 | 633 | 0 | 3 | 30000 | 3 | 0 | 30000 | 118893.9971 | 19 | 7791.6667 | 2089.2151 | 163.7888 | 22208.3333 | 121595.2799 | 30000 | 0 | 91595.2799 | 91595.2799 | 0 | 7791.6667 | 0 | 0 | 0 | 0 | 0
2022-10-02 04:00 | 0 | 0 | 35871 | 0 | 633 | 0 | 3 | 30000 | 3 | 0 | 30000 | 88893.9971 | 19 | 7791.6667 | 2089.2151 | 163.7888 | 22208.3333 | 121595.2799 | 30000 | 0 | 91595.2799 | 91595.2799 | 0 | 7791.6667 | 0 | 0 | 0 | 0 | 0
2022-10-02 05:00 | 0 | 0 | 35871 | 0 | 633 | 0 | 3 | 30000 | 3 | 0 | 30000 | 58893.9971 | 19 | 7791.6667 | 2089.2151 | 163.7888 | 22208.3333 | 121595.2799 | 30000 | 0 | 91595.2799 | 91595.2799 | 0 | 7791.6667 | 0 | 0 | 0 | 0 | 0
2022-10-02 06:00 | 0.02085 | 0.01045 | 35871 | 725.473 | 633 | 1106.0029 | 3 | 30000 | 3 | 0 | 28893.9971 | 28893.9971 | 19 | 8517.1397 | 2089.2151 | 179.039 | 22208.3333 | 121595.2799 | 30725.473 | 0 | 90869.8068 | 90869.8068 | 4.5475e-13 | 8517.1397 | 0 | 0 | 0 | 0 | 0
2022-10-02 07:00 | 0.19273 | 0.35097 | 35871 | 6706.0153 | 633 | 37145.8225 | 3 | 25002.318 | 2.5002 | 0 | 0 | 0 | 19 | 9500 | 2089.2151 | 199.6997 | 22208.3333 | 121595.2799 | 31708.3333 | 0 | 89886.9465 | 89886.9465 | 0 | 9500 | 0 | 0 | 0 | 0 | 0
2022-10-02 08:00 | 0.41515 | 0.57762 | 35871 | 14445.0903 | 633 | 61133.9145 | 3 | 17263.2431 | 1.7263 | 0 | 0 | 0 | 19 | 9500 | 2089.2151 | 199.6997 | 22208.3333 | 121595.2799 | 31708.3333 | 0 | 89886.9465 | 89886.9465 | 0 | 9500 | 0 | 0 | 0 | 0 | 0
2022-10-02 09:00 | 0.61822 | 0.71394 | 35871 | 21510.8845 | 633 | 75561.6961 | 3 | 10197.4488 | 1.0197 | 0 | 0 | 0 | 19 | 9500 | 2089.2151 | 199.6997 | 22208.3333 | 121595.2799 | 31708.3333 | 0 | 89886.9465 | 89886.9465 | 0 | 9500 | 0 | 0 | 0 | 0 | 0
2022-10-02 10:00 | 0.7703 | 0.78972 | 35871 | 26802.4884 | 633 | 83582.0695 | 3 | 4905.845 | 0.49058 | 18816.1572 | 0 | 0 | 19 | 9500 | 2089.2151 | 199.6997 | 22208.3333 | 121595.2799 | 31708.3333 | 0 | 89886.9465 | 89886.9465 | 4594.155 | 4905.845 | 0 | 0 | 0 | 0 | 0
2022-10-02 11:00 | 0.8572 | 0.82533 | 35871 | 29826.1626 | 633 | 87350.9464 | 3 | 1882.1708 | 0.18822 | 85468.7756 | 0 | 18816.1572 | 19 | 9500 | 2089.2151 | 199.6997 | 22208.3333 | 121595.2799 | 31708.3333 | 0 | 89886.9465 | 89886.9465 | 7617.8292 | 1882.1708 | 0 | 0 | 0 | 0 | 0
2022-10-02 12:00 | 0.85735 | 0.76834 | 35871 | 29831.3818 | 633 | 81319.2616 | 3 | 1876.9515 | 0.1877 | 79442.31 | 0 | 104284.9328 | 19 | 9500 | 2089.2151 | 199.6997 | 22208.3333 | 121595.2799 | 31708.3333 | 0 | 89886.9465 | 89886.9465 | 7623.0485 | 1876.9515 | 0 | 0 | 0 | 0 | 0
2022-10-02 13:00 | 0.79817 | 0.7443 | 35871 | 27772.2214 | 633 | 78774.9257 | 3 | 3936.1119 | 0.39361 | 74838.8137 | 0 | 183727.2429 | 19 | 9500 | 2089.2151 | 199.6997 | 22208.3333 | 121595.2799 | 31708.3333 | 0 | 89886.9465 | 89886.9465 | 5563.8881 | 3936.1119 | 0 | 0 | 0 | 0 | 0
2022-10-02 14:00 | 0.6709 | 0.70816 | 35871 | 23343.8783 | 633 | 74949.9548 | 3 | 8364.4551 | 0.83645 | 66585.4998 | 0 | 258566.0566 | 19 | 9500 | 2089.2151 | 199.6997 | 22208.3333 | 121595.2799 | 31708.3333 | 0 | 89886.9465 | 89886.9465 | 1135.5449 | 8364.4551 | 0 | 0 | 0 | 0 | 0
2022-10-02 15:00 | 0.48758 | 0.61103 | 35871 | 16965.2827 | 633 | 64669.9487 | 3 | 14743.0506 | 1.4743 | 49926.8981 | 0 | 325151.5564 | 19 | 9500 | 2089.2151 | 199.6997 | 22208.3333 | 121595.2799 | 31708.3333 | 0 | 89886.9465 | 89886.9465 | 0 | 9500 | 0 | 0 | 0 | 0 | 0
2022-10-02 16:00 | 0.26992 | 0.44742 | 35871 | 9391.8313 | 633 | 47353.859 | 3 | 22316.502 | 2.2317 | 25037.357 | 0 | 375078.4545 | 19 | 9500 | 2089.2151 | 199.6997 | 22208.3333 | 121595.2799 | 31708.3333 | 0 | 89886.9465 | 89886.9465 | 0 | 9500 | 0 | 0 | 0 | 0 | 0
2022-10-02 17:00 | 0.06593 | 0.11182 | 35871 | 2294.0258 | 633 | 11834.7604 | 3 | 29414.3076 | 2.9414 | 0 | 17579.5471 | 400115.8114 | 19 | 9500 | 2089.2151 | 199.6997 | 22208.3333 | 121595.2799 | 31708.3333 | 0 | 89886.9465 | 89886.9465 | 2294.0258 | 7205.9742 | 0 | 0 | 0 | 0 | 0
2022-10-02 18:00 | 0 | 0 | 35871 | 0 | 633 | 0 | 3 | 30000 | 3 | 0 | 30000 | 382536.2643 | 19 | 7791.6667 | 2089.2151 | 163.7888 | 22208.3333 | 121595.2799 | 30000 | 0 | 91595.2799 | 91595.2799 | 0 | 7791.6667 | 0 | 0 | 0 | 0 | 0
2022-10-02 19:00 | 0 | 0 | 35871 | 0 | 633 | 0 | 3 | 30000 | 3 | 0 | 30000 | 352536.2643 | 19 | 7791.6667 | 2089.2151 | 163.7888 | 22208.3333 | 121595.2799 | 30000 | 0 | 91595.2799 | 91595.2799 | 0 | 7791.6667 | 0 | 0 | 0 | 0 | 0
2022-10-02 20:00 | 0 | 0 | 35871 | 0 | 633 | 0 | 3 | 30000 | 3 | 0 | 30000 | 322536.2643 | 19 | 7791.6667 | 2089.2151 | 163.7888 | 22208.3333 | 121595.2799 | 30000 | 0 | 91595.2799 | 91595.2799 | 0 | 7791.6667 | 0 | 0 | 0 | 0 | 0
2022-10-02 21:00 | 0 | 0 | 35871 | 0 | 633 | 0 | 3 | 30000 | 3 | 0 | 30000 | 292536.2643 | 19 | 7791.6667 | 2089.2151 | 163.7888 | 22208.3333 | 121595.2799 | 30000 | 0 | 91595.2799 | 91595.2799 | 0 | 7791.6667 | 0 | 0 | 0 | 0 | 0
2022-10-02 22:00 | 0 | 0 | 35871 | 0 | 633 | 0 | 3 | 30000 | 3 | 0 | 30000 | 262536.2643 | 19 | 7791.6667 | 2089.2151 | 163.7888 | 22208.3333 | 121595.2799 | 30000 | 0 | 91595.2799 | 91595.2799 | 0 | 7791.6667 | 0 | 0 | 0 | 0 | 0
2022-10-02 23:00 | 0 | 0 | 35871 | 0 | 633 | 0 | 3 | 30000 | 3 | 0 | 30000 | 232536.2643 | 19 | 7791.6667 | 2089.2151 | 163.7888 | 22208.3333 | 121595.2799 | 30000 | 0 | 91595.2799 | 91595.2799 | 0 | 7791.6667 | 0 | 0 | 0 | 0 | 0
2022-10-03 | 0 | 0 | 35871 | 0 | 633 | 0 | 3 | 29416.6667 | 2.9417 | 0 | 29416.6667 | 202536.2643 | 19 | 9500 | 2089.2151 | 199.6997 | 19916.6667 | 119303.6132 | 29416.6667 | 0 | 89886.9465 | 89886.9465 | 0 | 9500 | 0 | 0 | 0 | 0 | 0
2022-10-03 01:00 | 0 | 0 | 35871 | 0 | 633 | 0 | 3 | 29416.6667 | 2.9417 | 0 | 29416.6667 | 173119.5976 | 19 | 9500 | 2089.2151 | 199.6997 | 19916.6667 | 119303.6132 | 29416.6667 | 0 | 89886.9465 | 89886.9465 | 0 | 9500 | 0 | 0 | 0 | 0 | 0
2022-10-03 02:00 | 0 | 0 | 35871 | 0 | 633 | 0 | 3 | 29416.6667 | 2.9417 | 0 | 29416.6667 | 143702.931 | 19 | 9500 | 2089.2151 | 199.6997 | 19916.6667 | 119303.6132 | 29416.6667 | 0 | 89886.9465 | 89886.9465 | 0 | 9500 | 0 | 0 | 0 | 0 | 0
2022-10-03 03:00 | 0 | 0 | 35871 | 0 | 633 | 0 | 3 | 29416.6667 | 2.9417 | 0 | 29416.6667 | 114286.2643 | 19 | 9500 | 2089.2151 | 199.6997 | 19916.6667 | 119303.6132 | 29416.6667 | 0 | 89886.9465 | 89886.9465 | 0 | 9500 | 0 | 0 | 0 | 0 | 0
2022-10-03 04:00 | 0 | 0 | 35871 | 0 | 633 | 0 | 3 | 29416.6667 | 2.9417 | 0 | 29416.6667 | 84869.5976 | 19 | 9500 | 2089.2151 | 199.6997 | 19916.6667 | 119303.6132 | 29416.6667 | 0 | 89886.9465 | 89886.9465 | 0 | 9500 | 0 | 0 | 0 | 0 | 0
2022-10-03 05:00 | 0 | 0 | 35871 | 0 | 633 | 0 | 3 | 29416.6667 | 2.9417 | 0 | 29416.6667 | 55452.931 | 19 | 9500 | 2089.2151 | 199.6997 | 19916.6667 | 119303.6132 | 29416.6667 | 0 | 89886.9465 | 89886.9465 | 0 | 9500 | 0 | 0 | 0 | 0 | 0
2022-10-03 06:00 | 0.0205 | 0.0252 | 35871 | 713.2948 | 633 | 2667.1075 | 3 | 28703.3718 | 2.8703 | 0 | 26036.2643 | 26036.2643 | 19 | 9500 | 2089.2151 | 199.6997 | 19916.6667 | 119303.6132 | 29416.6667 | 0 | 89886.9465 | 89886.9465 | 713.2948 | 8786.7052 | 0 | 0 | 0 | 0 | 0
2022-10-03 07:00 | 0.19527 | 0.42568 | 35871 | 6794.3943 | 633 | 45052.9496 | 3 | 22622.2724 | 2.2622 | 0 | 0 | 0 | 19 | 9500 | 2089.2151 | 199.6997 | 19916.6667 | 119303.6132 | 29416.6667 | 0 | 89886.9465 | 89886.9465 | 0 | 9500 | 0 | 0 | 0 | 0 | 0
2022-10-03 08:00 | 0.4163 | 0.6369 | 35871 | 14485.1044 | 633 | 67407.9674 | 3 | 14931.5623 | 1.4932 | 0 | 0 | 0 | 19 | 9500 | 2089.2151 | 199.6997 | 19916.6667 | 119303.6132 | 29416.6667 | 0 | 89886.9465 | 89886.9465 | 0 | 9500 | 0 | 0 | 0 | 0 | 0
2022-10-03 09:00 | 0.6155 | 0.75628 | 35871 | 21416.2425 | 633 | 80042.8601 | 3 | 8000.4242 | 0.80004 | 0 | 0 | 0 | 19 | 9500 | 2089.2151 | 199.6997 | 19916.6667 | 119303.6132 | 29416.6667 | 0 | 89886.9465 | 89886.9465 | 1499.5758 | 8000.4242 | 0 | 0 | 0 | 0 | 0
2022-10-03 10:00 | 0.76353 | 0.81813 | 35871 | 26566.9271 | 633 | 86588.9157 | 3 | 2849.7396 | 0.28497 | 7830.8558 | 0 | 0 | 19 | 9500 | 2089.2151 | 199.6997 | 19916.6667 | 119303.6132 | 29416.6667 | 0 | 89886.9465 | 89886.9465 | 6650.2604 | 2849.7396 | 0 | 0 | 0 | 0 | 0
2022-10-03 11:00 | 0.84733 | 0.84362 | 35871 | 29482.7372 | 633 | 89286.7161 | 3 | 0 | 0 | 89286.7161 | 0 | 7830.8558 | 19 | 9500 | 2089.2151 | 199.6997 | 19916.6667 | 119303.6132 | 29416.6667 | 0 | 89886.9465 | 89886.9465 | 9500 | 0 | 0 | 0 | 0 | 0 | 0
2022-10-03 12:00 | 0.85595 | 0.82557 | 35871 | 29782.669 | 633 | 87376.3474 | 3 | 0 | 0 | 87376.3474 | 0 | 97117.5719 | 19 | 9500 | 2089.2151 | 199.6997 | 19916.6667 | 119303.6132 | 29416.6667 | 0 | 89886.9465 | 89886.9465 | 9500 | 0 | 0 | 0 | 0 | 0 | 0
2022-10-03 13:00 | 0.7962 | 0.80074 | 35871 | 27703.6755 | 633 | 84748.3998 | 3 | 1712.9912 | 0.1713 | 83035.4087 | 0 | 184493.9193 | 19 | 9500 | 2089.2151 | 199.6997 | 19916.6667 | 119303.6132 | 29416.6667 | 0 | 89886.9465 | 89886.9465 | 7787.0088 | 1712.9912 | 0 | 0 | 0 | 0 | 0
2022-10-03 14:00 | 0.6697 | 0.76425 | 35871 | 23302.1244 | 633 | 80886.3858 | 3 | 6114.5422 | 0.61145 | 74771.8436 | 0 | 267529.328 | 19 | 9500 | 2089.2151 | 199.6997 | 19916.6667 | 119303.6132 | 29416.6667 | 0 | 89886.9465 | 89886.9465 | 3385.4578 | 6114.5422 | 0 | 0 | 0 | 0 | 0
2022-10-03 15:00 | 0.48745 | 0.66646 | 35871 | 16960.7594 | 633 | 70536.5269 | 3 | 12455.9073 | 1.2456 | 58080.6196 | 0 | 342301.1716 | 19 | 9500 | 2089.2151 | 199.6997 | 19916.6667 | 119303.6132 | 29416.6667 | 0 | 89886.9465 | 89886.9465 | 0 | 9500 | 0 | 0 | 0 | 0 | 0
2022-10-03 16:00 | 0.27033 | 0.50372 | 35871 | 9406.0972 | 633 | 53312.5159 | 3 | 20010.5695 | 2.0011 | 33301.9464 | 0 | 400381.7912 | 19 | 9500 | 2089.2151 | 199.6997 | 19916.6667 | 119303.6132 | 29416.6667 | 0 | 89886.9465 | 89886.9465 | 0 | 9500 | 0 | 0 | 0 | 0 | 0
2022-10-03 17:00 | 0.0644 | 0.14138 | 35871 | 2240.7896 | 633 | 14963.3199 | 3 | 27175.877 | 2.7176 | 0 | 12212.5572 | 433683.7376 | 19 | 9500 | 2089.2151 | 199.6997 | 19916.6667 | 119303.6132 | 29416.6667 | 0 | 89886.9465 | 89886.9465 | 2240.7896 | 7259.2104 | 0 | 0 | 0 | 0 | 0
2022-10-03 18:00 | 0 | 0 | 35871 | 0 | 633 | 0 | 3 | 29416.6667 | 2.9417 | 0 | 29416.6667 | 421471.1804 | 19 | 9500 | 2089.2151 | 199.6997 | 19916.6667 | 119303.6132 | 29416.6667 | 0 | 89886.9465 | 89886.9465 | 0 | 9500 | 0 | 0 | 0 | 0 | 0
2022-10-03 19:00 | 0 | 0 | 35871 | 0 | 633 | 0 | 3 | 29416.6667 | 2.9417 | 0 | 29416.6667 | 392054.5138 | 19 | 9500 | 2089.2151 | 199.6997 | 19916.6667 | 119303.6132 | 29416.6667 | 0 | 89886.9465 | 89886.9465 | 0 | 9500 | 0 | 0 | 0 | 0 | 0
2022-10-03 20:00 | 0 | 0 | 35871 | 0 | 633 | 0 | 3 | 29416.6667 | 2.9417 | 0 | 29416.6667 | 362637.8471 | 19 | 9500 | 2089.2151 | 199.6997 | 19916.6667 | 119303.6132 | 29416.6667 | 0 | 89886.9465 | 89886.9465 | 0 | 9500 | 0 | 0 | 0 | 0 | 0
2022-10-03 21:00 | 0 | 0 | 35871 | 0 | 633 | 0 | 3 | 29416.6667 | 2.9417 | 0 | 29416.6667 | 333221.1804 | 19 | 9500 | 2089.2151 | 199.6997 | 19916.6667 | 119303.6132 | 29416.6667 | 0 | 89886.9465 | 89886.9465 | 0 | 9500 | 0 | 0 | 0 | 0 | 0
2022-10-03 22:00 | 0 | 0 | 35871 | 0 | 633 | 0 | 3 | 29416.6667 | 2.9417 | 0 | 29416.6667 | 303804.5138 | 19 | 9500 | 2089.2151 | 199.6997 | 19916.6667 | 119303.6132 | 29416.6667 | 0 | 89886.9465 | 89886.9465 | 0 | 9500 | 0 | 0 | 0 | 0 | 0
2022-10-03 23:00 | 0 | 0 | 35871 | 0 | 633 | 0 | 3 | 29416.6667 | 2.9417 | 0 | 29416.6667 | 274387.8471 | 19 | 9500 | 2089.2151 | 199.6997 | 19916.6667 | 119303.6132 | 29416.6667 | 0 | 89886.9465 | 89886.9465 | 0 | 9500 | 0 | 0 | 0 | 0 | 0
2022-10-04 | 0 | 0 | 35871 | 0 | 633 | 0 | 3 | 30000 | 3 | 0 | 30000 | 244971.1804 | 19 | 8095.8333 | 2089.2151 | 170.1827 | 21904.1667 | 121291.1132 | 30000 | 0 | 91291.1132 | 91291.1132 | 0 | 8095.8333 | 0 | 0 | 0 | 0 | 0
2022-10-04 01:00 | 0 | 0 | 35871 | 0 | 633 | 0 | 3 | 30000 | 3 | 0 | 30000 | 214971.1804 | 19 | 8095.8333 | 2089.2151 | 170.1827 | 21904.1667 | 121291.1132 | 30000 | 0 | 91291.1132 | 91291.1132 | 0 | 8095.8333 | 0 | 0 | 0 | 0 | 0
2022-10-04 02:00 | 0 | 0 | 35871 | 0 | 633 | 0 | 3 | 30000 | 3 | 0 | 30000 | 184971.1804 | 19 | 8095.8333 | 2089.2151 | 170.1827 | 21904.1667 | 121291.1132 | 30000 | 0 | 91291.1132 | 91291.1132 | 0 | 8095.8333 | 0 | 0 | 0 | 0 | 0
2022-10-04 03:00 | 0 | 0 | 35871 | 0 | 633 | 0 | 3 | 30000 | 3 | 0 | 30000 | 154971.1804 | 19 | 8095.8333 | 2089.2151 | 170.1827 | 21904.1667 | 121291.1132 | 30000 | 0 | 91291.1132 | 91291.1132 | 0 | 8095.8333 | 0 | 0 | 0 | 0 | 0
2022-10-04 04:00 | 0 | 0 | 35871 | 0 | 633 | 0 | 3 | 30000 | 3 | 0 | 30000 | 124971.1804 | 19 | 8095.8333 | 2089.2151 | 170.1827 | 21904.1667 | 121291.1132 | 30000 | 0 | 91291.1132 | 91291.1132 | 0 | 8095.8333 | 0 | 0 | 0 | 0 | 0
2022-10-04 05:00 | 0 | 0 | 35871 | 0 | 633 | 0 | 3 | 30000 | 3 | 0 | 30000 | 94971.1804 | 19 | 8095.8333 | 2089.2151 | 170.1827 | 21904.1667 | 121291.1132 | 30000 | 0 | 91291.1132 | 91291.1132 | 0 | 8095.8333 | 0 | 0 | 0 | 0 | 0
2022-10-04 06:00 | 0.01883 | 0.02042 | 35871 | 655.1874 | 633 | 2161.2038 | 3 | 30000 | 3 | 0 | 27838.7962 | 64971.1804 | 19 | 8751.0207 | 2089.2151 | 183.9554 | 21904.1667 | 121291.1132 | 30655.1874 | 0 | 90635.9258 | 90635.9258 | 0 | 8751.0207 | 0 | 0 | 0 | 0 | 0
2022-10-04 07:00 | 0.17705 | 0.338 | 35871 | 6160.4317 | 633 | 35773.1088 | 3 | 25243.7349 | 2.5244 | 10529.3739 | 0 | 37132.3842 | 19 | 9500 | 2089.2151 | 199.6997 | 21904.1667 | 121291.1132 | 31404.1667 | 0 | 89886.9465 | 89886.9465 | 0 | 9500 | 0 | 0 | 0 | 0 | 0
2022-10-04 08:00 | 0.3777 | 0.46118 | 35871 | 13142.0224 | 633 | 48810.1844 | 3 | 18262.1443 | 1.8262 | 30548.0401 | 0 | 47661.7581 | 19 | 9500 | 2089.2151 | 199.6997 | 21904.1667 | 121291.1132 | 31404.1667 | 0 | 89886.9465 | 89886.9465 | 0 | 9500 | 0 | 0 | 0 | 0 | 0
2022-10-04 09:00 | 0.5638 | 0.55718 | 35871 | 19617.3477 | 633 | 58970.594 | 3 | 11786.819 | 1.1787 | 47183.775 | 0 | 78209.7982 | 19 | 9500 | 2089.2151 | 199.6997 | 21904.1667 | 121291.1132 | 31404.1667 | 0 | 89886.9465 | 89886.9465 | 0 | 9500 | 0 | 0 | 0 | 0 | 0
2022-10-04 10:00 | 0.74203 | 0.7476 | 35871 | 25818.8374 | 633 | 79124.1898 | 3 | 5585.3293 | 0.55853 | 73538.8605 | 0 | 125393.5732 | 19 | 9500 | 2089.2151 | 199.6997 | 21904.1667 | 121291.1132 | 31404.1667 | 0 | 89886.9465 | 89886.9465 | 3914.6707 | 5585.3293 | 0 | 0 | 0 | 0 | 0
2022-10-04 11:00 | 0.83005 | 0.80592 | 35871 | 28881.4818 | 633 | 85296.6386 | 3 | 2522.6848 | 0.25227 | 82773.9538 | 0 | 198932.4337 | 19 | 9500 | 2089.2151 | 199.6997 | 21904.1667 | 121291.1132 | 31404.1667 | 0 | 89886.9465 | 89886.9465 | 6977.3152 | 2522.6848 | 0 | 0 | 0 | 0 | 0
2022-10-04 12:00 | 0.85008 | 0.83609 | 35871 | 29578.4231 | 633 | 88489.759 | 3 | 1825.7436 | 0.18257 | 86664.0154 | 0 | 281706.3875 | 19 | 9500 | 2089.2151 | 199.6997 | 21904.1667 | 121291.1132 | 31404.1667 | 0 | 89886.9465 | 89886.9465 | 7674.2564 | 1825.7436 | 0 | 0 | 0 | 0 | 0
2022-10-04 13:00 | 0.7797 | 0.79518 | 35871 | 27129.5601 | 633 | 84159.9428 | 3 | 4274.6065 | 0.42746 | 79885.3362 | 0 | 368370.4029 | 19 | 9500 | 2089.2151 | 199.6997 | 21904.1667 | 121291.1132 | 31404.1667 | 0 | 89886.9465 | 89886.9465 | 5225.3935 | 4274.6065 | 0 | 0 | 0 | 0 | 0
2022-10-04 14:00 | 0.64522 | 0.73219 | 35871 | 22450.346 | 633 | 77493.2323 | 3 | 8953.8206 | 0.89538 | 68539.4117 | 0 | 448255.7391 | 19 | 9500 | 2089.2151 | 199.6997 | 21904.1667 | 121291.1132 | 31404.1667 | 0 | 89886.9465 | 89886.9465 | 546.1794 | 8953.8206 | 0 | 0 | 0 | 0 | 0
2022-10-04 15:00 | 0.46577 | 0.59527 | 35871 | 16206.4066 | 633 | 63001.9482 | 3 | 15197.7601 | 1.5198 | 47804.1881 | 0 | 516795.1508 | 19 | 9500 | 2089.2151 | 199.6997 | 21904.1667 | 121291.1132 | 31404.1667 | 0 | 89886.9465 | 89886.9465 | 0 | 9500 | 0 | 0 | 0 | 0 | 0
2022-10-04 16:00 | 0.25155 | 0.41623 | 35871 | 8752.6495 | 633 | 44052.7842 | 3 | 22651.5171 | 2.2652 | 21401.2671 | 0 | 564599.3389 | 19 | 9500 | 2089.2151 | 199.6997 | 21904.1667 | 121291.1132 | 31404.1667 | 0 | 89886.9465 | 89886.9465 | 0 | 9500 | 0 | 0 | 0 | 0 | 0
2022-10-04 17:00 | 0.0574 | 0.0813 | 35871 | 1997.2255 | 633 | 8604.5969 | 3 | 29406.9411 | 2.9407 | 0 | 20802.3442 | 586000.606 | 19 | 9500 | 2089.2151 | 199.6997 | 21904.1667 | 121291.1132 | 31404.1667 | 0 | 89886.9465 | 89886.9465 | 1997.2255 | 7502.7745 | 0 | 0 | 0 | 0 | 0
2022-10-04 18:00 | 0 | 0 | 35871 | 0 | 633 | 0 | 3 | 30000 | 3 | 0 | 30000 | 565198.2618 | 19 | 8095.8333 | 2089.2151 | 170.1827 | 21904.1667 | 121291.1132 | 30000 | 0 | 91291.1132 | 91291.1132 | 0 | 8095.8333 | 0 | 0 | 0 | 0 | 0
2022-10-04 19:00 | 0 | 0 | 35871 | 0 | 633 | 0 | 3 | 30000 | 3 | 0 | 30000 | 535198.2618 | 19 | 8095.8333 | 2089.2151 | 170.1827 | 21904.1667 | 121291.1132 | 30000 | 0 | 91291.1132 | 91291.1132 | 0 | 8095.8333 | 0 | 0 | 0 | 0 | 0
2022-10-04 20:00 | 0 | 0 | 35871 | 0 | 633 | 0 | 3 | 30000 | 3 | 0 | 30000 | 505198.2618 | 19 | 8095.8333 | 2089.2151 | 170.1827 | 21904.1667 | 121291.1132 | 30000 | 0 | 91291.1132 | 91291.1132 | 0 | 8095.8333 | 0 | 0 | 0 | 0 | 0
2022-10-04 21:00 | 0 | 0 | 35871 | 0 | 633 | 0 | 3 | 30000 | 3 | 0 | 30000 | 475198.2618 | 19 | 8095.8333 | 2089.2151 | 170.1827 | 21904.1667 | 121291.1132 | 30000 | 0 | 91291.1132 | 91291.1132 | 0 | 8095.8333 | 0 | 0 | 0 | 0 | 0
2022-10-04 22:00 | 0 | 0 | 35871 | 0 | 633 | 0 | 3 | 30000 | 3 | 0 | 30000 | 445198.2618 | 19 | 8095.8333 | 2089.2151 | 170.1827 | 21904.1667 | 121291.1132 | 30000 | 0 | 91291.1132 | 91291.1132 | 0 | 8095.8333 | 0 | 0 | 0 | 0 | 0
2022-10-04 23:00 | 0 | 0 | 35871 | 0 | 633 | 0 | 3 | 30000 | 3 | 0 | 30000 | 415198.2618 | 19 | 8095.8333 | 2089.2151 | 170.1827 | 21904.1667 | 121291.1132 | 30000 | 0 | 91291.1132 | 91291.1132 | 0 | 8095.8333 | 0 | 0 | 0 | 0 | 0
2022-10-05 | 0 | 0 | 35871 | 0 | 633 | 0 | 3 | 30000 | 3 | 0 | 30000 | 385198.2618 | 19 | 7875 | 2089.2151 | 165.5405 | 22125 | 121511.9465 | 30000 | 0 | 91511.9465 | 91511.9465 | 0 | 7875 | 0 | 0 | 0 | 0 | 0
2022-10-05 01:00 | 0 | 0 | 35871 | 0 | 633 | 0 | 3 | 30000 | 3 | 0 | 30000 | 355198.2618 | 19 | 7875 | 2089.2151 | 165.5405 | 22125 | 121511.9465 | 30000 | 0 | 91511.9465 | 91511.9465 | 0 | 7875 | 0 | 0 | 0 | 0 | 0
2022-10-05 02:00 | 0 | 0 | 35871 | 0 | 633 | 0 | 3 | 30000 | 3 | 0 | 30000 | 325198.2618 | 19 | 7875 | 2089.2151 | 165.5405 | 22125 | 121511.9465 | 30000 | 0 | 91511.9465 | 91511.9465 | 0 | 7875 | 0 | 0 | 0 | 0 | 0
2022-10-05 03:00 | 0 | 0 | 35871 | 0 | 633 | 0 | 3 | 30000 | 3 | 0 | 30000 | 295198.2618 | 19 | 7875 | 2089.2151 | 165.5405 | 22125 | 121511.9465 | 30000 | 0 | 91511.9465 | 91511.9465 | 0 | 7875 | 0 | 0 | 0 | 0 | 0
2022-10-05 04:00 | 0 | 0 | 35871 | 0 | 633 | 0 | 3 | 30000 | 3 | 0 | 30000 | 265198.2618 | 19 | 7875 | 2089.2151 | 165.5405 | 22125 | 121511.9465 | 30000 | 0 | 91511.9465 | 91511.9465 | 0 | 7875 | 0 | 0 | 0 | 0 | 0
2022-10-05 05:00 | 0 | 0 | 35871 | 0 | 633 | 0 | 3 | 30000 | 3 | 0 | 30000 | 235198.2618 | 19 | 7875 | 2089.2151 | 165.5405 | 22125 | 121511.9465 | 30000 | 0 | 91511.9465 | 91511.9465 | 0 | 7875 | 0 | 0 | 0 | 0 | 0
2022-10-05 06:00 | 0.0179 | 0.00775 | 35871 | 622.8282 | 633 | 820.2414 | 3 | 30000 | 3 | 0 | 29179.7586 | 205198.2618 | 19 | 8497.8282 | 2089.2151 | 178.633 | 22125 | 121511.9465 | 30622.8282 | 0 | 90889.1184 | 90889.1184 | 4.5475e-13 | 8497.8282 | 0 | 0 | 0 | 0 | 0
2022-10-05 07:00 | 0.17895 | 0.31291 | 35871 | 6226.542 | 633 | 33117.6434 | 3 | 25398.458 | 2.5398 | 7719.1854 | 0 | 176018.5032 | 19 | 9500 | 2089.2151 | 199.6997 | 22125 | 121511.9465 | 31625 | 0 | 89886.9465 | 89886.9465 | 0 | 9500 | 0 | 0 | 0 | 0 | 0
2022-10-05 08:00 | 0.39427 | 0.53216 | 35871 | 13718.5734 | 633 | 56322.5372 | 3 | 17906.4266 | 1.7906 | 38416.1106 | 0 | 183737.6886 | 19 | 9500 | 2089.2151 | 199.6997 | 22125 | 121511.9465 | 31625 | 0 | 89886.9465 | 89886.9465 | 0 | 9500 | 0 | 0 | 0 | 0 | 0
2022-10-05 09:00 | 0.5929 | 0.66164 | 35871 | 20629.8784 | 633 | 70026.3897 | 3 | 10995.1216 | 1.0995 | 59031.2681 | 0 | 222153.7992 | 19 | 9500 | 2089.2151 | 199.6997 | 22125 | 121511.9465 | 31625 | 0 | 89886.9465 | 89886.9465 | 0 | 9500 | 0 | 0 | 0 | 0 | 0
2022-10-05 10:00 | 0.74147 | 0.73443 | 35871 | 25799.3523 | 633 | 77730.3086 | 3 | 5825.6477 | 0.58256 | 71904.6608 | 0 | 281185.0673 | 19 | 9500 | 2089.2151 | 199.6997 | 22125 | 121511.9465 | 31625 | 0 | 89886.9465 | 89886.9465 | 3674.3523 | 5825.6477 | 0 | 0 | 0 | 0 | 0
2022-10-05 11:00 | 0.8255 | 0.76429 | 35871 | 28723.1652 | 633 | 80890.6193 | 3 | 2901.8348 | 0.29018 | 77988.7845 | 0 | 353089.7281 | 19 | 9500 | 2089.2151 | 199.6997 | 22125 | 121511.9465 | 31625 | 0 | 89886.9465 | 89886.9465 | 6598.1652 | 2901.8348 | 0 | 0 | 0 | 0 | 0
2022-10-05 12:00 | 0.81662 | 0.66509 | 35871 | 28414.1867 | 633 | 70391.5294 | 3 | 3210.8133 | 0.32108 | 67180.7161 | 0 | 431078.5126 | 19 | 9500 | 2089.2151 | 199.6997 | 22125 | 121511.9465 | 31625 | 0 | 89886.9465 | 89886.9465 | 6289.1867 | 3210.8133 | 0 | 0 | 0 | 0 | 0
2022-10-05 13:00 | 0.7493 | 0.62005 | 35871 | 26071.7961 | 633 | 65624.6039 | 3 | 5553.2039 | 0.55532 | 60071.4 | 0 | 498259.2287 | 19 | 9500 | 2089.2151 | 199.6997 | 22125 | 121511.9465 | 31625 | 0 | 89886.9465 | 89886.9465 | 3946.7961 | 5553.2039 | 0 | 0 | 0 | 0 | 0
2022-10-05 14:00 | 0.61597 | 0.55896 | 35871 | 21432.5961 | 633 | 59158.9849 | 3 | 10192.4039 | 1.0192 | 48966.581 | 0 | 558330.6287 | 19 | 9500 | 2089.2151 | 199.6997 | 22125 | 121511.9465 | 31625 | 0 | 89886.9465 | 89886.9465 | 0 | 9500 | 0 | 0 | 0 | 0 | 0
2022-10-05 15:00 | 0.39162 | 0.37193 | 35871 | 13626.367 | 633 | 39364.1786 | 3 | 17998.633 | 1.7999 | 21365.5456 | 0 | 607297.2096 | 19 | 9500 | 2089.2151 | 199.6997 | 22125 | 121511.9465 | 31625 | 0 | 89886.9465 | 89886.9465 | 0 | 9500 | 0 | 0 | 0 | 0 | 0
2022-10-05 16:00 | 0.19552 | 0.19088 | 35871 | 6803.093 | 633 | 20202.2811 | 3 | 24821.907 | 2.4822 | 0 | 4619.6259 | 628662.7552 | 19 | 9500 | 2089.2151 | 199.6997 | 22125 | 121511.9465 | 31625 | 0 | 89886.9465 | 89886.9465 | 0 | 9500 | 0 | 0 | 0 | 0 | 0
2022-10-05 17:00 | 0.04245 | 0.01411 | 35871 | 1477.0422 | 633 | 1493.3685 | 3 | 30000 | 3 | 0 | 28506.6315 | 624043.1293 | 19 | 9352.0422 | 2089.2151 | 196.5895 | 22125 | 121511.9465 | 31477.0422 | 0 | 90034.9043 | 90034.9043 | 1477.0422 | 7875 | 0 | 0 | 0 | 0 | 0
2022-10-05 18:00 | 0 | 0 | 35871 | 0 | 633 | 0 | 3 | 30000 | 3 | 0 | 30000 | 595536.4978 | 19 | 7875 | 2089.2151 | 165.5405 | 22125 | 121511.9465 | 30000 | 0 | 91511.9465 | 91511.9465 | 0 | 7875 | 0 | 0 | 0 | 0 | 0
2022-10-05 19:00 | 0 | 0 | 35871 | 0 | 633 | 0 | 3 | 30000 | 3 | 0 | 30000 | 565536.4978 | 19 | 7875 | 2089.2151 | 165.5405 | 22125 | 121511.9465 | 30000 | 0 | 91511.9465 | 91511.9465 | 0 | 7875 | 0 | 0 | 0 | 0 | 0
2022-10-05 20:00 | 0 | 0 | 35871 | 0 | 633 | 0 | 3 | 30000 | 3 | 0 | 30000 | 535536.4978 | 19 | 7875 | 2089.2151 | 165.5405 | 22125 | 121511.9465 | 30000 | 0 | 91511.9465 | 91511.9465 | 0 | 7875 | 0 | 0 | 0 | 0 | 0
2022-10-05 21:00 | 0 | 0 | 35871 | 0 | 633 | 0 | 3 | 30000 | 3 | 0 | 30000 | 505536.4978 | 19 | 7875 | 2089.2151 | 165.5405 | 22125 | 121511.9465 | 30000 | 0 | 91511.9465 | 91511.9465 | 0 | 7875 | 0 | 0 | 0 | 0 | 0
2022-10-05 22:00 | 0 | 0 | 35871 | 0 | 633 | 0 | 3 | 30000 | 3 | 0 | 30000 | 475536.4978 | 19 | 7875 | 2089.2151 | 165.5405 | 22125 | 121511.9465 | 30000 | 0 | 91511.9465 | 91511.9465 | 0 | 7875 | 0 | 0 | 0 | 0 | 0
2022-10-05 23:00 | 0 | 0 | 35871 | 0 | 633 | 0 | 3 | 30000 | 3 | 0 | 30000 | 445536.4978 | 19 | 7875 | 2089.2151 | 165.5405 | 22125 | 121511.9465 | 30000 | 0 | 91511.9465 | 91511.9465 | 0 | 7875 | 0 | 0 | 0 | 0 | 0
2022-10-06 | 0 | 0 | 35871 | 0 | 633 | 0 | 3 | 30000 | 3 | 0 | 30000 | 415536.4978 | 19 | 8170.8333 | 2089.2151 | 171.7593 | 21829.1667 | 121216.1132 | 30000 | 0 | 91216.1132 | 91216.1132 | 0 | 8170.8333 | 0 | 0 | 0 | 0 | 0
2022-10-06 01:00 | 0 | 0 | 35871 | 0 | 633 | 0 | 3 | 30000 | 3 | 0 | 30000 | 385536.4978 | 19 | 8170.8333 | 2089.2151 | 171.7593 | 21829.1667 | 121216.1132 | 30000 | 0 | 91216.1132 | 91216.1132 | 0 | 8170.8333 | 0 | 0 | 0 | 0 | 0
2022-10-06 02:00 | 0 | 0 | 35871 | 0 | 633 | 0 | 3 | 30000 | 3 | 0 | 30000 | 355536.4978 | 19 | 8170.8333 | 2089.2151 | 171.7593 | 21829.1667 | 121216.1132 | 30000 | 0 | 91216.1132 | 91216.1132 | 0 | 8170.8333 | 0 | 0 | 0 | 0 | 0
2022-10-06 03:00 | 0 | 0 | 35871 | 0 | 633 | 0 | 3 | 30000 | 3 | 0 | 30000 | 325536.4978 | 19 | 8170.8333 | 2089.2151 | 171.7593 | 21829.1667 | 121216.1132 | 30000 | 0 | 91216.1132 | 91216.1132 | 0 | 8170.8333 | 0 | 0 | 0 | 0 | 0
2022-10-06 04:00 | 0 | 0 | 35871 | 0 | 633 | 0 | 3 | 30000 | 3 | 0 | 30000 | 295536.4978 | 19 | 8170.8333 | 2089.2151 | 171.7593 | 21829.1667 | 121216.1132 | 30000 | 0 | 91216.1132 | 91216.1132 | 0 | 8170.8333 | 0 | 0 | 0 | 0 | 0
2022-10-06 05:00 | 0 | 0 | 35871 | 0 | 633 | 0 | 3 | 30000 | 3 | 0 | 30000 | 265536.4978 | 19 | 8170.8333 | 2089.2151 | 171.7593 | 21829.1667 | 121216.1132 | 30000 | 0 | 91216.1132 | 91216.1132 | 0 | 8170.8333 | 0 | 0 | 0 | 0 | 0
2022-10-06 06:00 | 0.01573 | 0.0005 | 35871 | 547.3233 | 633 | 52.9188 | 3 | 30000 | 3 | 0 | 29947.0812 | 235536.4978 | 19 | 8718.1566 | 2089.2151 | 183.2646 | 21829.1667 | 121216.1132 | 30547.3233 | 0 | 90668.7899 | 90668.7899 | -2.2737e-13 | 8718.1566 | 0 | 0 | 0 | 0 | 0
2022-10-06 07:00 | 0.14325 | 0.08679 | 35871 | 4984.3651 | 633 | 9185.6453 | 3 | 26344.8015 | 2.6345 | 0 | 17159.1562 | 205589.4166 | 19 | 9500 | 2089.2151 | 199.6997 | 21829.1667 | 121216.1132 | 31329.1667 | 0 | 89886.9465 | 89886.9465 | 4984.3651 | 4515.6349 | 0 | 0 | 0 | 0 | 0
2022-10-06 08:00 | 0.31392 | 0.15572 | 35871 | 10922.8056 | 633 | 16481.0311 | 3 | 20406.3611 | 2.0406 | 0 | 3925.33 | 188430.2604 | 19 | 9500 | 2089.2151 | 199.6997 | 21829.1667 | 121216.1132 | 31329.1667 | 0 | 89886.9465 | 89886.9465 | 0 | 9500 | 0 | 0 | 0 | 0 | 0
2022-10-06 09:00 | 0.4977 | 0.32103 | 35871 | 17317.4068 | 633 | 33977.0447 | 3 | 14011.7599 | 1.4012 | 19965.2849 | 0 | 184504.9304 | 19 | 9500 | 2089.2151 | 199.6997 | 21829.1667 | 121216.1132 | 31329.1667 | 0 | 89886.9465 | 89886.9465 | 9500 | 0 | 0 | 0 | 0 | 0 | 0
2022-10-06 10:00 | 0.66822 | 0.44652 | 35871 | 23250.628 | 633 | 47258.6052 | 3 | 8078.5386 | 0.80785 | 39180.0665 | 0 | 204470.2152 | 19 | 9500 | 2089.2151 | 199.6997 | 21829.1667 | 121216.1132 | 31329.1667 | 0 | 89886.9465 | 89886.9465 | 1421.4614 | 8078.5386 | 0 | 0 | 0 | 0 | 0
2022-10-06 11:00 | 0.77925 | 0.60711 | 35871 | 27113.9024 | 633 | 64255.0653 | 3 | 4215.2642 | 0.42153 | 60039.8011 | 0 | 243650.2817 | 19 | 9500 | 2089.2151 | 199.6997 | 21829.1667 | 121216.1132 | 31329.1667 | 0 | 89886.9465 | 89886.9465 | 5284.7358 | 4215.2642 | 0 | 0 | 0 | 0 | 0
2022-10-06 12:00 | 0.79217 | 0.59525 | 35871 | 27563.4522 | 633 | 62999.8314 | 3 | 3765.7145 | 0.37657 | 59234.1169 | 0 | 303690.0829 | 19 | 9500 | 2089.2151 | 199.6997 | 21829.1667 | 121216.1132 | 31329.1667 | 0 | 89886.9465 | 89886.9465 | 5734.2855 | 3765.7145 | 0 | 0 | 0 | 0 | 0
2022-10-06 13:00 | 0.72658 | 0.5832 | 35871 | 25281.2566 | 633 | 61724.4883 | 3 | 6047.91 | 0.60479 | 55676.5783 | 0 | 362924.1998 | 19 | 9500 | 2089.2151 | 199.6997 | 21829.1667 | 121216.1132 | 31329.1667 | 0 | 89886.9465 | 89886.9465 | 3452.09 | 6047.91 | 0 | 0 | 0 | 0 | 0
2022-10-06 14:00 | 0.60647 | 0.53504 | 35871 | 21102.0448 | 633 | 56627.3495 | 3 | 10227.1219 | 1.0227 | 46400.2276 | 0 | 418600.7781 | 19 | 9500 | 2089.2151 | 199.6997 | 21829.1667 | 121216.1132 | 31329.1667 | 0 | 89886.9465 | 89886.9465 | 0 | 9500 | 0 | 0 | 0 | 0 | 0
2022-10-06 15:00 | 0.41892 | 0.40878 | 35871 | 14576.2669 | 633 | 43264.2941 | 3 | 16752.8997 | 1.6753 | 26511.3944 | 0 | 465001.0057 | 19 | 9500 | 2089.2151 | 199.6997 | 21829.1667 | 121216.1132 | 31329.1667 | 0 | 89886.9465 | 89886.9465 | 0 | 9500 | 0 | 0 | 0 | 0 | 0
2022-10-06 16:00 | 0.21262 | 0.2031 | 35871 | 7398.0853 | 633 | 21495.6166 | 3 | 23931.0814 | 2.3931 | 0 | 2435.4648 | 491512.4001 | 19 | 9500 | 2089.2151 | 199.6997 | 21829.1667 | 121216.1132 | 31329.1667 | 0 | 89886.9465 | 89886.9465 | 0 | 9500 | 0 | 0 | 0 | 0 | 0
2022-10-06 17:00 | 0.0444 | 0.01382 | 35871 | 1544.8922 | 633 | 1462.6756 | 3 | 29784.2744 | 2.9784 | 0 | 28321.5988 | 489076.9353 | 19 | 9500 | 2089.2151 | 199.6997 | 21829.1667 | 121216.1132 | 31329.1667 | 0 | 89886.9465 | 89886.9465 | 1544.8922 | 7955.1078 | 0 | 0 | 0 | 0 | 0
2022-10-06 18:00 | 0 | 0 | 35871 | 0 | 633 | 0 | 3 | 30000 | 3 | 0 | 30000 | 460755.3365 | 19 | 8170.8333 | 2089.2151 | 171.7593 | 21829.1667 | 121216.1132 | 30000 | 0 | 91216.1132 | 91216.1132 | 0 | 8170.8333 | 0 | 0 | 0 | 0 | 0
2022-10-06 19:00 | 0 | 0 | 35871 | 0 | 633 | 0 | 3 | 30000 | 3 | 0 | 30000 | 430755.3365 | 19 | 8170.8333 | 2089.2151 | 171.7593 | 21829.1667 | 121216.1132 | 30000 | 0 | 91216.1132 | 91216.1132 | 0 | 8170.8333 | 0 | 0 | 0 | 0 | 0
2022-10-06 20:00 | 0 | 0 | 35871 | 0 | 633 | 0 | 3 | 30000 | 3 | 0 | 30000 | 400755.3365 | 19 | 8170.8333 | 2089.2151 | 171.7593 | 21829.1667 | 121216.1132 | 30000 | 0 | 91216.1132 | 91216.1132 | 0 | 8170.8333 | 0 | 0 | 0 | 0 | 0
2022-10-06 21:00 | 0 | 0 | 35871 | 0 | 633 | 0 | 3 | 30000 | 3 | 0 | 30000 | 370755.3365 | 19 | 8170.8333 | 2089.2151 | 171.7593 | 21829.1667 | 121216.1132 | 30000 | 0 | 91216.1132 | 91216.1132 | 0 | 8170.8333 | 0 | 0 | 0 | 0 | 0
2022-10-06 22:00 | 0 | 0 | 35871 | 0 | 633 | 0 | 3 | 30000 | 3 | 0 | 30000 | 340755.3365 | 19 | 8170.8333 | 2089.2151 | 171.7593 | 21829.1667 | 121216.1132 | 30000 | 0 | 91216.1132 | 91216.1132 | 0 | 8170.8333 | 0 | 0 | 0 | 0 | 0
2022-10-06 23:00 | 0 | 0 | 35871 | 0 | 633 | 0 | 3 | 30000 | 3 | 0 | 30000 | 310755.3365 | 19 | 8170.8333 | 2089.2151 | 171.7593 | 21829.1667 | 121216.1132 | 30000 | 0 | 91216.1132 | 91216.1132 | 0 | 8170.8333 | 0 | 0 | 0 | 0 | 0
2022-10-07 | 0 | 0 | 35871 | 0 | 633 | 0 | 3 | 30000 | 3 | 0 | 30000 | 280755.3365 | 19 | 9220.8333 | 2089.2151 | 193.8313 | 20779.1667 | 120166.1132 | 30000 | 0 | 90166.1132 | 90166.1132 | 0 | 9220.8333 | 0 | 0 | 0 | 0 | 0
2022-10-07 01:00 | 0 | 0 | 35871 | 0 | 633 | 0 | 3 | 30000 | 3 | 0 | 30000 | 250755.3365 | 19 | 9220.8333 | 2089.2151 | 193.8313 | 20779.1667 | 120166.1132 | 30000 | 0 | 90166.1132 | 90166.1132 | 0 | 9220.8333 | 0 | 0 | 0 | 0 | 0
2022-10-07 02:00 | 0 | 0 | 35871 | 0 | 633 | 0 | 3 | 30000 | 3 | 0 | 30000 | 220755.3365 | 19 | 9220.8333 | 2089.2151 | 193.8313 | 20779.1667 | 120166.1132 | 30000 | 0 | 90166.1132 | 90166.1132 | 0 | 9220.8333 | 0 | 0 | 0 | 0 | 0
2022-10-07 03:00 | 0 | 0 | 35871 | 0 | 633 | 0 | 3 | 30000 | 3 | 0 | 30000 | 190755.3365 | 19 | 9220.8333 | 2089.2151 | 193.8313 | 20779.1667 | 120166.1132 | 30000 | 0 | 90166.1132 | 90166.1132 | 0 | 9220.8333 | 0 | 0 | 0 | 0 | 0
2022-10-07 04:00 | 0 | 0 | 35871 | 0 | 633 | 0 | 3 | 30000 | 3 | 0 | 30000 | 160755.3365 | 19 | 9220.8333 | 2089.2151 | 193.8313 | 20779.1667 | 120166.1132 | 30000 | 0 | 90166.1132 | 90166.1132 | 0 | 9220.8333 | 0 | 0 | 0 | 0 | 0
2022-10-07 05:00 | 0 | 0 | 35871 | 0 | 633 | 0 | 3 | 30000 | 3 | 0 | 30000 | 130755.3365 | 19 | 9220.8333 | 2089.2151 | 193.8313 | 20779.1667 | 120166.1132 | 30000 | 0 | 90166.1132 | 90166.1132 | 0 | 9220.8333 | 0 | 0 | 0 | 0 | 0
2022-10-07 06:00 | 0.01518 | 0.0024 | 35871 | 528.1861 | 633 | 254.0102 | 3 | 29750.9805 | 2.9751 | 0 | 29496.9703 | 100755.3365 | 19 | 9500 | 2089.2151 | 199.6997 | 20779.1667 | 120166.1132 | 30279.1667 | 0 | 89886.9465 | 89886.9465 | 528.1861 | 8971.8139 | 0 | 0 | 0 | 0 | 0
2022-10-07 07:00 | 0.1503 | 0.15994 | 35871 | 5229.669 | 633 | 16927.6657 | 3 | 25049.4977 | 2.5049 | 3.638e-12 | 8121.832 | 71258.3662 | 19 | 9500 | 2089.2151 | 199.6997 | 20779.1667 | 120166.1132 | 30279.1667 | 0 | 89886.9465 | 89886.9465 | 0 | 9500 | 0 | 0 | 0 | 0 | 0
2022-10-07 08:00 | 0.34883 | 0.36316 | 35871 | 12137.4945 | 633 | 38435.9828 | 3 | 18141.6722 | 1.8142 | 20294.3107 | 0 | 63136.5342 | 19 | 9500 | 2089.2151 | 199.6997 | 20779.1667 | 120166.1132 | 30279.1667 | 0 | 89886.9465 | 89886.9465 | 0 | 9500 | 0 | 0 | 0 | 0 | 0
2022-10-07 09:00 | 0.54072 | 0.49446 | 35871 | 18814.2821 | 633 | 52332.4597 | 3 | 11464.8846 | 1.1465 | 40867.5751 | 0 | 83430.8448 | 19 | 9500 | 2089.2151 | 199.6997 | 20779.1667 | 120166.1132 | 30279.1667 | 0 | 89886.9465 | 89886.9465 | 0 | 9500 | 0 | 0 | 0 | 0 | 0
2022-10-07 10:00 | 0.68912 | 0.59156 | 35871 | 23977.8408 | 633 | 62609.2907 | 3 | 6301.3259 | 0.63013 | 56307.9648 | 0 | 124298.42 | 19 | 9500 | 2089.2151 | 199.6997 | 20779.1667 | 120166.1132 | 30279.1667 | 0 | 89886.9465 | 89886.9465 | 3198.6741 | 6301.3259 | 0 | 0 | 0 | 0 | 0
2022-10-07 11:00 | 0.7722 | 0.61967 | 35871 | 26868.5986 | 633 | 65584.3856 | 3 | 3410.5681 | 0.34106 | 62173.8175 | 0 | 180606.3848 | 19 | 9500 | 2089.2151 | 199.6997 | 20779.1667 | 120166.1132 | 30279.1667 | 0 | 89886.9465 | 89886.9465 | 6089.4319 | 3410.5681 | 0 | 0 | 0 | 0 | 0
2022-10-07 12:00 | 0.78335 | 0.62889 | 35871 | 27256.5614 | 633 | 66560.2083 | 3 | 3022.6053 | 0.30226 | 63537.603 | 0 | 242780.2023 | 19 | 9500 | 2089.2151 | 199.6997 | 20779.1667 | 120166.1132 | 30279.1667 | 0 | 89886.9465 | 89886.9465 | 6477.3947 | 3022.6053 | 0 | 0 | 0 | 0 | 0
2022-10-07 13:00 | 0.72172 | 0.58527 | 35871 | 25112.1536 | 633 | 61943.5722 | 3 | 5167.0131 | 0.5167 | 56776.5591 | 0 | 306317.8053 | 19 | 9500 | 2089.2151 | 199.6997 | 20779.1667 | 120166.1132 | 30279.1667 | 0 | 89886.9465 | 89886.9465 | 4332.9869 | 5167.0131 | 0 | 0 | 0 | 0 | 0
2022-10-07 14:00 | 0.61317 | 0.56085 | 35871 | 21335.1704 | 633 | 59359.018 | 3 | 8943.9962 | 0.8944 | 50415.0217 | 0 | 363094.3644 | 19 | 9500 | 2089.2151 | 199.6997 | 20779.1667 | 120166.1132 | 30279.1667 | 0 | 89886.9465 | 89886.9465 | 556.0038 | 8943.9962 | 0 | 0 | 0 | 0 | 0
2022-10-07 15:00 | 0.42442 | 0.43396 | 35871 | 14767.6387 | 633 | 45929.2849 | 3 | 15511.5279 | 1.5512 | 30417.757 | 0 | 413509.3861 | 19 | 9500 | 2089.2151 | 199.6997 | 20779.1667 | 120166.1132 | 30279.1667 | 0 | 89886.9465 | 89886.9465 | 0 | 9500 | 0 | 0 | 0 | 0 | 0
2022-10-07 16:00 | 0.21735 | 0.24527 | 35871 | 7562.665 | 633 | 25958.7882 | 3 | 22716.5017 | 2.2717 | 3242.2865 | 0 | 443927.1431 | 19 | 9500 | 2089.2151 | 199.6997 | 20779.1667 | 120166.1132 | 30279.1667 | 0 | 89886.9465 | 89886.9465 | 0 | 9500 | 0 | 0 | 0 | 0 | 0
2022-10-07 17:00 | 0.0438 | 0.02384 | 35871 | 1524.0153 | 633 | 2523.1684 | 3 | 28755.1514 | 2.8755 | 0 | 26231.983 | 447169.4296 | 19 | 9500 | 2089.2151 | 199.6997 | 20779.1667 | 120166.1132 | 30279.1667 | 0 | 89886.9465 | 89886.9465 | 1524.0153 | 7975.9847 | 0 | 0 | 0 | 0 | 0
2022-10-07 18:00 | 0 | 0 | 35871 | 0 | 633 | 0 | 3 | 30000 | 3 | 0 | 30000 | 420937.4466 | 19 | 9220.8333 | 2089.2151 | 193.8313 | 20779.1667 | 120166.1132 | 30000 | 0 | 90166.1132 | 90166.1132 | 0 | 9220.8333 | 0 | 0 | 0 | 0 | 0
2022-10-07 19:00 | 0 | 0 | 35871 | 0 | 633 | 0 | 3 | 30000 | 3 | 0 | 30000 | 390937.4466 | 19 | 9220.8333 | 2089.2151 | 193.8313 | 20779.1667 | 120166.1132 | 30000 | 0 | 90166.1132 | 90166.1132 | 0 | 9220.8333 | 0 | 0 | 0 | 0 | 0
2022-10-07 20:00 | 0 | 0 | 35871 | 0 | 633 | 0 | 3 | 30000 | 3 | 0 | 30000 | 360937.4466 | 19 | 9220.8333 | 2089.2151 | 193.8313 | 20779.1667 | 120166.1132 | 30000 | 0 | 90166.1132 | 90166.1132 | 0 | 9220.8333 | 0 | 0 | 0 | 0 | 0
2022-10-07 21:00 | 0 | 0 | 35871 | 0 | 633 | 0 | 3 | 30000 | 3 | 0 | 30000 | 330937.4466 | 19 | 9220.8333 | 2089.2151 | 193.8313 | 20779.1667 | 120166.1132 | 30000 | 0 | 90166.1132 | 90166.1132 | 0 | 9220.8333 | 0 | 0 | 0 | 0 | 0
2022-10-07 22:00 | 0 | 0 | 35871 | 0 | 633 | 0 | 3 | 30000 | 3 | 0 | 30000 | 300937.4466 | 19 | 9220.8333 | 2089.2151 | 193.8313 | 20779.1667 | 120166.1132 | 30000 | 0 | 90166.1132 | 90166.1132 | 0 | 9220.8333 | 0 | 0 | 0 | 0 | 0
2022-10-07 23:00 | 0 | 0 | 35871 | 0 | 633 | 0 | 3 | 30000 | 3 | 0 | 30000 | 270937.4466 | 19 | 9220.8333 | 2089.2151 | 193.8313 | 20779.1667 | 120166.1132 | 30000 | 0 | 90166.1132 | 90166.1132 | 0 | 9220.8333 | 0 | 0 | 0 | 0 | 0
2022-10-08 | 0 | 0 | 35871 | 0 | 633 | 0 | 3 | 30000 | 3 | 0 | 30000 | 240937.4466 | 19 | 9245.8333 | 2089.2151 | 194.3569 | 20754.1667 | 120141.1132 | 30000 | 0 | 90141.1132 | 90141.1132 | 0 | 9245.8333 | 0 | 0 | 0 | 0 | 0
2022-10-08 01:00 | 0 | 0 | 35871 | 0 | 633 | 0 | 3 | 30000 | 3 | 0 | 30000 | 210937.4466 | 19 | 9245.8333 | 2089.2151 | 194.3569 | 20754.1667 | 120141.1132 | 30000 | 0 | 90141.1132 | 90141.1132 | 0 | 9245.8333 | 0 | 0 | 0 | 0 | 0
2022-10-08 02:00 | 0 | 0 | 35871 | 0 | 633 | 0 | 3 | 30000 | 3 | 0 | 30000 | 180937.4466 | 19 | 9245.8333 | 2089.2151 | 194.3569 | 20754.1667 | 120141.1132 | 30000 | 0 | 90141.1132 | 90141.1132 | 0 | 9245.8333 | 0 | 0 | 0 | 0 | 0
2022-10-08 03:00 | 0 | 0 | 35871 | 0 | 633 | 0 | 3 | 30000 | 3 | 0 | 30000 | 150937.4466 | 19 | 9245.8333 | 2089.2151 | 194.3569 | 20754.1667 | 120141.1132 | 30000 | 0 | 90141.1132 | 90141.1132 | 0 | 9245.8333 | 0 | 0 | 0 | 0 | 0
2022-10-08 04:00 | 0 | 0 | 35871 | 0 | 633 | 0 | 3 | 30000 | 3 | 0 | 30000 | 120937.4466 | 19 | 9245.8333 | 2089.2151 | 194.3569 | 20754.1667 | 120141.1132 | 30000 | 0 | 90141.1132 | 90141.1132 | 0 | 9245.8333 | 0 | 0 | 0 | 0 | 0
2022-10-08 05:00 | 0 | 0 | 35871 | 0 | 633 | 0 | 3 | 30000 | 3 | 0 | 30000 | 90937.4466 | 19 | 9245.8333 | 2089.2151 | 194.3569 | 20754.1667 | 120141.1132 | 30000 | 0 | 90141.1132 | 90141.1132 | 0 | 9245.8333 | 0 | 0 | 0 | 0 | 0
2022-10-08 06:00 | 0.01502 | 0.00316 | 35871 | 522.6189 | 633 | 334.4468 | 3 | 29731.5477 | 2.9732 | 0 | 29397.1009 | 60937.4466 | 19 | 9500 | 2089.2151 | 199.6997 | 20754.1667 | 120141.1132 | 30254.1667 | 0 | 89886.9465 | 89886.9465 | 3.4106e-13 | 9500 | 0 | 0 | 0 | 0 | 0
2022-10-08 07:00 | 0.16005 | 0.22592 | 35871 | 5568.9189 | 633 | 23910.8306 | 3 | 24685.2477 | 2.4685 | 0 | 774.4171 | 31540.3457 | 19 | 9500 | 2089.2151 | 199.6997 | 20754.1667 | 120141.1132 | 30254.1667 | 0 | 89886.9465 | 89886.9465 | 0 | 9500 | 0 | 0 | 0 | 0 | 0
2022-10-08 08:00 | 0.3644 | 0.43167 | 35871 | 12679.2506 | 633 | 45686.9168 | 3 | 17574.916 | 1.7575 | 28112.0008 | 0 | 30765.9286 | 19 | 9500 | 2089.2151 | 199.6997 | 20754.1667 | 120141.1132 | 30254.1667 | 0 | 89886.9465 | 89886.9465 | 0 | 9500 | 0 | 0 | 0 | 0 | 0
2022-10-08 09:00 | 0.55545 | 0.54377 | 35871 | 19326.8105 | 633 | 57551.3118 | 3 | 10927.3561 | 1.0927 | 46623.9556 | 0 | 58877.9293 | 19 | 9500 | 2089.2151 | 199.6997 | 20754.1667 | 120141.1132 | 30254.1667 | 0 | 89886.9465 | 89886.9465 | 0 | 9500 | 0 | 0 | 0 | 0 | 0
2022-10-08 10:00 | 0.69945 | 0.62558 | 35871 | 24337.2718 | 633 | 66209.8858 | 3 | 5916.8948 | 0.59169 | 60292.991 | 0 | 105501.8849 | 19 | 9500 | 2089.2151 | 199.6997 | 20754.1667 | 120141.1132 | 30254.1667 | 0 | 89886.9465 | 89886.9465 | 3583.1052 | 5916.8948 | 0 | 0 | 0 | 0 | 0
2022-10-08 11:00 | 0.78662 | 0.66456 | 35871 | 27370.3406 | 633 | 70335.4355 | 3 | 2883.826 | 0.28838 | 67451.6094 | 0 | 165794.8759 | 19 | 9500 | 2089.2151 | 199.6997 | 20754.1667 | 120141.1132 | 30254.1667 | 0 | 89886.9465 | 89886.9465 | 6616.174 | 2883.826 | 0 | 0 | 0 | 0 | 0
2022-10-08 12:00 | 0.77715 | 0.5839 | 35871 | 27040.8332 | 633 | 61798.5746 | 3 | 3213.3334 | 0.32133 | 58585.2412 | 0 | 233246.4853 | 19 | 9500 | 2089.2151 | 199.6997 | 20754.1667 | 120141.1132 | 30254.1667 | 0 | 89886.9465 | 89886.9465 | 6286.6666 | 3213.3334 | 0 | 0 | 0 | 0 | 0
2022-10-08 13:00 | 0.70838 | 0.56445 | 35871 | 24647.99 | 633 | 59740.0333 | 3 | 5606.1767 | 0.56062 | 54133.8567 | 0 | 291831.7265 | 19 | 9500 | 2089.2151 | 199.6997 | 20754.1667 | 120141.1132 | 30254.1667 | 0 | 89886.9465 | 89886.9465 | 3893.8233 | 5606.1767 | 0 | 0 | 0 | 0 | 0
2022-10-08 14:00 | 0.57635 | 0.47002 | 35871 | 20054.0233 | 633 | 49745.7888 | 3 | 10200.1433 | 1.02 | 39545.6454 | 0 | 345965.5832 | 19 | 9500 | 2089.2151 | 199.6997 | 20754.1667 | 120141.1132 | 30254.1667 | 0 | 89886.9465 | 89886.9465 | 0 | 9500 | 0 | 0 | 0 | 0 | 0
2022-10-08 15:00 | 0.4001 | 0.39479 | 35871 | 13921.4275 | 633 | 41783.6261 | 3 | 16332.7392 | 1.6333 | 25450.8869 | 0 | 385511.2286 | 19 | 9500 | 2089.2151 | 199.6997 | 20754.1667 | 120141.1132 | 30254.1667 | 0 | 89886.9465 | 89886.9465 | 0 | 9500 | 0 | 0 | 0 | 0 | 0
2022-10-08 16:00 | 0.2085 | 0.2525 | 35871 | 7254.7304 | 633 | 26723.994 | 3 | 22999.4363 | 2.2999 | 3724.5577 | 0 | 410962.1155 | 19 | 9500 | 2089.2151 | 199.6997 | 20754.1667 | 120141.1132 | 30254.1667 | 0 | 89886.9465 | 89886.9465 | 0 | 9500 | 0 | 0 | 0 | 0 | 0
2022-10-08 17:00 | 0.04062 | 0.02572 | 35871 | 1413.3676 | 633 | 2722.1431 | 3 | 28840.799 | 2.8841 | 0 | 26118.656 | 414686.6732 | 19 | 9500 | 2089.2151 | 199.6997 | 20754.1667 | 120141.1132 | 30254.1667 | 0 | 89886.9465 | 89886.9465 | 1413.3676 | 8086.6324 | 0 | 0 | 0 | 0 | 0
2022-10-08 18:00 | 0 | 0 | 35871 | 0 | 633 | 0 | 3 | 30000 | 3 | 0 | 30000 | 388568.0173 | 19 | 9245.8333 | 2089.2151 | 194.3569 | 20754.1667 | 120141.1132 | 30000 | 0 | 90141.1132 | 90141.1132 | 0 | 9245.8333 | 0 | 0 | 0 | 0 | 0
2022-10-08 19:00 | 0 | 0 | 35871 | 0 | 633 | 0 | 3 | 30000 | 3 | 0 | 30000 | 358568.0173 | 19 | 9245.8333 | 2089.2151 | 194.3569 | 20754.1667 | 120141.1132 | 30000 | 0 | 90141.1132 | 90141.1132 | 0 | 9245.8333 | 0 | 0 | 0 | 0 | 0
2022-10-08 20:00 | 0 | 0 | 35871 | 0 | 633 | 0 | 3 | 30000 | 3 | 0 | 30000 | 328568.0173 | 19 | 9245.8333 | 2089.2151 | 194.3569 | 20754.1667 | 120141.1132 | 30000 | 0 | 90141.1132 | 90141.1132 | 0 | 9245.8333 | 0 | 0 | 0 | 0 | 0
2022-10-08 21:00 | 0 | 0 | 35871 | 0 | 633 | 0 | 3 | 30000 | 3 | 0 | 30000 | 298568.0173 | 19 | 9245.8333 | 2089.2151 | 194.3569 | 20754.1667 | 120141.1132 | 30000 | 0 | 90141.1132 | 90141.1132 | 0 | 9245.8333 | 0 | 0 | 0 | 0 | 0
2022-10-08 22:00 | 0 | 0 | 35871 | 0 | 633 | 0 | 3 | 30000 | 3 | 0 | 30000 | 268568.0173 | 19 | 9245.8333 | 2089.2151 | 194.3569 | 20754.1667 | 120141.1132 | 30000 | 0 | 90141.1132 | 90141.1132 | 0 | 9245.8333 | 0 | 0 | 0 | 0 | 0
2022-10-08 23:00 | 0 | 0 | 35871 | 0 | 633 | 0 | 3 | 30000 | 3 | 0 | 30000 | 238568.0173 | 19 | 9245.8333 | 2089.2151 | 194.3569 | 20754.1667 | 120141.1132 | 30000 | 0 | 90141.1132 | 90141.1132 | 0 | 9245.8333 | 0 | 0 | 0 | 0 | 0
2022-10-09 | 0 | 0 | 35871 | 0 | 633 | 0 | 3 | 30000 | 3 | 0 | 30000 | 208568.0173 | 19 | 8879.1667 | 2089.2151 | 186.6491 | 21120.8333 | 120507.7799 | 30000 | 0 | 90507.7799 | 90507.7799 | 0 | 8879.1667 | 0 | 0 | 0 | 0 | 0
2022-10-09 01:00 | 0 | 0 | 35871 | 0 | 633 | 0 | 3 | 30000 | 3 | 0 | 30000 | 178568.0173 | 19 | 8879.1667 | 2089.2151 | 186.6491 | 21120.8333 | 120507.7799 | 30000 | 0 | 90507.7799 | 90507.7799 | 0 | 8879.1667 | 0 | 0 | 0 | 0 | 0
2022-10-09 02:00 | 0 | 0 | 35871 | 0 | 633 | 0 | 3 | 30000 | 3 | 0 | 30000 | 148568.0173 | 19 | 8879.1667 | 2089.2151 | 186.6491 | 21120.8333 | 120507.7799 | 30000 | 0 | 90507.7799 | 90507.7799 | 0 | 8879.1667 | 0 | 0 | 0 | 0 | 0
2022-10-09 03:00 | 0 | 0 | 35871 | 0 | 633 | 0 | 3 | 30000 | 3 | 0 | 30000 | 118568.0173 | 19 | 8879.1667 | 2089.2151 | 186.6491 | 21120.8333 | 120507.7799 | 30000 | 0 | 90507.7799 | 90507.7799 | 0 | 8879.1667 | 0 | 0 | 0 | 0 | 0
2022-10-09 04:00 | 0 | 0 | 35871 | 0 | 633 | 0 | 3 | 30000 | 3 | 0 | 30000 | 88568.0173 | 19 | 8879.1667 | 2089.2151 | 186.6491 | 21120.8333 | 120507.7799 | 30000 | 0 | 90507.7799 | 90507.7799 | 0 | 8879.1667 | 0 | 0 | 0 | 0 | 0
2022-10-09 05:00 | 0 | 0 | 35871 | 0 | 633 | 0 | 3 | 30000 | 3 | 0 | 30000 | 58568.0173 | 19 | 8879.1667 | 2089.2151 | 186.6491 | 21120.8333 | 120507.7799 | 30000 | 0 | 90507.7799 | 90507.7799 | 0 | 8879.1667 | 0 | 0 | 0 | 0 | 0
2022-10-09 06:00 | 0.01538 | 0.01353 | 35871 | 535.1451 | 633 | 1431.9827 | 3 | 30000 | 3 | 0 | 28568.0173 | 28568.0173 | 19 | 9414.3118 | 2089.2151 | 197.8984 | 21120.8333 | 120507.7799 | 30535.1451 | 0 | 89972.6348 | 89972.6348 | 535.1451 | 8879.1667 | 0 | 0 | 0 | 0 | 0
2022-10-09 07:00 | 0.16965 | 0.34236 | 35871 | 5902.9497 | 633 | 36234.5607 | 3 | 24717.8836 | 2.4718 | 0 | 0 | 0 | 19 | 9500 | 2089.2151 | 199.6997 | 21120.8333 | 120507.7799 | 30620.8333 | 0 | 89886.9465 | 89886.9465 | 0 | 9500 | 0 | 0 | 0 | 0 | 0
2022-10-09 08:00 | 0.37708 | 0.57144 | 35871 | 13120.4496 | 633 | 60479.8381 | 3 | 17500.3838 | 1.75 | 0 | 0 | 0 | 19 | 9500 | 2089.2151 | 199.6997 | 21120.8333 | 120507.7799 | 30620.8333 | 0 | 89886.9465 | 89886.9465 | 0 | 9500 | 0 | 0 | 0 | 0 | 0
2022-10-09 09:00 | 0.5689 | 0.69707 | 35871 | 19794.8015 | 633 | 73776.2158 | 3 | 10826.0318 | 1.0826 | 0 | 0 | 0 | 19 | 9500 | 2089.2151 | 199.6997 | 21120.8333 | 120507.7799 | 30620.8333 | 0 | 89886.9465 | 89886.9465 | 0 | 9500 | 0 | 0 | 0 | 0 | 0
2022-10-09 10:00 | 0.71465 | 0.77125 | 35871 | 24866.1538 | 633 | 81627.249 | 3 | 5754.6795 | 0.57547 | 22150.6326 | 0 | 0 | 19 | 9500 | 2089.2151 | 199.6997 | 21120.8333 | 120507.7799 | 30620.8333 | 0 | 89886.9465 | 89886.9465 | 3745.3205 | 5754.6795 | 0 | 0 | 0 | 0 | 0
2022-10-09 11:00 | 0.7988 | 0.80723 | 35871 | 27794.1422 | 633 | 85435.2858 | 3 | 2826.6912 | 0.28267 | 82608.5947 | 0 | 22150.6326 | 19 | 9500 | 2089.2151 | 199.6997 | 21120.8333 | 120507.7799 | 30620.8333 | 0 | 89886.9465 | 89886.9465 | 6673.3088 | 2826.6912 | 0 | 0 | 0 | 0 | 0
2022-10-09 12:00 | 0.80472 | 0.77765 | 35871 | 28000.1278 | 633 | 82304.6096 | 3 | 2620.7055 | 0.26207 | 79683.9041 | 0 | 104759.2272 | 19 | 9500 | 2089.2151 | 199.6997 | 21120.8333 | 120507.7799 | 30620.8333 | 0 | 89886.9465 | 89886.9465 | 6879.2945 | 2620.7055 | 0 | 0 | 0 | 0 | 0
2022-10-09 13:00 | 0.74572 | 0.76353 | 35871 | 25947.2305 | 633 | 80810.1827 | 3 | 4673.6029 | 0.46736 | 76136.5799 | 0 | 184443.1313 | 19 | 9500 | 2089.2151 | 199.6997 | 21120.8333 | 120507.7799 | 30620.8333 | 0 | 89886.9465 | 89886.9465 | 4826.3971 | 4673.6029 | 0 | 0 | 0 | 0 | 0
2022-10-09 14:00 | 0.62135 | 0.71237 | 35871 | 21619.7925 | 633 | 75395.5311 | 3 | 9001.0409 | 0.9001 | 66394.4903 | 0 | 260579.7112 | 19 | 9500 | 2089.2151 | 199.6997 | 21120.8333 | 120507.7799 | 30620.8333 | 0 | 89886.9465 | 89886.9465 | 498.9591 | 9001.0409 | 0 | 0 | 0 | 0 | 0
2022-10-09 15:00 | 0.44367 | 0.61825 | 35871 | 15437.44 | 633 | 65434.0962 | 3 | 15183.3934 | 1.5183 | 50250.7028 | 0 | 326974.2014 | 19 | 9500 | 2089.2151 | 199.6997 | 21120.8333 | 120507.7799 | 30620.8333 | 0 | 89886.9465 | 89886.9465 | 0 | 9500 | 0 | 0 | 0 | 0 | 0
2022-10-09 16:00 | 0.23693 | 0.45595 | 35871 | 8243.9485 | 633 | 48256.6537 | 3 | 22376.8848 | 2.2377 | 25879.7689 | 0 | 377224.9043 | 19 | 9500 | 2089.2151 | 199.6997 | 21120.8333 | 120507.7799 | 30620.8333 | 0 | 89886.9465 | 89886.9465 | 0 | 9500 | 0 | 0 | 0 | 0 | 0
2022-10-09 17:00 | 0.04478 | 0.09424 | 35871 | 1558.1143 | 633 | 9974.1354 | 3 | 29062.7191 | 2.9063 | 0 | 19088.5836 | 403104.6732 | 19 | 9500 | 2089.2151 | 199.6997 | 21120.8333 | 120507.7799 | 30620.8333 | 0 | 89886.9465 | 89886.9465 | 1558.1143 | 7941.8857 | 0 | 0 | 0 | 0 | 0
2022-10-09 18:00 | 0 | 0 | 35871 | 0 | 633 | 0 | 3 | 30000 | 3 | 0 | 30000 | 384016.0896 | 19 | 8879.1667 | 2089.2151 | 186.6491 | 21120.8333 | 120507.7799 | 30000 | 0 | 90507.7799 | 90507.7799 | 0 | 8879.1667 | 0 | 0 | 0 | 0 | 0
2022-10-09 19:00 | 0 | 0 | 35871 | 0 | 633 | 0 | 3 | 30000 | 3 | 0 | 30000 | 354016.0896 | 19 | 8879.1667 | 2089.2151 | 186.6491 | 21120.8333 | 120507.7799 | 30000 | 0 | 90507.7799 | 90507.7799 | 0 | 8879.1667 | 0 | 0 | 0 | 0 | 0
2022-10-09 20:00 | 0 | 0 | 35871 | 0 | 633 | 0 | 3 | 30000 | 3 | 0 | 30000 | 324016.0896 | 19 | 8879.1667 | 2089.2151 | 186.6491 | 21120.8333 | 120507.7799 | 30000 | 0 | 90507.7799 | 90507.7799 | 0 | 8879.1667 | 0 | 0 | 0 | 0 | 0
2022-10-09 21:00 | 0 | 0 | 35871 | 0 | 633 | 0 | 3 | 30000 | 3 | 0 | 30000 | 294016.0896 | 19 | 8879.1667 | 2089.2151 | 186.6491 | 21120.8333 | 120507.7799 | 30000 | 0 | 90507.7799 | 90507.7799 | 0 | 8879.1667 | 0 | 0 | 0 | 0 | 0
2022-10-09 22:00 | 0 | 0 | 35871 | 0 | 633 | 0 | 3 | 30000 | 3 | 0 | 30000 | 264016.0896 | 19 | 8879.1667 | 2089.2151 | 186.6491 | 21120.8333 | 120507.7799 | 30000 | 0 | 90507.7799 | 90507.7799 | 0 | 8879.1667 | 0 | 0 | 0 | 0 | 0
2022-10-09 23:00 | 0 | 0 | 35871 | 0 | 633 | 0 | 3 | 30000 | 3 | 0 | 30000 | 234016.0896 | 19 | 8879.1667 | 2089.2151 | 186.6491 | 21120.8333 | 120507.7799 | 30000 | 0 | 90507.7799 | 90507.7799 | 0 | 8879.1667 | 0 | 0 | 0 | 0 | 0
2022-10-10 | 0 | 0 | 35871 | 0 | 633 | 0 | 3 | 29737.5 | 2.9737 | 0 | 29737.5 | 204016.0896 | 19 | 9500 | 2089.2151 | 199.6997 | 20237.5 | 119624.4465 | 29737.5 | 0 | 89886.9465 | 89886.9465 | 0 | 9500 | 0 | 0 | 0 | 0 | 0
2022-10-10 01:00 | 0 | 0 | 35871 | 0 | 633 | 0 | 3 | 29737.5 | 2.9737 | 0 | 29737.5 | 174278.5896 | 19 | 9500 | 2089.2151 | 199.6997 | 20237.5 | 119624.4465 | 29737.5 | 0 | 89886.9465 | 89886.9465 | 0 | 9500 | 0 | 0 | 0 | 0 | 0
2022-10-10 02:00 | 0 | 0 | 35871 | 0 | 633 | 0 | 3 | 29737.5 | 2.9737 | 0 | 29737.5 | 144541.0896 | 19 | 9500 | 2089.2151 | 199.6997 | 20237.5 | 119624.4465 | 29737.5 | 0 | 89886.9465 | 89886.9465 | 0 | 9500 | 0 | 0 | 0 | 0 | 0
2022-10-10 03:00 | 0 | 0 | 35871 | 0 | 633 | 0 | 3 | 29737.5 | 2.9737 | 0 | 29737.5 | 114803.5896 | 19 | 9500 | 2089.2151 | 199.6997 | 20237.5 | 119624.4465 | 29737.5 | 0 | 89886.9465 | 89886.9465 | 0 | 9500 | 0 | 0 | 0 | 0 | 0
2022-10-10 04:00 | 0 | 0 | 35871 | 0 | 633 | 0 | 3 | 29737.5 | 2.9737 | 0 | 29737.5 | 85066.0896 | 19 | 9500 | 2089.2151 | 199.6997 | 20237.5 | 119624.4465 | 29737.5 | 0 | 89886.9465 | 89886.9465 | 0 | 9500 | 0 | 0 | 0 | 0 | 0
2022-10-10 05:00 | 0 | 0 | 35871 | 0 | 633 | 0 | 3 | 29737.5 | 2.9737 | 0 | 29737.5 | 55328.5896 | 19 | 9500 | 2089.2151 | 199.6997 | 20237.5 | 119624.4465 | 29737.5 | 0 | 89886.9465 | 89886.9465 | 0 | 9500 | 0 | 0 | 0 | 0 | 0
2022-10-10 06:00 | 0.01593 | 0.03394 | 35871 | 554.2823 | 633 | 3592.1281 | 3 | 29183.2177 | 2.9183 | 0 | 25591.0896 | 25591.0896 | 19 | 9500 | 2089.2151 | 199.6997 | 20237.5 | 119624.4465 | 29737.5 | 0 | 89886.9465 | 89886.9465 | 554.2823 | 8945.7177 | 0 | 0 | 0 | 0 | 0
2022-10-10 07:00 | 0.18082 | 0.47602 | 35871 | 6291.6084 | 633 | 50380.8144 | 3 | 23445.8916 | 2.3446 | 0 | 0 | 0 | 19 | 9500 | 2089.2151 | 199.6997 | 20237.5 | 119624.4465 | 29737.5 | 0 | 89886.9465 | 89886.9465 | 0 | 9500 | 0 | 0 | 0 | 0 | 0
2022-10-10 08:00 | 0.3959 | 0.67941 | 35871 | 13775.289 | 633 | 71907.1238 | 3 | 15962.211 | 1.5962 | 0 | 0 | 0 | 19 | 9500 | 2089.2151 | 199.6997 | 20237.5 | 119624.4465 | 29737.5 | 0 | 89886.9465 | 89886.9465 | 0 | 9500 | 0 | 0 | 0 | 0 | 0
2022-10-10 09:00 | 0.58742 | 0.79044 | 35871 | 20439.2025 | 633 | 83658.2725 | 3 | 9298.2975 | 0.92983 | 53275.036 | 0 | 0 | 19 | 9500 | 2089.2151 | 199.6997 | 20237.5 | 119624.4465 | 29737.5 | 0 | 89886.9465 | 89886.9465 | 201.7025 | 9298.2975 | 0 | 0 | 0 | 0 | 0
2022-10-10 10:00 | 0.72972 | 0.83894 | 35871 | 25390.5125 | 633 | 88791.3961 | 3 | 4346.9875 | 0.4347 | 84444.4087 | 0 | 53275.036 | 19 | 9500 | 2089.2151 | 199.6997 | 20237.5 | 119624.4465 | 29737.5 | 0 | 89886.9465 | 89886.9465 | 5153.0125 | 4346.9875 | 0 | 0 | 0 | 0 | 0
2022-10-10 11:00 | 0.80938 | 0.85874 | 35871 | 28162.2719 | 633 | 90886.9806 | 3 | 1575.2281 | 0.15752 | 89311.7525 | 0 | 137719.4447 | 19 | 9500 | 2089.2151 | 199.6997 | 20237.5 | 119624.4465 | 29737.5 | 0 | 89886.9465 | 89886.9465 | 7924.7719 | 1575.2281 | 0 | 0 | 0 | 0 | 0
2022-10-10 12:00 | 0.8033 | 0.77658 | 35871 | 27950.7191 | 633 | 82191.3634 | 3 | 1786.7809 | 0.17868 | 80404.5825 | 0 | 227031.1972 | 19 | 9500 | 2089.2151 | 199.6997 | 20237.5 | 119624.4465 | 29737.5 | 0 | 89886.9465 | 89886.9465 | 7713.2191 | 1786.7809 | 0 | 0 | 0 | 0 | 0
2022-10-10 13:00 | 0.74247 | 0.7575 | 35871 | 25834.1471 | 633 | 80171.982 | 3 | 3903.3529 | 0.39034 | 76268.6291 | 0 | 307435.7796 | 19 | 9500 | 2089.2151 | 199.6997 | 20237.5 | 119624.4465 | 29737.5 | 0 | 89886.9465 | 89886.9465 | 5596.6471 | 3903.3529 | 0 | 0 | 0 | 0 | 0
2022-10-10 14:00 | 0.61565 | 0.69669 | 35871 | 21421.4617 | 633 | 73735.9975 | 3 | 8316.0383 | 0.8316 | 65419.9593 | 0 | 383704.4088 | 19 | 9500 | 2089.2151 | 199.6997 | 20237.5 | 119624.4465 | 29737.5 | 0 | 89886.9465 | 89886.9465 | 1183.9617 | 8316.0383 | 0 | 0 | 0 | 0 | 0
2022-10-10 15:00 | 0.43462 | 0.58355 | 35871 | 15122.5464 | 633 | 61761.5315 | 3 | 14614.9536 | 1.4615 | 47146.5779 | 0 | 449124.368 | 19 | 9500 | 2089.2151 | 199.6997 | 20237.5 | 119624.4465 | 29737.5 | 0 | 89886.9465 | 89886.9465 | 0 | 9500 | 0 | 0 | 0 | 0 | 0
2022-10-10 16:00 | 0.22662 | 0.40732 | 35871 | 7885.2134 | 633 | 43109.7712 | 3 | 21852.2866 | 2.1852 | 21257.4847 | 0 | 496270.9459 | 19 | 9500 | 2089.2151 | 199.6997 | 20237.5 | 119624.4465 | 29737.5 | 0 | 89886.9465 | 89886.9465 | 0 | 9500 | 0 | 0 | 0 | 0 | 0
2022-10-10 17:00 | 0.04022 | 0.06575 | 35871 | 1399.4497 | 633 | 6958.8222 | 3 | 28338.0503 | 2.8338 | 0 | 21379.2281 | 517528.4306 | 19 | 9500 | 2089.2151 | 199.6997 | 20237.5 | 119624.4465 | 29737.5 | 0 | 89886.9465 | 89886.9465 | 1399.4497 | 8100.5503 | 0 | 0 | 0 | 0 | 0
2022-10-10 18:00 | 0 | 0 | 35871 | 0 | 633 | 0 | 3 | 29737.5 | 2.9737 | 0 | 29737.5 | 496149.2025 | 19 | 9500 | 2089.2151 | 199.6997 | 20237.5 | 119624.4465 | 29737.5 | 0 | 89886.9465 | 89886.9465 | 0 | 9500 | 0 | 0 | 0 | 0 | 0
2022-10-10 19:00 | 0 | 0 | 35871 | 0 | 633 | 0 | 3 | 29737.5 | 2.9737 | 0 | 29737.5 | 466411.7025 | 19 | 9500 | 2089.2151 | 199.6997 | 20237.5 | 119624.4465 | 29737.5 | 0 | 89886.9465 | 89886.9465 | 0 | 9500 | 0 | 0 | 0 | 0 | 0
2022-10-10 20:00 | 0 | 0 | 35871 | 0 | 633 | 0 | 3 | 29737.5 | 2.9737 | 0 | 29737.5 | 436674.2025 | 19 | 9500 | 2089.2151 | 199.6997 | 20237.5 | 119624.4465 | 29737.5 | 0 | 89886.9465 | 89886.9465 | 0 | 9500 | 0 | 0 | 0 | 0 | 0
2022-10-10 21:00 | 0 | 0 | 35871 | 0 | 633 | 0 | 3 | 29737.5 | 2.9737 | 0 | 29737.5 | 406936.7025 | 19 | 9500 | 2089.2151 | 199.6997 | 20237.5 | 119624.4465 | 29737.5 | 0 | 89886.9465 | 89886.9465 | 0 | 9500 | 0 | 0 | 0 | 0 | 0
2022-10-10 22:00 | 0 | 0 | 35871 | 0 | 633 | 0 | 3 | 29737.5 | 2.9737 | 0 | 29737.5 | 377199.2025 | 19 | 9500 | 2089.2151 | 199.6997 | 20237.5 | 119624.4465 | 29737.5 | 0 | 89886.9465 | 89886.9465 | 0 | 9500 | 0 | 0 | 0 | 0 | 0
2022-10-10 23:00 | 0 | 0 | 35871 | 0 | 633 | 0 | 3 | 29737.5 | 2.9737 | 0 | 29737.5 | 347461.7025 | 19 | 9500 | 2089.2151 | 199.6997 | 20237.5 | 119624.4465 | 29737.5 | 0 | 89886.9465 | 89886.9465 | 0 | 9500 | 0 | 0 | 0 | 0 | 0
2022-10-11 | 0 | 0 | 35871 | 0 | 633 | 0 | 3 | 30000 | 3 | 0 | 30000 | 317724.2025 | 19 | 9291.6667 | 2089.2151 | 195.3203 | 20708.3333 | 120095.2799 | 30000 | 0 | 90095.2799 | 90095.2799 | 0 | 9291.6667 | 0 | 0 | 0 | 0 | 0
2022-10-11 01:00 | 0 | 0 | 35871 | 0 | 633 | 0 | 3 | 30000 | 3 | 0 | 30000 | 287724.2025 | 19 | 9291.6667 | 2089.2151 | 195.3203 | 20708.3333 | 120095.2799 | 30000 | 0 | 90095.2799 | 90095.2799 | 0 | 9291.6667 | 0 | 0 | 0 | 0 | 0
2022-10-11 02:00 | 0 | 0 | 35871 | 0 | 633 | 0 | 3 | 30000 | 3 | 0 | 30000 | 257724.2025 | 19 | 9291.6667 | 2089.2151 | 195.3203 | 20708.3333 | 120095.2799 | 30000 | 0 | 90095.2799 | 90095.2799 | 0 | 9291.6667 | 0 | 0 | 0 | 0 | 0
2022-10-11 03:00 | 0 | 0 | 35871 | 0 | 633 | 0 | 3 | 30000 | 3 | 0 | 30000 | 227724.2025 | 19 | 9291.6667 | 2089.2151 | 195.3203 | 20708.3333 | 120095.2799 | 30000 | 0 | 90095.2799 | 90095.2799 | 0 | 9291.6667 | 0 | 0 | 0 | 0 | 0
2022-10-11 04:00 | 0 | 0 | 35871 | 0 | 633 | 0 | 3 | 30000 | 3 | 0 | 30000 | 197724.2025 | 19 | 9291.6667 | 2089.2151 | 195.3203 | 20708.3333 | 120095.2799 | 30000 | 0 | 90095.2799 | 90095.2799 | 0 | 9291.6667 | 0 | 0 | 0 | 0 | 0
2022-10-11 05:00 | 0 | 0 | 35871 | 0 | 633 | 0 | 3 | 30000 | 3 | 0 | 30000 | 167724.2025 | 19 | 9291.6667 | 2089.2151 | 195.3203 | 20708.3333 | 120095.2799 | 30000 | 0 | 90095.2799 | 90095.2799 | 0 | 9291.6667 | 0 | 0 | 0 | 0 | 0
2022-10-11 06:00 | 0.01432 | 0.01646 | 35871 | 498.2625 | 633 | 1742.0869 | 3 | 29710.0708 | 2.971 | 0 | 27967.9839 | 137724.2025 | 19 | 9500 | 2089.2151 | 199.6997 | 20708.3333 | 120095.2799 | 30208.3333 | 0 | 89886.9465 | 89886.9465 | 498.2625 | 9001.7375 | 0 | 0 | 0 | 0 | 0
2022-10-11 07:00 | 0.1696 | 0.37865 | 35871 | 5901.21 | 633 | 40075.4072 | 3 | 24307.1234 | 2.4307 | 15768.2839 | 0 | 109756.2186 | 19 | 9500 | 2089.2151 | 199.6997 | 20708.3333 | 120095.2799 | 30208.3333 | 0 | 89886.9465 | 89886.9465 | 0 | 9500 | 0 | 0 | 0 | 0 | 0
2022-10-11 08:00 | 0.3805 | 0.59526 | 35871 | 13239.448 | 633 | 63000.8898 | 3 | 16968.8853 | 1.6969 | 46032.0045 | 0 | 125524.5024 | 19 | 9500 | 2089.2151 | 199.6997 | 20708.3333 | 120095.2799 | 30208.3333 | 0 | 89886.9465 | 89886.9465 | 0 | 9500 | 0 | 0 | 0 | 0 | 0
2022-10-11 09:00 | 0.5724 | 0.71641 | 35871 | 19916.5836 | 633 | 75823.115 | 3 | 10291.7497 | 1.0292 | 65531.3653 | 0 | 171556.5069 | 19 | 9500 | 2089.2151 | 199.6997 | 20708.3333 | 120095.2799 | 30208.3333 | 0 | 89886.9465 | 89886.9465 | 0 | 9500 | 0 | 0 | 0 | 0 | 0
2022-10-11 10:00 | 0.71608 | 0.77211 | 35871 | 24915.9105 | 633 | 81718.2693 | 3 | 5292.4228 | 0.52924 | 76425.8465 | 0 | 237087.8722 | 19 | 9500 | 2089.2151 | 199.6997 | 20708.3333 | 120095.2799 | 30208.3333 | 0 | 89886.9465 | 89886.9465 | 4207.5772 | 5292.4228 | 0 | 0 | 0 | 0 | 0
2022-10-11 11:00 | 0.7969 | 0.79368 | 35871 | 27728.0319 | 633 | 84001.1864 | 3 | 2480.3014 | 0.24803 | 81520.8849 | 0 | 313513.7187 | 19 | 9500 | 2089.2151 | 199.6997 | 20708.3333 | 120095.2799 | 30208.3333 | 0 | 89886.9465 | 89886.9465 | 7019.6986 | 2480.3014 | 0 | 0 | 0 | 0 | 0
2022-10-11 12:00 | 0.78397 | 0.69469 | 35871 | 27278.1342 | 633 | 73524.3223 | 3 | 2930.1991 | 0.29302 | 70594.1232 | 0 | 395034.6036 | 19 | 9500 | 2089.2151 | 199.6997 | 20708.3333 | 120095.2799 | 30208.3333 | 0 | 89886.9465 | 89886.9465 | 6569.8009 | 2930.1991 | 0 | 0 | 0 | 0 | 0
2022-10-11 13:00 | 0.72372 | 0.67648 | 35871 | 25181.7433 | 633 | 71597.0196 | 3 | 5026.59 | 0.50266 | 66570.4296 | 0 | 465628.7269 | 19 | 9500 | 2089.2151 | 199.6997 | 20708.3333 | 120095.2799 | 30208.3333 | 0 | 89886.9465 | 89886.9465 | 4473.41 | 5026.59 | 0 | 0 | 0 | 0 | 0
2022-10-11 14:00 | 0.59675 | 0.6183 | 35871 | 20763.8387 | 633 | 65439.3881 | 3 | 9444.4947 | 0.94445 | 55994.8934 | 0 | 532199.1565 | 19 | 9500 | 2089.2151 | 199.6997 | 20708.3333 | 120095.2799 | 30208.3333 | 0 | 89886.9465 | 89886.9465 | 55.5053 | 9444.4947 | 0 | 0 | 0 | 0 | 0
2022-10-11 15:00 | 0.41673 | 0.50523 | 35871 | 14500.0662 | 633 | 53472.3306 | 3 | 15708.2672 | 1.5708 | 37764.0635 | 0 | 588194.0499 | 19 | 9500 | 2089.2151 | 199.6997 | 20708.3333 | 120095.2799 | 30208.3333 | 0 | 89886.9465 | 89886.9465 | 0 | 9500 | 0 | 0 | 0 | 0 | 0
2022-10-11 16:00 | 0.21377 | 0.33308 | 35871 | 7438.0994 | 633 | 35252.3878 | 3 | 22770.234 | 2.277 | 12482.1538 | 0 | 625958.1134 | 19 | 9500 | 2089.2151 | 199.6997 | 20708.3333 | 120095.2799 | 30208.3333 | 0 | 89886.9465 | 89886.9465 | 0 | 9500 | 0 | 0 | 0 | 0 | 0
2022-10-11 17:00 | 0.03585 | 0.03482 | 35871 | 1247.3961 | 633 | 3685.2652 | 3 | 28960.9372 | 2.8961 | 0 | 25275.672 | 638440.2672 | 19 | 9500 | 2089.2151 | 199.6997 | 20708.3333 | 120095.2799 | 30208.3333 | 0 | 89886.9465 | 89886.9465 | 1247.3961 | 8252.6039 | 0 | 0 | 0 | 0 | 0
2022-10-11 18:00 | 0 | 0 | 35871 | 0 | 633 | 0 | 3 | 30000 | 3 | 0 | 30000 | 613164.5952 | 19 | 9291.6667 | 2089.2151 | 195.3203 | 20708.3333 | 120095.2799 | 30000 | 0 | 90095.2799 | 90095.2799 | 0 | 9291.6667 | 0 | 0 | 0 | 0 | 0
2022-10-11 19:00 | 0 | 0 | 35871 | 0 | 633 | 0 | 3 | 30000 | 3 | 0 | 30000 | 583164.5952 | 19 | 9291.6667 | 2089.2151 | 195.3203 | 20708.3333 | 120095.2799 | 30000 | 0 | 90095.2799 | 90095.2799 | 0 | 9291.6667 | 0 | 0 | 0 | 0 | 0
2022-10-11 20:00 | 0 | 0 | 35871 | 0 | 633 | 0 | 3 | 30000 | 3 | 0 | 30000 | 553164.5952 | 19 | 9291.6667 | 2089.2151 | 195.3203 | 20708.3333 | 120095.2799 | 30000 | 0 | 90095.2799 | 90095.2799 | 0 | 9291.6667 | 0 | 0 | 0 | 0 | 0
2022-10-11 21:00 | 0 | 0 | 35871 | 0 | 633 | 0 | 3 | 30000 | 3 | 0 | 30000 | 523164.5952 | 19 | 9291.6667 | 2089.2151 | 195.3203 | 20708.3333 | 120095.2799 | 30000 | 0 | 90095.2799 | 90095.2799 | 0 | 9291.6667 | 0 | 0 | 0 | 0 | 0
2022-10-11 22:00 | 0 | 0 | 35871 | 0 | 633 | 0 | 3 | 30000 | 3 | 0 | 30000 | 493164.5952 | 19 | 9291.6667 | 2089.2151 | 195.3203 | 20708.3333 | 120095.2799 | 30000 | 0 | 90095.2799 | 90095.2799 | 0 | 9291.6667 | 0 | 0 | 0 | 0 | 0
2022-10-11 23:00 | 0 | 0 | 35871 | 0 | 633 | 0 | 3 | 30000 | 3 | 0 | 30000 | 463164.5952 | 19 | 9291.6667 | 2089.2151 | 195.3203 | 20708.3333 | 120095.2799 | 30000 | 0 | 90095.2799 | 90095.2799 | 0 | 9291.6667 | 0 | 0 | 0 | 0 | 0
2022-10-12 | 0 | 0 | 35871 | 0 | 633 | 0 | 3 | 30000 | 3 | 0 | 30000 | 433164.5952 | 19 | 9166.6667 | 2089.2151 | 192.6927 | 20833.3333 | 120220.2799 | 30000 | 0 | 90220.2799 | 90220.2799 | 0 | 9166.6667 | 0 | 0 | 0 | 0 | 0
2022-10-12 01:00 | 0 | 0 | 35871 | 0 | 633 | 0 | 3 | 30000 | 3 | 0 | 30000 | 403164.5952 | 19 | 9166.6667 | 2089.2151 | 192.6927 | 20833.3333 | 120220.2799 | 30000 | 0 | 90220.2799 | 90220.2799 | 0 | 9166.6667 | 0 | 0 | 0 | 0 | 0
2022-10-12 02:00 | 0 | 0 | 35871 | 0 | 633 | 0 | 3 | 30000 | 3 | 0 | 30000 | 373164.5952 | 19 | 9166.6667 | 2089.2151 | 192.6927 | 20833.3333 | 120220.2799 | 30000 | 0 | 90220.2799 | 90220.2799 | 0 | 9166.6667 | 0 | 0 | 0 | 0 | 0
2022-10-12 03:00 | 0 | 0 | 35871 | 0 | 633 | 0 | 3 | 30000 | 3 | 0 | 30000 | 343164.5952 | 19 | 9166.6667 | 2089.2151 | 192.6927 | 20833.3333 | 120220.2799 | 30000 | 0 | 90220.2799 | 90220.2799 | 0 | 9166.6667 | 0 | 0 | 0 | 0 | 0
2022-10-12 04:00 | 0 | 0 | 35871 | 0 | 633 | 0 | 3 | 30000 | 3 | 0 | 30000 | 313164.5952 | 19 | 9166.6667 | 2089.2151 | 192.6927 | 20833.3333 | 120220.2799 | 30000 | 0 | 90220.2799 | 90220.2799 | 0 | 9166.6667 | 0 | 0 | 0 | 0 | 0
2022-10-12 05:00 | 0 | 0 | 35871 | 0 | 633 | 0 | 3 | 30000 | 3 | 0 | 30000 | 283164.5952 | 19 | 9166.6667 | 2089.2151 | 192.6927 | 20833.3333 | 120220.2799 | 30000 | 0 | 90220.2799 | 90220.2799 | 0 | 9166.6667 | 0 | 0 | 0 | 0 | 0
2022-10-12 06:00 | 0.01312 | 0.00404 | 35871 | 456.5087 | 633 | 427.5839 | 3 | 29876.8246 | 2.9877 | 0 | 29449.2407 | 253164.5952 | 19 | 9500 | 2089.2151 | 199.6997 | 20833.3333 | 120220.2799 | 30333.3333 | 0 | 89886.9465 | 89886.9465 | 456.5087 | 9043.4913 | 0 | 0 | 0 | 0 | 0
2022-10-12 07:00 | 0.1582 | 0.27045 | 35871 | 5504.5484 | 633 | 28623.7789 | 3 | 24828.7849 | 2.4829 | 3794.994 | 0 | 223715.3545 | 19 | 9500 | 2089.2151 | 199.6997 | 20833.3333 | 120220.2799 | 30333.3333 | 0 | 89886.9465 | 89886.9465 | 0 | 9500 | 0 | 0 | 0 | 0 | 0
2022-10-12 08:00 | 0.36765 | 0.49905 | 35871 | 12792.334 | 633 | 52818.2543 | 3 | 17540.9994 | 1.7541 | 35277.2549 | 0 | 227510.3485 | 19 | 9500 | 2089.2151 | 199.6997 | 20833.3333 | 120220.2799 | 30333.3333 | 0 | 89886.9465 | 89886.9465 | 0 | 9500 | 0 | 0 | 0 | 0 | 0
2022-10-12 09:00 | 0.56262 | 0.63815 | 35871 | 19576.2898 | 633 | 67540.2644 | 3 | 10757.0436 | 1.0757 | 56783.2209 | 0 | 262787.6034 | 19 | 9500 | 2089.2151 | 199.6997 | 20833.3333 | 120220.2799 | 30333.3333 | 0 | 89886.9465 | 89886.9465 | 0 | 9500 | 0 | 0 | 0 | 0 | 0
2022-10-12 10:00 | 0.7094 | 0.71324 | 35871 | 24683.4808 | 633 | 75487.6098 | 3 | 5649.8526 | 0.56499 | 69837.7573 | 0 | 319570.8243 | 19 | 9500 | 2089.2151 | 199.6997 | 20833.3333 | 120220.2799 | 30333.3333 | 0 | 89886.9465 | 89886.9465 | 3850.1474 | 5649.8526 | 0 | 0 | 0 | 0 | 0
2022-10-12 11:00 | 0.79197 | 0.73703 | 35871 | 27556.4932 | 633 | 78005.4863 | 3 | 2776.8401 | 0.27768 | 75228.6462 | 0 | 389408.5815 | 19 | 9500 | 2089.2151 | 199.6997 | 20833.3333 | 120220.2799 | 30333.3333 | 0 | 89886.9465 | 89886.9465 | 6723.1599 | 2776.8401 | 0 | 0 | 0 | 0 | 0
2022-10-12 12:00 | 0.7815 | 0.64621 | 35871 | 27192.1909 | 633 | 68393.3155 | 3 | 3141.1424 | 0.31411 | 65252.1731 | 0 | 464637.2277 | 19 | 9500 | 2089.2151 | 199.6997 | 20833.3333 | 120220.2799 | 30333.3333 | 0 | 89886.9465 | 89886.9465 | 6358.8576 | 3141.1424 | 0 | 0 | 0 | 0 | 0
2022-10-12 13:00 | 0.72115 | 0.6301 | 35871 | 25092.3205 | 633 | 66688.2718 | 3 | 5241.0128 | 0.5241 | 61447.2589 | 0 | 529889.4008 | 19 | 9500 | 2089.2151 | 199.6997 | 20833.3333 | 120220.2799 | 30333.3333 | 0 | 89886.9465 | 89886.9465 | 4258.9872 | 5241.0128 | 0 | 0 | 0 | 0 | 0
2022-10-12 14:00 | 0.59235 | 0.57164 | 35871 | 20610.7412 | 633 | 60501.0057 | 3 | 9722.5921 | 0.97226 | 50778.4136 | 0 | 591336.6597 | 19 | 9500 | 2089.2151 | 199.6997 | 20833.3333 | 120220.2799 | 30333.3333 | 0 | 89886.9465 | 89886.9465 | 0 | 9500 | 0 | 0 | 0 | 0 | 0
2022-10-12 15:00 | 0.41152 | 0.45402 | 35871 | 14318.7849 | 633 | 48052.3872 | 3 | 16014.5484 | 1.6015 | 32037.8387 | 0 | 642115.0733 | 19 | 9500 | 2089.2151 | 199.6997 | 20833.3333 | 120220.2799 | 30333.3333 | 0 | 89886.9465 | 89886.9465 | 0 | 9500 | 0 | 0 | 0 | 0 | 0
2022-10-12 16:00 | 0.20693 | 0.26557 | 35871 | 7200.1024 | 633 | 28107.2914 | 3 | 23133.2309 | 2.3133 | 4974.0605 | 0 | 674152.912 | 19 | 9500 | 2089.2151 | 199.6997 | 20833.3333 | 120220.2799 | 30333.3333 | 0 | 89886.9465 | 89886.9465 | 0 | 9500 | 0 | 0 | 0 | 0 | 0
2022-10-12 17:00 | 0.0336 | 0.01569 | 35871 | 1169.1076 | 633 | 1660.5919 | 3 | 29164.2257 | 2.9164 | 0 | 27503.6338 | 679126.9726 | 19 | 9500 | 2089.2151 | 199.6997 | 20833.3333 | 120220.2799 | 30333.3333 | 0 | 89886.9465 | 89886.9465 | 1169.1076 | 8330.8924 | 0 | 0 | 0 | 0 | 0
2022-10-12 18:00 | 0 | 0 | 35871 | 0 | 633 | 0 | 3 | 30000 | 3 | 0 | 30000 | 651623.3388 | 19 | 9166.6667 | 2089.2151 | 192.6927 | 20833.3333 | 120220.2799 | 30000 | 0 | 90220.2799 | 90220.2799 | 0 | 9166.6667 | 0 | 0 | 0 | 0 | 0
2022-10-12 19:00 | 0 | 0 | 35871 | 0 | 633 | 0 | 3 | 30000 | 3 | 0 | 30000 | 621623.3388 | 19 | 9166.6667 | 2089.2151 | 192.6927 | 20833.3333 | 120220.2799 | 30000 | 0 | 90220.2799 | 90220.2799 | 0 | 9166.6667 | 0 | 0 | 0 | 0 | 0
2022-10-12 20:00 | 0 | 0 | 35871 | 0 | 633 | 0 | 3 | 30000 | 3 | 0 | 30000 | 591623.3388 | 19 | 9166.6667 | 2089.2151 | 192.6927 | 20833.3333 | 120220.2799 | 30000 | 0 | 90220.2799 | 90220.2799 | 0 | 9166.6667 | 0 | 0 | 0 | 0 | 0
2022-10-12 21:00 | 0 | 0 | 35871 | 0 | 633 | 0 | 3 | 30000 | 3 | 0 | 30000 | 561623.3388 | 19 | 9166.6667 | 2089.2151 | 192.6927 | 20833.3333 | 120220.2799 | 30000 | 0 | 90220.2799 | 90220.2799 | 0 | 9166.6667 | 0 | 0 | 0 | 0 | 0
2022-10-12 22:00 | 0 | 0 | 35871 | 0 | 633 | 0 | 3 | 30000 | 3 | 0 | 30000 | 531623.3388 | 19 | 9166.6667 | 2089.2151 | 192.6927 | 20833.3333 | 120220.2799 | 30000 | 0 | 90220.2799 | 90220.2799 | 0 | 9166.6667 | 0 | 0 | 0 | 0 | 0
2022-10-12 23:00 | 0 | 0 | 35871 | 0 | 633 | 0 | 3 | 30000 | 3 | 0 | 30000 | 501623.3388 | 19 | 9166.6667 | 2089.2151 | 192.6927 | 20833.3333 | 120220.2799 | 30000 | 0 | 90220.2799 | 90220.2799 | 0 | 9166.6667 | 0 | 0 | 0 | 0 | 0
2022-10-13 | 0 | 0 | 35871 | 0 | 633 | 0 | 3 | 29987.5 | 2.9987 | 0 | 29987.5 | 471623.3388 | 19 | 9500 | 2089.2151 | 199.6997 | 20487.5 | 119874.4465 | 29987.5 | 0 | 89886.9465 | 89886.9465 | 0 | 9500 | 0 | 0 | 0 | 0 | 0
2022-10-13 01:00 | 0 | 0 | 35871 | 0 | 633 | 0 | 3 | 29987.5 | 2.9987 | 0 | 29987.5 | 441635.8388 | 19 | 9500 | 2089.2151 | 199.6997 | 20487.5 | 119874.4465 | 29987.5 | 0 | 89886.9465 | 89886.9465 | 0 | 9500 | 0 | 0 | 0 | 0 | 0
2022-10-13 02:00 | 0 | 0 | 35871 | 0 | 633 | 0 | 3 | 29987.5 | 2.9987 | 0 | 29987.5 | 411648.3388 | 19 | 9500 | 2089.2151 | 199.6997 | 20487.5 | 119874.4465 | 29987.5 | 0 | 89886.9465 | 89886.9465 | 0 | 9500 | 0 | 0 | 0 | 0 | 0
2022-10-13 03:00 | 0 | 0 | 35871 | 0 | 633 | 0 | 3 | 29987.5 | 2.9987 | 0 | 29987.5 | 381660.8388 | 19 | 9500 | 2089.2151 | 199.6997 | 20487.5 | 119874.4465 | 29987.5 | 0 | 89886.9465 | 89886.9465 | 0 | 9500 | 0 | 0 | 0 | 0 | 0
2022-10-13 04:00 | 0 | 0 | 35871 | 0 | 633 | 0 | 3 | 29987.5 | 2.9987 | 0 | 29987.5 | 351673.3388 | 19 | 9500 | 2089.2151 | 199.6997 | 20487.5 | 119874.4465 | 29987.5 | 0 | 89886.9465 | 89886.9465 | 0 | 9500 | 0 | 0 | 0 | 0 | 0
2022-10-13 05:00 | 0 | 0 | 35871 | 0 | 633 | 0 | 3 | 29987.5 | 2.9987 | 0 | 29987.5 | 321685.8388 | 19 | 9500 | 2089.2151 | 199.6997 | 20487.5 | 119874.4465 | 29987.5 | 0 | 89886.9465 | 89886.9465 | 0 | 9500 | 0 | 0 | 0 | 0 | 0
2022-10-13 06:00 | 0.01252 | 0.00146 | 35871 | 435.6318 | 633 | 154.5229 | 3 | 29551.8682 | 2.9552 | 0 | 29397.3453 | 291698.3388 | 19 | 9500 | 2089.2151 | 199.6997 | 20487.5 | 119874.4465 | 29987.5 | 0 | 89886.9465 | 89886.9465 | 435.6318 | 9064.3682 | 0 | 0 | 0 | 0 | 0
2022-10-13 07:00 | 0.15315 | 0.22547 | 35871 | 5328.8343 | 633 | 23863.2037 | 3 | 24658.6657 | 2.4659 | 0 | 795.462 | 262300.9935 | 19 | 9500 | 2089.2151 | 199.6997 | 20487.5 | 119874.4465 | 29987.5 | 0 | 89886.9465 | 89886.9465 | 0 | 9500 | 0 | 0 | 0 | 0 | 0
2022-10-13 08:00 | 0.3619 | 0.47458 | 35871 | 12592.2635 | 633 | 50228.4082 | 3 | 17395.2365 | 1.7395 | 32833.1717 | 0 | 261505.5315 | 19 | 9500 | 2089.2151 | 199.6997 | 20487.5 | 119874.4465 | 29987.5 | 0 | 89886.9465 | 89886.9465 | 0 | 9500 | 0 | 0 | 0 | 0 | 0
2022-10-13 09:00 | 0.55672 | 0.60892 | 35871 | 19371 | 633 | 64446.6314 | 3 | 10616.5 | 1.0616 | 53830.1314 | 0 | 294338.7032 | 19 | 9500 | 2089.2151 | 199.6997 | 20487.5 | 119874.4465 | 29987.5 | 0 | 89886.9465 | 89886.9465 | 0 | 9500 | 0 | 0 | 0 | 0 | 0
2022-10-13 10:00 | 0.7051 | 0.70325 | 35871 | 24533.8628 | 633 | 74430.2922 | 3 | 5453.6372 | 0.54536 | 68976.655 | 0 | 348168.8346 | 19 | 9500 | 2089.2151 | 199.6997 | 20487.5 | 119874.4465 | 29987.5 | 0 | 89886.9465 | 89886.9465 | 4046.3628 | 5453.6372 | 0 | 0 | 0 | 0 | 0
2022-10-13 11:00 | 0.78772 | 0.73152 | 35871 | 27408.615 | 633 | 77422.3212 | 3 | 2578.885 | 0.25789 | 74843.4361 | 0 | 417145.4896 | 19 | 9500 | 2089.2151 | 199.6997 | 20487.5 | 119874.4465 | 29987.5 | 0 | 89886.9465 | 89886.9465 | 6921.115 | 2578.885 | 0 | 0 | 0 | 0 | 0
2022-10-13 12:00 | 0.79347 | 0.71459 | 35871 | 27608.6855 | 633 | 75630.4906 | 3 | 2378.8145 | 0.23788 | 73251.6761 | 0 | 491988.9258 | 19 | 9500 | 2089.2151 | 199.6997 | 20487.5 | 119874.4465 | 29987.5 | 0 | 89886.9465 | 89886.9465 | 7121.1855 | 2378.8145 | 0 | 0 | 0 | 0 | 0
2022-10-13 13:00 | 0.73465 | 0.70817 | 35871 | 25562.0512 | 633 | 74951.0132 | 3 | 4425.4488 | 0.44254 | 70525.5644 | 0 | 565240.6018 | 19 | 9500 | 2089.2151 | 199.6997 | 20487.5 | 119874.4465 | 29987.5 | 0 | 89886.9465 | 89886.9465 | 5074.5512 | 4425.4488 | 0 | 0 | 0 | 0 | 0
2022-10-13 14:00 | 0.60753 | 0.66331 | 35871 | 21138.9274 | 633 | 70203.1385 | 3 | 8848.5726 | 0.88486 | 61354.5658 | 0 | 635766.1663 | 19 | 9500 | 2089.2151 | 199.6997 | 20487.5 | 119874.4465 | 29987.5 | 0 | 89886.9465 | 89886.9465 | 651.4274 | 8848.5726 | 0 | 0 | 0 | 0 | 0
2022-10-13 15:00 | 0.4257 | 0.56429 | 35871 | 14812.1762 | 633 | 59723.0993 | 3 | 15175.3238 | 1.5175 | 44547.7755 | 0 | 697120.7321 | 19 | 9500 | 2089.2151 | 199.6997 | 20487.5 | 119874.4465 | 29987.5 | 0 | 89886.9465 | 89886.9465 | 0 | 9500 | 0 | 0 | 0 | 0 | 0
2022-10-13 16:00 | 0.21723 | 0.387 | 35871 | 7558.4896 | 633 | 40959.1512 | 3 | 22429.0104 | 2.2429 | 18530.1408 | 0 | 741668.5076 | 19 | 9500 | 2089.2151 | 199.6997 | 20487.5 | 119874.4465 | 29987.5 | 0 | 89886.9465 | 89886.9465 | 0 | 9500 | 0 | 0 | 0 | 0 | 0
2022-10-13 17:00 | 0.03385 | 0.04024 | 35871 | 1177.8063 | 633 | 4258.905 | 3 | 28809.6937 | 2.881 | 0 | 24550.7886 | 760198.6484 | 19 | 9500 | 2089.2151 | 199.6997 | 20487.5 | 119874.4465 | 29987.5 | 0 | 89886.9465 | 89886.9465 | 1177.8063 | 8322.1937 | 0 | 0 | 0 | 0 | 0
2022-10-13 18:00 | 0 | 0 | 35871 | 0 | 633 | 0 | 3 | 29987.5 | 2.9987 | 0 | 29987.5 | 735647.8597 | 19 | 9500 | 2089.2151 | 199.6997 | 20487.5 | 119874.4465 | 29987.5 | 0 | 89886.9465 | 89886.9465 | 0 | 9500 | 0 | 0 | 0 | 0 | 0
2022-10-13 19:00 | 0 | 0 | 35871 | 0 | 633 | 0 | 3 | 29987.5 | 2.9987 | 0 | 29987.5 | 705660.3597 | 19 | 9500 | 2089.2151 | 199.6997 | 20487.5 | 119874.4465 | 29987.5 | 0 | 89886.9465 | 89886.9465 | 0 | 9500 | 0 | 0 | 0 | 0 | 0
2022-10-13 20:00 | 0 | 0 | 35871 | 0 | 633 | 0 | 3 | 29987.5 | 2.9987 | 0 | 29987.5 | 675672.8597 | 19 | 9500 | 2089.2151 | 199.6997 | 20487.5 | 119874.4465 | 29987.5 | 0 | 89886.9465 | 89886.9465 | 0 | 9500 | 0 | 0 | 0 | 0 | 0
2022-10-13 21:00 | 0 | 0 | 35871 | 0 | 633 | 0 | 3 | 29987.5 | 2.9987 | 0 | 29987.5 | 645685.3597 | 19 | 9500 | 2089.2151 | 199.6997 | 20487.5 | 119874.4465 | 29987.5 | 0 | 89886.9465 | 89886.9465 | 0 | 9500 | 0 | 0 | 0 | 0 | 0
2022-10-13 22:00 | 0 | 0 | 35871 | 0 | 633 | 0 | 3 | 29987.5 | 2.9987 | 0 | 29987.5 | 615697.8597 | 19 | 9500 | 2089.2151 | 199.6997 | 20487.5 | 119874.4465 | 29987.5 | 0 | 89886.9465 | 89886.9465 | 0 | 9500 | 0 | 0 | 0 | 0 | 0
2022-10-13 23:00 | 0 | 0 | 35871 | 0 | 633 | 0 | 3 | 29987.5 | 2.9987 | 0 | 29987.5 | 585710.3597 | 19 | 9500 | 2089.2151 | 199.6997 | 20487.5 | 119874.4465 | 29987.5 | 0 | 89886.9465 | 89886.9465 | 0 | 9500 | 0 | 0 | 0 | 0 | 0
2022-10-14 | 0 | 0 | 35871 | 0 | 633 | 0 | 3 | 29929.1667 | 2.9929 | 0 | 29929.1667 | 555722.8597 | 19 | 9500 | 2089.2151 | 199.6997 | 20429.1667 | 119816.1132 | 29929.1667 | 0 | 89886.9465 | 89886.9465 | 0 | 9500 | 0 | 0 | 0 | 0 | 0
2022-10-14 01:00 | 0 | 0 | 35871 | 0 | 633 | 0 | 3 | 29929.1667 | 2.9929 | 0 | 29929.1667 | 525793.6931 | 19 | 9500 | 2089.2151 | 199.6997 | 20429.1667 | 119816.1132 | 29929.1667 | 0 | 89886.9465 | 89886.9465 | 0 | 9500 | 0 | 0 | 0 | 0 | 0
2022-10-14 02:00 | 0 | 0 | 35871 | 0 | 633 | 0 | 3 | 29929.1667 | 2.9929 | 0 | 29929.1667 | 495864.5264 | 19 | 9500 | 2089.2151 | 199.6997 | 20429.1667 | 119816.1132 | 29929.1667 | 0 | 89886.9465 | 89886.9465 | 0 | 9500 | 0 | 0 | 0 | 0 | 0
2022-10-14 03:00 | 0 | 0 | 35871 | 0 | 633 | 0 | 3 | 29929.1667 | 2.9929 | 0 | 29929.1667 | 465935.3597 | 19 | 9500 | 2089.2151 | 199.6997 | 20429.1667 | 119816.1132 | 29929.1667 | 0 | 89886.9465 | 89886.9465 | 0 | 9500 | 0 | 0 | 0 | 0 | 0
2022-10-14 04:00 | 0 | 0 | 35871 | 0 | 633 | 0 | 3 | 29929.1667 | 2.9929 | 0 | 29929.1667 | 436006.1931 | 19 | 9500 | 2089.2151 | 199.6997 | 20429.1667 | 119816.1132 | 29929.1667 | 0 | 89886.9465 | 89886.9465 | 0 | 9500 | 0 | 0 | 0 | 0 | 0
2022-10-14 05:00 | 0 | 0 | 35871 | 0 | 633 | 0 | 3 | 29929.1667 | 2.9929 | 0 | 29929.1667 | 406077.0264 | 19 | 9500 | 2089.2151 | 199.6997 | 20429.1667 | 119816.1132 | 29929.1667 | 0 | 89886.9465 | 89886.9465 | 0 | 9500 | 0 | 0 | 0 | 0 | 0
2022-10-14 06:00 | 0.01238 | 0.01038 | 35871 | 430.7605 | 633 | 1098.5943 | 3 | 29498.4062 | 2.9498 | 0 | 28399.8119 | 376147.8597 | 19 | 9500 | 2089.2151 | 199.6997 | 20429.1667 | 119816.1132 | 29929.1667 | 0 | 89886.9465 | 89886.9465 | 430.7605 | 9069.2395 | 0 | 0 | 0 | 0 | 0
2022-10-14 07:00 | 0.16262 | 0.35703 | 35871 | 5658.3418 | 633 | 37787.1983 | 3 | 24270.8249 | 2.4271 | 13516.3734 | 0 | 347748.0479 | 19 | 9500 | 2089.2151 | 199.6997 | 20429.1667 | 119816.1132 | 29929.1667 | 0 | 89886.9465 | 89886.9465 | 0 | 9500 | 0 | 0 | 0 | 0 | 0
2022-10-14 08:00 | 0.3742 | 0.59574 | 35871 | 13020.2404 | 633 | 63051.6918 | 3 | 16908.9263 | 1.6909 | 46142.7655 | 0 | 361264.4213 | 19 | 9500 | 2089.2151 | 199.6997 | 20429.1667 | 119816.1132 | 29929.1667 | 0 | 89886.9465 | 89886.9465 | 0 | 9500 | 0 | 0 | 0 | 0 | 0
2022-10-14 09:00 | 0.5678 | 0.7162 | 35871 | 19756.5272 | 633 | 75800.8891 | 3 | 10172.6395 | 1.0173 | 65628.2496 | 0 | 407407.1868 | 19 | 9500 | 2089.2151 | 199.6997 | 20429.1667 | 119816.1132 | 29929.1667 | 0 | 89886.9465 | 89886.9465 | 0 | 9500 | 0 | 0 | 0 | 0 | 0
2022-10-14 10:00 | 0.71233 | 0.79767 | 35871 | 24785.4297 | 633 | 84423.4784 | 3 | 5143.7369 | 0.51437 | 79279.7415 | 0 | 473035.4364 | 19 | 9500 | 2089.2151 | 199.6997 | 20429.1667 | 119816.1132 | 29929.1667 | 0 | 89886.9465 | 89886.9465 | 4356.2631 | 5143.7369 | 0 | 0 | 0 | 0 | 0
2022-10-14 11:00 | 0.79367 | 0.82574 | 35871 | 27615.6445 | 633 | 87394.3398 | 3 | 2313.5222 | 0.23135 | 85080.8176 | 0 | 552315.1779 | 19 | 9500 | 2089.2151 | 199.6997 | 20429.1667 | 119816.1132 | 29929.1667 | 0 | 89886.9465 | 89886.9465 | 7186.4778 | 2313.5222 | 0 | 0 | 0 | 0 | 0
2022-10-14 12:00 | 0.8006 | 0.80969 | 35871 | 27856.7729 | 633 | 85695.6463 | 3 | 2072.3937 | 0.20724 | 83623.2526 | 0 | 637395.9955 | 19 | 9500 | 2089.2151 | 199.6997 | 20429.1667 | 119816.1132 | 29929.1667 | 0 | 89886.9465 | 89886.9465 | 7427.6063 | 2072.3937 | 0 | 0 | 0 | 0 | 0
2022-10-14 13:00 | 0.74022 | 0.80288 | 35871 | 25755.8587 | 633 | 84974.8923 | 3 | 4173.308 | 0.41733 | 80801.5843 | 0 | 721019.2481 | 19 | 9500 | 2089.2151 | 199.6997 | 20429.1667 | 119816.1132 | 29929.1667 | 0 | 89886.9465 | 89886.9465 | 5326.692 | 4173.308 | 0 | 0 | 0 | 0 | 0
2022-10-14 14:00 | 0.61285 | 0.75467 | 35871 | 21324.0361 | 633 | 79872.4616 | 3 | 8605.1306 | 0.86051 | 71267.331 | 0 | 801820.8324 | 19 | 9500 | 2089.2151 | 199.6997 | 20429.1667 | 119816.1132 | 29929.1667 | 0 | 89886.9465 | 89886.9465 | 894.8694 | 8605.1306 | 0 | 0 | 0 | 0 | 0
2022-10-14 15:00 | 0.4317 | 0.65563 | 35871 | 15020.9454 | 633 | 69390.3057 | 3 | 14908.2213 | 1.4908 | 54482.0844 | 0 | 873088.1634 | 19 | 9500 | 2089.2151 | 199.6997 | 20429.1667 | 119816.1132 | 29929.1667 | 0 | 89886.9465 | 89886.9465 | 0 | 9500 | 0 | 0 | 0 | 0 | 0
2022-10-14 16:00 | 0.22105 | 0.47506 | 35871 | 7691.406 | 633 | 50279.2103 | 3 | 22237.7607 | 2.2238 | 28041.4496 | 0 | 927570.2478 | 19 | 9500 | 2089.2151 | 199.6997 | 20429.1667 | 119816.1132 | 29929.1667 | 0 | 89886.9465 | 89886.9465 | 0 | 9500 | 0 | 0 | 0 | 0 | 0
2022-10-14 17:00 | 0.03353 | 0.06655 | 35871 | 1166.672 | 633 | 7043.4923 | 3 | 28762.4947 | 2.8762 | 0 | 21719.0024 | 955611.6974 | 19 | 9500 | 2089.2151 | 199.6997 | 20429.1667 | 119816.1132 | 29929.1667 | 0 | 89886.9465 | 89886.9465 | 1166.672 | 8333.328 | 0 | 0 | 0 | 0 | 0
2022-10-14 18:00 | 0 | 0 | 35871 | 0 | 633 | 0 | 3 | 29929.1667 | 2.9929 | 0 | 29929.1667 | 933892.695 | 19 | 9500 | 2089.2151 | 199.6997 | 20429.1667 | 119816.1132 | 29929.1667 | 0 | 89886.9465 | 89886.9465 | 0 | 9500 | 0 | 0 | 0 | 0 | 0
2022-10-14 19:00 | 0 | 0 | 35871 | 0 | 633 | 0 | 3 | 29929.1667 | 2.9929 | 0 | 29929.1667 | 903963.5284 | 19 | 9500 | 2089.2151 | 199.6997 | 20429.1667 | 119816.1132 | 29929.1667 | 0 | 89886.9465 | 89886.9465 | 0 | 9500 | 0 | 0 | 0 | 0 | 0
2022-10-14 20:00 | 0 | 0 | 35871 | 0 | 633 | 0 | 3 | 29929.1667 | 2.9929 | 0 | 29929.1667 | 874034.3617 | 19 | 9500 | 2089.2151 | 199.6997 | 20429.1667 | 119816.1132 | 29929.1667 | 0 | 89886.9465 | 89886.9465 | 0 | 9500 | 0 | 0 | 0 | 0 | 0
2022-10-14 21:00 | 0 | 0 | 35871 | 0 | 633 | 0 | 3 | 29929.1667 | 2.9929 | 0 | 29929.1667 | 844105.195 | 19 | 9500 | 2089.2151 | 199.6997 | 20429.1667 | 119816.1132 | 29929.1667 | 0 | 89886.9465 | 89886.9465 | 0 | 9500 | 0 | 0 | 0 | 0 | 0
2022-10-14 22:00 | 0 | 0 | 35871 | 0 | 633 | 0 | 3 | 29929.1667 | 2.9929 | 0 | 29929.1667 | 814176.0284 | 19 | 9500 | 2089.2151 | 199.6997 | 20429.1667 | 119816.1132 | 29929.1667 | 0 | 89886.9465 | 89886.9465 | 0 | 9500 | 0 | 0 | 0 | 0 | 0
2022-10-14 23:00 | 0 | 0 | 35871 | 0 | 633 | 0 | 3 | 29929.1667 | 2.9929 | 0 | 29929.1667 | 784246.8617 | 19 | 9500 | 2089.2151 | 199.6997 | 20429.1667 | 119816.1132 | 29929.1667 | 0 | 89886.9465 | 89886.9465 | 0 | 9500 | 0 | 0 | 0 | 0 | 0
2022-10-15 | 0 | 0 | 35871 | 0 | 633 | 0 | 3 | 29791.6667 | 2.9792 | 0 | 29791.6667 | 754317.695 | 19 | 9500 | 2089.2151 | 199.6997 | 20291.6667 | 119678.6132 | 29791.6667 | 0 | 89886.9465 | 89886.9465 | 0 | 9500 | 0 | 0 | 0 | 0 | 0
2022-10-15 01:00 | 0 | 0 | 35871 | 0 | 633 | 0 | 3 | 29791.6667 | 2.9792 | 0 | 29791.6667 | 724526.0284 | 19 | 9500 | 2089.2151 | 199.6997 | 20291.6667 | 119678.6132 | 29791.6667 | 0 | 89886.9465 | 89886.9465 | 0 | 9500 | 0 | 0 | 0 | 0 | 0
2022-10-15 02:00 | 0 | 0 | 35871 | 0 | 633 | 0 | 3 | 29791.6667 | 2.9792 | 0 | 29791.6667 | 694734.3617 | 19 | 9500 | 2089.2151 | 199.6997 | 20291.6667 | 119678.6132 | 29791.6667 | 0 | 89886.9465 | 89886.9465 | 0 | 9500 | 0 | 0 | 0 | 0 | 0
2022-10-15 03:00 | 0 | 0 | 35871 | 0 | 633 | 0 | 3 | 29791.6667 | 2.9792 | 0 | 29791.6667 | 664942.695 | 19 | 9500 | 2089.2151 | 199.6997 | 20291.6667 | 119678.6132 | 29791.6667 | 0 | 89886.9465 | 89886.9465 | 0 | 9500 | 0 | 0 | 0 | 0 | 0
2022-10-15 04:00 | 0 | 0 | 35871 | 0 | 633 | 0 | 3 | 29791.6667 | 2.9792 | 0 | 29791.6667 | 635151.0284 | 19 | 9500 | 2089.2151 | 199.6997 | 20291.6667 | 119678.6132 | 29791.6667 | 0 | 89886.9465 | 89886.9465 | 0 | 9500 | 0 | 0 | 0 | 0 | 0
2022-10-15 05:00 | 0 | 0 | 35871 | 0 | 633 | 0 | 3 | 29791.6667 | 2.9792 | 0 | 29791.6667 | 605359.3617 | 19 | 9500 | 2089.2151 | 199.6997 | 20291.6667 | 119678.6132 | 29791.6667 | 0 | 89886.9465 | 89886.9465 | 0 | 9500 | 0 | 0 | 0 | 0 | 0
2022-10-15 06:00 | 0.01205 | 0.0113 | 35871 | 419.2782 | 633 | 1195.9649 | 3 | 29372.3885 | 2.9372 | 0 | 28176.4236 | 575567.695 | 19 | 9500 | 2089.2151 | 199.6997 | 20291.6667 | 119678.6132 | 29791.6667 | 0 | 89886.9465 | 89886.9465 | 419.2782 | 9080.7218 | 0 | 0 | 0 | 0 | 0
2022-10-15 07:00 | 0.16518 | 0.40467 | 35871 | 5747.4166 | 633 | 42829.3016 | 3 | 24044.25 | 2.4044 | 18785.0516 | 0 | 547391.2714 | 19 | 9500 | 2089.2151 | 199.6997 | 20291.6667 | 119678.6132 | 29791.6667 | 0 | 89886.9465 | 89886.9465 | 0 | 9500 | 0 | 0 | 0 | 0 | 0
2022-10-15 08:00 | 0.3765 | 0.62365 | 35871 | 13100.2686 | 633 | 66005.6192 | 3 | 16691.3981 | 1.6691 | 49314.2211 | 0 | 566176.323 | 19 | 9500 | 2089.2151 | 199.6997 | 20291.6667 | 119678.6132 | 29791.6667 | 0 | 89886.9465 | 89886.9465 | 0 | 9500 | 0 | 0 | 0 | 0 | 0
2022-10-15 09:00 | 0.56938 | 0.73373 | 35871 | 19811.5031 | 633 | 77656.2222 | 3 | 9980.1636 | 0.99802 | 67676.0587 | 0 | 615490.5441 | 19 | 9500 | 2089.2151 | 199.6997 | 20291.6667 | 119678.6132 | 29791.6667 | 0 | 89886.9465 | 89886.9465 | 0 | 9500 | 0 | 0 | 0 | 0 | 0
2022-10-15 10:00 | 0.71405 | 0.80853 | 35871 | 24845.2769 | 633 | 85572.8747 | 3 | 4946.3897 | 0.49464 | 80626.485 | 0 | 683166.6028 | 19 | 9500 | 2089.2151 | 199.6997 | 20291.6667 | 119678.6132 | 29791.6667 | 0 | 89886.9465 | 89886.9465 | 4553.6103 | 4946.3897 | 0 | 0 | 0 | 0 | 0
2022-10-15 11:00 | 0.79458 | 0.8261 | 35871 | 27647.3078 | 633 | 87432.4414 | 3 | 2144.3589 | 0.21444 | 85288.0825 | 0 | 763793.0878 | 19 | 9500 | 2089.2151 | 199.6997 | 20291.6667 | 119678.6132 | 29791.6667 | 0 | 89886.9465 | 89886.9465 | 7355.6411 | 2144.3589 | 0 | 0 | 0 | 0 | 0
2022-10-15 12:00 | 0.79903 | 0.79382 | 35871 | 27802.145 | 633 | 84016.0036 | 3 | 1989.5217 | 0.19895 | 82026.4819 | 0 | 849081.1703 | 19 | 9500 | 2089.2151 | 199.6997 | 20291.6667 | 119678.6132 | 29791.6667 | 0 | 89886.9465 | 89886.9465 | 7510.4783 | 1989.5217 | 0 | 0 | 0 | 0 | 0
2022-10-15 13:00 | 0.73372 | 0.75941 | 35871 | 25529.692 | 633 | 80374.1318 | 3 | 4261.9747 | 0.4262 | 76112.1572 | 0 | 931107.6522 | 19 | 9500 | 2089.2151 | 199.6997 | 20291.6667 | 119678.6132 | 29791.6667 | 0 | 89886.9465 | 89886.9465 | 5238.0253 | 4261.9747 | 0 | 0 | 0 | 0 | 0
2022-10-15 14:00 | 0.6039 | 0.73038 | 35871 | 21012.622 | 633 | 77301.6663 | 3 | 8779.0447 | 0.8779 | 68522.6216 | 0 | 1007219.8094 | 19 | 9500 | 2089.2151 | 199.6997 | 20291.6667 | 119678.6132 | 29791.6667 | 0 | 89886.9465 | 89886.9465 | 720.9553 | 8779.0447 | 0 | 0 | 0 | 0 | 0
2022-10-15 15:00 | 0.41967 | 0.57652 | 35871 | 14602.3631 | 633 | 61017.4932 | 3 | 15189.3036 | 1.5189 | 45828.1896 | 0 | 1075742.431 | 19 | 9500 | 2089.2151 | 199.6997 | 20291.6667 | 119678.6132 | 29791.6667 | 0 | 89886.9465 | 89886.9465 | 0 | 9500 | 0 | 0 | 0 | 0 | 0
2022-10-15 16:00 | 0.20988 | 0.36812 | 35871 | 7302.7473 | 633 | 38960.9373 | 3 | 22488.9194 | 2.2489 | 16472.018 | 0 | 1121570.6206 | 19 | 9500 | 2089.2151 | 199.6997 | 20291.6667 | 119678.6132 | 29791.6667 | 0 | 89886.9465 | 89886.9465 | 0 | 9500 | 0 | 0 | 0 | 0 | 0
2022-10-15 17:00 | 0.0312 | 0.0243 | 35871 | 1085.5999 | 633 | 2571.8537 | 3 | 28706.0667 | 2.8706 | 0 | 26134.213 | 1138042.6385 | 19 | 9500 | 2089.2151 | 199.6997 | 20291.6667 | 119678.6132 | 29791.6667 | 0 | 89886.9465 | 89886.9465 | 1085.5999 | 8414.4001 | 0 | 0 | 0 | 0 | 0
2022-10-15 18:00 | 0 | 0 | 35871 | 0 | 633 | 0 | 3 | 29791.6667 | 2.9792 | 0 | 29791.6667 | 1111908.4255 | 19 | 9500 | 2089.2151 | 199.6997 | 20291.6667 | 119678.6132 | 29791.6667 | 0 | 89886.9465 | 89886.9465 | 0 | 9500 | 0 | 0 | 0 | 0 | 0
2022-10-15 19:00 | 0 | 0 | 35871 | 0 | 633 | 0 | 3 | 29791.6667 | 2.9792 | 0 | 29791.6667 | 1082116.7588 | 19 | 9500 | 2089.2151 | 199.6997 | 20291.6667 | 119678.6132 | 29791.6667 | 0 | 89886.9465 | 89886.9465 | 0 | 9500 | 0 | 0 | 0 | 0 | 0
2022-10-15 20:00 | 0 | 0 | 35871 | 0 | 633 | 0 | 3 | 29791.6667 | 2.9792 | 0 | 29791.6667 | 1052325.0921 | 19 | 9500 | 2089.2151 | 199.6997 | 20291.6667 | 119678.6132 | 29791.6667 | 0 | 89886.9465 | 89886.9465 | 0 | 9500 | 0 | 0 | 0 | 0 | 0
2022-10-15 21:00 | 0 | 0 | 35871 | 0 | 633 | 0 | 3 | 29791.6667 | 2.9792 | 0 | 29791.6667 | 1022533.4255 | 19 | 9500 | 2089.2151 | 199.6997 | 20291.6667 | 119678.6132 | 29791.6667 | 0 | 89886.9465 | 89886.9465 | 0 | 9500 | 0 | 0 | 0 | 0 | 0
2022-10-15 22:00 | 0 | 0 | 35871 | 0 | 633 | 0 | 3 | 29791.6667 | 2.9792 | 0 | 29791.6667 | 992741.7588 | 19 | 9500 | 2089.2151 | 199.6997 | 20291.6667 | 119678.6132 | 29791.6667 | 0 | 89886.9465 | 89886.9465 | 0 | 9500 | 0 | 0 | 0 | 0 | 0
2022-10-15 23:00 | 0 | 0 | 35871 | 0 | 633 | 0 | 3 | 29791.6667 | 2.9792 | 0 | 29791.6667 | 962950.0921 | 19 | 9500 | 2089.2151 | 199.6997 | 20291.6667 | 119678.6132 | 29791.6667 | 0 | 89886.9465 | 89886.9465 | 0 | 9500 | 0 | 0 | 0 | 0 | 0
2022-10-16 | 0 | 0 | 35871 | 0 | 633 | 0 | 3 | 30000 | 3 | 0 | 30000 | 933158.4255 | 19 | 9333.3333 | 2089.2151 | 196.1962 | 20666.6667 | 120053.6132 | 30000 | 0 | 90053.6132 | 90053.6132 | 0 | 9333.3333 | 0 | 0 | 0 | 0 | 0
2022-10-16 01:00 | 0 | 0 | 35871 | 0 | 633 | 0 | 3 | 30000 | 3 | 0 | 30000 | 903158.4255 | 19 | 9333.3333 | 2089.2151 | 196.1962 | 20666.6667 | 120053.6132 | 30000 | 0 | 90053.6132 | 90053.6132 | 0 | 9333.3333 | 0 | 0 | 0 | 0 | 0
2022-10-16 02:00 | 0 | 0 | 35871 | 0 | 633 | 0 | 3 | 30000 | 3 | 0 | 30000 | 873158.4255 | 19 | 9333.3333 | 2089.2151 | 196.1962 | 20666.6667 | 120053.6132 | 30000 | 0 | 90053.6132 | 90053.6132 | 0 | 9333.3333 | 0 | 0 | 0 | 0 | 0
2022-10-16 03:00 | 0 | 0 | 35871 | 0 | 633 | 0 | 3 | 30000 | 3 | 0 | 30000 | 843158.4255 | 19 | 9333.3333 | 2089.2151 | 196.1962 | 20666.6667 | 120053.6132 | 30000 | 0 | 90053.6132 | 90053.6132 | 0 | 9333.3333 | 0 | 0 | 0 | 0 | 0
2022-10-16 04:00 | 0 | 0 | 35871 | 0 | 633 | 0 | 3 | 30000 | 3 | 0 | 30000 | 813158.4255 | 19 | 9333.3333 | 2089.2151 | 196.1962 | 20666.6667 | 120053.6132 | 30000 | 0 | 90053.6132 | 90053.6132 | 0 | 9333.3333 | 0 | 0 | 0 | 0 | 0
2022-10-16 05:00 | 0 | 0 | 35871 | 0 | 633 | 0 | 3 | 30000 | 3 | 0 | 30000 | 783158.4255 | 19 | 9333.3333 | 2089.2151 | 196.1962 | 20666.6667 | 120053.6132 | 30000 | 0 | 90053.6132 | 90053.6132 | 0 | 9333.3333 | 0 | 0 | 0 | 0 | 0
2022-10-16 06:00 | 0.01098 | 0.004 | 35871 | 382.0477 | 633 | 423.3504 | 3 | 29784.619 | 2.9785 | 0 | 29361.2686 | 753158.4255 | 19 | 9500 | 2089.2151 | 199.6997 | 20666.6667 | 120053.6132 | 30166.6667 | 0 | 89886.9465 | 89886.9465 | 382.0477 | 9117.9523 | 0 | 0 | 0 | 0 | 0
2022-10-16 07:00 | 0.15302 | 0.29573 | 35871 | 5324.311 | 633 | 31299.3534 | 3 | 24842.3557 | 2.4842 | 6456.9978 | 0 | 723797.1569 | 19 | 9500 | 2089.2151 | 199.6997 | 20666.6667 | 120053.6132 | 30166.6667 | 0 | 89886.9465 | 89886.9465 | 0 | 9500 | 0 | 0 | 0 | 0 | 0
2022-10-16 08:00 | 0.35942 | 0.51775 | 35871 | 12505.9722 | 633 | 54797.4174 | 3 | 17660.6945 | 1.7661 | 37136.7229 | 0 | 730254.1547 | 19 | 9500 | 2089.2151 | 199.6997 | 20666.6667 | 120053.6132 | 30166.6667 | 0 | 89886.9465 | 89886.9465 | 0 | 9500 | 0 | 0 | 0 | 0 | 0
2022-10-16 09:00 | 0.54975 | 0.65501 | 35871 | 19128.4798 | 633 | 69324.6864 | 3 | 11038.1869 | 1.1038 | 58286.4995 | 0 | 767390.8776 | 19 | 9500 | 2089.2151 | 199.6997 | 20666.6667 | 120053.6132 | 30166.6667 | 0 | 89886.9465 | 89886.9465 | 0 | 9500 | 0 | 0 | 0 | 0 | 0
2022-10-16 10:00 | 0.6931 | 0.70703 | 35871 | 24116.3244 | 633 | 74830.3583 | 3 | 6050.3423 | 0.60503 | 68780.0161 | 0 | 825677.3771 | 19 | 9500 | 2089.2151 | 199.6997 | 20666.6667 | 120053.6132 | 30166.6667 | 0 | 89886.9465 | 89886.9465 | 3449.6577 | 6050.3423 | 0 | 0 | 0 | 0 | 0
2022-10-16 11:00 | 0.77238 | 0.74096 | 35871 | 26874.8617 | 633 | 78421.4281 | 3 | 3291.805 | 0.32918 | 75129.6231 | 0 | 894457.3931 | 19 | 9500 | 2089.2151 | 199.6997 | 20666.6667 | 120053.6132 | 30166.6667 | 0 | 89886.9465 | 89886.9465 | 6208.195 | 3291.805 | 0 | 0 | 0 | 0 | 0
2022-10-16 12:00 | 0.7756 | 0.70501 | 35871 | 26986.9012 | 633 | 74616.5664 | 3 | 3179.7655 | 0.31798 | 71436.8009 | 0 | 969587.0163 | 19 | 9500 | 2089.2151 | 199.6997 | 20666.6667 | 120053.6132 | 30166.6667 | 0 | 89886.9465 | 89886.9465 | 6320.2345 | 3179.7655 | 0 | 0 | 0 | 0 | 0
2022-10-16 13:00 | 0.7092 | 0.67949 | 35871 | 24676.5218 | 633 | 71915.5908 | 3 | 5490.1449 | 0.54901 | 66425.446 | 0 | 1041023.8171 | 19 | 9500 | 2089.2151 | 199.6997 | 20666.6667 | 120053.6132 | 30166.6667 | 0 | 89886.9465 | 89886.9465 | 4009.8551 | 5490.1449 | 0 | 0 | 0 | 0 | 0
2022-10-16 14:00 | 0.57555 | 0.60408 | 35871 | 20026.1874 | 633 | 63934.3774 | 3 | 10140.4792 | 1.014 | 53793.8982 | 0 | 1107449.2631 | 19 | 9500 | 2089.2151 | 199.6997 | 20666.6667 | 120053.6132 | 30166.6667 | 0 | 89886.9465 | 89886.9465 | 0 | 9500 | 0 | 0 | 0 | 0 | 0
2022-10-16 15:00 | 0.39108 | 0.45866 | 35871 | 13607.5778 | 633 | 48543.4736 | 3 | 16559.0889 | 1.6559 | 31984.3847 | 0 | 1161243.1613 | 19 | 9500 | 2089.2151 | 199.6997 | 20666.6667 | 120053.6132 | 30166.6667 | 0 | 89886.9465 | 89886.9465 | 0 | 9500 | 0 | 0 | 0 | 0 | 0
2022-10-16 16:00 | 0.19223 | 0.28582 | 35871 | 6688.6179 | 633 | 30250.5028 | 3 | 23478.0488 | 2.3478 | 6772.454 | 0 | 1193227.546 | 19 | 9500 | 2089.2151 | 199.6997 | 20666.6667 | 120053.6132 | 30166.6667 | 0 | 89886.9465 | 89886.9465 | 0 | 9500 | 0 | 0 | 0 | 0 | 0
2022-10-16 17:00 | 0.0261 | 0.01241 | 35871 | 908.1461 | 633 | 1313.4446 | 3 | 29258.5206 | 2.9259 | 0 | 27945.0759 | 1200000 | 19 | 9500 | 2089.2151 | 199.6997 | 20666.6667 | 120053.6132 | 30166.6667 | 0 | 89886.9465 | 89886.9465 | 908.1461 | 8591.8539 | 0 | 0 | 0 | 0 | 0
2022-10-16 18:00 | 0 | 0 | 35871 | 0 | 633 | 0 | 3 | 30000 | 3 | 0 | 30000 | 1172054.9241 | 19 | 9333.3333 | 2089.2151 | 196.1962 | 20666.6667 | 120053.6132 | 30000 | 0 | 90053.6132 | 90053.6132 | 0 | 9333.3333 | 0 | 0 | 0 | 0 | 0
2022-10-16 19:00 | 0 | 0 | 35871 | 0 | 633 | 0 | 3 | 30000 | 3 | 0 | 30000 | 1142054.9241 | 19 | 9333.3333 | 2089.2151 | 196.1962 | 20666.6667 | 120053.6132 | 30000 | 0 | 90053.6132 | 90053.6132 | 0 | 9333.3333 | 0 | 0 | 0 | 0 | 0
2022-10-16 20:00 | 0 | 0 | 35871 | 0 | 633 | 0 | 3 | 30000 | 3 | 0 | 30000 | 1112054.9241 | 19 | 9333.3333 | 2089.2151 | 196.1962 | 20666.6667 | 120053.6132 | 30000 | 0 | 90053.6132 | 90053.6132 | 0 | 9333.3333 | 0 | 0 | 0 | 0 | 0
2022-10-16 21:00 | 0 | 0 | 35871 | 0 | 633 | 0 | 3 | 30000 | 3 | 0 | 30000 | 1082054.9241 | 19 | 9333.3333 | 2089.2151 | 196.1962 | 20666.6667 | 120053.6132 | 30000 | 0 | 90053.6132 | 90053.6132 | 0 | 9333.3333 | 0 | 0 | 0 | 0 | 0
2022-10-16 22:00 | 0 | 0 | 35871 | 0 | 633 | 0 | 3 | 30000 | 3 | 0 | 30000 | 1052054.9241 | 19 | 9333.3333 | 2089.2151 | 196.1962 | 20666.6667 | 120053.6132 | 30000 | 0 | 90053.6132 | 90053.6132 | 0 | 9333.3333 | 0 | 0 | 0 | 0 | 0
2022-10-16 23:00 | 0 | 0 | 35871 | 0 | 633 | 0 | 3 | 30000 | 3 | 0 | 30000 | 1022054.9241 | 19 | 9333.3333 | 2089.2151 | 196.1962 | 20666.6667 | 120053.6132 | 30000 | 0 | 90053.6132 | 90053.6132 | 0 | 9333.3333 | 0 | 0 | 0 | 0 | 0
2022-10-17 | 0 | 0 | 35871 | 0 | 633 | 0 | 3 | 29541.6667 | 2.9542 | 0 | 29541.6667 | 992054.9241 | 19 | 9500 | 2089.2151 | 199.6997 | 20041.6667 | 119428.6132 | 29541.6667 | 0 | 89886.9465 | 89886.9465 | 0 | 9500 | 0 | 0 | 0 | 0 | 0
2022-10-17 01:00 | 0 | 0 | 35871 | 0 | 633 | 0 | 3 | 29541.6667 | 2.9542 | 0 | 29541.6667 | 962513.2574 | 19 | 9500 | 2089.2151 | 199.6997 | 20041.6667 | 119428.6132 | 29541.6667 | 0 | 89886.9465 | 89886.9465 | 0 | 9500 | 0 | 0 | 0 | 0 | 0
2022-10-17 02:00 | 0 | 0 | 35871 | 0 | 633 | 0 | 3 | 29541.6667 | 2.9542 | 0 | 29541.6667 | 932971.5907 | 19 | 9500 | 2089.2151 | 199.6997 | 20041.6667 | 119428.6132 | 29541.6667 | 0 | 89886.9465 | 89886.9465 | 0 | 9500 | 0 | 0 | 0 | 0 | 0
2022-10-17 03:00 | 0 | 0 | 35871 | 0 | 633 | 0 | 3 | 29541.6667 | 2.9542 | 0 | 29541.6667 | 903429.9241 | 19 | 9500 | 2089.2151 | 199.6997 | 20041.6667 | 119428.6132 | 29541.6667 | 0 | 89886.9465 | 89886.9465 | 0 | 9500 | 0 | 0 | 0 | 0 | 0
2022-10-17 04:00 | 0 | 0 | 35871 | 0 | 633 | 0 | 3 | 29541.6667 | 2.9542 | 0 | 29541.6667 | 873888.2574 | 19 | 9500 | 2089.2151 | 199.6997 | 20041.6667 | 119428.6132 | 29541.6667 | 0 | 89886.9465 | 89886.9465 | 0 | 9500 | 0 | 0 | 0 | 0 | 0
2022-10-17 05:00 | 0 | 0 | 35871 | 0 | 633 | 0 | 3 | 29541.6667 | 2.9542 | 0 | 29541.6667 | 844346.5907 | 19 | 9500 | 2089.2151 | 199.6997 | 20041.6667 | 119428.6132 | 29541.6667 | 0 | 89886.9465 | 89886.9465 | 0 | 9500 | 0 | 0 | 0 | 0 | 0
2022-10-17 06:00 | 0.00945 | 0.00051 | 35871 | 328.8115 | 633 | 53.9772 | 3 | 29212.8551 | 2.9213 | 0 | 29158.878 | 814804.9241 | 19 | 9500 | 2089.2151 | 199.6997 | 20041.6667 | 119428.6132 | 29541.6667 | 0 | 89886.9465 | 89886.9465 | 328.8115 | 9171.1885 | 0 | 0 | 0 | 0 | 0
2022-10-17 07:00 | 0.1264 | 0.10987 | 35871 | 4398.0716 | 633 | 11628.3771 | 3 | 25143.5951 | 2.5144 | 0 | 13515.218 | 785646.0461 | 19 | 9500 | 2089.2151 | 199.6997 | 20041.6667 | 119428.6132 | 29541.6667 | 0 | 89886.9465 | 89886.9465 | 0 | 9500 | 0 | 0 | 0 | 0 | 0
2022-10-17 08:00 | 0.3173 | 0.33189 | 35871 | 11040.4123 | 633 | 35126.4411 | 3 | 18501.2544 | 1.8501 | 16625.1866 | 0 | 772130.8281 | 19 | 9500 | 2089.2151 | 199.6997 | 20041.6667 | 119428.6132 | 29541.6667 | 0 | 89886.9465 | 89886.9465 | 0 | 9500 | 0 | 0 | 0 | 0 | 0
2022-10-17 09:00 | 0.51865 | 0.5209 | 35871 | 18046.3593 | 633 | 55130.8058 | 3 | 11495.3073 | 1.1495 | 43635.4985 | 0 | 788756.0147 | 19 | 9500 | 2089.2151 | 199.6997 | 20041.6667 | 119428.6132 | 29541.6667 | 0 | 89886.9465 | 89886.9465 | 0 | 9500 | 0 | 0 | 0 | 0 | 0
2022-10-17 10:00 | 0.66522 | 0.61291 | 35871 | 23146.2434 | 633 | 64868.9234 | 3 | 6395.4232 | 0.63954 | 58473.5002 | 0 | 832391.5132 | 19 | 9500 | 2089.2151 | 199.6997 | 20041.6667 | 119428.6132 | 29541.6667 | 0 | 89886.9465 | 89886.9465 | 3104.5768 | 6395.4232 | 0 | 0 | 0 | 0 | 0
2022-10-17 11:00 | 0.74512 | 0.6384 | 35871 | 25926.3535 | 633 | 67566.7238 | 3 | 3615.3131 | 0.36153 | 63951.4107 | 0 | 890865.0134 | 19 | 9500 | 2089.2151 | 199.6997 | 20041.6667 | 119428.6132 | 29541.6667 | 0 | 89886.9465 | 89886.9465 | 5884.6869 | 3615.3131 | 0 | 0 | 0 | 0 | 0
2022-10-17 12:00 | 0.74342 | 0.60068 | 35871 | 25867.2023 | 633 | 63574.5296 | 3 | 3674.4644 | 0.36745 | 59900.0652 | 0 | 954816.4241 | 19 | 9500 | 2089.2151 | 199.6997 | 20041.6667 | 119428.6132 | 29541.6667 | 0 | 89886.9465 | 89886.9465 | 5825.5356 | 3674.4644 | 0 | 0 | 0 | 0 | 0
2022-10-17 13:00 | 0.6764 | 0.56987 | 35871 | 23535.2501 | 633 | 60313.6731 | 3 | 6006.4166 | 0.60064 | 54307.2565 | 0 | 1014716.4893 | 19 | 9500 | 2089.2151 | 199.6997 | 20041.6667 | 119428.6132 | 29541.6667 | 0 | 89886.9465 | 89886.9465 | 3493.5834 | 6006.4166 | 0 | 0 | 0 | 0 | 0
2022-10-17 14:00 | 0.54528 | 0.49496 | 35871 | 18972.9467 | 633 | 52385.3785 | 3 | 10568.72 | 1.0569 | 41816.6585 | 0 | 1069023.7458 | 19 | 9500 | 2089.2151 | 199.6997 | 20041.6667 | 119428.6132 | 29541.6667 | 0 | 89886.9465 | 89886.9465 | 0 | 9500 | 0 | 0 | 0 | 0 | 0
2022-10-17 15:00 | 0.36575 | 0.38684 | 35871 | 12726.2237 | 633 | 40942.2172 | 3 | 16815.443 | 1.6815 | 24126.7742 | 0 | 1110840.4043 | 19 | 9500 | 2089.2151 | 199.6997 | 20041.6667 | 119428.6132 | 29541.6667 | 0 | 89886.9465 | 89886.9465 | 0 | 9500 | 0 | 0 | 0 | 0 | 0
2022-10-17 16:00 | 0.17535 | 0.2081 | 35871 | 6101.2805 | 633 | 22024.8046 | 3 | 23440.3862 | 2.344 | 0 | 1415.5817 | 1134967.1786 | 19 | 9500 | 2089.2151 | 199.6997 | 20041.6667 | 119428.6132 | 29541.6667 | 0 | 89886.9465 | 89886.9465 | 0 | 9500 | 0 | 0 | 0 | 0 | 0
2022-10-17 17:00 | 0.02345 | 0.00752 | 35871 | 815.9397 | 633 | 795.8988 | 3 | 28725.727 | 2.8726 | 0 | 27929.8282 | 1133551.5969 | 19 | 9500 | 2089.2151 | 199.6997 | 20041.6667 | 119428.6132 | 29541.6667 | 0 | 89886.9465 | 89886.9465 | 815.9397 | 8684.0603 | 0 | 0 | 0 | 0 | 0
2022-10-17 18:00 | 0 | 0 | 35871 | 0 | 633 | 0 | 3 | 29541.6667 | 2.9542 | 0 | 29541.6667 | 1105621.7687 | 19 | 9500 | 2089.2151 | 199.6997 | 20041.6667 | 119428.6132 | 29541.6667 | 0 | 89886.9465 | 89886.9465 | 0 | 9500 | 0 | 0 | 0 | 0 | 0
2022-10-17 19:00 | 0 | 0 | 35871 | 0 | 633 | 0 | 3 | 29541.6667 | 2.9542 | 0 | 29541.6667 | 1076080.102 | 19 | 9500 | 2089.2151 | 199.6997 | 20041.6667 | 119428.6132 | 29541.6667 | 0 | 89886.9465 | 89886.9465 | 0 | 9500 | 0 | 0 | 0 | 0 | 0
2022-10-17 20:00 | 0 | 0 | 35871 | 0 | 633 | 0 | 3 | 29541.6667 | 2.9542 | 0 | 29541.6667 | 1046538.4354 | 19 | 9500 | 2089.2151 | 199.6997 | 20041.6667 | 119428.6132 | 29541.6667 | 0 | 89886.9465 | 89886.9465 | 0 | 9500 | 0 | 0 | 0 | 0 | 0
2022-10-17 21:00 | 0 | 0 | 35871 | 0 | 633 | 0 | 3 | 29541.6667 | 2.9542 | 0 | 29541.6667 | 1016996.7687 | 19 | 9500 | 2089.2151 | 199.6997 | 20041.6667 | 119428.6132 | 29541.6667 | 0 | 89886.9465 | 89886.9465 | 0 | 9500 | 0 | 0 | 0 | 0 | 0
2022-10-17 22:00 | 0 | 0 | 35871 | 0 | 633 | 0 | 3 | 29541.6667 | 2.9542 | 0 | 29541.6667 | 987455.102 | 19 | 9500 | 2089.2151 | 199.6997 | 20041.6667 | 119428.6132 | 29541.6667 | 0 | 89886.9465 | 89886.9465 | 0 | 9500 | 0 | 0 | 0 | 0 | 0
2022-10-17 23:00 | 0 | 0 | 35871 | 0 | 633 | 0 | 3 | 29541.6667 | 2.9542 | 0 | 29541.6667 | 957913.4354 | 19 | 9500 | 2089.2151 | 199.6997 | 20041.6667 | 119428.6132 | 29541.6667 | 0 | 89886.9465 | 89886.9465 | 0 | 9500 | 0 | 0 | 0 | 0 | 0
2022-10-18 | 0 | 0 | 35871 | 0 | 633 | 0 | 3 | 30000 | 3 | 0 | 30000 | 928371.7687 | 19 | 9179.1667 | 2089.2151 | 192.9555 | 20820.8333 | 120207.7799 | 30000 | 0 | 90207.7799 | 90207.7799 | 0 | 9179.1667 | 0 | 0 | 0 | 0 | 0
2022-10-18 01:00 | 0 | 0 | 35871 | 0 | 633 | 0 | 3 | 30000 | 3 | 0 | 30000 | 898371.7687 | 19 | 9179.1667 | 2089.2151 | 192.9555 | 20820.8333 | 120207.7799 | 30000 | 0 | 90207.7799 | 90207.7799 | 0 | 9179.1667 | 0 | 0 | 0 | 0 | 0
2022-10-18 02:00 | 0 | 0 | 35871 | 0 | 633 | 0 | 3 | 30000 | 3 | 0 | 30000 | 868371.7687 | 19 | 9179.1667 | 2089.2151 | 192.9555 | 20820.8333 | 120207.7799 | 30000 | 0 | 90207.7799 | 90207.7799 | 0 | 9179.1667 | 0 | 0 | 0 | 0 | 0
2022-10-18 03:00 | 0 | 0 | 35871 | 0 | 633 | 0 | 3 | 30000 | 3 | 0 | 30000 | 838371.7687 | 19 | 9179.1667 | 2089.2151 | 192.9555 | 20820.8333 | 120207.7799 | 30000 | 0 | 90207.7799 | 90207.7799 | 0 | 9179.1667 | 0 | 0 | 0 | 0 | 0
2022-10-18 04:00 | 0 | 0 | 35871 | 0 | 633 | 0 | 3 | 30000 | 3 | 0 | 30000 | 808371.7687 | 19 | 9179.1667 | 2089.2151 | 192.9555 | 20820.8333 | 120207.7799 | 30000 | 0 | 90207.7799 | 90207.7799 | 0 | 9179.1667 | 0 | 0 | 0 | 0 | 0
2022-10-18 05:00 | 0 | 0 | 35871 | 0 | 633 | 0 | 3 | 30000 | 3 | 0 | 30000 | 778371.7687 | 19 | 9179.1667 | 2089.2151 | 192.9555 | 20820.8333 | 120207.7799 | 30000 | 0 | 90207.7799 | 90207.7799 | 0 | 9179.1667 | 0 | 0 | 0 | 0 | 0
2022-10-18 06:00 | 0.00912 | 0.00048 | 35871 | 317.3292 | 633 | 50.802 | 3 | 30000 | 3 | 0 | 29949.198 | 748371.7687 | 19 | 9496.4959 | 2089.2151 | 199.626 | 20820.8333 | 120207.7799 | 30317.3292 | 0 | 89890.4507 | 89890.4507 | 317.3292 | 9179.1667 | 0 | 0 | 0 | 0 | 0
2022-10-18 07:00 | 0.13332 | 0.17843 | 35871 | 4638.8521 | 633 | 18884.603 | 3 | 25681.9813 | 2.5682 | 3.638e-12 | 6797.3783 | 718422.5707 | 19 | 9500 | 2089.2151 | 199.6997 | 20820.8333 | 120207.7799 | 30320.8333 | 0 | 89886.9465 | 89886.9465 | 0 | 9500 | 0 | 0 | 0 | 0 | 0
2022-10-18 08:00 | 0.3272 | 0.38596 | 35871 | 11384.8815 | 633 | 40849.0801 | 3 | 18935.9519 | 1.8936 | 21913.1282 | 0 | 711625.1924 | 19 | 9500 | 2089.2151 | 199.6997 | 20820.8333 | 120207.7799 | 30320.8333 | 0 | 89886.9465 | 89886.9465 | 0 | 9500 | 0 | 0 | 0 | 0 | 0
2022-10-18 09:00 | 0.51558 | 0.5268 | 35871 | 17939.5391 | 633 | 55755.2477 | 3 | 12381.2943 | 1.2381 | 43373.9534 | 0 | 733538.3207 | 19 | 9500 | 2089.2151 | 199.6997 | 20820.8333 | 120207.7799 | 30320.8333 | 0 | 89886.9465 | 89886.9465 | 0 | 9500 | 0 | 0 | 0 | 0 | 0
2022-10-18 10:00 | 0.65715 | 0.60831 | 35871 | 22865.4488 | 633 | 64382.0705 | 3 | 7455.3845 | 0.74554 | 56926.6859 | 0 | 776912.2741 | 19 | 9500 | 2089.2151 | 199.6997 | 20820.8333 | 120207.7799 | 30320.8333 | 0 | 89886.9465 | 89886.9465 | 2044.6155 | 7455.3845 | 0 | 0 | 0 | 0 | 0
2022-10-18 11:00 | 0.73615 | 0.63445 | 35871 | 25614.2436 | 633 | 67148.6653 | 3 | 4706.5898 | 0.47066 | 62442.0755 | 0 | 833838.96 | 19 | 9500 | 2089.2151 | 199.6997 | 20820.8333 | 120207.7799 | 30320.8333 | 0 | 89886.9465 | 89886.9465 | 4793.4102 | 4706.5898 | 0 | 0 | 0 | 0 | 0
2022-10-18 12:00 | 0.74215 | 0.62403 | 35871 | 25823.0128 | 633 | 66045.8375 | 3 | 4497.8206 | 0.44978 | 61548.017 | 0 | 896281.0356 | 19 | 9500 | 2089.2151 | 199.6997 | 20820.8333 | 120207.7799 | 30320.8333 | 0 | 89886.9465 | 89886.9465 | 5002.1794 | 4497.8206 | 0 | 0 | 0 | 0 | 0
2022-10-18 13:00 | 0.68025 | 0.60826 | 35871 | 23669.2103 | 633 | 64376.7786 | 3 | 6651.623 | 0.66516 | 57725.1556 | 0 | 957829.0525 | 19 | 9500 | 2089.2151 | 199.6997 | 20820.8333 | 120207.7799 | 30320.8333 | 0 | 89886.9465 | 89886.9465 | 2848.377 | 6651.623 | 0 | 0 | 0 | 0 | 0
2022-10-18 14:00 | 0.54935 | 0.53122 | 35871 | 19114.5618 | 633 | 56223.0499 | 3 | 11206.2715 | 1.1206 | 45016.7784 | 0 | 1015554.2081 | 19 | 9500 | 2089.2151 | 199.6997 | 20820.8333 | 120207.7799 | 30320.8333 | 0 | 89886.9465 | 89886.9465 | 0 | 9500 | 0 | 0 | 0 | 0 | 0
2022-10-18 15:00 | 0.37075 | 0.42351 | 35871 | 12900.1981 | 633 | 44823.282 | 3 | 17420.6353 | 1.7421 | 27402.6467 | 0 | 1060570.9865 | 19 | 9500 | 2089.2151 | 199.6997 | 20820.8333 | 120207.7799 | 30320.8333 | 0 | 89886.9465 | 89886.9465 | 0 | 9500 | 0 | 0 | 0 | 0 | 0
2022-10-18 16:00 | 0.17585 | 0.23061 | 35871 | 6118.6779 | 633 | 24407.2089 | 3 | 24202.1554 | 2.4202 | 205.0535 | 0 | 1087973.6332 | 19 | 9500 | 2089.2151 | 199.6997 | 20820.8333 | 120207.7799 | 30320.8333 | 0 | 89886.9465 | 89886.9465 | 0 | 9500 | 0 | 0 | 0 | 0 | 0
2022-10-18 17:00 | 0.0225 | 0.00678 | 35871 | 782.8846 | 633 | 717.5789 | 3 | 29537.9488 | 2.9538 | 0 | 28820.3698 | 1088178.6867 | 19 | 9500 | 2089.2151 | 199.6997 | 20820.8333 | 120207.7799 | 30320.8333 | 0 | 89886.9465 | 89886.9465 | 782.8846 | 8717.1154 | 0 | 0 | 0 | 0 | 0
2022-10-18 18:00 | 0 | 0 | 35871 | 0 | 633 | 0 | 3 | 30000 | 3 | 0 | 30000 | 1059358.3168 | 19 | 9179.1667 | 2089.2151 | 192.9555 | 20820.8333 | 120207.7799 | 30000 | 0 | 90207.7799 | 90207.7799 | 0 | 9179.1667 | 0 | 0 | 0 | 0 | 0
2022-10-18 19:00 | 0 | 0 | 35871 | 0 | 633 | 0 | 3 | 30000 | 3 | 0 | 30000 | 1029358.3168 | 19 | 9179.1667 | 2089.2151 | 192.9555 | 20820.8333 | 120207.7799 | 30000 | 0 | 90207.7799 | 90207.7799 | 0 | 9179.1667 | 0 | 0 | 0 | 0 | 0
2022-10-18 20:00 | 0 | 0 | 35871 | 0 | 633 | 0 | 3 | 30000 | 3 | 0 | 30000 | 999358.3168 | 19 | 9179.1667 | 2089.2151 | 192.9555 | 20820.8333 | 120207.7799 | 30000 | 0 | 90207.7799 | 90207.7799 | 0 | 9179.1667 | 0 | 0 | 0 | 0 | 0
2022-10-18 21:00 | 0 | 0 | 35871 | 0 | 633 | 0 | 3 | 30000 | 3 | 0 | 30000 | 969358.3168 | 19 | 9179.1667 | 2089.2151 | 192.9555 | 20820.8333 | 120207.7799 | 30000 | 0 | 90207.7799 | 90207.7799 | 0 | 9179.1667 | 0 | 0 | 0 | 0 | 0
2022-10-18 22:00 | 0 | 0 | 35871 | 0 | 633 | 0 | 3 | 30000 | 3 | 0 | 30000 | 939358.3168 | 19 | 9179.1667 | 2089.2151 | 192.9555 | 20820.8333 | 120207.7799 | 30000 | 0 | 90207.7799 | 90207.7799 | 0 | 9179.1667 | 0 | 0 | 0 | 0 | 0
2022-10-18 23:00 | 0 | 0 | 35871 | 0 | 633 | 0 | 3 | 30000 | 3 | 0 | 30000 | 909358.3168 | 19 | 9179.1667 | 2089.2151 | 192.9555 | 20820.8333 | 120207.7799 | 30000 | 0 | 90207.7799 | 90207.7799 | 0 | 9179.1667 | 0 | 0 | 0 | 0 | 0
2022-10-19 | 0 | 0 | 35871 | 0 | 633 | 0 | 3 | 30000 | 3 | 0 | 30000 | 879358.3168 | 19 | 9162.5 | 2089.2151 | 192.6051 | 20837.5 | 120224.4465 | 30000 | 0 | 90224.4465 | 90224.4465 | 0 | 9162.5 | 0 | 0 | 0 | 0 | 0
2022-10-19 01:00 | 0 | 0 | 35871 | 0 | 633 | 0 | 3 | 30000 | 3 | 0 | 30000 | 849358.3168 | 19 | 9162.5 | 2089.2151 | 192.6051 | 20837.5 | 120224.4465 | 30000 | 0 | 90224.4465 | 90224.4465 | 0 | 9162.5 | 0 | 0 | 0 | 0 | 0
2022-10-19 02:00 | 0 | 0 | 35871 | 0 | 633 | 0 | 3 | 30000 | 3 | 0 | 30000 | 819358.3168 | 19 | 9162.5 | 2089.2151 | 192.6051 | 20837.5 | 120224.4465 | 30000 | 0 | 90224.4465 | 90224.4465 | 0 | 9162.5 | 0 | 0 | 0 | 0 | 0
2022-10-19 03:00 | 0 | 0 | 35871 | 0 | 633 | 0 | 3 | 30000 | 3 | 0 | 30000 | 789358.3168 | 19 | 9162.5 | 2089.2151 | 192.6051 | 20837.5 | 120224.4465 | 30000 | 0 | 90224.4465 | 90224.4465 | 0 | 9162.5 | 0 | 0 | 0 | 0 | 0
2022-10-19 04:00 | 0 | 0 | 35871 | 0 | 633 | 0 | 3 | 30000 | 3 | 0 | 30000 | 759358.3168 | 19 | 9162.5 | 2089.2151 | 192.6051 | 20837.5 | 120224.4465 | 30000 | 0 | 90224.4465 | 90224.4465 | 0 | 9162.5 | 0 | 0 | 0 | 0 | 0
2022-10-19 05:00 | 0 | 0 | 35871 | 0 | 633 | 0 | 3 | 30000 | 3 | 0 | 30000 | 729358.3168 | 19 | 9162.5 | 2089.2151 | 192.6051 | 20837.5 | 120224.4465 | 30000 | 0 | 90224.4465 | 90224.4465 | 0 | 9162.5 | 0 | 0 | 0 | 0 | 0
2022-10-19 06:00 | 0.00818 | 0 | 35871 | 284.622 | 633 | 0 | 3 | 30000 | 3 | 0 | 30000 | 699358.3168 | 19 | 9447.122 | 2089.2151 | 198.5882 | 20837.5 | 120224.4465 | 30284.622 | 0 | 89939.8245 | 89939.8245 | 284.622 | 9162.5 | 0 | 0 | 0 | 0 | 0
2022-10-19 07:00 | 0.12365 | 0.11718 | 35871 | 4302.3857 | 633 | 12402.05 | 3 | 26035.1143 | 2.6035 | 0 | 13633.0644 | 669358.3168 | 19 | 9500 | 2089.2151 | 199.6997 | 20837.5 | 120224.4465 | 30337.5 | 0 | 89886.9465 | 89886.9465 | 0 | 9500 | 0 | 0 | 0 | 0 | 0
2022-10-19 08:00 | 0.31885 | 0.33643 | 35871 | 11094.3443 | 633 | 35606.9438 | 3 | 19243.1557 | 1.9243 | 16363.7881 | 0 | 655725.2525 | 19 | 9500 | 2089.2151 | 199.6997 | 20837.5 | 120224.4465 | 30337.5 | 0 | 89886.9465 | 89886.9465 | 0 | 9500 | 0 | 0 | 0 | 0 | 0
2022-10-19 09:00 | 0.51127 | 0.47961 | 35871 | 17789.5732 | 633 | 50760.7713 | 3 | 12547.9268 | 1.2548 | 38212.8445 | 0 | 672089.0405 | 19 | 9500 | 2089.2151 | 199.6997 | 20837.5 | 120224.4465 | 30337.5 | 0 | 89886.9465 | 89886.9465 | 0 | 9500 | 0 | 0 | 0 | 0 | 0
2022-10-19 10:00 | 0.65758 | 0.56341 | 35871 | 22880.4106 | 633 | 59629.9622 | 3 | 7457.0894 | 0.74571 | 52172.8728 | 0 | 710301.8851 | 19 | 9500 | 2089.2151 | 199.6997 | 20837.5 | 120224.4465 | 30337.5 | 0 | 89886.9465 | 89886.9465 | 2042.9106 | 7457.0894 | 0 | 0 | 0 | 0 | 0
2022-10-19 11:00 | 0.73905 | 0.56275 | 35871 | 25715.1487 | 633 | 59560.1094 | 3 | 4622.3513 | 0.46224 | 54937.7581 | 0 | 762474.7579 | 19 | 9500 | 2089.2151 | 199.6997 | 20837.5 | 120224.4465 | 30337.5 | 0 | 89886.9465 | 89886.9465 | 4877.6487 | 4622.3513 | 0 | 0 | 0 | 0 | 0
2022-10-19 12:00 | 0.76217 | 0.64646 | 35871 | 26519.6061 | 633 | 68419.7749 | 3 | 3817.8939 | 0.38179 | 64601.881 | 0 | 817412.516 | 19 | 9500 | 2089.2151 | 199.6997 | 20837.5 | 120224.4465 | 30337.5 | 0 | 89886.9465 | 89886.9465 | 5682.1061 | 3817.8939 | 0 | 0 | 0 | 0 | 0
2022-10-19 13:00 | 0.70312 | 0.67493 | 35871 | 24464.969 | 633 | 71432.9714 | 3 | 5872.531 | 0.58725 | 65560.4404 | 0 | 882014.3969 | 19 | 9500 | 2089.2151 | 199.6997 | 20837.5 | 120224.4465 | 30337.5 | 0 | 89886.9465 | 89886.9465 | 3627.469 | 5872.531 | 0 | 0 | 0 | 0 | 0
2022-10-19 14:00 | 0.52597 | 0.4244 | 35871 | 18301.0578 | 633 | 44917.4774 | 3 | 12036.4422 | 1.2036 | 32881.0352 | 0 | 947574.8373 | 19 | 9500 | 2089.2151 | 199.6997 | 20837.5 | 120224.4465 | 30337.5 | 0 | 89886.9465 | 89886.9465 | 0 | 9500 | 0 | 0 | 0 | 0 | 0
2022-10-19 15:00 | 0.35315 | 0.32945 | 35871 | 12287.8083 | 633 | 34868.1973 | 3 | 18049.6917 | 1.805 | 16818.5057 | 0 | 980455.8725 | 19 | 9500 | 2089.2151 | 199.6997 | 20837.5 | 120224.4465 | 30337.5 | 0 | 89886.9465 | 89886.9465 | 0 | 9500 | 0 | 0 | 0 | 0 | 0
2022-10-19 16:00 | 0.17027 | 0.15555 | 35871 | 5924.5225 | 633 | 16463.0387 | 3 | 24412.9775 | 2.4413 | 0 | 7949.9388 | 997274.3782 | 19 | 9500 | 2089.2151 | 199.6997 | 20837.5 | 120224.4465 | 30337.5 | 0 | 89886.9465 | 89886.9465 | 0 | 9500 | 0 | 0 | 0 | 0 | 0
2022-10-19 17:00 | 0.0213 | 0.00821 | 35871 | 741.1307 | 633 | 868.9267 | 3 | 29596.3693 | 2.9596 | 0 | 28727.4426 | 989324.4394 | 19 | 9500 | 2089.2151 | 199.6997 | 20837.5 | 120224.4465 | 30337.5 | 0 | 89886.9465 | 89886.9465 | 741.1307 | 8758.8693 | 0 | 0 | 0 | 0 | 0
2022-10-19 18:00 | 0 | 0 | 35871 | 0 | 633 | 0 | 3 | 30000 | 3 | 0 | 30000 | 960596.9968 | 19 | 9162.5 | 2089.2151 | 192.6051 | 20837.5 | 120224.4465 | 30000 | 0 | 90224.4465 | 90224.4465 | 0 | 9162.5 | 0 | 0 | 0 | 0 | 0
2022-10-19 19:00 | 0 | 0 | 35871 | 0 | 633 | 0 | 3 | 30000 | 3 | 0 | 30000 | 930596.9968 | 19 | 9162.5 | 2089.2151 | 192.6051 | 20837.5 | 120224.4465 | 30000 | 0 | 90224.4465 | 90224.4465 | 0 | 9162.5 | 0 | 0 | 0 | 0 | 0
2022-10-19 20:00 | 0 | 0 | 35871 | 0 | 633 | 0 | 3 | 30000 | 3 | 0 | 30000 | 900596.9968 | 19 | 9162.5 | 2089.2151 | 192.6051 | 20837.5 | 120224.4465 | 30000 | 0 | 90224.4465 | 90224.4465 | 0 | 9162.5 | 0 | 0 | 0 | 0 | 0
2022-10-19 21:00 | 0 | 0 | 35871 | 0 | 633 | 0 | 3 | 30000 | 3 | 0 | 30000 | 870596.9968 | 19 | 9162.5 | 2089.2151 | 192.6051 | 20837.5 | 120224.4465 | 30000 | 0 | 90224.4465 | 90224.4465 | 0 | 9162.5 | 0 | 0 | 0 | 0 | 0
2022-10-19 22:00 | 0 | 0 | 35871 | 0 | 633 | 0 | 3 | 30000 | 3 | 0 | 30000 | 840596.9968 | 19 | 9162.5 | 2089.2151 | 192.6051 | 20837.5 | 120224.4465 | 30000 | 0 | 90224.4465 | 90224.4465 | 0 | 9162.5 | 0 | 0 | 0 | 0 | 0
2022-10-19 23:00 | 0 | 0 | 35871 | 0 | 633 | 0 | 3 | 30000 | 3 | 0 | 30000 | 810596.9968 | 19 | 9162.5 | 2089.2151 | 192.6051 | 20837.5 | 120224.4465 | 30000 | 0 | 90224.4465 | 90224.4465 | 0 | 9162.5 | 0 | 0 | 0 | 0 | 0
2022-10-20 | 0 | 0 | 35871 | 0 | 633 | 0 | 3 | 30000 | 3 | 0 | 30000 | 780596.9968 | 19 | 8566.6667 | 2089.2151 | 180.0801 | 21433.3333 | 120820.2799 | 30000 | 0 | 90820.2799 | 90820.2799 | 0 | 8566.6667 | 0 | 0 | 0 | 0 | 0
2022-10-20 01:00 | 0 | 0 | 35871 | 0 | 633 | 0 | 3 | 30000 | 3 | 0 | 30000 | 750596.9968 | 19 | 8566.6667 | 2089.2151 | 180.0801 | 21433.3333 | 120820.2799 | 30000 | 0 | 90820.2799 | 90820.2799 | 0 | 8566.6667 | 0 | 0 | 0 | 0 | 0
2022-10-20 02:00 | 0 | 0 | 35871 | 0 | 633 | 0 | 3 | 30000 | 3 | 0 | 30000 | 720596.9968 | 19 | 8566.6667 | 2089.2151 | 180.0801 | 21433.3333 | 120820.2799 | 30000 | 0 | 90820.2799 | 90820.2799 | 0 | 8566.6667 | 0 | 0 | 0 | 0 | 0
2022-10-20 03:00 | 0 | 0 | 35871 | 0 | 633 | 0 | 3 | 30000 | 3 | 0 | 30000 | 690596.9968 | 19 | 8566.6667 | 2089.2151 | 180.0801 | 21433.3333 | 120820.2799 | 30000 | 0 | 90820.2799 | 90820.2799 | 0 | 8566.6667 | 0 | 0 | 0 | 0 | 0
2022-10-20 04:00 | 0 | 0 | 35871 | 0 | 633 | 0 | 3 | 30000 | 3 | 0 | 30000 | 660596.9968 | 19 | 8566.6667 | 2089.2151 | 180.0801 | 21433.3333 | 120820.2799 | 30000 | 0 | 90820.2799 | 90820.2799 | 0 | 8566.6667 | 0 | 0 | 0 | 0 | 0
2022-10-20 05:00 | 0 | 0 | 35871 | 0 | 633 | 0 | 3 | 30000 | 3 | 0 | 30000 | 630596.9968 | 19 | 8566.6667 | 2089.2151 | 180.0801 | 21433.3333 | 120820.2799 | 30000 | 0 | 90820.2799 | 90820.2799 | 0 | 8566.6667 | 0 | 0 | 0 | 0 | 0
2022-10-20 06:00 | 0.00843 | 0.00188 | 35871 | 293.3208 | 633 | 198.9747 | 3 | 30000 | 3 | 0 | 29801.0253 | 600596.9968 | 19 | 8859.9874 | 2089.2151 | 186.246 | 21433.3333 | 120820.2799 | 30293.3208 | 0 | 90526.9591 | 90526.9591 | -2.8422e-13 | 8859.9874 | 0 | 0 | 0 | 0 | 0
2022-10-20 07:00 | 0.1318 | 0.20009 | 35871 | 4585.9639 | 633 | 21177.0454 | 3 | 26347.3695 | 2.6347 | 0 | 5170.3241 | 570795.9715 | 19 | 9500 | 2089.2151 | 199.6997 | 21433.3333 | 120820.2799 | 30933.3333 | 0 | 89886.9465 | 89886.9465 | 0 | 9500 | 0 | 0 | 0 | 0 | 0
2022-10-20 08:00 | 0.3275 | 0.41002 | 35871 | 11395.3199 | 633 | 43395.5328 | 3 | 19538.0134 | 1.9538 | 23857.5193 | 0 | 565625.6474 | 19 | 9500 | 2089.2151 | 199.6997 | 21433.3333 | 120820.2799 | 30933.3333 | 0 | 89886.9465 | 89886.9465 | 0 | 9500 | 0 | 0 | 0 | 0 | 0
2022-10-20 09:00 | 0.5107 | 0.54783 | 35871 | 17769.7401 | 633 | 57981.0124 | 3 | 13163.5932 | 1.3164 | 44817.4192 | 0 | 589483.1667 | 19 | 9500 | 2089.2151 | 199.6997 | 21433.3333 | 120820.2799 | 30933.3333 | 0 | 89886.9465 | 89886.9465 | 0 | 9500 | 0 | 0 | 0 | 0 | 0
2022-10-20 10:00 | 0.62295 | 0.47287 | 35871 | 21675.4643 | 633 | 50047.4259 | 3 | 9257.8691 | 0.92579 | 40789.5568 | 0 | 634300.5859 | 19 | 9500 | 2089.2151 | 199.6997 | 21433.3333 | 120820.2799 | 30933.3333 | 0 | 89886.9465 | 89886.9465 | 242.1309 | 9257.8691 | 0 | 0 | 0 | 0 | 0
2022-10-20 11:00 | 0.66978 | 0.33014 | 35871 | 23304.908 | 633 | 34941.2253 | 3 | 7628.4253 | 0.76284 | 27312.8 | 0 | 675090.1428 | 19 | 9500 | 2089.2151 | 199.6997 | 21433.3333 | 120820.2799 | 30933.3333 | 0 | 89886.9465 | 89886.9465 | 1871.5747 | 7628.4253 | 0 | 0 | 0 | 0 | 0
2022-10-20 12:00 | 0.64072 | 0.29963 | 35871 | 22293.7691 | 633 | 31712.1201 | 3 | 8639.5642 | 0.86396 | 23072.5559 | 0 | 702402.9427 | 19 | 9500 | 2089.2151 | 199.6997 | 21433.3333 | 120820.2799 | 30933.3333 | 0 | 89886.9465 | 89886.9465 | 860.4358 | 8639.5642 | 0 | 0 | 0 | 0 | 0
2022-10-20 13:00 | 0.5464 | 0.29078 | 35871 | 19011.917 | 633 | 30775.4573 | 3 | 11921.4164 | 1.1921 | 18854.041 | 0 | 725475.4986 | 19 | 9500 | 2089.2151 | 199.6997 | 21433.3333 | 120820.2799 | 30933.3333 | 0 | 89886.9465 | 89886.9465 | 0 | 9500 | 0 | 0 | 0 | 0 | 0
2022-10-20 14:00 | 0.4257 | 0.17714 | 35871 | 14812.1762 | 633 | 18748.0725 | 3 | 16121.1572 | 1.6121 | 2626.9153 | 0 | 744329.5395 | 19 | 9500 | 2089.2151 | 199.6997 | 21433.3333 | 120820.2799 | 30933.3333 | 0 | 89886.9465 | 89886.9465 | 0 | 9500 | 0 | 0 | 0 | 0 | 0
2022-10-20 15:00 | 0.29585 | 0.18688 | 35871 | 10294.0623 | 633 | 19778.9307 | 3 | 20639.271 | 2.0639 | 0 | 860.3404 | 746956.4548 | 19 | 9500 | 2089.2151 | 199.6997 | 21433.3333 | 120820.2799 | 30933.3333 | 0 | 89886.9465 | 89886.9465 | 0 | 9500 | 0 | 0 | 0 | 0 | 0
2022-10-20 16:00 | 0.1479 | 0.1307 | 35871 | 5146.1613 | 633 | 13832.9743 | 3 | 25787.1721 | 2.5787 | 0 | 11954.1977 | 746096.1145 | 19 | 9500 | 2089.2151 | 199.6997 | 21433.3333 | 120820.2799 | 30933.3333 | 0 | 89886.9465 | 89886.9465 | 0 | 9500 | 0 | 0 | 0 | 0 | 0
2022-10-20 17:00 | 0.01827 | 0.00529 | 35871 | 635.7023 | 633 | 559.8809 | 3 | 30000 | 3 | 0 | 29440.1191 | 734141.9167 | 19 | 9202.3689 | 2089.2151 | 193.4432 | 21433.3333 | 120820.2799 | 30635.7023 | 0 | 90184.5776 | 90184.5776 | 635.7023 | 8566.6667 | 0 | 0 | 0 | 0 | 0
2022-10-20 18:00 | 0 | 0 | 35871 | 0 | 633 | 0 | 3 | 30000 | 3 | 0 | 30000 | 704701.7976 | 19 | 8566.6667 | 2089.2151 | 180.0801 | 21433.3333 | 120820.2799 | 30000 | 0 | 90820.2799 | 90820.2799 | 0 | 8566.6667 | 0 | 0 | 0 | 0 | 0
2022-10-20 19:00 | 0 | 0 | 35871 | 0 | 633 | 0 | 3 | 30000 | 3 | 0 | 30000 | 674701.7976 | 19 | 8566.6667 | 2089.2151 | 180.0801 | 21433.3333 | 120820.2799 | 30000 | 0 | 90820.2799 | 90820.2799 | 0 | 8566.6667 | 0 | 0 | 0 | 0 | 0
2022-10-20 20:00 | 0 | 0 | 35871 | 0 | 633 | 0 | 3 | 30000 | 3 | 0 | 30000 | 644701.7976 | 19 | 8566.6667 | 2089.2151 | 180.0801 | 21433.3333 | 120820.2799 | 30000 | 0 | 90820.2799 | 90820.2799 | 0 | 8566.6667 | 0 | 0 | 0 | 0 | 0
2022-10-20 21:00 | 0 | 0 | 35871 | 0 | 633 | 0 | 3 | 30000 | 3 | 0 | 30000 | 614701.7976 | 19 | 8566.6667 | 2089.2151 | 180.0801 | 21433.3333 | 120820.2799 | 30000 | 0 | 90820.2799 | 90820.2799 | 0 | 8566.6667 | 0 | 0 | 0 | 0 | 0
2022-10-20 22:00 | 0 | 0 | 35871 | 0 | 633 | 0 | 3 | 30000 | 3 | 0 | 30000 | 584701.7976 | 19 | 8566.6667 | 2089.2151 | 180.0801 | 21433.3333 | 120820.2799 | 30000 | 0 | 90820.2799 | 90820.2799 | 0 | 8566.6667 | 0 | 0 | 0 | 0 | 0
2022-10-20 23:00 | 0 | 0 | 35871 | 0 | 633 | 0 | 3 | 30000 | 3 | 0 | 30000 | 554701.7976 | 19 | 8566.6667 | 2089.2151 | 180.0801 | 21433.3333 | 120820.2799 | 30000 | 0 | 90820.2799 | 90820.2799 | 0 | 8566.6667 | 0 | 0 | 0 | 0 | 0
2022-10-21 | 0 | 0 | 35871 | 0 | 633 | 0 | 3 | 30000 | 3 | 0 | 30000 | 524701.7976 | 19 | 8925 | 2089.2151 | 187.6126 | 21075 | 120461.9465 | 30000 | 0 | 90461.9465 | 90461.9465 | 0 | 8925 | 0 | 0 | 0 | 0 | 0
2022-10-21 01:00 | 0 | 0 | 35871 | 0 | 633 | 0 | 3 | 30000 | 3 | 0 | 30000 | 494701.7976 | 19 | 8925 | 2089.2151 | 187.6126 | 21075 | 120461.9465 | 30000 | 0 | 90461.9465 | 90461.9465 | 0 | 8925 | 0 | 0 | 0 | 0 | 0
2022-10-21 02:00 | 0 | 0 | 35871 | 0 | 633 | 0 | 3 | 30000 | 3 | 0 | 30000 | 464701.7976 | 19 | 8925 | 2089.2151 | 187.6126 | 21075 | 120461.9465 | 30000 | 0 | 90461.9465 | 90461.9465 | 0 | 8925 | 0 | 0 | 0 | 0 | 0
2022-10-21 03:00 | 0 | 0 | 35871 | 0 | 633 | 0 | 3 | 30000 | 3 | 0 | 30000 | 434701.7976 | 19 | 8925 | 2089.2151 | 187.6126 | 21075 | 120461.9465 | 30000 | 0 | 90461.9465 | 90461.9465 | 0 | 8925 | 0 | 0 | 0 | 0 | 0
2022-10-21 04:00 | 0 | 0 | 35871 | 0 | 633 | 0 | 3 | 30000 | 3 | 0 | 30000 | 404701.7976 | 19 | 8925 | 2089.2151 | 187.6126 | 21075 | 120461.9465 | 30000 | 0 | 90461.9465 | 90461.9465 | 0 | 8925 | 0 | 0 | 0 | 0 | 0
2022-10-21 05:00 | 0 | 0 | 35871 | 0 | 633 | 0 | 3 | 30000 | 3 | 0 | 30000 | 374701.7976 | 19 | 8925 | 2089.2151 | 187.6126 | 21075 | 120461.9465 | 30000 | 0 | 90461.9465 | 90461.9465 | 0 | 8925 | 0 | 0 | 0 | 0 | 0
2022-10-21 06:00 | 0.00782 | 0.00064 | 35871 | 272.0959 | 633 | 67.7361 | 3 | 30000 | 3 | 0 | 29932.2639 | 344701.7976 | 19 | 9197.0959 | 2089.2151 | 193.3323 | 21075 | 120461.9465 | 30272.0959 | 0 | 90189.8507 | 90189.8507 | 1.1369e-13 | 9197.0959 | 0 | 0 | 0 | 0 | 0
2022-10-21 07:00 | 0.11118 | 0.09323 | 35871 | 3868.4936 | 633 | 9867.2394 | 3 | 26706.5064 | 2.6707 | 0 | 16839.2669 | 314769.5337 | 19 | 9500 | 2089.2151 | 199.6997 | 21075 | 120461.9465 | 30575 | 0 | 89886.9465 | 89886.9465 | 0 | 9500 | 0 | 0 | 0 | 0 | 0
2022-10-21 08:00 | 0.25235 | 0.14448 | 35871 | 8780.4854 | 633 | 15291.4164 | 3 | 21794.5146 | 2.1795 | 3.638e-12 | 6503.0981 | 297930.2668 | 19 | 9500 | 2089.2151 | 199.6997 | 21075 | 120461.9465 | 30575 | 0 | 89886.9465 | 89886.9465 | 0 | 9500 | 0 | 0 | 0 | 0 | 0
2022-10-21 09:00 | 0.39242 | 0.2789 | 35871 | 13654.2029 | 633 | 29518.1066 | 3 | 16920.7971 | 1.6921 | 12597.3095 | 0 | 291427.1687 | 19 | 9500 | 2089.2151 | 199.6997 | 21075 | 120461.9465 | 30575 | 0 | 89886.9465 | 89886.9465 | 0 | 9500 | 0 | 0 | 0 | 0 | 0
2022-10-21 10:00 | 0.48577 | 0.24464 | 35871 | 16902.304 | 633 | 25892.1105 | 3 | 13672.696 | 1.3673 | 12219.4145 | 0 | 304024.4782 | 19 | 9500 | 2089.2151 | 199.6997 | 21075 | 120461.9465 | 30575 | 0 | 89886.9465 | 89886.9465 | 0 | 9500 | 0 | 0 | 0 | 0 | 0
2022-10-21 11:00 | 0.46762 | 0.02569 | 35871 | 16270.7771 | 633 | 2718.9679 | 3 | 14304.2229 | 1.4304 | 0 | 11585.2549 | 316243.8927 | 19 | 9500 | 2089.2151 | 199.6997 | 21075 | 120461.9465 | 30575 | 0 | 89886.9465 | 89886.9465 | 0 | 9500 | 0 | 0 | 0 | 0 | 0
2022-10-21 12:00 | 0.41788 | 0.21434 | 35871 | 14540.0803 | 633 | 22685.2312 | 3 | 14051.3734 | 1.4051 | 8633.8578 | 0 | 304658.6377 | 19 | 7516.4537 | 2089.2151 | 158.0035 | 21075 | 120461.9465 | 28591.4537 | 0 | 91870.4928 | 91870.4928 | 0 | 7516.4537 | 0 | 0 | 0 | 0 | 0
2022-10-21 13:00 | 0.386 | 0.08207 | 35871 | 13430.8198 | 633 | 8686.0918 | 3 | 7644.1802 | 0.76442 | 1041.9117 | 0 | 313292.4955 | 19 | 0 | 2089.2151 | 0 | 21075 | 120461.9465 | 21075 | 0 | 99386.9465 | 99386.9465 | 0 | 0 | 0 | 0 | 0 | 0 | 0
2022-10-21 14:00 | 0.32398 | 0.13775 | 35871 | 11272.842 | 633 | 14579.1294 | 3 | 9802.158 | 0.98022 | 4776.9714 | 0 | 314334.4071 | 19 | 0 | 2089.2151 | 0 | 21075 | 120461.9465 | 21075 | 0 | 99386.9465 | 99386.9465 | 0 | 0 | 0 | 0 | 0 | 0 | 0
2022-10-21 15:00 | 0.21998 | 0.10861 | 35871 | 7654.1755 | 633 | 11495.0217 | 3 | 13420.8245 | 1.3421 | 0 | 1925.8028 | 319111.3785 | 19 | 0 | 2089.2151 | 0 | 21075 | 120461.9465 | 21075 | 0 | 99386.9465 | 99386.9465 | 0 | 0 | 0 | 0 | 0 | 0 | 0
2022-10-21 16:00 | 0.11628 | 0.05329 | 35871 | 4045.9475 | 633 | 5640.0857 | 3 | 17029.0525 | 1.7029 | 0 | 11388.9668 | 317185.5758 | 19 | 0 | 2089.2151 | 0 | 21075 | 120461.9465 | 21075 | 0 | 99386.9465 | 99386.9465 | 0 | 0 | 0 | 0 | 0 | 0 | 0
2022-10-21 17:00 | 0.01602 | 0.00157 | 35871 | 557.4138 | 633 | 166.165 | 3 | 20517.5862 | 2.0518 | 0 | 20351.4212 | 305796.609 | 19 | 0 | 2089.2151 | 0 | 21075 | 120461.9465 | 21075 | 0 | 99386.9465 | 99386.9465 | 0 | 0 | 0 | 0 | 0 | 0 | 0
2022-10-21 18:00 | 0 | 0 | 35871 | 0 | 633 | 0 | 3 | 21075 | 2.1075 | 0 | 21075 | 285445.1878 | 19 | 0 | 2089.2151 | 0 | 21075 | 120461.9465 | 21075 | 0 | 99386.9465 | 99386.9465 | 0 | 0 | 0 | 0 | 0 | 0 | 0
2022-10-21 19:00 | 0 | 0 | 35871 | 0 | 633 | 0 | 3 | 21075 | 2.1075 | 0 | 21075 | 264370.1878 | 19 | 0 | 2089.2151 | 0 | 21075 | 120461.9465 | 21075 | 0 | 99386.9465 | 99386.9465 | 0 | 0 | 0 | 0 | 0 | 0 | 0
2022-10-21 20:00 | 0 | 0 | 35871 | 0 | 633 | 0 | 3 | 21075 | 2.1075 | 0 | 21075 | 243295.1878 | 19 | 0 | 2089.2151 | 0 | 21075 | 120461.9465 | 21075 | 0 | 99386.9465 | 99386.9465 | 0 | 0 | 0 | 0 | 0 | 0 | 0
2022-10-21 21:00 | 0 | 0 | 35871 | 0 | 633 | 0 | 3 | 21075 | 2.1075 | 0 | 21075 | 222220.1878 | 19 | 0 | 2089.2151 | 0 | 21075 | 120461.9465 | 21075 | 0 | 99386.9465 | 99386.9465 | 0 | 0 | 0 | 0 | 0 | 0 | 0
2022-10-21 22:00 | 0 | 0 | 35871 | 0 | 633 | 0 | 3 | 21075 | 2.1075 | 0 | 21075 | 201145.1878 | 19 | 0 | 2089.2151 | 0 | 21075 | 120461.9465 | 21075 | 0 | 99386.9465 | 99386.9465 | 0 | 0 | 0 | 0 | 0 | 0 | 0
2022-10-21 23:00 | 0 | 0 | 35871 | 0 | 633 | 0 | 3 | 21075 | 2.1075 | 0 | 21075 | 180070.1878 | 19 | 0 | 2089.2151 | 0 | 21075 | 120461.9465 | 21075 | 0 | 99386.9465 | 99386.9465 | 0 | 0 | 0 | 0 | 0 | 0 | 0
2022-10-22 | 0 | 0 | 35871 | 0 | 633 | 0 | 3 | 20791.6667 | 2.0792 | 0 | 20791.6667 | 158995.1878 | 19 | 0 | 2089.2151 | 0 | 20791.6667 | 120178.6132 | 20791.6667 | 0 | 99386.9465 | 99386.9465 | 0 | 0 | 0 | 0 | 0 | 0 | 0
2022-10-22 01:00 | 0 | 0 | 35871 | 0 | 633 | 0 | 3 | 20791.6667 | 2.0792 | 0 | 20791.6667 | 138203.5211 | 19 | 0 | 2089.2151 | 0 | 20791.6667 | 120178.6132 | 20791.6667 | 0 | 99386.9465 | 99386.9465 | 0 | 0 | 0 | 0 | 0 | 0 | 0
2022-10-22 02:00 | 0 | 0 | 35871 | 0 | 633 | 0 | 3 | 20791.6667 | 2.0792 | 0 | 20791.6667 | 117411.8545 | 19 | 0 | 2089.2151 | 0 | 20791.6667 | 120178.6132 | 20791.6667 | 0 | 99386.9465 | 99386.9465 | 0 | 0 | 0 | 0 | 0 | 0 | 0
2022-10-22 03:00 | 0 | 0 | 35871 | 0 | 633 | 0 | 3 | 20791.6667 | 2.0792 | 0 | 20791.6667 | 96620.1878 | 19 | 0 | 2089.2151 | 0 | 20791.6667 | 120178.6132 | 20791.6667 | 0 | 99386.9465 | 99386.9465 | 0 | 0 | 0 | 0 | 0 | 0 | 0
2022-10-22 04:00 | 0 | 0 | 35871 | 0 | 633 | 0 | 3 | 20791.6667 | 2.0792 | 0 | 20791.6667 | 75828.5211 | 19 | 0 | 2089.2151 | 0 | 20791.6667 | 120178.6132 | 20791.6667 | 0 | 99386.9465 | 99386.9465 | 0 | 0 | 0 | 0 | 0 | 0 | 0
2022-10-22 05:00 | 0 | 0 | 35871 | 0 | 633 | 0 | 3 | 20791.6667 | 2.0792 | 0 | 20791.6667 | 55036.8545 | 19 | 0 | 2089.2151 | 0 | 20791.6667 | 120178.6132 | 20791.6667 | 0 | 99386.9465 | 99386.9465 | 0 | 0 | 0 | 0 | 0 | 0 | 0
2022-10-22 06:00 | 0.00707 | 0.00061 | 35871 | 245.9997 | 633 | 64.5609 | 3 | 20545.6669 | 2.0546 | 0 | 20481.106 | 34245.1878 | 19 | 1.4211e-13 | 2089.2151 | 2.9873e-15 | 20791.6667 | 120178.6132 | 20791.6667 | 0 | 99386.9465 | 99386.9465 | 1.4211e-13 | 0 | 0 | 0 | 0 | 0 | 0
2022-10-22 07:00 | 0.11853 | 0.1249 | 35871 | 4124.2359 | 633 | 13219.1162 | 3 | 16667.4307 | 1.6667 | 0 | 3448.3145 | 13764.0818 | 19 | 0 | 2089.2151 | 0 | 20791.6667 | 120178.6132 | 20791.6667 | 0 | 99386.9465 | 99386.9465 | 0 | 0 | 0 | 0 | 0 | 0 | 0
2022-10-22 08:00 | 0.30985 | 0.34485 | 35871 | 10781.1905 | 633 | 36498.0964 | 3 | 10010.4762 | 1.001 | 26487.6202 | 0 | 10315.7673 | 19 | 0 | 2089.2151 | 0 | 20791.6667 | 120178.6132 | 20791.6667 | 0 | 99386.9465 | 99386.9465 | 0 | 0 | 0 | 0 | 0 | 0 | 0
2022-10-22 09:00 | 0.5007 | 0.50147 | 35871 | 17421.7914 | 633 | 53074.3813 | 3 | 3369.8753 | 0.33699 | 49704.506 | 0 | 36803.3875 | 19 | 0 | 2089.2151 | 0 | 20791.6667 | 120178.6132 | 20791.6667 | 0 | 99386.9465 | 99386.9465 | 0 | 0 | 0 | 0 | 0 | 0 | 0
2022-10-22 10:00 | 0.64485 | 0.60852 | 35871 | 22437.4719 | 633 | 64404.2964 | 3 | 0 | 0 | 64404.2964 | 0 | 86507.8935 | 19 | 1645.8053 | 2089.2151 | 34.5965 | 20791.6667 | 120178.6132 | 22437.4719 | 0 | 97741.1413 | 97741.1413 | 1645.8053 | 0 | 0 | 0 | 0 | 0 | 0
2022-10-22 11:00 | 0.72638 | 0.66684 | 35871 | 25274.2977 | 633 | 70576.7452 | 3 | 0 | 0 | 70576.7452 | 0 | 150912.1898 | 19 | 4482.631 | 2089.2151 | 94.2295 | 20791.6667 | 120178.6132 | 25274.2977 | 0 | 94904.3155 | 94904.3155 | 4482.631 | 0 | 0 | 0 | 0 | 0 | 0
2022-10-22 12:00 | 0.6899 | 0.49448 | 35871 | 24004.9808 | 633 | 52334.5764 | 3 | 0 | 0 | 52334.5764 | 0 | 221488.935 | 19 | 3213.3141 | 2089.2151 | 67.5471 | 20791.6667 | 120178.6132 | 24004.9808 | 0 | 96173.6324 | 96173.6324 | 3213.3141 | 0 | 0 | 0 | 0 | 0 | 0
2022-10-22 13:00 | 0.62308 | 0.48456 | 35871 | 21679.9876 | 633 | 51284.6675 | 3 | 0 | 0 | 51284.6675 | 0 | 273823.5115 | 19 | 888.3209 | 2089.2151 | 18.6734 | 20791.6667 | 120178.6132 | 21679.9876 | 0 | 98498.6256 | 98498.6256 | 888.3209 | 0 | 0 | 0 | 0 | 0 | 0
2022-10-22 14:00 | 0.5057 | 0.43136 | 35871 | 17595.7658 | 633 | 45654.1071 | 3 | 3195.9009 | 0.31959 | 42458.2062 | 0 | 325108.1789 | 19 | 0 | 2089.2151 | 0 | 20791.6667 | 120178.6132 | 20791.6667 | 0 | 99386.9465 | 99386.9465 | 0 | 0 | 0 | 0 | 0 | 0 | 0
2022-10-22 15:00 | 0.33202 | 0.32326 | 35871 | 11552.5927 | 633 | 34213.0626 | 3 | 9239.0739 | 0.92391 | 24973.9886 | 0 | 367566.3852 | 19 | 0 | 2089.2151 | 0 | 20791.6667 | 120178.6132 | 20791.6667 | 0 | 99386.9465 | 99386.9465 | 0 | 0 | 0 | 0 | 0 | 0 | 0
2022-10-22 16:00 | 0.15238 | 0.15466 | 35871 | 5302.0423 | 633 | 16368.8432 | 3 | 15489.6244 | 1.549 | 879.2188 | 0 | 392540.3738 | 19 | 0 | 2089.2151 | 0 | 20791.6667 | 120178.6132 | 20791.6667 | 0 | 99386.9465 | 99386.9465 | 0 | 0 | 0 | 0 | 0 | 0 | 0
2022-10-22 17:00 | 0.0172 | 0.00211 | 35871 | 598.4718 | 633 | 223.3173 | 3 | 20193.1949 | 2.0193 | 0 | 19969.8776 | 393419.5926 | 19 | 0 | 2089.2151 | 0 | 20791.6667 | 120178.6132 | 20791.6667 | 0 | 99386.9465 | 99386.9465 | 0 | 0 | 0 | 0 | 0 | 0 | 0
2022-10-22 18:00 | 0 | 0 | 35871 | 0 | 633 | 0 | 3 | 20791.6667 | 2.0792 | 0 | 20791.6667 | 373449.7151 | 19 | 0 | 2089.2151 | 0 | 20791.6667 | 120178.6132 | 20791.6667 | 0 | 99386.9465 | 99386.9465 | 0 | 0 | 0 | 0 | 0 | 0 | 0
2022-10-22 19:00 | 0 | 0 | 35871 | 0 | 633 | 0 | 3 | 20791.6667 | 2.0792 | 0 | 20791.6667 | 352658.0484 | 19 | 0 | 2089.2151 | 0 | 20791.6667 | 120178.6132 | 20791.6667 | 0 | 99386.9465 | 99386.9465 | 0 | 0 | 0 | 0 | 0 | 0 | 0
2022-10-22 20:00 | 0 | 0 | 35871 | 0 | 633 | 0 | 3 | 20791.6667 | 2.0792 | 0 | 20791.6667 | 331866.3817 | 19 | 0 | 2089.2151 | 0 | 20791.6667 | 120178.6132 | 20791.6667 | 0 | 99386.9465 | 99386.9465 | 0 | 0 | 0 | 0 | 0 | 0 | 0
2022-10-22 21:00 | 0 | 0 | 35871 | 0 | 633 | 0 | 3 | 20791.6667 | 2.0792 | 0 | 20791.6667 | 311074.7151 | 19 | 0 | 2089.2151 | 0 | 20791.6667 | 120178.6132 | 20791.6667 | 0 | 99386.9465 | 99386.9465 | 0 | 0 | 0 | 0 | 0 | 0 | 0
2022-10-22 22:00 | 0 | 0 | 35871 | 0 | 633 | 0 | 3 | 20791.6667 | 2.0792 | 0 | 20791.6667 | 290283.0484 | 19 | 0 | 2089.2151 | 0 | 20791.6667 | 120178.6132 | 20791.6667 | 0 | 99386.9465 | 99386.9465 | 0 | 0 | 0 | 0 | 0 | 0 | 0
2022-10-22 23:00 | 0 | 0 | 35871 | 0 | 633 | 0 | 3 | 20791.6667 | 2.0792 | 0 | 20791.6667 | 269491.3817 | 19 | 0 | 2089.2151 | 0 | 20791.6667 | 120178.6132 | 20791.6667 | 0 | 99386.9465 | 99386.9465 | 0 | 0 | 0 | 0 | 0 | 0 | 0
2022-10-23 | 0 | 0 | 35871 | 0 | 633 | 0 | 3 | 22166.6667 | 2.2167 | 0 | 22166.6667 | 248699.7151 | 19 | 0 | 2089.2151 | 0 | 22166.6667 | 121553.6132 | 22166.6667 | 0 | 99386.9465 | 99386.9465 | 0 | 0 | 0 | 0 | 0 | 0 | 0
2022-10-23 01:00 | 0 | 0 | 35871 | 0 | 633 | 0 | 3 | 22166.6667 | 2.2167 | 0 | 22166.6667 | 226533.0484 | 19 | 0 | 2089.2151 | 0 | 22166.6667 | 121553.6132 | 22166.6667 | 0 | 99386.9465 | 99386.9465 | 0 | 0 | 0 | 0 | 0 | 0 | 0
2022-10-23 02:00 | 0 | 0 | 35871 | 0 | 633 | 0 | 3 | 22166.6667 | 2.2167 | 0 | 22166.6667 | 204366.3817 | 19 | 0 | 2089.2151 | 0 | 22166.6667 | 121553.6132 | 22166.6667 | 0 | 99386.9465 | 99386.9465 | 0 | 0 | 0 | 0 | 0 | 0 | 0
2022-10-23 03:00 | 0 | 0 | 35871 | 0 | 633 | 0 | 3 | 22166.6667 | 2.2167 | 0 | 22166.6667 | 182199.7151 | 19 | 0 | 2089.2151 | 0 | 22166.6667 | 121553.6132 | 22166.6667 | 0 | 99386.9465 | 99386.9465 | 0 | 0 | 0 | 0 | 0 | 0 | 0
2022-10-23 04:00 | 0 | 0 | 35871 | 0 | 633 | 0 | 3 | 22166.6667 | 2.2167 | 0 | 22166.6667 | 160033.0484 | 19 | 0 | 2089.2151 | 0 | 22166.6667 | 121553.6132 | 22166.6667 | 0 | 99386.9465 | 99386.9465 | 0 | 0 | 0 | 0 | 0 | 0 | 0
2022-10-23 05:00 | 0 | 0 | 35871 | 0 | 633 | 0 | 3 | 22166.6667 | 2.2167 | 0 | 22166.6667 | 137866.3817 | 19 | 0 | 2089.2151 | 0 | 22166.6667 | 121553.6132 | 22166.6667 | 0 | 99386.9465 | 99386.9465 | 0 | 0 | 0 | 0 | 0 | 0 | 0
2022-10-23 06:00 | 0.007 | 0.00113 | 35871 | 243.5641 | 633 | 119.5965 | 3 | 21923.1026 | 2.1923 | 0 | 21803.5061 | 115699.7151 | 19 | -5.6843e-14 | 2089.2151 | -1.1949e-15 | 22166.6667 | 121553.6132 | 22166.6667 | 0 | 99386.9465 | 99386.9465 | -5.6843e-14 | 0 | 0 | 0 | 0 | 0 | 0
2022-10-23 07:00 | 0.12785 | 0.22865 | 35871 | 4448.5241 | 633 | 24199.7672 | 3 | 17718.1425 | 1.7718 | 6481.6247 | 0 | 93896.209 | 19 | 0 | 2089.2151 | 0 | 22166.6667 | 121553.6132 | 22166.6667 | 0 | 99386.9465 | 99386.9465 | 0 | 0 | 0 | 0 | 0 | 0 | 0
2022-10-23 08:00 | 0.3241 | 0.45108 | 35871 | 11277.0174 | 633 | 47741.2246 | 3 | 10889.6493 | 1.089 | 36851.5753 | 0 | 100377.8337 | 19 | 0 | 2089.2151 | 0 | 22166.6667 | 121553.6132 | 22166.6667 | 0 | 99386.9465 | 99386.9465 | 0 | 0 | 0 | 0 | 0 | 0 | 0
2022-10-23 09:00 | 0.50955 | 0.59201 | 35871 | 17729.726 | 633 | 62656.9176 | 3 | 4436.9407 | 0.44369 | 58219.9769 | 0 | 137229.409 | 19 | 0 | 2089.2151 | 0 | 22166.6667 | 121553.6132 | 22166.6667 | 0 | 99386.9465 | 99386.9465 | 0 | 0 | 0 | 0 | 0 | 0 | 0
2022-10-23 10:00 | 0.6496 | 0.67386 | 35871 | 22602.7476 | 633 | 71319.7251 | 3 | 2.9104e-11 | 2.9104e-15 | 71319.7251 | 0 | 195449.3859 | 19 | 436.0809 | 2089.2151 | 9.1669 | 22166.6667 | 121553.6132 | 22602.7476 | 0 | 98950.8657 | 98950.8657 | 436.0809 | 2.9104e-11 | 0 | 0 | 0 | 0 | 0
2022-10-23 11:00 | 0.7263 | 0.70463 | 35871 | 25271.5141 | 633 | 74576.3481 | 3 | 0 | 0 | 74576.3481 | 0 | 266769.1111 | 19 | 3104.8474 | 2089.2151 | 65.2671 | 22166.6667 | 121553.6132 | 25271.5141 | 0 | 96282.0991 | 96282.0991 | 3104.8474 | 0 | 0 | 0 | 0 | 0 | 0
2022-10-23 12:00 | 0.69717 | 0.55071 | 35871 | 24257.9395 | 633 | 58285.8247 | 3 | 0 | 0 | 58285.8247 | 0 | 341345.4591 | 19 | 2091.2729 | 2089.2151 | 43.9607 | 22166.6667 | 121553.6132 | 24257.9395 | 0 | 97295.6737 | 97295.6737 | 2091.2729 | 0 | 0 | 0 | 0 | 0 | 0
2022-10-23 13:00 | 0.63583 | 0.5374 | 35871 | 22123.6222 | 633 | 56877.1262 | 3 | 43.0445 | 0.0043044 | 56834.0818 | 0 | 399631.2838 | 19 | 0 | 2089.2151 | 0 | 22166.6667 | 121553.6132 | 22166.6667 | 0 | 99386.9465 | 99386.9465 | 0 | 0 | 0 | 0 | 0 | 0 | 0
2022-10-23 14:00 | 0.501 | 0.45322 | 35871 | 17432.2299 | 633 | 47967.7171 | 3 | 4734.4368 | 0.47344 | 43233.2803 | 0 | 456465.3656 | 19 | 0 | 2089.2151 | 0 | 22166.6667 | 121553.6132 | 22166.6667 | 0 | 99386.9465 | 99386.9465 | 0 | 0 | 0 | 0 | 0 | 0 | 0
2022-10-23 15:00 | 0.32655 | 0.32629 | 35871 | 11362.2648 | 633 | 34533.7505 | 3 | 10804.4019 | 1.0804 | 23729.3486 | 0 | 499698.6459 | 19 | 0 | 2089.2151 | 0 | 22166.6667 | 121553.6132 | 22166.6667 | 0 | 99386.9465 | 99386.9465 | 0 | 0 | 0 | 0 | 0 | 0 | 0
2022-10-23 16:00 | 0.14552 | 0.14878 | 35871 | 5063.3495 | 633 | 15746.5181 | 3 | 17103.3172 | 1.7103 | 0 | 1356.7991 | 523427.9945 | 19 | 0 | 2089.2151 | 0 | 22166.6667 | 121553.6132 | 22166.6667 | 0 | 99386.9465 | 99386.9465 | 0 | 0 | 0 | 0 | 0 | 0 | 0
2022-10-23 17:00 | 0.01485 | 0.00177 | 35871 | 516.7038 | 633 | 187.3326 | 3 | 21649.9628 | 2.165 | 0 | 21462.6303 | 522071.1955 | 19 | -2.2737e-13 | 2089.2151 | -4.7796e-15 | 22166.6667 | 121553.6132 | 22166.6667 | 0 | 99386.9465 | 99386.9465 | -2.2737e-13 | 0 | 0 | 0 | 0 | 0 | 0
2022-10-23 18:00 | 0 | 0 | 35871 | 0 | 633 | 0 | 3 | 22166.6667 | 2.2167 | 0 | 22166.6667 | 500608.5652 | 19 | 0 | 2089.2151 | 0 | 22166.6667 | 121553.6132 | 22166.6667 | 0 | 99386.9465 | 99386.9465 | 0 | 0 | 0 | 0 | 0 | 0 | 0
2022-10-23 19:00 | 0 | 0 | 35871 | 0 | 633 | 0 | 3 | 22166.6667 | 2.2167 | 0 | 22166.6667 | 478441.8985 | 19 | 0 | 2089.2151 | 0 | 22166.6667 | 121553.6132 | 22166.6667 | 0 | 99386.9465 | 99386.9465 | 0 | 0 | 0 | 0 | 0 | 0 | 0
2022-10-23 20:00 | 0 | 0 | 35871 | 0 | 633 | 0 | 3 | 22166.6667 | 2.2167 | 0 | 22166.6667 | 456275.2318 | 19 | 0 | 2089.2151 | 0 | 22166.6667 | 121553.6132 | 22166.6667 | 0 | 99386.9465 | 99386.9465 | 0 | 0 | 0 | 0 | 0 | 0 | 0
2022-10-23 21:00 | 0 | 0 | 35871 | 0 | 633 | 0 | 3 | 22166.6667 | 2.2167 | 0 | 22166.6667 | 434108.5652 | 19 | 0 | 2089.2151 | 0 | 22166.6667 | 121553.6132 | 22166.6667 | 0 | 99386.9465 | 99386.9465 | 0 | 0 | 0 | 0 | 0 | 0 | 0
2022-10-23 22:00 | 0 | 0 | 35871 | 0 | 633 | 0 | 3 | 22166.6667 | 2.2167 | 0 | 22166.6667 | 411941.8985 | 19 | 0 | 2089.2151 | 0 | 22166.6667 | 121553.6132 | 22166.6667 | 0 | 99386.9465 | 99386.9465 | 0 | 0 | 0 | 0 | 0 | 0 | 0
2022-10-23 23:00 | 0 | 0 | 35871 | 0 | 633 | 0 | 3 | 22166.6667 | 2.2167 | 0 | 22166.6667 | 389775.2318 | 19 | 0 | 2089.2151 | 0 | 22166.6667 | 121553.6132 | 22166.6667 | 0 | 99386.9465 | 99386.9465 | 0 | 0 | 0 | 0 | 0 | 0 | 0
2022-10-24 | 0 | 0 | 35871 | 0 | 633 | 0 | 3 | 20875 | 2.0875 | 0 | 20875 | 367608.5652 | 19 | 0 | 2089.2151 | 0 | 20875 | 120261.9465 | 20875 | 0 | 99386.9465 | 99386.9465 | 0 | 0 | 0 | 0 | 0 | 0 | 0
2022-10-24 01:00 | 0 | 0 | 35871 | 0 | 633 | 0 | 3 | 20875 | 2.0875 | 0 | 20875 | 346733.5652 | 19 | 0 | 2089.2151 | 0 | 20875 | 120261.9465 | 20875 | 0 | 99386.9465 | 99386.9465 | 0 | 0 | 0 | 0 | 0 | 0 | 0
2022-10-24 02:00 | 0 | 0 | 35871 | 0 | 633 | 0 | 3 | 20875 | 2.0875 | 0 | 20875 | 325858.5652 | 19 | 0 | 2089.2151 | 0 | 20875 | 120261.9465 | 20875 | 0 | 99386.9465 | 99386.9465 | 0 | 0 | 0 | 0 | 0 | 0 | 0
2022-10-24 03:00 | 0 | 0 | 35871 | 0 | 633 | 0 | 3 | 20875 | 2.0875 | 0 | 20875 | 304983.5652 | 19 | 0 | 2089.2151 | 0 | 20875 | 120261.9465 | 20875 | 0 | 99386.9465 | 99386.9465 | 0 | 0 | 0 | 0 | 0 | 0 | 0
2022-10-24 04:00 | 0 | 0 | 35871 | 0 | 633 | 0 | 3 | 20875 | 2.0875 | 0 | 20875 | 284108.5652 | 19 | 0 | 2089.2151 | 0 | 20875 | 120261.9465 | 20875 | 0 | 99386.9465 | 99386.9465 | 0 | 0 | 0 | 0 | 0 | 0 | 0
2022-10-24 05:00 | 0 | 0 | 35871 | 0 | 633 | 0 | 3 | 20875 | 2.0875 | 0 | 20875 | 263233.5652 | 19 | 0 | 2089.2151 | 0 | 20875 | 120261.9465 | 20875 | 0 | 99386.9465 | 99386.9465 | 0 | 0 | 0 | 0 | 0 | 0 | 0
2022-10-24 06:00 | 0.00618 | 0.00055 | 35871 | 215.0323 | 633 | 58.2107 | 3 | 20659.9677 | 2.066 | 0 | 20601.757 | 242358.5652 | 19 | 0 | 2089.2151 | 0 | 20875 | 120261.9465 | 20875 | 0 | 99386.9465 | 99386.9465 | 0 | 0 | 0 | 0 | 0 | 0 | 0
2022-10-24 07:00 | 0.1072 | 0.09013 | 35871 | 3730.0101 | 633 | 9539.1429 | 3 | 17144.9899 | 1.7145 | 0 | 7605.847 | 221756.8081 | 19 | 0 | 2089.2151 | 0 | 20875 | 120261.9465 | 20875 | 0 | 99386.9465 | 99386.9465 | 0 | 0 | 0 | 0 | 0 | 0 | 0
2022-10-24 08:00 | 0.26623 | 0.1922 | 35871 | 9263.4382 | 633 | 20341.9867 | 3 | 11611.5618 | 1.1612 | 8730.425 | 0 | 214150.9611 | 19 | 0 | 2089.2151 | 0 | 20875 | 120261.9465 | 20875 | 0 | 99386.9465 | 99386.9465 | 0 | 0 | 0 | 0 | 0 | 0 | 0
2022-10-24 09:00 | 0.42425 | 0.26616 | 35871 | 14761.7236 | 633 | 28169.7356 | 3 | 6113.2764 | 0.61133 | 22056.4592 | 0 | 222881.3861 | 19 | 0 | 2089.2151 | 0 | 20875 | 120261.9465 | 20875 | 0 | 99386.9465 | 99386.9465 | 0 | 0 | 0 | 0 | 0 | 0 | 0
2022-10-24 10:00 | 0.51628 | 0.18768 | 35871 | 17963.8955 | 633 | 19863.6008 | 3 | 2911.1045 | 0.29111 | 16952.4963 | 0 | 244937.8453 | 19 | 0 | 2089.2151 | 0 | 20875 | 120261.9465 | 20875 | 0 | 99386.9465 | 99386.9465 | 0 | 0 | 0 | 0 | 0 | 0 | 0
2022-10-24 11:00 | 0.59915 | 0.31862 | 35871 | 20847.3464 | 633 | 33721.9761 | 3 | 27.6536 | 0.0027654 | 33694.3225 | 0 | 261890.3415 | 19 | 0 | 2089.2151 | 0 | 20875 | 120261.9465 | 20875 | 0 | 99386.9465 | 99386.9465 | 0 | 0 | 0 | 0 | 0 | 0 | 0
2022-10-24 12:00 | 0.61242 | 0.32674 | 35871 | 21309.0743 | 633 | 34581.3774 | 3 | 0 | 0 | 34581.3774 | 0 | 295584.664 | 19 | 434.0743 | 2089.2151 | 9.1247 | 20875 | 120261.9465 | 21309.0743 | 0 | 98952.8723 | 98952.8723 | 434.0743 | 0 | 0 | 0 | 0 | 0 | 0
2022-10-24 13:00 | 0.57035 | 0.31662 | 35871 | 19845.2541 | 633 | 33510.3009 | 3 | 1029.7459 | 0.10297 | 32480.555 | 0 | 330166.0414 | 19 | 0 | 2089.2151 | 0 | 20875 | 120261.9465 | 20875 | 0 | 99386.9465 | 99386.9465 | 0 | 0 | 0 | 0 | 0 | 0 | 0
2022-10-24 14:00 | 0.43562 | 0.26947 | 35871 | 15157.3413 | 633 | 28520.0581 | 3 | 5717.6587 | 0.57177 | 22802.3993 | 0 | 362646.5964 | 19 | 0 | 2089.2151 | 0 | 20875 | 120261.9465 | 20875 | 0 | 99386.9465 | 99386.9465 | 0 | 0 | 0 | 0 | 0 | 0 | 0
2022-10-24 15:00 | 0.28738 | 0.19157 | 35871 | 9999.3497 | 633 | 20275.309 | 3 | 10875.6503 | 1.0876 | 9399.6588 | 0 | 385448.9958 | 19 | 0 | 2089.2151 | 0 | 20875 | 120261.9465 | 20875 | 0 | 99386.9465 | 99386.9465 | 0 | 0 | 0 | 0 | 0 | 0 | 0
2022-10-24 16:00 | 0.13388 | 0.07753 | 35871 | 4658.3372 | 633 | 8205.5891 | 3 | 16216.6628 | 1.6217 | 0 | 8011.0737 | 394848.6545 | 19 | 0 | 2089.2151 | 0 | 20875 | 120261.9465 | 20875 | 0 | 99386.9465 | 99386.9465 | 0 | 0 | 0 | 0 | 0 | 0 | 0
2022-10-24 17:00 | 0.01465 | 0.00116 | 35871 | 509.7448 | 633 | 122.7716 | 3 | 20365.2552 | 2.0365 | 0 | 20242.4835 | 386837.5809 | 19 | 0 | 2089.2151 | 0 | 20875 | 120261.9465 | 20875 | 0 | 99386.9465 | 99386.9465 | 0 | 0 | 0 | 0 | 0 | 0 | 0
2022-10-24 18:00 | 0 | 0 | 35871 | 0 | 633 | 0 | 3 | 20875 | 2.0875 | 0 | 20875 | 366595.0973 | 19 | 0 | 2089.2151 | 0 | 20875 | 120261.9465 | 20875 | 0 | 99386.9465 | 99386.9465 | 0 | 0 | 0 | 0 | 0 | 0 | 0
2022-10-24 19:00 | 0 | 0 | 35871 | 0 | 633 | 0 | 3 | 20875 | 2.0875 | 0 | 20875 | 345720.0973 | 19 | 0 | 2089.2151 | 0 | 20875 | 120261.9465 | 20875 | 0 | 99386.9465 | 99386.9465 | 0 | 0 | 0 | 0 | 0 | 0 | 0
2022-10-24 20:00 | 0 | 0 | 35871 | 0 | 633 | 0 | 3 | 20875 | 2.0875 | 0 | 20875 | 324845.0973 | 19 | 0 | 2089.2151 | 0 | 20875 | 120261.9465 | 20875 | 0 | 99386.9465 | 99386.9465 | 0 | 0 | 0 | 0 | 0 | 0 | 0
2022-10-24 21:00 | 0 | 0 | 35871 | 0 | 633 | 0 | 3 | 20875 | 2.0875 | 0 | 20875 | 303970.0973 | 19 | 0 | 2089.2151 | 0 | 20875 | 120261.9465 | 20875 | 0 | 99386.9465 | 99386.9465 | 0 | 0 | 0 | 0 | 0 | 0 | 0
2022-10-24 22:00 | 0 | 0 | 35871 | 0 | 633 | 0 | 3 | 20875 | 2.0875 | 0 | 20875 | 283095.0973 | 19 | 0 | 2089.2151 | 0 | 20875 | 120261.9465 | 20875 | 0 | 99386.9465 | 99386.9465 | 0 | 0 | 0 | 0 | 0 | 0 | 0
2022-10-24 23:00 | 0 | 0 | 35871 | 0 | 633 | 0 | 3 | 20875 | 2.0875 | 0 | 20875 | 262220.0973 | 19 | 0 | 2089.2151 | 0 | 20875 | 120261.9465 | 20875 | 0 | 99386.9465 | 99386.9465 | 0 | 0 | 0 | 0 | 0 | 0 | 0
2022-10-25 | 0 | 0 | 35871 | 0 | 633 | 0 | 3 | 21875 | 2.1875 | 0 | 21875 | 241345.0973 | 19 | 0 | 2089.2151 | 0 | 21875 | 121261.9465 | 21875 | 0 | 99386.9465 | 99386.9465 | 0 | 0 | 0 | 0 | 0 | 0 | 0
2022-10-25 01:00 | 0 | 0 | 35871 | 0 | 633 | 0 | 3 | 21875 | 2.1875 | 0 | 21875 | 219470.0973 | 19 | 0 | 2089.2151 | 0 | 21875 | 121261.9465 | 21875 | 0 | 99386.9465 | 99386.9465 | 0 | 0 | 0 | 0 | 0 | 0 | 0
2022-10-25 02:00 | 0 | 0 | 35871 | 0 | 633 | 0 | 3 | 21875 | 2.1875 | 0 | 21875 | 197595.0973 | 19 | 0 | 2089.2151 | 0 | 21875 | 121261.9465 | 21875 | 0 | 99386.9465 | 99386.9465 | 0 | 0 | 0 | 0 | 0 | 0 | 0
2022-10-25 03:00 | 0 | 0 | 35871 | 0 | 633 | 0 | 3 | 21875 | 2.1875 | 0 | 21875 | 175720.0973 | 19 | 0 | 2089.2151 | 0 | 21875 | 121261.9465 | 21875 | 0 | 99386.9465 | 99386.9465 | 0 | 0 | 0 | 0 | 0 | 0 | 0
2022-10-25 04:00 | 0 | 0 | 35871 | 0 | 633 | 0 | 3 | 21875 | 2.1875 | 0 | 21875 | 153845.0973 | 19 | 0 | 2089.2151 | 0 | 21875 | 121261.9465 | 21875 | 0 | 99386.9465 | 99386.9465 | 0 | 0 | 0 | 0 | 0 | 0 | 0
2022-10-25 05:00 | 0 | 0 | 35871 | 0 | 633 | 0 | 3 | 21875 | 2.1875 | 0 | 21875 | 131970.0973 | 19 | 0 | 2089.2151 | 0 | 21875 | 121261.9465 | 21875 | 0 | 99386.9465 | 99386.9465 | 0 | 0 | 0 | 0 | 0 | 0 | 0
2022-10-25 06:00 | 0.00555 | 0.00061 | 35871 | 193.1115 | 633 | 64.5609 | 3 | 21681.8885 | 2.1682 | 0 | 21617.3275 | 110095.0973 | 19 | -1.1369e-13 | 2089.2151 | -2.3898e-15 | 21875 | 121261.9465 | 21875 | 0 | 99386.9465 | 99386.9465 | -1.1369e-13 | 0 | 0 | 0 | 0 | 0 | 0
2022-10-25 07:00 | 0.10797 | 0.11447 | 35871 | 3756.8021 | 633 | 12115.2301 | 3 | 18118.1979 | 1.8118 | 0 | 6002.9678 | 88477.7698 | 19 | 0 | 2089.2151 | 0 | 21875 | 121261.9465 | 21875 | 0 | 99386.9465 | 99386.9465 | 0 | 0 | 0 | 0 | 0 | 0 | 0
2022-10-25 08:00 | 0.28838 | 0.31327 | 35871 | 10034.1446 | 633 | 33155.745 | 3 | 11840.8554 | 1.1841 | 21314.8896 | 0 | 82474.802 | 19 | 0 | 2089.2151 | 0 | 21875 | 121261.9465 | 21875 | 0 | 99386.9465 | 99386.9465 | 0 | 0 | 0 | 0 | 0 | 0 | 0
2022-10-25 09:00 | 0.47398 | 0.49267 | 35871 | 16492.0725 | 633 | 52143.0104 | 3 | 5382.9275 | 0.53829 | 46760.0829 | 0 | 103789.6915 | 19 | 0 | 2089.2151 | 0 | 21875 | 121261.9465 | 21875 | 0 | 99386.9465 | 99386.9465 | 0 | 0 | 0 | 0 | 0 | 0 | 0
2022-10-25 10:00 | 0.6217 | 0.59527 | 35871 | 21631.9707 | 633 | 63001.9482 | 3 | 243.0293 | 0.024303 | 62758.9188 | 0 | 150549.7744 | 19 | 0 | 2089.2151 | 0 | 21875 | 121261.9465 | 21875 | 0 | 99386.9465 | 99386.9465 | 0 | 0 | 0 | 0 | 0 | 0 | 0
2022-10-25 11:00 | 0.67317 | 0.55559 | 35871 | 23422.8626 | 633 | 58802.3122 | 3 | 0 | 0 | 58802.3122 | 0 | 213308.6933 | 19 | 1547.8626 | 2089.2151 | 32.5377 | 21875 | 121261.9465 | 23422.8626 | 0 | 97839.0839 | 97839.0839 | 1547.8626 | 0 | 0 | 0 | 0 | 0 | 0
2022-10-25 12:00 | 0.70215 | 0.60648 | 35871 | 24431.218 | 633 | 64188.3876 | 3 | 0 | 0 | 64188.3876 | 0 | 272111.0054 | 19 | 2556.218 | 2089.2151 | 53.7343 | 21875 | 121261.9465 | 24431.218 | 0 | 96830.7286 | 96830.7286 | 2556.218 | 0 | 0 | 0 | 0 | 0 | 0
2022-10-25 13:00 | 0.62365 | 0.54367 | 35871 | 21699.8207 | 633 | 57540.728 | 3 | 175.1793 | 0.017518 | 57365.5487 | 0 | 336299.3931 | 19 | 0 | 2089.2151 | 0 | 21875 | 121261.9465 | 21875 | 0 | 99386.9465 | 99386.9465 | 0 | 0 | 0 | 0 | 0 | 0 | 0
2022-10-25 14:00 | 0.49685 | 0.46201 | 35871 | 17287.8312 | 633 | 48898.0296 | 3 | 4587.1688 | 0.45872 | 44310.8607 | 0 | 393664.9418 | 19 | 0 | 2089.2151 | 0 | 21875 | 121261.9465 | 21875 | 0 | 99386.9465 | 99386.9465 | 0 | 0 | 0 | 0 | 0 | 0 | 0
2022-10-25 15:00 | 0.32045 | 0.28186 | 35871 | 11150.0161 | 633 | 29831.3859 | 3 | 10724.9839 | 1.0725 | 19106.402 | 0 | 437975.8025 | 19 | 0 | 2089.2151 | 0 | 21875 | 121261.9465 | 21875 | 0 | 99386.9465 | 99386.9465 | 0 | 0 | 0 | 0 | 0 | 0 | 0
2022-10-25 16:00 | 0.1404 | 0.08838 | 35871 | 4885.1997 | 633 | 9353.9271 | 3 | 16989.8003 | 1.699 | 0 | 7635.8732 | 457082.2045 | 19 | 0 | 2089.2151 | 0 | 21875 | 121261.9465 | 21875 | 0 | 99386.9465 | 99386.9465 | 0 | 0 | 0 | 0 | 0 | 0 | 0
2022-10-25 17:00 | 0.01457 | 0 | 35871 | 506.9613 | 633 | 0 | 3 | 21368.0387 | 2.1368 | 0 | 21368.0387 | 449446.3314 | 19 | -1.7053e-13 | 2089.2151 | -3.5847e-15 | 21875 | 121261.9465 | 21875 | 0 | 99386.9465 | 99386.9465 | -1.7053e-13 | 0 | 0 | 0 | 0 | 0 | 0
2022-10-25 18:00 | 0 | 0 | 35871 | 0 | 633 | 0 | 3 | 21875 | 2.1875 | 0 | 21875 | 428078.2926 | 19 | 0 | 2089.2151 | 0 | 21875 | 121261.9465 | 21875 | 0 | 99386.9465 | 99386.9465 | 0 | 0 | 0 | 0 | 0 | 0 | 0
2022-10-25 19:00 | 0 | 0 | 35871 | 0 | 633 | 0 | 3 | 21875 | 2.1875 | 0 | 21875 | 406203.2926 | 19 | 0 | 2089.2151 | 0 | 21875 | 121261.9465 | 21875 | 0 | 99386.9465 | 99386.9465 | 0 | 0 | 0 | 0 | 0 | 0 | 0
2022-10-25 20:00 | 0 | 0 | 35871 | 0 | 633 | 0 | 3 | 21875 | 2.1875 | 0 | 21875 | 384328.2926 | 19 | 0 | 2089.2151 | 0 | 21875 | 121261.9465 | 21875 | 0 | 99386.9465 | 99386.9465 | 0 | 0 | 0 | 0 | 0 | 0 | 0
2022-10-25 21:00 | 0 | 0 | 35871 | 0 | 633 | 0 | 3 | 21875 | 2.1875 | 0 | 21875 | 362453.2926 | 19 | 0 | 2089.2151 | 0 | 21875 | 121261.9465 | 21875 | 0 | 99386.9465 | 99386.9465 | 0 | 0 | 0 | 0 | 0 | 0 | 0
2022-10-25 22:00 | 0 | 0 | 35871 | 0 | 633 | 0 | 3 | 21875 | 2.1875 | 0 | 21875 | 340578.2926 | 19 | 0 | 2089.2151 | 0 | 21875 | 121261.9465 | 21875 | 0 | 99386.9465 | 99386.9465 | 0 | 0 | 0 | 0 | 0 | 0 | 0
2022-10-25 23:00 | 0 | 0 | 35871 | 0 | 633 | 0 | 3 | 21875 | 2.1875 | 0 | 21875 | 318703.2926 | 19 | 0 | 2089.2151 | 0 | 21875 | 121261.9465 | 21875 | 0 | 99386.9465 | 99386.9465 | 0 | 0 | 0 | 0 | 0 | 0 | 0
2022-10-26 | 0 | 0 | 35871 | 0 | 633 | 0 | 3 | 22291.6667 | 2.2292 | 0 | 22291.6667 | 296828.2926 | 19 | 0 | 2089.2151 | 0 | 22291.6667 | 121678.6132 | 22291.6667 | 0 | 99386.9465 | 99386.9465 | 0 | 0 | 0 | 0 | 0 | 0 | 0
2022-10-26 01:00 | 0 | 0 | 35871 | 0 | 633 | 0 | 3 | 22291.6667 | 2.2292 | 0 | 22291.6667 | 274536.6259 | 19 | 0 | 2089.2151 | 0 | 22291.6667 | 121678.6132 | 22291.6667 | 0 | 99386.9465 | 99386.9465 | 0 | 0 | 0 | 0 | 0 | 0 | 0
2022-10-26 02:00 | 0 | 0 | 35871 | 0 | 633 | 0 | 3 | 22291.6667 | 2.2292 | 0 | 22291.6667 | 252244.9593 | 19 | 0 | 2089.2151 | 0 | 22291.6667 | 121678.6132 | 22291.6667 | 0 | 99386.9465 | 99386.9465 | 0 | 0 | 0 | 0 | 0 | 0 | 0
2022-10-26 03:00 | 0 | 0 | 35871 | 0 | 633 | 0 | 3 | 22291.6667 | 2.2292 | 0 | 22291.6667 | 229953.2926 | 19 | 0 | 2089.2151 | 0 | 22291.6667 | 121678.6132 | 22291.6667 | 0 | 99386.9465 | 99386.9465 | 0 | 0 | 0 | 0 | 0 | 0 | 0
2022-10-26 04:00 | 0 | 0 | 35871 | 0 | 633 | 0 | 3 | 22291.6667 | 2.2292 | 0 | 22291.6667 | 207661.6259 | 19 | 0 | 2089.2151 | 0 | 22291.6667 | 121678.6132 | 22291.6667 | 0 | 99386.9465 | 99386.9465 | 0 | 0 | 0 | 0 | 0 | 0 | 0
2022-10-26 05:00 | 0 | 0 | 35871 | 0 | 633 | 0 | 3 | 22291.6667 | 2.2292 | 0 | 22291.6667 | 185369.9593 | 19 | 0 | 2089.2151 | 0 | 22291.6667 | 121678.6132 | 22291.6667 | 0 | 99386.9465 | 99386.9465 | 0 | 0 | 0 | 0 | 0 | 0 | 0
2022-10-26 06:00 | 0.00338 | 0 | 35871 | 117.6067 | 633 | 0 | 3 | 22174.06 | 2.2174 | 0 | 22174.06 | 163078.2926 | 19 | -7.1054e-14 | 2089.2151 | -1.4936e-15 | 22291.6667 | 121678.6132 | 22291.6667 | 0 | 99386.9465 | 99386.9465 | -7.1054e-14 | 0 | 0 | 0 | 0 | 0 | 0
2022-10-26 07:00 | 0.08047 | 0.01175 | 35871 | 2799.9432 | 633 | 1243.5918 | 3 | 19491.7235 | 1.9492 | 0 | 18248.1317 | 140904.2326 | 19 | 0 | 2089.2151 | 0 | 22291.6667 | 121678.6132 | 22291.6667 | 0 | 99386.9465 | 99386.9465 | 0 | 0 | 0 | 0 | 0 | 0 | 0
2022-10-26 08:00 | 0.2193 | 0.04854 | 35871 | 7630.515 | 633 | 5137.3571 | 3 | 14661.1517 | 1.4661 | 0 | 9523.7946 | 122656.1009 | 19 | 0 | 2089.2151 | 0 | 22291.6667 | 121678.6132 | 22291.6667 | 0 | 99386.9465 | 99386.9465 | 0 | 0 | 0 | 0 | 0 | 0 | 0
2022-10-26 09:00 | 0.36655 | 0.20067 | 35871 | 12754.0596 | 633 | 21238.4312 | 3 | 9537.6071 | 0.95376 | 11700.8241 | 0 | 113132.3064 | 19 | 0 | 2089.2151 | 0 | 22291.6667 | 121678.6132 | 22291.6667 | 0 | 99386.9465 | 99386.9465 | 0 | 0 | 0 | 0 | 0 | 0 | 0
2022-10-26 10:00 | 0.4909 | 0.20658 | 35871 | 17080.8017 | 633 | 21863.9314 | 3 | 5210.865 | 0.52109 | 16653.0664 | 0 | 124833.1305 | 19 | 0 | 2089.2151 | 0 | 22291.6667 | 121678.6132 | 22291.6667 | 0 | 99386.9465 | 99386.9465 | 0 | 0 | 0 | 0 | 0 | 0 | 0
2022-10-26 11:00 | 0.56528 | 0.3857 | 35871 | 19668.8441 | 633 | 40821.5623 | 3 | 2622.8226 | 0.26228 | 38198.7398 | 0 | 141486.1969 | 19 | 0 | 2089.2151 | 0 | 22291.6667 | 121678.6132 | 22291.6667 | 0 | 99386.9465 | 99386.9465 | 0 | 0 | 0 | 0 | 0 | 0 | 0
2022-10-26 12:00 | 0.58755 | 0.38782 | 35871 | 20443.7259 | 633 | 41045.938 | 3 | 1847.9408 | 0.18479 | 39197.9972 | 0 | 179684.9367 | 19 | 0 | 2089.2151 | 0 | 22291.6667 | 121678.6132 | 22291.6667 | 0 | 99386.9465 | 99386.9465 | 0 | 0 | 0 | 0 | 0 | 0 | 0
2022-10-26 13:00 | 0.59242 | 0.4267 | 35871 | 20613.1769 | 633 | 45160.9039 | 3 | 1678.4898 | 0.16785 | 43482.4141 | 0 | 218882.9339 | 19 | 0 | 2089.2151 | 0 | 22291.6667 | 121678.6132 | 22291.6667 | 0 | 99386.9465 | 99386.9465 | 0 | 0 | 0 | 0 | 0 | 0 | 0
2022-10-26 14:00 | 0.42775 | 0.32758 | 35871 | 14883.5056 | 633 | 34670.281 | 3 | 7408.161 | 0.74082 | 27262.12 | 0 | 262365.348 | 19 | 0 | 2089.2151 | 0 | 22291.6667 | 121678.6132 | 22291.6667 | 0 | 99386.9465 | 99386.9465 | 0 | 0 | 0 | 0 | 0 | 0 | 0
2022-10-26 15:00 | 0.27567 | 0.23327 | 35871 | 9591.9018 | 633 | 24688.737 | 3 | 12699.7649 | 1.27 | 11988.9721 | 0 | 289627.468 | 19 | 0 | 2089.2151 | 0 | 22291.6667 | 121678.6132 | 22291.6667 | 0 | 99386.9465 | 99386.9465 | 0 | 0 | 0 | 0 | 0 | 0 | 0
2022-10-26 16:00 | 0.11988 | 0.08507 | 35871 | 4171.209 | 633 | 9003.6046 | 3 | 18120.4577 | 1.812 | 0 | 9116.853 | 301616.4401 | 19 | 0 | 2089.2151 | 0 | 22291.6667 | 121678.6132 | 22291.6667 | 0 | 99386.9465 | 99386.9465 | 0 | 0 | 0 | 0 | 0 | 0 | 0
2022-10-26 17:00 | 0.0116 | 0.00043 | 35871 | 403.6205 | 633 | 45.5102 | 3 | 21888.0462 | 2.1888 | 0 | 21842.536 | 292499.5871 | 19 | 1.1369e-13 | 2089.2151 | 2.3898e-15 | 22291.6667 | 121678.6132 | 22291.6667 | 0 | 99386.9465 | 99386.9465 | 1.1369e-13 | 0 | 0 | 0 | 0 | 0 | 0
2022-10-26 18:00 | 0 | 0 | 35871 | 0 | 633 | 0 | 3 | 22291.6667 | 2.2292 | 0 | 22291.6667 | 270657.0511 | 19 | 0 | 2089.2151 | 0 | 22291.6667 | 121678.6132 | 22291.6667 | 0 | 99386.9465 | 99386.9465 | 0 | 0 | 0 | 0 | 0 | 0 | 0
2022-10-26 19:00 | 0 | 0 | 35871 | 0 | 633 | 0 | 3 | 22291.6667 | 2.2292 | 0 | 22291.6667 | 248365.3844 | 19 | 0 | 2089.2151 | 0 | 22291.6667 | 121678.6132 | 22291.6667 | 0 | 99386.9465 | 99386.9465 | 0 | 0 | 0 | 0 | 0 | 0 | 0
2022-10-26 20:00 | 0 | 0 | 35871 | 0 | 633 | 0 | 3 | 22291.6667 | 2.2292 | 0 | 22291.6667 | 226073.7178 | 19 | 0 | 2089.2151 | 0 | 22291.6667 | 121678.6132 | 22291.6667 | 0 | 99386.9465 | 99386.9465 | 0 | 0 | 0 | 0 | 0 | 0 | 0
2022-10-26 21:00 | 0 | 0 | 35871 | 0 | 633 | 0 | 3 | 22291.6667 | 2.2292 | 0 | 22291.6667 | 203782.0511 | 19 | 0 | 2089.2151 | 0 | 22291.6667 | 121678.6132 | 22291.6667 | 0 | 99386.9465 | 99386.9465 | 0 | 0 | 0 | 0 | 0 | 0 | 0
2022-10-26 22:00 | 0 | 0 | 35871 | 0 | 633 | 0 | 3 | 22291.6667 | 2.2292 | 0 | 22291.6667 | 181490.3844 | 19 | 0 | 2089.2151 | 0 | 22291.6667 | 121678.6132 | 22291.6667 | 0 | 99386.9465 | 99386.9465 | 0 | 0 | 0 | 0 | 0 | 0 | 0
2022-10-26 23:00 | 0 | 0 | 35871 | 0 | 633 | 0 | 3 | 22291.6667 | 2.2292 | 0 | 22291.6667 | 159198.7178 | 19 | 0 | 2089.2151 | 0 | 22291.6667 | 121678.6132 | 22291.6667 | 0 | 99386.9465 | 99386.9465 | 0 | 0 | 0 | 0 | 0 | 0 | 0
2022-10-27 | 0 | 0 | 35871 | 0 | 633 | 0 | 3 | 19000 | 1.9 | 0 | 19000 | 136907.0511 | 19 | 0 | 2089.2151 | 0 | 19000 | 118386.9465 | 19000 | 0 | 99386.9465 | 99386.9465 | 0 | 0 | 0 | 0 | 0 | 0 | 0
2022-10-27 01:00 | 0 | 0 | 35871 | 0 | 633 | 0 | 3 | 19000 | 1.9 | 0 | 19000 | 117907.0511 | 19 | 0 | 2089.2151 | 0 | 19000 | 118386.9465 | 19000 | 0 | 99386.9465 | 99386.9465 | 0 | 0 | 0 | 0 | 0 | 0 | 0
2022-10-27 02:00 | 0 | 0 | 35871 | 0 | 633 | 0 | 3 | 19000 | 1.9 | 0 | 19000 | 98907.0511 | 19 | 0 | 2089.2151 | 0 | 19000 | 118386.9465 | 19000 | 0 | 99386.9465 | 99386.9465 | 0 | 0 | 0 | 0 | 0 | 0 | 0
2022-10-27 03:00 | 0 | 0 | 35871 | 0 | 633 | 0 | 3 | 19000 | 1.9 | 0 | 19000 | 79907.0511 | 19 | 0 | 2089.2151 | 0 | 19000 | 118386.9465 | 19000 | 0 | 99386.9465 | 99386.9465 | 0 | 0 | 0 | 0 | 0 | 0 | 0
2022-10-27 04:00 | 0 | 0 | 35871 | 0 | 633 | 0 | 3 | 19000 | 1.9 | 0 | 19000 | 60907.0511 | 19 | 0 | 2089.2151 | 0 | 19000 | 118386.9465 | 19000 | 0 | 99386.9465 | 99386.9465 | 0 | 0 | 0 | 0 | 0 | 0 | 0
2022-10-27 05:00 | 0 | 0 | 35871 | 0 | 633 | 0 | 3 | 19000 | 1.9 | 0 | 19000 | 41907.0511 | 19 | 0 | 2089.2151 | 0 | 19000 | 118386.9465 | 19000 | 0 | 99386.9465 | 99386.9465 | 0 | 0 | 0 | 0 | 0 | 0 | 0
2022-10-27 06:00 | 0.0049 | 0 | 35871 | 170.4949 | 633 | 0 | 3 | 18829.5051 | 1.883 | 0 | 18829.5051 | 22907.0511 | 19 | 0 | 2089.2151 | 0 | 19000 | 118386.9465 | 19000 | 0 | 99386.9465 | 99386.9465 | 0 | 0 | 0 | 0 | 0 | 0 | 0
2022-10-27 07:00 | 0.1055 | 0.10631 | 35871 | 3670.8588 | 633 | 11251.5953 | 3 | 15329.1412 | 1.5329 | 0 | 4077.546 | 4077.546 | 19 | 0 | 2089.2151 | 0 | 19000 | 118386.9465 | 19000 | 0 | 99386.9465 | 99386.9465 | 0 | 0 | 0 | 0 | 0 | 0 | 0
2022-10-27 08:00 | 0.28852 | 0.32779 | 35871 | 10039.0159 | 633 | 34692.5069 | 3 | 18460.9841 | 1.8461 | 16231.5228 | 0 | 0 | 19 | 9500 | 2089.2151 | 199.6997 | 19000 | 118386.9465 | 28500 | 0 | 89886.9465 | 89886.9465 | 0 | 9500 | 0 | 0 | 0 | 0 | 0
2022-10-27 09:00 | 0.4724 | 0.46501 | 35871 | 16437.0966 | 633 | 49215.5424 | 3 | 12062.9034 | 1.2063 | 37152.639 | 0 | 16231.5228 | 19 | 9500 | 2089.2151 | 199.6997 | 19000 | 118386.9465 | 28500 | 0 | 89886.9465 | 89886.9465 | 0 | 9500 | 0 | 0 | 0 | 0 | 0
2022-10-27 10:00 | 0.61512 | 0.56444 | 35871 | 21403.0204 | 633 | 59738.9749 | 3 | 7096.9796 | 0.7097 | 52641.9954 | 0 | 53384.1618 | 19 | 9500 | 2089.2151 | 199.6997 | 19000 | 118386.9465 | 28500 | 0 | 89886.9465 | 89886.9465 | 2403.0204 | 7096.9796 | 0 | 0 | 0 | 0 | 0
2022-10-27 11:00 | 0.6971 | 0.62856 | 35871 | 24255.5039 | 633 | 66525.2819 | 3 | 4244.4961 | 0.42445 | 62280.7857 | 0 | 106026.1571 | 19 | 9500 | 2089.2151 | 199.6997 | 19000 | 118386.9465 | 28500 | 0 | 89886.9465 | 89886.9465 | 5255.5039 | 4244.4961 | 0 | 0 | 0 | 0 | 0
2022-10-27 12:00 | 0.733 | 0.77208 | 35871 | 25504.6397 | 633 | 81715.0942 | 3 | 2995.3603 | 0.29954 | 78719.7339 | 0 | 168306.9429 | 19 | 9500 | 2089.2151 | 199.6997 | 19000 | 118386.9465 | 28500 | 0 | 89886.9465 | 89886.9465 | 6504.6397 | 2995.3603 | 0 | 0 | 0 | 0 | 0
2022-10-27 13:00 | 0.67315 | 0.762 | 35871 | 23422.1667 | 633 | 80648.2512 | 3 | 5077.8333 | 0.50778 | 75570.4179 | 0 | 247026.6768 | 19 | 9500 | 2089.2151 | 199.6997 | 19000 | 118386.9465 | 28500 | 0 | 89886.9465 | 89886.9465 | 4422.1667 | 5077.8333 | 0 | 0 | 0 | 0 | 0
2022-10-27 14:00 | 0.54415 | 0.6829 | 35871 | 18933.6285 | 633 | 72276.497 | 3 | 9566.3715 | 0.95664 | 62710.1256 | 0 | 322597.0947 | 19 | 9500 | 2089.2151 | 199.6997 | 19000 | 118386.9465 | 28500 | 0 | 89886.9465 | 89886.9465 | 0 | 9500 | 0 | 0 | 0 | 0 | 0
2022-10-27 15:00 | 0.3642 | 0.55479 | 35871 | 12672.2917 | 633 | 58717.6421 | 3 | 15827.7083 | 1.5828 | 42889.9338 | 0 | 385307.2203 | 19 | 9500 | 2089.2151 | 199.6997 | 19000 | 118386.9465 | 28500 | 0 | 89886.9465 | 89886.9465 | 0 | 9500 | 0 | 0 | 0 | 0 | 0
2022-10-27 16:00 | 0.16143 | 0.3248 | 35871 | 5616.9359 | 633 | 34376.0525 | 3 | 22883.0641 | 2.2883 | 11492.9883 | 0 | 428197.154 | 19 | 9500 | 2089.2151 | 199.6997 | 19000 | 118386.9465 | 28500 | 0 | 89886.9465 | 89886.9465 | 0 | 9500 | 0 | 0 | 0 | 0 | 0
2022-10-27 17:00 | 0.01343 | 0.00662 | 35871 | 467.2951 | 633 | 700.6449 | 3 | 28032.7049 | 2.8033 | 0 | 27332.06 | 439690.1424 | 19 | 9500 | 2089.2151 | 199.6997 | 19000 | 118386.9465 | 28500 | 0 | 89886.9465 | 89886.9465 | 467.2951 | 9032.7049 | 0 | 0 | 0 | 0 | 0
2022-10-27 18:00 | 0 | 0 | 35871 | 0 | 633 | 0 | 3 | 28500 | 2.85 | 0 | 28500 | 412358.0824 | 19 | 9500 | 2089.2151 | 199.6997 | 19000 | 118386.9465 | 28500 | 0 | 89886.9465 | 89886.9465 | 0 | 9500 | 0 | 0 | 0 | 0 | 0
2022-10-27 19:00 | 0 | 0 | 35871 | 0 | 633 | 0 | 3 | 28500 | 2.85 | 0 | 28500 | 383858.0824 | 19 | 9500 | 2089.2151 | 199.6997 | 19000 | 118386.9465 | 28500 | 0 | 89886.9465 | 89886.9465 | 0 | 9500 | 0 | 0 | 0 | 0 | 0
2022-10-27 20:00 | 0 | 0 | 35871 | 0 | 633 | 0 | 3 | 28500 | 2.85 | 0 | 28500 | 355358.0824 | 19 | 9500 | 2089.2151 | 199.6997 | 19000 | 118386.9465 | 28500 | 0 | 89886.9465 | 89886.9465 | 0 | 9500 | 0 | 0 | 0 | 0 | 0
2022-10-27 21:00 | 0 | 0 | 35871 | 0 | 633 | 0 | 3 | 28500 | 2.85 | 0 | 28500 | 326858.0824 | 19 | 9500 | 2089.2151 | 199.6997 | 19000 | 118386.9465 | 28500 | 0 | 89886.9465 | 89886.9465 | 0 | 9500 | 0 | 0 | 0 | 0 | 0
2022-10-27 22:00 | 0 | 0 | 35871 | 0 | 633 | 0 | 3 | 28500 | 2.85 | 0 | 28500 | 298358.0824 | 19 | 9500 | 2089.2151 | 199.6997 | 19000 | 118386.9465 | 28500 | 0 | 89886.9465 | 89886.9465 | 0 | 9500 | 0 | 0 | 0 | 0 | 0
2022-10-27 23:00 | 0 | 0 | 35871 | 0 | 633 | 0 | 3 | 28500 | 2.85 | 0 | 28500 | 269858.0824 | 19 | 9500 | 2089.2151 | 199.6997 | 19000 | 118386.9465 | 28500 | 0 | 89886.9465 | 89886.9465 | 0 | 9500 | 0 | 0 | 0 | 0 | 0
2022-10-28 | 0 | 0 | 35871 | 0 | 633 | 0 | 3 | 30000 | 3 | 0 | 30000 | 241358.0824 | 19 | 7525 | 2089.2151 | 158.1832 | 22475 | 121861.9465 | 30000 | 0 | 91861.9465 | 91861.9465 | 0 | 7525 | 0 | 0 | 0 | 0 | 0
2022-10-28 01:00 | 0 | 0 | 35871 | 0 | 633 | 0 | 3 | 30000 | 3 | 0 | 30000 | 211358.0824 | 19 | 7525 | 2089.2151 | 158.1832 | 22475 | 121861.9465 | 30000 | 0 | 91861.9465 | 91861.9465 | 0 | 7525 | 0 | 0 | 0 | 0 | 0
2022-10-28 02:00 | 0 | 0 | 35871 | 0 | 633 | 0 | 3 | 30000 | 3 | 0 | 30000 | 181358.0824 | 19 | 7525 | 2089.2151 | 158.1832 | 22475 | 121861.9465 | 30000 | 0 | 91861.9465 | 91861.9465 | 0 | 7525 | 0 | 0 | 0 | 0 | 0
2022-10-28 03:00 | 0 | 0 | 35871 | 0 | 633 | 0 | 3 | 30000 | 3 | 0 | 30000 | 151358.0824 | 19 | 7525 | 2089.2151 | 158.1832 | 22475 | 121861.9465 | 30000 | 0 | 91861.9465 | 91861.9465 | 0 | 7525 | 0 | 0 | 0 | 0 | 0
2022-10-28 04:00 | 0 | 0 | 35871 | 0 | 633 | 0 | 3 | 30000 | 3 | 0 | 30000 | 121358.0824 | 19 | 7525 | 2089.2151 | 158.1832 | 22475 | 121861.9465 | 30000 | 0 | 91861.9465 | 91861.9465 | 0 | 7525 | 0 | 0 | 0 | 0 | 0
2022-10-28 05:00 | 0 | 0 | 35871 | 0 | 633 | 0 | 3 | 30000 | 3 | 0 | 30000 | 91358.0824 | 19 | 7525 | 2089.2151 | 158.1832 | 22475 | 121861.9465 | 30000 | 0 | 91861.9465 | 91861.9465 | 0 | 7525 | 0 | 0 | 0 | 0 | 0
2022-10-28 06:00 | 0.00515 | 0.00212 | 35871 | 179.1936 | 633 | 224.3757 | 3 | 30000 | 3 | 0 | 29775.6243 | 61358.0824 | 19 | 7704.1936 | 2089.2151 | 161.95 | 22475 | 121861.9465 | 30179.1936 | 0 | 91682.753 | 91682.753 | -8.5265e-14 | 7704.1936 | 0 | 0 | 0 | 0 | 0
2022-10-28 07:00 | 0.12585 | 0.2884 | 35871 | 4378.9344 | 633 | 30523.5638 | 3 | 27596.0656 | 2.7596 | 2927.4982 | 0 | 31582.4581 | 19 | 9500 | 2089.2151 | 199.6997 | 22475 | 121861.9465 | 31975 | 0 | 89886.9465 | 89886.9465 | 0 | 9500 | 0 | 0 | 0 | 0 | 0
2022-10-28 08:00 | 0.32992 | 0.55907 | 35871 | 11479.5235 | 633 | 59170.627 | 3 | 20495.4765 | 2.0495 | 38675.1505 | 0 | 34509.9563 | 19 | 9500 | 2089.2151 | 199.6997 | 22475 | 121861.9465 | 31975 | 0 | 89886.9465 | 89886.9465 | 0 | 9500 | 0 | 0 | 0 | 0 | 0
2022-10-28 09:00 | 0.51822 | 0.70663 | 35871 | 18031.3975 | 633 | 74788.0233 | 3 | 13943.6025 | 1.3944 | 60844.4208 | 0 | 73185.1069 | 19 | 9500 | 2089.2151 | 199.6997 | 22475 | 121861.9465 | 31975 | 0 | 89886.9465 | 89886.9465 | 0 | 9500 | 0 | 0 | 0 | 0 | 0
2022-10-28 10:00 | 0.6583 | 0.78327 | 35871 | 22905.4629 | 633 | 82899.417 | 3 | 9069.5371 | 0.90695 | 73829.8799 | 0 | 134029.5277 | 19 | 9500 | 2089.2151 | 199.6997 | 22475 | 121861.9465 | 31975 | 0 | 89886.9465 | 89886.9465 | 430.4629 | 9069.5371 | 0 | 0 | 0 | 0 | 0
2022-10-28 11:00 | 0.73528 | 0.82047 | 35871 | 25583.972 | 633 | 86836.5757 | 3 | 6391.028 | 0.6391 | 80445.5477 | 0 | 207859.4076 | 19 | 9500 | 2089.2151 | 199.6997 | 22475 | 121861.9465 | 31975 | 0 | 89886.9465 | 89886.9465 | 3108.972 | 6391.028 | 0 | 0 | 0 | 0 | 0
2022-10-28 12:00 | 0.72347 | 0.71384 | 35871 | 25173.0446 | 633 | 75551.1124 | 3 | 6801.9554 | 0.6802 | 68749.157 | 0 | 288304.9553 | 19 | 9500 | 2089.2151 | 199.6997 | 22475 | 121861.9465 | 31975 | 0 | 89886.9465 | 89886.9465 | 2698.0446 | 6801.9554 | 0 | 0 | 0 | 0 | 0
2022-10-28 13:00 | 0.6606 | 0.69114 | 35871 | 22985.4911 | 633 | 73148.5989 | 3 | 8989.5089 | 0.89895 | 64159.09 | 0 | 357054.1122 | 19 | 9500 | 2089.2151 | 199.6997 | 22475 | 121861.9465 | 31975 | 0 | 89886.9465 | 89886.9465 | 510.4911 | 8989.5089 | 0 | 0 | 0 | 0 | 0
2022-10-28 14:00 | 0.52897 | 0.60642 | 35871 | 18405.4424 | 633 | 64182.0374 | 3 | 13569.5576 | 1.357 | 50612.4798 | 0 | 421213.2022 | 19 | 9500 | 2089.2151 | 199.6997 | 22475 | 121861.9465 | 31975 | 0 | 89886.9465 | 89886.9465 | 0 | 9500 | 0 | 0 | 0 | 0 | 0
2022-10-28 15:00 | 0.34838 | 0.48572 | 35871 | 12121.8368 | 633 | 51407.4391 | 3 | 19853.1632 | 1.9853 | 31554.2759 | 0 | 471825.682 | 19 | 9500 | 2089.2151 | 199.6997 | 22475 | 121861.9465 | 31975 | 0 | 89886.9465 | 89886.9465 | 0 | 9500 | 0 | 0 | 0 | 0 | 0
2022-10-28 16:00 | 0.15102 | 0.25154 | 35871 | 5254.7213 | 633 | 26622.3899 | 3 | 26720.2787 | 2.672 | 0 | 97.8888 | 503379.9579 | 19 | 9500 | 2089.2151 | 199.6997 | 22475 | 121861.9465 | 31975 | 0 | 89886.9465 | 89886.9465 | 0 | 9500 | 0 | 0 | 0 | 0 | 0
2022-10-28 17:00 | 0.01238 | 0.00329 | 35871 | 430.7605 | 633 | 348.2057 | 3 | 30000 | 3 | 0 | 29651.7943 | 503282.0691 | 19 | 7955.7605 | 2089.2151 | 167.2382 | 22475 | 121861.9465 | 30430.7605 | 0 | 91431.1861 | 91431.1861 | 0 | 7955.7605 | 0 | 0 | 0 | 0 | 0
2022-10-28 18:00 | 0 | 0 | 35871 | 0 | 633 | 0 | 3 | 30000 | 3 | 0 | 30000 | 473630.2748 | 19 | 7525 | 2089.2151 | 158.1832 | 22475 | 121861.9465 | 30000 | 0 | 91861.9465 | 91861.9465 | 0 | 7525 | 0 | 0 | 0 | 0 | 0
2022-10-28 19:00 | 0 | 0 | 35871 | 0 | 633 | 0 | 3 | 30000 | 3 | 0 | 30000 | 443630.2748 | 19 | 7525 | 2089.2151 | 158.1832 | 22475 | 121861.9465 | 30000 | 0 | 91861.9465 | 91861.9465 | 0 | 7525 | 0 | 0 | 0 | 0 | 0
2022-10-28 20:00 | 0 | 0 | 35871 | 0 | 633 | 0 | 3 | 30000 | 3 | 0 | 30000 | 413630.2748 | 19 | 7525 | 2089.2151 | 158.1832 | 22475 | 121861.9465 | 30000 | 0 | 91861.9465 | 91861.9465 | 0 | 7525 | 0 | 0 | 0 | 0 | 0
2022-10-28 21:00 | 0 | 0 | 35871 | 0 | 633 | 0 | 3 | 30000 | 3 | 0 | 30000 | 383630.2748 | 19 | 7525 | 2089.2151 | 158.1832 | 22475 | 121861.9465 | 30000 | 0 | 91861.9465 | 91861.9465 | 0 | 7525 | 0 | 0 | 0 | 0 | 0
2022-10-28 22:00 | 0 | 0 | 35871 | 0 | 633 | 0 | 3 | 30000 | 3 | 0 | 30000 | 353630.2748 | 19 | 7525 | 2089.2151 | 158.1832 | 22475 | 121861.9465 | 30000 | 0 | 91861.9465 | 91861.9465 | 0 | 7525 | 0 | 0 | 0 | 0 | 0
2022-10-28 23:00 | 0 | 0 | 35871 | 0 | 633 | 0 | 3 | 30000 | 3 | 0 | 30000 | 323630.2748 | 19 | 7525 | 2089.2151 | 158.1832 | 22475 | 121861.9465 | 30000 | 0 | 91861.9465 | 91861.9465 | 0 | 7525 | 0 | 0 | 0 | 0 | 0
2022-10-29 | 0 | 0 | 35871 | 0 | 633 | 0 | 3 | 28558.3333 | 2.8558 | 0 | 28558.3333 | 293630.2748 | 19 | 9500 | 2089.2151 | 199.6997 | 19058.3333 | 118445.2799 | 28558.3333 | 0 | 89886.9465 | 89886.9465 | 0 | 9500 | 0 | 0 | 0 | 0 | 0
2022-10-29 01:00 | 0 | 0 | 35871 | 0 | 633 | 0 | 3 | 28558.3333 | 2.8558 | 0 | 28558.3333 | 265071.9414 | 19 | 9500 | 2089.2151 | 199.6997 | 19058.3333 | 118445.2799 | 28558.3333 | 0 | 89886.9465 | 89886.9465 | 0 | 9500 | 0 | 0 | 0 | 0 | 0
2022-10-29 02:00 | 0 | 0 | 35871 | 0 | 633 | 0 | 3 | 28558.3333 | 2.8558 | 0 | 28558.3333 | 236513.6081 | 19 | 9500 | 2089.2151 | 199.6997 | 19058.3333 | 118445.2799 | 28558.3333 | 0 | 89886.9465 | 89886.9465 | 0 | 9500 | 0 | 0 | 0 | 0 | 0
2022-10-29 03:00 | 0 | 0 | 35871 | 0 | 633 | 0 | 3 | 28558.3333 | 2.8558 | 0 | 28558.3333 | 207955.2748 | 19 | 9500 | 2089.2151 | 199.6997 | 19058.3333 | 118445.2799 | 28558.3333 | 0 | 89886.9465 | 89886.9465 | 0 | 9500 | 0 | 0 | 0 | 0 | 0
2022-10-29 04:00 | 0 | 0 | 35871 | 0 | 633 | 0 | 3 | 28558.3333 | 2.8558 | 0 | 28558.3333 | 179396.9414 | 19 | 9500 | 2089.2151 | 199.6997 | 19058.3333 | 118445.2799 | 28558.3333 | 0 | 89886.9465 | 89886.9465 | 0 | 9500 | 0 | 0 | 0 | 0 | 0
2022-10-29 05:00 | 0 | 0 | 35871 | 0 | 633 | 0 | 3 | 28558.3333 | 2.8558 | 0 | 28558.3333 | 150838.6081 | 19 | 9500 | 2089.2151 | 199.6997 | 19058.3333 | 118445.2799 | 28558.3333 | 0 | 89886.9465 | 89886.9465 | 0 | 9500 | 0 | 0 | 0 | 0 | 0
2022-10-29 06:00 | 0.0047 | 0.00068 | 35871 | 163.5359 | 633 | 71.9696 | 3 | 28394.7974 | 2.8395 | 0 | 28322.8279 | 122280.2748 | 19 | 9500 | 2089.2151 | 199.6997 | 19058.3333 | 118445.2799 | 28558.3333 | 0 | 89886.9465 | 89886.9465 | 163.5359 | 9336.4641 | 0 | 0 | 0 | 0 | 0
2022-10-29 07:00 | 0.11057 | 0.16578 | 35871 | 3847.2688 | 633 | 17545.7573 | 3 | 24711.0646 | 2.4711 | 0 | 7165.3072 | 93957.4469 | 19 | 9500 | 2089.2151 | 199.6997 | 19058.3333 | 118445.2799 | 28558.3333 | 0 | 89886.9465 | 89886.9465 | 0 | 9500 | 0 | 0 | 0 | 0 | 0
2022-10-29 08:00 | 0.30058 | 0.42379 | 35871 | 10458.642 | 633 | 44852.9165 | 3 | 18099.6913 | 1.81 | 26753.2252 | 0 | 86792.1397 | 19 | 9500 | 2089.2151 | 199.6997 | 19058.3333 | 118445.2799 | 28558.3333 | 0 | 89886.9465 | 89886.9465 | 0 | 9500 | 0 | 0 | 0 | 0 | 0
2022-10-29 09:00 | 0.48533 | 0.55846 | 35871 | 16886.9943 | 633 | 59106.0661 | 3 | 11671.3391 | 1.1671 | 47434.727 | 0 | 113545.3649 | 19 | 9500 | 2089.2151 | 199.6997 | 19058.3333 | 118445.2799 | 28558.3333 | 0 | 89886.9465 | 89886.9465 | 0 | 9500 | 0 | 0 | 0 | 0 | 0
2022-10-29 10:00 | 0.58665 | 0.56108 | 35871 | 20412.4105 | 633 | 59383.3606 | 3 | 8145.9228 | 0.81459 | 51237.4378 | 0 | 160980.0919 | 19 | 9500 | 2089.2151 | 199.6997 | 19058.3333 | 118445.2799 | 28558.3333 | 0 | 89886.9465 | 89886.9465 | 1354.0772 | 8145.9228 | 0 | 0 | 0 | 0 | 0
2022-10-29 11:00 | 0.66258 | 0.57428 | 35871 | 23054.385 | 633 | 60780.4169 | 3 | 5503.9484 | 0.55039 | 55276.4686 | 0 | 212217.5296 | 19 | 9500 | 2089.2151 | 199.6997 | 19058.3333 | 118445.2799 | 28558.3333 | 0 | 89886.9465 | 89886.9465 | 3996.0516 | 5503.9484 | 0 | 0 | 0 | 0 | 0
2022-10-29 12:00 | 0.68962 | 0.60509 | 35871 | 23995.2382 | 633 | 64041.2734 | 3 | 4563.0951 | 0.45631 | 59478.1783 | 0 | 267493.9982 | 19 | 9500 | 2089.2151 | 199.6997 | 19058.3333 | 118445.2799 | 28558.3333 | 0 | 89886.9465 | 89886.9465 | 4936.9049 | 4563.0951 | 0 | 0 | 0 | 0 | 0
2022-10-29 13:00 | 0.62972 | 0.62843 | 35871 | 21911.0255 | 633 | 66511.523 | 3 | 6647.3078 | 0.66473 | 59864.2152 | 0 | 326972.1765 | 19 | 9500 | 2089.2151 | 199.6997 | 19058.3333 | 118445.2799 | 28558.3333 | 0 | 89886.9465 | 89886.9465 | 2852.6922 | 6647.3078 | 0 | 0 | 0 | 0 | 0
2022-10-29 14:00 | 0.49492 | 0.51786 | 35871 | 17220.6771 | 633 | 54809.0595 | 3 | 11337.6563 | 1.1338 | 43471.4033 | 0 | 386836.3917 | 19 | 9500 | 2089.2151 | 199.6997 | 19058.3333 | 118445.2799 | 28558.3333 | 0 | 89886.9465 | 89886.9465 | 0 | 9500 | 0 | 0 | 0 | 0 | 0
2022-10-29 15:00 | 0.31695 | 0.37429 | 35871 | 11028.234 | 633 | 39613.9553 | 3 | 17530.0993 | 1.753 | 22083.856 | 0 | 430307.7949 | 19 | 9500 | 2089.2151 | 199.6997 | 19058.3333 | 118445.2799 | 28558.3333 | 0 | 89886.9465 | 89886.9465 | 0 | 9500 | 0 | 0 | 0 | 0 | 0
2022-10-29 16:00 | 0.13348 | 0.16566 | 35871 | 4644.4192 | 633 | 17533.0568 | 3 | 23913.9141 | 2.3914 | 0 | 6380.8573 | 452391.6509 | 19 | 9500 | 2089.2151 | 199.6997 | 19058.3333 | 118445.2799 | 28558.3333 | 0 | 89886.9465 | 89886.9465 | 0 | 9500 | 0 | 0 | 0 | 0 | 0
2022-10-29 17:00 | 0.0107 | 0.00074 | 35871 | 372.3051 | 633 | 78.3198 | 3 | 28186.0282 | 2.8186 | 0 | 28107.7084 | 446010.7937 | 19 | 9500 | 2089.2151 | 199.6997 | 19058.3333 | 118445.2799 | 28558.3333 | 0 | 89886.9465 | 89886.9465 | 372.3051 | 9127.6949 | 0 | 0 | 0 | 0 | 0
2022-10-29 18:00 | 0 | 0 | 35871 | 0 | 633 | 0 | 3 | 28558.3333 | 2.8558 | 0 | 28558.3333 | 417903.0853 | 19 | 9500 | 2089.2151 | 199.6997 | 19058.3333 | 118445.2799 | 28558.3333 | 0 | 89886.9465 | 89886.9465 | 0 | 9500 | 0 | 0 | 0 | 0 | 0
2022-10-29 19:00 | 0 | 0 | 35871 | 0 | 633 | 0 | 3 | 28558.3333 | 2.8558 | 0 | 28558.3333 | 389344.7519 | 19 | 9500 | 2089.2151 | 199.6997 | 19058.3333 | 118445.2799 | 28558.3333 | 0 | 89886.9465 | 89886.9465 | 0 | 9500 | 0 | 0 | 0 | 0 | 0
2022-10-29 20:00 | 0 | 0 | 35871 | 0 | 633 | 0 | 3 | 28558.3333 | 2.8558 | 0 | 28558.3333 | 360786.4186 | 19 | 9500 | 2089.2151 | 199.6997 | 19058.3333 | 118445.2799 | 28558.3333 | 0 | 89886.9465 | 89886.9465 | 0 | 9500 | 0 | 0 | 0 | 0 | 0
2022-10-29 21:00 | 0 | 0 | 35871 | 0 | 633 | 0 | 3 | 28558.3333 | 2.8558 | 0 | 28558.3333 | 332228.0853 | 19 | 9500 | 2089.2151 | 199.6997 | 19058.3333 | 118445.2799 | 28558.3333 | 0 | 89886.9465 | 89886.9465 | 0 | 9500 | 0 | 0 | 0 | 0 | 0
2022-10-29 22:00 | 0 | 0 | 35871 | 0 | 633 | 0 | 3 | 28558.3333 | 2.8558 | 0 | 28558.3333 | 303669.7519 | 19 | 9500 | 2089.2151 | 199.6997 | 19058.3333 | 118445.2799 | 28558.3333 | 0 | 89886.9465 | 89886.9465 | 0 | 9500 | 0 | 0 | 0 | 0 | 0
2022-10-29 23:00 | 0 | 0 | 35871 | 0 | 633 | 0 | 3 | 28558.3333 | 2.8558 | 0 | 28558.3333 | 275111.4186 | 19 | 9500 | 2089.2151 | 199.6997 | 19058.3333 | 118445.2799 | 28558.3333 | 0 | 89886.9465 | 89886.9465 | 0 | 9500 | 0 | 0 | 0 | 0 | 0
2022-10-30 | 0 | 0 | 35871 | 0 | 633 | 0 | 3 | 30000 | 3 | 0 | 30000 | 246553.0853 | 19 | 7783.3333 | 2089.2151 | 163.6136 | 22216.6667 | 121603.6132 | 30000 | 0 | 91603.6132 | 91603.6132 | 0 | 7783.3333 | 0 | 0 | 0 | 0 | 0
2022-10-30 01:00 | 0 | 0 | 35871 | 0 | 633 | 0 | 3 | 30000 | 3 | 0 | 30000 | 216553.0853 | 19 | 7783.3333 | 2089.2151 | 163.6136 | 22216.6667 | 121603.6132 | 30000 | 0 | 91603.6132 | 91603.6132 | 0 | 7783.3333 | 0 | 0 | 0 | 0 | 0
2022-10-30 02:00 | 0 | 0 | 35871 | 0 | 633 | 0 | 3 | 30000 | 3 | 0 | 30000 | 186553.0853 | 19 | 7783.3333 | 2089.2151 | 163.6136 | 22216.6667 | 121603.6132 | 30000 | 0 | 91603.6132 | 91603.6132 | 0 | 7783.3333 | 0 | 0 | 0 | 0 | 0
2022-10-30 03:00 | 0 | 0 | 35871 | 0 | 633 | 0 | 3 | 30000 | 3 | 0 | 30000 | 156553.0853 | 19 | 7783.3333 | 2089.2151 | 163.6136 | 22216.6667 | 121603.6132 | 30000 | 0 | 91603.6132 | 91603.6132 | 0 | 7783.3333 | 0 | 0 | 0 | 0 | 0
2022-10-30 04:00 | 0 | 0 | 35871 | 0 | 633 | 0 | 3 | 30000 | 3 | 0 | 30000 | 126553.0853 | 19 | 7783.3333 | 2089.2151 | 163.6136 | 22216.6667 | 121603.6132 | 30000 | 0 | 91603.6132 | 91603.6132 | 0 | 7783.3333 | 0 | 0 | 0 | 0 | 0
2022-10-30 05:00 | 0 | 0 | 35871 | 0 | 633 | 0 | 3 | 30000 | 3 | 0 | 30000 | 96553.0853 | 19 | 7783.3333 | 2089.2151 | 163.6136 | 22216.6667 | 121603.6132 | 30000 | 0 | 91603.6132 | 91603.6132 | 0 | 7783.3333 | 0 | 0 | 0 | 0 | 0
2022-10-30 06:00 | 0.00345 | 0 | 35871 | 120.0423 | 633 | 0 | 3 | 30000 | 3 | 0 | 30000 | 66553.0853 | 19 | 7903.3756 | 2089.2151 | 166.137 | 22216.6667 | 121603.6132 | 30120.0423 | 0 | 91483.5709 | 91483.5709 | 120.0423 | 7783.3333 | 0 | 0 | 0 | 0 | 0
2022-10-30 07:00 | 0.08905 | 0.07095 | 35871 | 3098.4832 | 633 | 7509.1777 | 3 | 28618.1835 | 2.8618 | 0 | 21109.0058 | 36553.0853 | 19 | 9500 | 2089.2151 | 199.6997 | 22216.6667 | 121603.6132 | 31716.6667 | 0 | 89886.9465 | 89886.9465 | 3098.4832 | 6401.5168 | 0 | 0 | 0 | 0 | 0
2022-10-30 08:00 | 0.24273 | 0.22516 | 35871 | 8445.7588 | 633 | 23830.394 | 3 | 23270.9079 | 2.3271 | 559.4861 | 0 | 15444.0795 | 19 | 9500 | 2089.2151 | 199.6997 | 22216.6667 | 121603.6132 | 31716.6667 | 0 | 89886.9465 | 89886.9465 | 0 | 9500 | 0 | 0 | 0 | 0 | 0
2022-10-30 09:00 | 0.4052 | 0.36491 | 35871 | 14098.8813 | 633 | 38621.1986 | 3 | 17617.7853 | 1.7618 | 21003.4133 | 0 | 16003.5656 | 19 | 9500 | 2089.2151 | 199.6997 | 22216.6667 | 121603.6132 | 31716.6667 | 0 | 89886.9465 | 89886.9465 | 0 | 9500 | 0 | 0 | 0 | 0 | 0
2022-10-30 10:00 | 0.54275 | 0.45093 | 35871 | 18884.9157 | 633 | 47725.349 | 3 | 12831.751 | 1.2832 | 34893.598 | 0 | 37006.9789 | 19 | 9500 | 2089.2151 | 199.6997 | 22216.6667 | 121603.6132 | 31716.6667 | 0 | 89886.9465 | 89886.9465 | 0 | 9500 | 0 | 0 | 0 | 0 | 0
2022-10-30 11:00 | 0.61683 | 0.43033 | 35871 | 21462.5197 | 633 | 45545.0944 | 3 | 10254.147 | 1.0254 | 35290.9474 | 0 | 71900.5769 | 19 | 9500 | 2089.2151 | 199.6997 | 22216.6667 | 121603.6132 | 31716.6667 | 0 | 89886.9465 | 89886.9465 | 0 | 9500 | 0 | 0 | 0 | 0 | 0
2022-10-30 12:00 | 0.5899 | 0.38851 | 35871 | 20525.4938 | 633 | 41118.966 | 3 | 1958.168 | 0.19582 | 39160.7979 | 0 | 107191.5243 | 19 | 266.9952 | 2089.2151 | 5.6125 | 22216.6667 | 121603.6132 | 22483.6619 | 0 | 99119.9514 | 99119.9514 | 0 | 266.9952 | 0 | 0 | 0 | 0 | 0
2022-10-30 13:00 | 0.48395 | 0.42114 | 35871 | 16838.9773 | 633 | 44572.4469 | 3 | 5377.6893 | 0.53777 | 39194.7575 | 0 | 146352.3223 | 19 | 0 | 2089.2151 | 0 | 22216.6667 | 121603.6132 | 22216.6667 | 0 | 99386.9465 | 99386.9465 | 0 | 0 | 0 | 0 | 0 | 0 | 0
2022-10-30 14:00 | 0.40912 | 0.37672 | 35871 | 14235.2772 | 633 | 39871.1407 | 3 | 7981.3895 | 0.79814 | 31889.7512 | 0 | 185547.0798 | 19 | 0 | 2089.2151 | 0 | 22216.6667 | 121603.6132 | 22216.6667 | 0 | 99386.9465 | 99386.9465 | 0 | 0 | 0 | 0 | 0 | 0 | 0
2022-10-30 15:00 | 0.26845 | 0.28299 | 35871 | 9340.6829 | 633 | 29950.9824 | 3 | 12875.9838 | 1.2876 | 17074.9986 | 0 | 217436.831 | 19 | 0 | 2089.2151 | 0 | 22216.6667 | 121603.6132 | 22216.6667 | 0 | 99386.9465 | 99386.9465 | 0 | 0 | 0 | 0 | 0 | 0 | 0
2022-10-30 16:00 | 0.11953 | 0.13326 | 35871 | 4159.0308 | 633 | 14103.9186 | 3 | 18057.6359 | 1.8058 | 0 | 3953.7173 | 234511.8296 | 19 | 0 | 2089.2151 | 0 | 22216.6667 | 121603.6132 | 22216.6667 | 0 | 99386.9465 | 99386.9465 | 0 | 0 | 0 | 0 | 0 | 0 | 0
2022-10-30 17:00 | 0.00952 | 0.00039 | 35871 | 331.2472 | 633 | 41.2767 | 3 | 21885.4195 | 2.1885 | 0 | 21844.1428 | 230558.1123 | 19 | -1.7053e-13 | 2089.2151 | -3.5847e-15 | 22216.6667 | 121603.6132 | 22216.6667 | 0 | 99386.9465 | 99386.9465 | -1.7053e-13 | 0 | 0 | 0 | 0 | 0 | 0
2022-10-30 18:00 | 0 | 0 | 35871 | 0 | 633 | 0 | 3 | 22216.6667 | 2.2217 | 0 | 22216.6667 | 208713.9695 | 19 | 0 | 2089.2151 | 0 | 22216.6667 | 121603.6132 | 22216.6667 | 0 | 99386.9465 | 99386.9465 | 0 | 0 | 0 | 0 | 0 | 0 | 0
2022-10-30 19:00 | 0 | 0 | 35871 | 0 | 633 | 0 | 3 | 22216.6667 | 2.2217 | 0 | 22216.6667 | 186497.3028 | 19 | 0 | 2089.2151 | 0 | 22216.6667 | 121603.6132 | 22216.6667 | 0 | 99386.9465 | 99386.9465 | 0 | 0 | 0 | 0 | 0 | 0 | 0
2022-10-30 20:00 | 0 | 0 | 35871 | 0 | 633 | 0 | 3 | 22216.6667 | 2.2217 | 0 | 22216.6667 | 164280.6362 | 19 | 0 | 2089.2151 | 0 | 22216.6667 | 121603.6132 | 22216.6667 | 0 | 99386.9465 | 99386.9465 | 0 | 0 | 0 | 0 | 0 | 0 | 0
2022-10-30 21:00 | 0 | 0 | 35871 | 0 | 633 | 0 | 3 | 22216.6667 | 2.2217 | 0 | 22216.6667 | 142063.9695 | 19 | 0 | 2089.2151 | 0 | 22216.6667 | 121603.6132 | 22216.6667 | 0 | 99386.9465 | 99386.9465 | 0 | 0 | 0 | 0 | 0 | 0 | 0
2022-10-30 22:00 | 0 | 0 | 35871 | 0 | 633 | 0 | 3 | 22216.6667 | 2.2217 | 0 | 22216.6667 | 119847.3028 | 19 | 0 | 2089.2151 | 0 | 22216.6667 | 121603.6132 | 22216.6667 | 0 | 99386.9465 | 99386.9465 | 0 | 0 | 0 | 0 | 0 | 0 | 0
2022-10-30 23:00 | 0 | 0 | 35871 | 0 | 633 | 0 | 3 | 22216.6667 | 2.2217 | 0 | 22216.6667 | 97630.6362 | 19 | 0 | 2089.2151 | 0 | 22216.6667 | 121603.6132 | 22216.6667 | 0 | 99386.9465 | 99386.9465 | 0 | 0 | 0 | 0 | 0 | 0 | 0
2022-10-31 | 0 | 0 | 35871 | 0 | 633 | 0 | 3 | 10791.6667 | 1.0792 | 0 | 10791.6667 | 75413.9695 | 19 | 0 | 2089.2151 | 0 | 10791.6667 | 110178.6132 | 10791.6667 | 0 | 99386.9465 | 99386.9465 | 0 | 0 | 0 | 0 | 0 | 0 | 0
2022-10-31 01:00 | 0 | 0 | 35871 | 0 | 633 | 0 | 3 | 10791.6667 | 1.0792 | 0 | 10791.6667 | 64622.3028 | 19 | 0 | 2089.2151 | 0 | 10791.6667 | 110178.6132 | 10791.6667 | 0 | 99386.9465 | 99386.9465 | 0 | 0 | 0 | 0 | 0 | 0 | 0
2022-10-31 02:00 | 0 | 0 | 35871 | 0 | 633 | 0 | 3 | 10791.6667 | 1.0792 | 0 | 10791.6667 | 53830.6362 | 19 | 0 | 2089.2151 | 0 | 10791.6667 | 110178.6132 | 10791.6667 | 0 | 99386.9465 | 99386.9465 | 0 | 0 | 0 | 0 | 0 | 0 | 0
2022-10-31 03:00 | 0 | 0 | 35871 | 0 | 633 | 0 | 3 | 10791.6667 | 1.0792 | 0 | 10791.6667 | 43038.9695 | 19 | 0 | 2089.2151 | 0 | 10791.6667 | 110178.6132 | 10791.6667 | 0 | 99386.9465 | 99386.9465 | 0 | 0 | 0 | 0 | 0 | 0 | 0
2022-10-31 04:00 | 0 | 0 | 35871 | 0 | 633 | 0 | 3 | 10791.6667 | 1.0792 | 0 | 10791.6667 | 32247.3028 | 19 | 0 | 2089.2151 | 0 | 10791.6667 | 110178.6132 | 10791.6667 | 0 | 99386.9465 | 99386.9465 | 0 | 0 | 0 | 0 | 0 | 0 | 0
2022-10-31 05:00 | 0 | 0 | 35871 | 0 | 633 | 0 | 3 | 10791.6667 | 1.0792 | 0 | 10791.6667 | 21455.6362 | 19 | 0 | 2089.2151 | 0 | 10791.6667 | 110178.6132 | 10791.6667 | 0 | 99386.9465 | 99386.9465 | 0 | 0 | 0 | 0 | 0 | 0 | 0
2022-10-31 06:00 | 0.00367 | 0 | 35871 | 127.6972 | 633 | 0 | 3 | 10663.9695 | 1.0664 | 0 | 10663.9695 | 10663.9695 | 19 | 0 | 2089.2151 | 0 | 10791.6667 | 110178.6132 | 10791.6667 | 0 | 99386.9465 | 99386.9465 | 0 | 0 | 0 | 0 | 0 | 0 | 0
2022-10-31 07:00 | 0.1045 | 0.14877 | 35871 | 3636.0639 | 633 | 15745.4598 | 3 | 15745.4598 | 1.5745 | 0 | 0 | 0 | 19 | 8589.857 | 2089.2151 | 180.5676 | 10791.6667 | 110178.6132 | 19381.5237 | 0 | 90797.0895 | 90797.0895 | 0 | 8589.857 | 0 | 0 | 0 | 0 | 0
2022-10-31 08:00 | 0.29658 | 0.41526 | 35871 | 10319.4625 | 633 | 43950.1218 | 3 | 9972.2041 | 0.99722 | 33977.9177 | 0 | 0 | 19 | 9500 | 2089.2151 | 199.6997 | 10791.6667 | 110178.6132 | 20291.6667 | 0 | 89886.9465 | 89886.9465 | 0 | 9500 | 0 | 0 | 0 | 0 | 0
2022-10-31 09:00 | 0.48358 | 0.57812 | 35871 | 16826.1032 | 633 | 61186.8333 | 3 | 3465.5634 | 0.34656 | 57721.2699 | 0 | 33977.9177 | 19 | 9500 | 2089.2151 | 199.6997 | 10791.6667 | 110178.6132 | 20291.6667 | 0 | 89886.9465 | 89886.9465 | 6034.4366 | 3465.5634 | 0 | 0 | 0 | 0 | 0
2022-10-31 10:00 | 0.6266 | 0.67411 | 35871 | 21802.4655 | 633 | 71346.1845 | 3 | 0 | 0 | 71346.1845 | 0 | 91699.1875 | 19 | 9500 | 2089.2151 | 199.6997 | 10791.6667 | 110178.6132 | 20291.6667 | 0 | 89886.9465 | 89886.9465 | 9500 | 0 | 0 | 0 | 0 | 0 | 0
2022-10-31 11:00 | 0.7071 | 0.72495 | 35871 | 24603.4526 | 633 | 76726.9681 | 3 | 0 | 0 | 76726.9681 | 0 | 163045.3721 | 19 | 9500 | 2089.2151 | 199.6997 | 10791.6667 | 110178.6132 | 20291.6667 | 0 | 89886.9465 | 89886.9465 | 9500 | 0 | 0 | 0 | 0 | 0 | 0
2022-10-31 12:00 | 0.7175 | 0.74425 | 35871 | 24965.3192 | 633 | 78769.6338 | 3 | 0 | 0 | 78769.6338 | 0 | 239772.3402 | 19 | 9500 | 2089.2151 | 199.6997 | 10791.6667 | 110178.6132 | 20291.6667 | 0 | 89886.9465 | 89886.9465 | 9500 | 0 | 0 | 0 | 0 | 0 | 0
2022-10-31 13:00 | 0.65285 | 0.70629 | 35871 | 22715.8309 | 633 | 74752.0385 | 3 | 0 | 0 | 74752.0385 | 0 | 318541.974 | 19 | 9500 | 2089.2151 | 199.6997 | 10791.6667 | 110178.6132 | 20291.6667 | 0 | 89886.9465 | 89886.9465 | 9500 | 0 | 0 | 0 | 0 | 0 | 0
2022-10-31 14:00 | 0.52308 | 0.63598 | 35871 | 18200.5006 | 633 | 67310.5968 | 3 | 2091.1661 | 0.20912 | 65219.4308 | 0 | 393294.0125 | 19 | 9500 | 2089.2151 | 199.6997 | 10791.6667 | 110178.6132 | 20291.6667 | 0 | 89886.9465 | 89886.9465 | 7408.8339 | 2091.1661 | 0 | 0 | 0 | 0 | 0
2022-10-31 15:00 | 0.34267 | 0.49297 | 35871 | 11923.1581 | 633 | 52174.7617 | 3 | 8368.5086 | 0.83685 | 43806.2531 | 0 | 458513.4433 | 19 | 9500 | 2089.2151 | 199.6997 | 10791.6667 | 110178.6132 | 20291.6667 | 0 | 89886.9465 | 89886.9465 | 1131.4914 | 8368.5086 | 0 | 0 | 0 | 0 | 0
2022-10-31 16:00 | 0.14477 | 0.26513 | 35871 | 5037.2533 | 633 | 28060.7229 | 3 | 15254.4133 | 1.5254 | 12806.3096 | 0 | 502319.6964 | 19 | 9500 | 2089.2151 | 199.6997 | 10791.6667 | 110178.6132 | 20291.6667 | 0 | 89886.9465 | 89886.9465 | 0 | 9500 | 0 | 0 | 0 | 0 | 0
2022-10-31 17:00 | 0.01015 | 0.00188 | 35871 | 353.1679 | 633 | 198.9747 | 3 | 19938.4987 | 1.9938 | 0 | 19739.524 | 515126.0059 | 19 | 9500 | 2089.2151 | 199.6997 | 10791.6667 | 110178.6132 | 20291.6667 | 0 | 89886.9465 | 89886.9465 | 353.1679 | 9146.8321 | 0 | 0 | 0 | 0 | 0
2022-10-31 18:00 | 0 | 0 | 35871 | 0 | 633 | 0 | 3 | 20291.6667 | 2.0292 | 0 | 20291.6667 | 495386.4819 | 19 | 9500 | 2089.2151 | 199.6997 | 10791.6667 | 110178.6132 | 20291.6667 | 0 | 89886.9465 | 89886.9465 | 0 | 9500 | 0 | 0 | 0 | 0 | 0
2022-10-31 19:00 | 0 | 0 | 35871 | 0 | 633 | 0 | 3 | 20291.6667 | 2.0292 | 0 | 20291.6667 | 475094.8152 | 19 | 9500 | 2089.2151 | 199.6997 | 10791.6667 | 110178.6132 | 20291.6667 | 0 | 89886.9465 | 89886.9465 | 0 | 9500 | 0 | 0 | 0 | 0 | 0
2022-10-31 20:00 | 0 | 0 | 35871 | 0 | 633 | 0 | 3 | 20291.6667 | 2.0292 | 0 | 20291.6667 | 454803.1486 | 19 | 9500 | 2089.2151 | 199.6997 | 10791.6667 | 110178.6132 | 20291.6667 | 0 | 89886.9465 | 89886.9465 | 0 | 9500 | 0 | 0 | 0 | 0 | 0
2022-10-31 21:00 | 0 | 0 | 35871 | 0 | 633 | 0 | 3 | 20291.6667 | 2.0292 | 0 | 20291.6667 | 434511.4819 | 19 | 9500 | 2089.2151 | 199.6997 | 10791.6667 | 110178.6132 | 20291.6667 | 0 | 89886.9465 | 89886.9465 | 0 | 9500 | 0 | 0 | 0 | 0 | 0
2022-10-31 22:00 | 0 | 0 | 35871 | 0 | 633 | 0 | 3 | 20291.6667 | 2.0292 | 0 | 20291.6667 | 414219.8152 | 19 | 9500 | 2089.2151 | 199.6997 | 10791.6667 | 110178.6132 | 20291.6667 | 0 | 89886.9465 | 89886.9465 | 0 | 9500 | 0 | 0 | 0 | 0 | 0
2022-10-31 23:00 | 0 | 0 | 35871 | 0 | 633 | 0 | 3 | 20291.6667 | 2.0292 | 0 | 20291.6667 | 393928.1486 | 19 | 9500 | 2089.2151 | 199.6997 | 10791.6667 | 110178.6132 | 20291.6667 | 0 | 89886.9465 | 89886.9465 | 0 | 9500 | 0 | 0 | 0 | 0 | 0
2022-11-01 | 0 | 0 | 35871 | 0 | 633 | 0 | 3 | 30000 | 3 | 0 | 30000 | 373636.4819 | 19 | 7475 | 1826.8567 | 157.1321 | 22525 | 109431.1809 | 30000 | 0 | 79431.1809 | 79431.1809 | 0 | 7475 | 0 | 0 | 0 | 0 | 0
2022-11-01 01:00 | 0 | 0 | 35871 | 0 | 633 | 0 | 3 | 30000 | 3 | 0 | 30000 | 343636.4819 | 19 | 7475 | 1826.8567 | 157.1321 | 22525 | 109431.1809 | 30000 | 0 | 79431.1809 | 79431.1809 | 0 | 7475 | 0 | 0 | 0 | 0 | 0
2022-11-01 02:00 | 0 | 0 | 35871 | 0 | 633 | 0 | 3 | 30000 | 3 | 0 | 30000 | 313636.4819 | 19 | 7475 | 1826.8567 | 157.1321 | 22525 | 109431.1809 | 30000 | 0 | 79431.1809 | 79431.1809 | 0 | 7475 | 0 | 0 | 0 | 0 | 0
2022-11-01 03:00 | 0 | 0 | 35871 | 0 | 633 | 0 | 3 | 30000 | 3 | 0 | 30000 | 283636.4819 | 19 | 7475 | 1826.8567 | 157.1321 | 22525 | 109431.1809 | 30000 | 0 | 79431.1809 | 79431.1809 | 0 | 7475 | 0 | 0 | 0 | 0 | 0
2022-11-01 04:00 | 0 | 0 | 35871 | 0 | 633 | 0 | 3 | 30000 | 3 | 0 | 30000 | 253636.4819 | 19 | 7475 | 1826.8567 | 157.1321 | 22525 | 109431.1809 | 30000 | 0 | 79431.1809 | 79431.1809 | 0 | 7475 | 0 | 0 | 0 | 0 | 0
2022-11-01 05:00 | 0 | 0 | 35871 | 0 | 633 | 0 | 3 | 30000 | 3 | 0 | 30000 | 223636.4819 | 19 | 7475 | 1826.8567 | 157.1321 | 22525 | 109431.1809 | 30000 | 0 | 79431.1809 | 79431.1809 | 0 | 7475 | 0 | 0 | 0 | 0 | 0
2022-11-01 06:00 | 0 | 0 | 35871 | 0 | 633 | 0 | 3 | 30000 | 3 | 0 | 30000 | 193636.4819 | 19 | 7475 | 1826.8567 | 157.1321 | 22525 | 109431.1809 | 30000 | 0 | 79431.1809 | 79431.1809 | 0 | 7475 | 0 | 0 | 0 | 0 | 0
2022-11-01 07:00 | 0.10912 | 0.18026 | 35871 | 3796.8162 | 633 | 19078.2858 | 3 | 28228.1838 | 2.8228 | 0 | 9149.898 | 163636.4819 | 19 | 9500 | 1826.8567 | 199.6997 | 22525 | 109431.1809 | 32025 | 0 | 77406.1809 | 77406.1809 | 0 | 9500 | 0 | 0 | 0 | 0 | 0
2022-11-01 08:00 | 0.27615 | 0.37058 | 35871 | 9608.6034 | 633 | 39221.2978 | 3 | 22416.3966 | 2.2416 | 16804.9012 | 0 | 154486.5839 | 19 | 9500 | 1826.8567 | 199.6997 | 22525 | 109431.1809 | 32025 | 0 | 77406.1809 | 77406.1809 | 0 | 9500 | 0 | 0 | 0 | 0 | 0
2022-11-01 09:00 | 0.43938 | 0.4922 | 35871 | 15288.17 | 633 | 52093.2667 | 3 | 16736.83 | 1.6737 | 35356.4367 | 0 | 171291.485 | 19 | 9500 | 1826.8567 | 199.6997 | 22525 | 109431.1809 | 32025 | 0 | 77406.1809 | 77406.1809 | 0 | 9500 | 0 | 0 | 0 | 0 | 0
2022-11-01 10:00 | 0.56147 | 0.57959 | 35871 | 19536.2757 | 633 | 61342.4146 | 3 | 12488.7243 | 1.2489 | 48853.6902 | 0 | 206647.9217 | 19 | 9500 | 1826.8567 | 199.6997 | 22525 | 109431.1809 | 32025 | 0 | 77406.1809 | 77406.1809 | 0 | 9500 | 0 | 0 | 0 | 0 | 0
2022-11-01 11:00 | 0.63312 | 0.51018 | 35871 | 22029.3281 | 633 | 53996.2268 | 3 | 9995.6719 | 0.99957 | 44000.5549 | 0 | 255501.612 | 19 | 9500 | 1826.8567 | 199.6997 | 22525 | 109431.1809 | 32025 | 0 | 77406.1809 | 77406.1809 | 0 | 9500 | 0 | 0 | 0 | 0 | 0
2022-11-01 12:00 | 0.56133 | 0.29822 | 35871 | 19531.4044 | 633 | 31562.8891 | 3 | 12493.5956 | 1.2494 | 19069.2934 | 0 | 299502.1668 | 19 | 9500 | 1826.8567 | 199.6997 | 22525 | 109431.1809 | 32025 | 0 | 77406.1809 | 77406.1809 | 0 | 9500 | 0 | 0 | 0 | 0 | 0
2022-11-01 13:00 | 0.48533 | 0.23769 | 35871 | 16886.9943 | 633 | 25156.5391 | 3 | 15138.0057 | 1.5138 | 10018.5334 | 0 | 318571.4603 | 19 | 9500 | 1826.8567 | 199.6997 | 22525 | 109431.1809 | 32025 | 0 | 77406.1809 | 77406.1809 | 0 | 9500 | 0 | 0 | 0 | 0 | 0
2022-11-01 14:00 | 0.3996 | 0.40628 | 35871 | 13904.0301 | 633 | 42999.7001 | 3 | 18120.9699 | 1.8121 | 24878.7302 | 0 | 328589.9937 | 19 | 9500 | 1826.8567 | 199.6997 | 22525 | 109431.1809 | 32025 | 0 | 77406.1809 | 77406.1809 | 0 | 9500 | 0 | 0 | 0 | 0 | 0
2022-11-01 15:00 | 0.25627 | 0.31807 | 35871 | 8916.8813 | 633 | 33663.7654 | 3 | 22275.8119 | 2.2276 | 11387.9536 | 0 | 353468.7239 | 19 | 8667.6932 | 1826.8567 | 182.2038 | 22525 | 109431.1809 | 31192.6932 | 0 | 78238.4877 | 78238.4877 | 5.457e-12 | 8667.6932 | 0 | 0 | 0 | 0 | 0
2022-11-01 16:00 | 0.1068 | 0.14094 | 35871 | 3716.0921 | 633 | 14916.7513 | 3 | 18808.9079 | 1.8809 | 0 | 3892.1565 | 364856.6774 | 19 | 0 | 1826.8567 | 0 | 22525 | 109431.1809 | 22525 | 0 | 86906.1809 | 86906.1809 | 0 | 0 | 0 | 0 | 0 | 0 | 0
2022-11-01 17:00 | 0.00757 | 0.00056 | 35871 | 263.3972 | 633 | 59.2691 | 3 | 22261.6028 | 2.2262 | 0 | 22202.3338 | 360964.5209 | 19 | 2.2737e-13 | 1826.8567 | 4.7796e-15 | 22525 | 109431.1809 | 22525 | 0 | 86906.1809 | 86906.1809 | 2.2737e-13 | 0 | 0 | 0 | 0 | 0 | 0
2022-11-01 18:00 | 0 | 0 | 35871 | 0 | 633 | 0 | 3 | 22525 | 2.2525 | 0 | 22525 | 338762.1871 | 19 | 0 | 1826.8567 | 0 | 22525 | 109431.1809 | 22525 | 0 | 86906.1809 | 86906.1809 | 0 | 0 | 0 | 0 | 0 | 0 | 0
2022-11-01 19:00 | 0 | 0 | 35871 | 0 | 633 | 0 | 3 | 22525 | 2.2525 | 0 | 22525 | 316237.1871 | 19 | 0 | 1826.8567 | 0 | 22525 | 109431.1809 | 22525 | 0 | 86906.1809 | 86906.1809 | 0 | 0 | 0 | 0 | 0 | 0 | 0
2022-11-01 20:00 | 0 | 0 | 35871 | 0 | 633 | 0 | 3 | 22525 | 2.2525 | 0 | 22525 | 293712.1871 | 19 | 0 | 1826.8567 | 0 | 22525 | 109431.1809 | 22525 | 0 | 86906.1809 | 86906.1809 | 0 | 0 | 0 | 0 | 0 | 0 | 0
2022-11-01 21:00 | 0 | 0 | 35871 | 0 | 633 | 0 | 3 | 22525 | 2.2525 | 0 | 22525 | 271187.1871 | 19 | 0 | 1826.8567 | 0 | 22525 | 109431.1809 | 22525 | 0 | 86906.1809 | 86906.1809 | 0 | 0 | 0 | 0 | 0 | 0 | 0
2022-11-01 22:00 | 0 | 0 | 35871 | 0 | 633 | 0 | 3 | 22525 | 2.2525 | 0 | 22525 | 248662.1871 | 19 | 0 | 1826.8567 | 0 | 22525 | 109431.1809 | 22525 | 0 | 86906.1809 | 86906.1809 | 0 | 0 | 0 | 0 | 0 | 0 | 0
2022-11-01 23:00 | 0 | 0 | 35871 | 0 | 633 | 0 | 3 | 22525 | 2.2525 | 0 | 22525 | 226137.1871 | 19 | 0 | 1826.8567 | 0 | 22525 | 109431.1809 | 22525 | 0 | 86906.1809 | 86906.1809 | 0 | 0 | 0 | 0 | 0 | 0 | 0
2022-11-02 | 0 | 0 | 35871 | 0 | 633 | 0 | 3 | 23416.6667 | 2.3417 | 0 | 23416.6667 | 203612.1871 | 19 | 0 | 1826.8567 | 0 | 23416.6667 | 110322.8476 | 23416.6667 | 0 | 86906.1809 | 86906.1809 | 0 | 0 | 0 | 0 | 0 | 0 | 0
2022-11-02 01:00 | 0 | 0 | 35871 | 0 | 633 | 0 | 3 | 23416.6667 | 2.3417 | 0 | 23416.6667 | 180195.5205 | 19 | 0 | 1826.8567 | 0 | 23416.6667 | 110322.8476 | 23416.6667 | 0 | 86906.1809 | 86906.1809 | 0 | 0 | 0 | 0 | 0 | 0 | 0
2022-11-02 02:00 | 0 | 0 | 35871 | 0 | 633 | 0 | 3 | 23416.6667 | 2.3417 | 0 | 23416.6667 | 156778.8538 | 19 | 0 | 1826.8567 | 0 | 23416.6667 | 110322.8476 | 23416.6667 | 0 | 86906.1809 | 86906.1809 | 0 | 0 | 0 | 0 | 0 | 0 | 0
2022-11-02 03:00 | 0 | 0 | 35871 | 0 | 633 | 0 | 3 | 23416.6667 | 2.3417 | 0 | 23416.6667 | 133362.1871 | 19 | 0 | 1826.8567 | 0 | 23416.6667 | 110322.8476 | 23416.6667 | 0 | 86906.1809 | 86906.1809 | 0 | 0 | 0 | 0 | 0 | 0 | 0
2022-11-02 04:00 | 0 | 0 | 35871 | 0 | 633 | 0 | 3 | 23416.6667 | 2.3417 | 0 | 23416.6667 | 109945.5205 | 19 | 0 | 1826.8567 | 0 | 23416.6667 | 110322.8476 | 23416.6667 | 0 | 86906.1809 | 86906.1809 | 0 | 0 | 0 | 0 | 0 | 0 | 0
2022-11-02 05:00 | 0 | 0 | 35871 | 0 | 633 | 0 | 3 | 23416.6667 | 2.3417 | 0 | 23416.6667 | 86528.8538 | 19 | 0 | 1826.8567 | 0 | 23416.6667 | 110322.8476 | 23416.6667 | 0 | 86906.1809 | 86906.1809 | 0 | 0 | 0 | 0 | 0 | 0 | 0
2022-11-02 06:00 | 0 | 0 | 35871 | 0 | 633 | 0 | 3 | 23416.6667 | 2.3417 | 0 | 23416.6667 | 63112.1871 | 19 | 0 | 1826.8567 | 0 | 23416.6667 | 110322.8476 | 23416.6667 | 0 | 86906.1809 | 86906.1809 | 0 | 0 | 0 | 0 | 0 | 0 | 0
2022-11-02 07:00 | 0.09265 | 0.09211 | 35871 | 3223.7447 | 633 | 9748.7013 | 3 | 20192.922 | 2.0193 | 0 | 10444.2206 | 39695.5205 | 19 | 0 | 1826.8567 | 0 | 23416.6667 | 110322.8476 | 23416.6667 | 0 | 86906.1809 | 86906.1809 | 0 | 0 | 0 | 0 | 0 | 0 | 0
2022-11-02 08:00 | 0.25575 | 0.27936 | 35871 | 8898.788 | 633 | 29566.7919 | 3 | 14517.8787 | 1.4518 | 15048.9133 | 0 | 29251.2998 | 19 | 0 | 1826.8567 | 0 | 23416.6667 | 110322.8476 | 23416.6667 | 0 | 86906.1809 | 86906.1809 | 0 | 0 | 0 | 0 | 0 | 0 | 0
2022-11-02 09:00 | 0.43148 | 0.44107 | 35871 | 15013.2905 | 633 | 46681.7902 | 3 | 8403.3762 | 0.84034 | 38278.4141 | 0 | 44300.2131 | 19 | 0 | 1826.8567 | 0 | 23416.6667 | 110322.8476 | 23416.6667 | 0 | 86906.1809 | 86906.1809 | 0 | 0 | 0 | 0 | 0 | 0 | 0
2022-11-02 10:00 | 0.58395 | 0.55408 | 35871 | 20318.4643 | 633 | 58642.4974 | 3 | 3098.2023 | 0.30982 | 55544.2951 | 0 | 82578.6272 | 19 | 0 | 1826.8567 | 0 | 23416.6667 | 110322.8476 | 23416.6667 | 0 | 86906.1809 | 86906.1809 | 0 | 0 | 0 | 0 | 0 | 0 | 0
2022-11-02 11:00 | 0.65888 | 0.59376 | 35871 | 22925.6439 | 633 | 62842.1334 | 3 | 491.0227 | 0.049102 | 62351.1107 | 0 | 138122.9223 | 19 | 0 | 1826.8567 | 0 | 23416.6667 | 110322.8476 | 23416.6667 | 0 | 86906.1809 | 86906.1809 | 0 | 0 | 0 | 0 | 0 | 0 | 0
2022-11-02 12:00 | 0.66565 | 0.57939 | 35871 | 23161.2052 | 633 | 61321.2471 | 3 | 255.4615 | 0.025546 | 61065.7856 | 0 | 200474.0329 | 19 | 0 | 1826.8567 | 0 | 23416.6667 | 110322.8476 | 23416.6667 | 0 | 86906.1809 | 86906.1809 | 0 | 0 | 0 | 0 | 0 | 0 | 0
2022-11-02 13:00 | 0.53103 | 0.50886 | 35871 | 18477.1198 | 633 | 53856.5211 | 3 | 4939.5469 | 0.49395 | 48916.9743 | 0 | 261539.8185 | 19 | 0 | 1826.8567 | 0 | 23416.6667 | 110322.8476 | 23416.6667 | 0 | 86906.1809 | 86906.1809 | 0 | 0 | 0 | 0 | 0 | 0 | 0
2022-11-02 14:00 | 0.3769 | 0.33905 | 35871 | 13114.1865 | 633 | 35884.2383 | 3 | 10302.4802 | 1.0302 | 25581.7581 | 0 | 310456.7928 | 19 | 0 | 1826.8567 | 0 | 23416.6667 | 110322.8476 | 23416.6667 | 0 | 86906.1809 | 86906.1809 | 0 | 0 | 0 | 0 | 0 | 0 | 0
2022-11-02 15:00 | 0.2298 | 0.19721 | 35871 | 7995.8611 | 633 | 20872.2331 | 3 | 15420.8055 | 1.5421 | 5451.4276 | 0 | 336038.5509 | 19 | 0 | 1826.8567 | 0 | 23416.6667 | 110322.8476 | 23416.6667 | 0 | 86906.1809 | 86906.1809 | 0 | 0 | 0 | 0 | 0 | 0 | 0
2022-11-02 16:00 | 0.08938 | 0.07091 | 35871 | 3109.9655 | 633 | 7504.9442 | 3 | 20306.7012 | 2.0307 | 0 | 12801.757 | 341489.9785 | 19 | 0 | 1826.8567 | 0 | 23416.6667 | 110322.8476 | 23416.6667 | 0 | 86906.1809 | 86906.1809 | 0 | 0 | 0 | 0 | 0 | 0 | 0
2022-11-02 17:00 | 0.00625 | 0 | 35871 | 217.4679 | 633 | 0 | 3 | 23199.1987 | 2.3199 | 0 | 23199.1987 | 328688.2215 | 19 | 0 | 1826.8567 | 0 | 23416.6667 | 110322.8476 | 23416.6667 | 0 | 86906.1809 | 86906.1809 | 0 | 0 | 0 | 0 | 0 | 0 | 0
2022-11-02 18:00 | 0 | 0 | 35871 | 0 | 633 | 0 | 3 | 23416.6667 | 2.3417 | 0 | 23416.6667 | 305489.0228 | 19 | 0 | 1826.8567 | 0 | 23416.6667 | 110322.8476 | 23416.6667 | 0 | 86906.1809 | 86906.1809 | 0 | 0 | 0 | 0 | 0 | 0 | 0
2022-11-02 19:00 | 0 | 0 | 35871 | 0 | 633 | 0 | 3 | 23416.6667 | 2.3417 | 0 | 23416.6667 | 282072.3561 | 19 | 0 | 1826.8567 | 0 | 23416.6667 | 110322.8476 | 23416.6667 | 0 | 86906.1809 | 86906.1809 | 0 | 0 | 0 | 0 | 0 | 0 | 0
2022-11-02 20:00 | 0 | 0 | 35871 | 0 | 633 | 0 | 3 | 23416.6667 | 2.3417 | 0 | 23416.6667 | 258655.6894 | 19 | 0 | 1826.8567 | 0 | 23416.6667 | 110322.8476 | 23416.6667 | 0 | 86906.1809 | 86906.1809 | 0 | 0 | 0 | 0 | 0 | 0 | 0
2022-11-02 21:00 | 0 | 0 | 35871 | 0 | 633 | 0 | 3 | 23416.6667 | 2.3417 | 0 | 23416.6667 | 235239.0228 | 19 | 0 | 1826.8567 | 0 | 23416.6667 | 110322.8476 | 23416.6667 | 0 | 86906.1809 | 86906.1809 | 0 | 0 | 0 | 0 | 0 | 0 | 0
2022-11-02 22:00 | 0 | 0 | 35871 | 0 | 633 | 0 | 3 | 23416.6667 | 2.3417 | 0 | 23416.6667 | 211822.3561 | 19 | 0 | 1826.8567 | 0 | 23416.6667 | 110322.8476 | 23416.6667 | 0 | 86906.1809 | 86906.1809 | 0 | 0 | 0 | 0 | 0 | 0 | 0
2022-11-02 23:00 | 0 | 0 | 35871 | 0 | 633 | 0 | 3 | 23416.6667 | 2.3417 | 0 | 23416.6667 | 188405.6894 | 19 | 0 | 1826.8567 | 0 | 23416.6667 | 110322.8476 | 23416.6667 | 0 | 86906.1809 | 86906.1809 | 0 | 0 | 0 | 0 | 0 | 0 | 0
2022-11-03 | 0 | 0 | 35871 | 0 | 633 | 0 | 3 | 23279.1667 | 2.3279 | 0 | 23279.1667 | 164989.0228 | 19 | 0 | 1826.8567 | 0 | 23279.1667 | 110185.3476 | 23279.1667 | 0 | 86906.1809 | 86906.1809 | 0 | 0 | 0 | 0 | 0 | 0 | 0
2022-11-03 01:00 | 0 | 0 | 35871 | 0 | 633 | 0 | 3 | 23279.1667 | 2.3279 | 0 | 23279.1667 | 141709.8561 | 19 | 0 | 1826.8567 | 0 | 23279.1667 | 110185.3476 | 23279.1667 | 0 | 86906.1809 | 86906.1809 | 0 | 0 | 0 | 0 | 0 | 0 | 0
2022-11-03 02:00 | 0 | 0 | 35871 | 0 | 633 | 0 | 3 | 23279.1667 | 2.3279 | 0 | 23279.1667 | 118430.6894 | 19 | 0 | 1826.8567 | 0 | 23279.1667 | 110185.3476 | 23279.1667 | 0 | 86906.1809 | 86906.1809 | 0 | 0 | 0 | 0 | 0 | 0 | 0
2022-11-03 03:00 | 0 | 0 | 35871 | 0 | 633 | 0 | 3 | 23279.1667 | 2.3279 | 0 | 23279.1667 | 95151.5228 | 19 | 0 | 1826.8567 | 0 | 23279.1667 | 110185.3476 | 23279.1667 | 0 | 86906.1809 | 86906.1809 | 0 | 0 | 0 | 0 | 0 | 0 | 0
2022-11-03 04:00 | 0 | 0 | 35871 | 0 | 633 | 0 | 3 | 23279.1667 | 2.3279 | 0 | 23279.1667 | 71872.3561 | 19 | 0 | 1826.8567 | 0 | 23279.1667 | 110185.3476 | 23279.1667 | 0 | 86906.1809 | 86906.1809 | 0 | 0 | 0 | 0 | 0 | 0 | 0
2022-11-03 05:00 | 0 | 0 | 35871 | 0 | 633 | 0 | 3 | 23279.1667 | 2.3279 | 0 | 23279.1667 | 48593.1894 | 19 | 0 | 1826.8567 | 0 | 23279.1667 | 110185.3476 | 23279.1667 | 0 | 86906.1809 | 86906.1809 | 0 | 0 | 0 | 0 | 0 | 0 | 0
2022-11-03 06:00 | 0 | 0 | 35871 | 0 | 633 | 0 | 3 | 23279.1667 | 2.3279 | 0 | 23279.1667 | 25314.0228 | 19 | 0 | 1826.8567 | 0 | 23279.1667 | 110185.3476 | 23279.1667 | 0 | 86906.1809 | 86906.1809 | 0 | 0 | 0 | 0 | 0 | 0 | 0
2022-11-03 07:00 | 0.10295 | 0.16688 | 35871 | 3582.1319 | 633 | 17662.1787 | 3 | 19697.0348 | 1.9697 | 0 | 2034.8561 | 2034.8561 | 19 | 0 | 1826.8567 | 0 | 23279.1667 | 110185.3476 | 23279.1667 | 0 | 86906.1809 | 86906.1809 | 0 | 0 | 0 | 0 | 0 | 0 | 0
2022-11-03 08:00 | 0.28348 | 0.43989 | 35871 | 9863.6497 | 633 | 46556.9019 | 3 | 22915.5169 | 2.2916 | 23641.3849 | 0 | 0 | 19 | 9500 | 1826.8567 | 199.6997 | 23279.1667 | 110185.3476 | 32779.1667 | 0 | 77406.1809 | 77406.1809 | 0 | 9500 | 0 | 0 | 0 | 0 | 0
2022-11-03 09:00 | 0.46317 | 0.5873 | 35871 | 16115.9399 | 633 | 62158.4225 | 3 | 16663.2267 | 1.6663 | 45495.1958 | 0 | 23641.3849 | 19 | 9500 | 1826.8567 | 199.6997 | 23279.1667 | 110185.3476 | 32779.1667 | 0 | 77406.1809 | 77406.1809 | 0 | 9500 | 0 | 0 | 0 | 0 | 0
2022-11-03 10:00 | 0.59808 | 0.68221 | 35871 | 20810.1158 | 633 | 72203.4691 | 3 | 11969.0508 | 1.1969 | 60234.4183 | 0 | 69136.5807 | 19 | 9500 | 1826.8567 | 199.6997 | 23279.1667 | 110185.3476 | 32779.1667 | 0 | 77406.1809 | 77406.1809 | 0 | 9500 | 0 | 0 | 0 | 0 | 0
2022-11-03 11:00 | 0.6722 | 0.73792 | 35871 | 23389.1116 | 633 | 78099.6818 | 3 | 9390.0551 | 0.93901 | 68709.6267 | 0 | 129370.999 | 19 | 9500 | 1826.8567 | 199.6997 | 23279.1667 | 110185.3476 | 32779.1667 | 0 | 77406.1809 | 77406.1809 | 109.9449 | 9390.0551 | 0 | 0 | 0 | 0 | 0
2022-11-03 12:00 | 0.67338 | 0.72508 | 35871 | 23430.1696 | 633 | 76740.727 | 3 | 9348.9971 | 0.9349 | 67391.7299 | 0 | 198080.6257 | 19 | 9500 | 1826.8567 | 199.6997 | 23279.1667 | 110185.3476 | 32779.1667 | 0 | 77406.1809 | 77406.1809 | 151.0029 | 9348.9971 | 0 | 0 | 0 | 0 | 0
2022-11-03 13:00 | 0.61635 | 0.6752 | 35871 | 21445.8181 | 633 | 71461.5475 | 3 | 11333.3485 | 1.1333 | 60128.199 | 0 | 265472.3556 | 19 | 9500 | 1826.8567 | 199.6997 | 23279.1667 | 110185.3476 | 32779.1667 | 0 | 77406.1809 | 77406.1809 | 0 | 9500 | 0 | 0 | 0 | 0 | 0
2022-11-03 14:00 | 0.49127 | 0.6104 | 35871 | 17093.6758 | 633 | 64603.271 | 3 | 15685.4909 | 1.5685 | 48917.7802 | 0 | 325600.5546 | 19 | 9500 | 1826.8567 | 199.6997 | 23279.1667 | 110185.3476 | 32779.1667 | 0 | 77406.1809 | 77406.1809 | 0 | 9500 | 0 | 0 | 0 | 0 | 0
2022-11-03 15:00 | 0.32317 | 0.52938 | 35871 | 11244.6581 | 633 | 56028.3087 | 3 | 21534.5085 | 2.1535 | 34493.8002 | 0 | 374518.3348 | 19 | 9500 | 1826.8567 | 199.6997 | 23279.1667 | 110185.3476 | 32779.1667 | 0 | 77406.1809 | 77406.1809 | 0 | 9500 | 0 | 0 | 0 | 0 | 0
2022-11-03 16:00 | 0.13465 | 0.30722 | 35871 | 4685.1292 | 633 | 32515.4275 | 3 | 28094.0374 | 2.8094 | 4421.3901 | 0 | 409012.1349 | 19 | 9500 | 1826.8567 | 199.6997 | 23279.1667 | 110185.3476 | 32779.1667 | 0 | 77406.1809 | 77406.1809 | 0 | 9500 | 0 | 0 | 0 | 0 | 0
2022-11-03 17:00 | 0.00815 | 0.00797 | 35871 | 283.5782 | 633 | 843.5257 | 3 | 30000 | 3 | 0 | 29156.4743 | 413433.525 | 19 | 7004.4115 | 1826.8567 | 147.2399 | 23279.1667 | 110185.3476 | 30283.5782 | 0 | 79901.7694 | 79901.7694 | -2.2737e-13 | 7004.4115 | 0 | 0 | 0 | 0 | 0
2022-11-03 18:00 | 0 | 0 | 35871 | 0 | 633 | 0 | 3 | 24277.0506 | 2.4277 | 0 | 24277.0506 | 384277.0506 | 19 | 997.884 | 1826.8567 | 20.9765 | 23279.1667 | 110185.3476 | 24277.0506 | 0 | 85908.2969 | 85908.2969 | 0 | 997.884 | 0 | 0 | 0 | 0 | 0
2022-11-03 19:00 | 0 | 0 | 35871 | 0 | 633 | 0 | 3 | 30000 | 3 | 0 | 30000 | 360000 | 19 | 6720.8333 | 1826.8567 | 141.2788 | 23279.1667 | 110185.3476 | 30000 | 0 | 80185.3476 | 80185.3476 | 0 | 6720.8333 | 0 | 0 | 0 | 0 | 0
2022-11-03 20:00 | 0 | 0 | 35871 | 0 | 633 | 0 | 3 | 30000 | 3 | 0 | 30000 | 330000 | 19 | 6720.8333 | 1826.8567 | 141.2788 | 23279.1667 | 110185.3476 | 30000 | 0 | 80185.3476 | 80185.3476 | 0 | 6720.8333 | 0 | 0 | 0 | 0 | 0
2022-11-03 21:00 | 0 | 0 | 35871 | 0 | 633 | 0 | 3 | 30000 | 3 | 0 | 30000 | 300000 | 19 | 6720.8333 | 1826.8567 | 141.2788 | 23279.1667 | 110185.3476 | 30000 | 0 | 80185.3476 | 80185.3476 | 0 | 6720.8333 | 0 | 0 | 0 | 0 | 0
2022-11-03 22:00 | 0 | 0 | 35871 | 0 | 633 | 0 | 3 | 30000 | 3 | 0 | 30000 | 270000 | 19 | 6720.8333 | 1826.8567 | 141.2788 | 23279.1667 | 110185.3476 | 30000 | 0 | 80185.3476 | 80185.3476 | 0 | 6720.8333 | 0 | 0 | 0 | 0 | 0
2022-11-03 23:00 | 0 | 0 | 35871 | 0 | 633 | 0 | 3 | 30000 | 3 | 0 | 30000 | 240000 | 19 | 6720.8333 | 1826.8567 | 141.2788 | 23279.1667 | 110185.3476 | 30000 | 0 | 80185.3476 | 80185.3476 | 0 | 6720.8333 | 0 | 0 | 0 | 0 | 0
2022-11-04 | 0 | 0 | 35871 | 0 | 633 | 0 | 3 | 30000 | 3 | 0 | 30000 | 210000 | 19 | 7904.1667 | 1826.8567 | 166.1537 | 22095.8333 | 109002.0142 | 30000 | 0 | 79002.0142 | 79002.0142 | 0 | 7904.1667 | 0 | 0 | 0 | 0 | 0
2022-11-04 01:00 | 0 | 0 | 35871 | 0 | 633 | 0 | 3 | 30000 | 3 | 0 | 30000 | 180000 | 19 | 7904.1667 | 1826.8567 | 166.1537 | 22095.8333 | 109002.0142 | 30000 | 0 | 79002.0142 | 79002.0142 | 0 | 7904.1667 | 0 | 0 | 0 | 0 | 0
2022-11-04 02:00 | 0 | 0 | 35871 | 0 | 633 | 0 | 3 | 30000 | 3 | 0 | 30000 | 150000 | 19 | 7904.1667 | 1826.8567 | 166.1537 | 22095.8333 | 109002.0142 | 30000 | 0 | 79002.0142 | 79002.0142 | 0 | 7904.1667 | 0 | 0 | 0 | 0 | 0
2022-11-04 03:00 | 0 | 0 | 35871 | 0 | 633 | 0 | 3 | 30000 | 3 | 0 | 30000 | 120000 | 19 | 7904.1667 | 1826.8567 | 166.1537 | 22095.8333 | 109002.0142 | 30000 | 0 | 79002.0142 | 79002.0142 | 0 | 7904.1667 | 0 | 0 | 0 | 0 | 0
2022-11-04 04:00 | 0 | 0 | 35871 | 0 | 633 | 0 | 3 | 30000 | 3 | 0 | 30000 | 90000 | 19 | 7904.1667 | 1826.8567 | 166.1537 | 22095.8333 | 109002.0142 | 30000 | 0 | 79002.0142 | 79002.0142 | 0 | 7904.1667 | 0 | 0 | 0 | 0 | 0
2022-11-04 05:00 | 0 | 0 | 35871 | 0 | 633 | 0 | 3 | 30000 | 3 | 0 | 30000 | 60000 | 19 | 7904.1667 | 1826.8567 | 166.1537 | 22095.8333 | 109002.0142 | 30000 | 0 | 79002.0142 | 79002.0142 | 0 | 7904.1667 | 0 | 0 | 0 | 0 | 0
2022-11-04 06:00 | 0 | 0 | 35871 | 0 | 633 | 0 | 3 | 30000 | 3 | 0 | 30000 | 30000 | 19 | 7904.1667 | 1826.8567 | 166.1537 | 22095.8333 | 109002.0142 | 30000 | 0 | 79002.0142 | 79002.0142 | 0 | 7904.1667 | 0 | 0 | 0 | 0 | 0
2022-11-04 07:00 | 0.11265 | 0.28942 | 35871 | 3919.6421 | 633 | 30631.5182 | 3 | 27676.1912 | 2.7676 | 2955.327 | 0 | 0 | 19 | 9500 | 1826.8567 | 199.6997 | 22095.8333 | 109002.0142 | 31595.8333 | 0 | 77406.1809 | 77406.1809 | 3.638e-12 | 9500 | 0 | 0 | 0 | 0 | 0
2022-11-04 08:00 | 0.30358 | 0.59104 | 35871 | 10563.0266 | 633 | 62554.2551 | 3 | 21032.8067 | 2.1033 | 41521.4484 | 0 | 2955.327 | 19 | 9500 | 1826.8567 | 199.6997 | 22095.8333 | 109002.0142 | 31595.8333 | 0 | 77406.1809 | 77406.1809 | 0 | 9500 | 0 | 0 | 0 | 0 | 0
2022-11-04 09:00 | 0.488 | 0.7221 | 35871 | 16979.8966 | 633 | 76425.331 | 3 | 14615.9368 | 1.4616 | 61809.3942 | 0 | 44476.7754 | 19 | 9500 | 1826.8567 | 199.6997 | 22095.8333 | 109002.0142 | 31595.8333 | 0 | 77406.1809 | 77406.1809 | 0 | 9500 | 0 | 0 | 0 | 0 | 0
2022-11-04 10:00 | 0.6258 | 0.79309 | 35871 | 21774.6296 | 633 | 83938.7422 | 3 | 9821.2037 | 0.98212 | 74117.5385 | 0 | 106286.1696 | 19 | 9500 | 1826.8567 | 199.6997 | 22095.8333 | 109002.0142 | 31595.8333 | 0 | 77406.1809 | 77406.1809 | 0 | 9500 | 0 | 0 | 0 | 0 | 0
2022-11-04 11:00 | 0.70145 | 0.82451 | 35871 | 24406.8616 | 633 | 87264.1596 | 3 | 7188.9718 | 0.7189 | 80075.1878 | 0 | 180403.7081 | 19 | 9500 | 1826.8567 | 199.6997 | 22095.8333 | 109002.0142 | 31595.8333 | 0 | 77406.1809 | 77406.1809 | 2311.0282 | 7188.9718 | 0 | 0 | 0 | 0 | 0
2022-11-04 12:00 | 0.71865 | 0.8807 | 35871 | 25005.3333 | 633 | 93211.1743 | 3 | 6590.5 | 0.65905 | 86620.6743 | 0 | 260478.8959 | 19 | 9500 | 1826.8567 | 199.6997 | 22095.8333 | 109002.0142 | 31595.8333 | 0 | 77406.1809 | 77406.1809 | 2909.5 | 6590.5 | 0 | 0 | 0 | 0 | 0
2022-11-04 13:00 | 0.65585 | 0.85188 | 35871 | 22820.2155 | 633 | 90160.9347 | 3 | 8775.6178 | 0.87756 | 81385.3168 | 0 | 347099.5702 | 19 | 9500 | 1826.8567 | 199.6997 | 22095.8333 | 109002.0142 | 31595.8333 | 0 | 77406.1809 | 77406.1809 | 724.3822 | 8775.6178 | 0 | 0 | 0 | 0 | 0
2022-11-04 14:00 | 0.5291 | 0.78349 | 35871 | 18409.9657 | 633 | 82922.7012 | 3 | 13185.8676 | 1.3186 | 69736.8336 | 0 | 428484.887 | 19 | 9500 | 1826.8567 | 199.6997 | 22095.8333 | 109002.0142 | 31595.8333 | 0 | 77406.1809 | 77406.1809 | 0 | 9500 | 0 | 0 | 0 | 0 | 0
2022-11-04 15:00 | 0.3499 | 0.65298 | 35871 | 12174.725 | 633 | 69109.836 | 3 | 19421.1083 | 1.9421 | 49688.7277 | 0 | 498221.7206 | 19 | 9500 | 1826.8567 | 199.6997 | 22095.8333 | 109002.0142 | 31595.8333 | 0 | 77406.1809 | 77406.1809 | 0 | 9500 | 0 | 0 | 0 | 0 | 0
2022-11-04 16:00 | 0.14598 | 0.39149 | 35871 | 5079.3551 | 633 | 41434.362 | 3 | 26516.4782 | 2.6516 | 14917.8838 | 0 | 547910.4483 | 19 | 9500 | 1826.8567 | 199.6997 | 22095.8333 | 109002.0142 | 31595.8333 | 0 | 77406.1809 | 77406.1809 | 0 | 9500 | 0 | 0 | 0 | 0 | 0
2022-11-04 17:00 | 0.0084 | 0.01291 | 35871 | 292.2769 | 633 | 1366.3634 | 3 | 30000 | 3 | 0 | 28633.6366 | 562828.3322 | 19 | 8196.4436 | 1826.8567 | 172.2976 | 22095.8333 | 109002.0142 | 30292.2769 | 0 | 78709.7373 | 78709.7373 | 1.7053e-13 | 8196.4436 | 0 | 0 | 0 | 0 | 0
2022-11-04 18:00 | 0 | 0 | 35871 | 0 | 633 | 0 | 3 | 30000 | 3 | 0 | 30000 | 534194.6956 | 19 | 7904.1667 | 1826.8567 | 166.1537 | 22095.8333 | 109002.0142 | 30000 | 0 | 79002.0142 | 79002.0142 | 0 | 7904.1667 | 0 | 0 | 0 | 0 | 0
2022-11-04 19:00 | 0 | 0 | 35871 | 0 | 633 | 0 | 3 | 30000 | 3 | 0 | 30000 | 504194.6956 | 19 | 7904.1667 | 1826.8567 | 166.1537 | 22095.8333 | 109002.0142 | 30000 | 0 | 79002.0142 | 79002.0142 | 0 | 7904.1667 | 0 | 0 | 0 | 0 | 0
2022-11-04 20:00 | 0 | 0 | 35871 | 0 | 633 | 0 | 3 | 30000 | 3 | 0 | 30000 | 474194.6956 | 19 | 7904.1667 | 1826.8567 | 166.1537 | 22095.8333 | 109002.0142 | 30000 | 0 | 79002.0142 | 79002.0142 | 0 | 7904.1667 | 0 | 0 | 0 | 0 | 0
2022-11-04 21:00 | 0 | 0 | 35871 | 0 | 633 | 0 | 3 | 30000 | 3 | 0 | 30000 | 444194.6956 | 19 | 7904.1667 | 1826.8567 | 166.1537 | 22095.8333 | 109002.0142 | 30000 | 0 | 79002.0142 | 79002.0142 | 0 | 7904.1667 | 0 | 0 | 0 | 0 | 0
2022-11-04 22:00 | 0 | 0 | 35871 | 0 | 633 | 0 | 3 | 30000 | 3 | 0 | 30000 | 414194.6956 | 19 | 7904.1667 | 1826.8567 | 166.1537 | 22095.8333 | 109002.0142 | 30000 | 0 | 79002.0142 | 79002.0142 | 0 | 7904.1667 | 0 | 0 | 0 | 0 | 0
2022-11-04 23:00 | 0 | 0 | 35871 | 0 | 633 | 0 | 3 | 30000 | 3 | 0 | 30000 | 384194.6956 | 19 | 7904.1667 | 1826.8567 | 166.1537 | 22095.8333 | 109002.0142 | 30000 | 0 | 79002.0142 | 79002.0142 | 0 | 7904.1667 | 0 | 0 | 0 | 0 | 0
2022-11-05 | 0 | 0 | 35871 | 0 | 633 | 0 | 3 | 30000 | 3 | 0 | 30000 | 354194.6956 | 19 | 8208.3333 | 1826.8567 | 172.5475 | 21791.6667 | 108697.8476 | 30000 | 0 | 78697.8476 | 78697.8476 | 0 | 8208.3333 | 0 | 0 | 0 | 0 | 0
2022-11-05 01:00 | 0 | 0 | 35871 | 0 | 633 | 0 | 3 | 30000 | 3 | 0 | 30000 | 324194.6956 | 19 | 8208.3333 | 1826.8567 | 172.5475 | 21791.6667 | 108697.8476 | 30000 | 0 | 78697.8476 | 78697.8476 | 0 | 8208.3333 | 0 | 0 | 0 | 0 | 0
2022-11-05 02:00 | 0 | 0 | 35871 | 0 | 633 | 0 | 3 | 30000 | 3 | 0 | 30000 | 294194.6956 | 19 | 8208.3333 | 1826.8567 | 172.5475 | 21791.6667 | 108697.8476 | 30000 | 0 | 78697.8476 | 78697.8476 | 0 | 8208.3333 | 0 | 0 | 0 | 0 | 0
2022-11-05 03:00 | 0 | 0 | 35871 | 0 | 633 | 0 | 3 | 30000 | 3 | 0 | 30000 | 264194.6956 | 19 | 8208.3333 | 1826.8567 | 172.5475 | 21791.6667 | 108697.8476 | 30000 | 0 | 78697.8476 | 78697.8476 | 0 | 8208.3333 | 0 | 0 | 0 | 0 | 0
2022-11-05 04:00 | 0 | 0 | 35871 | 0 | 633 | 0 | 3 | 30000 | 3 | 0 | 30000 | 234194.6956 | 19 | 8208.3333 | 1826.8567 | 172.5475 | 21791.6667 | 108697.8476 | 30000 | 0 | 78697.8476 | 78697.8476 | 0 | 8208.3333 | 0 | 0 | 0 | 0 | 0
2022-11-05 05:00 | 0 | 0 | 35871 | 0 | 633 | 0 | 3 | 30000 | 3 | 0 | 30000 | 204194.6956 | 19 | 8208.3333 | 1826.8567 | 172.5475 | 21791.6667 | 108697.8476 | 30000 | 0 | 78697.8476 | 78697.8476 | 0 | 8208.3333 | 0 | 0 | 0 | 0 | 0
2022-11-05 06:00 | 0 | 0 | 35871 | 0 | 633 | 0 | 3 | 30000 | 3 | 0 | 30000 | 174194.6956 | 19 | 8208.3333 | 1826.8567 | 172.5475 | 21791.6667 | 108697.8476 | 30000 | 0 | 78697.8476 | 78697.8476 | 0 | 8208.3333 | 0 | 0 | 0 | 0 | 0
2022-11-05 07:00 | 0.09945 | 0.13988 | 35871 | 3460.3498 | 633 | 14804.5635 | 3 | 27831.3168 | 2.7831 | 0 | 13026.7534 | 144194.6956 | 19 | 9500 | 1826.8567 | 199.6997 | 21791.6667 | 108697.8476 | 31291.6667 | 0 | 77406.1809 | 77406.1809 | 0 | 9500 | 0 | 0 | 0 | 0 | 0
2022-11-05 08:00 | 0.2805 | 0.39102 | 35871 | 9759.961 | 633 | 41384.6184 | 3 | 21531.7056 | 2.1532 | 19852.9127 | 0 | 131167.9422 | 19 | 9500 | 1826.8567 | 199.6997 | 21791.6667 | 108697.8476 | 31291.6667 | 0 | 77406.1809 | 77406.1809 | 0 | 9500 | 0 | 0 | 0 | 0 | 0
2022-11-05 09:00 | 0.46167 | 0.54443 | 35871 | 16063.7476 | 633 | 57621.1646 | 3 | 15227.919 | 1.5228 | 42393.2455 | 0 | 151020.8549 | 19 | 9500 | 1826.8567 | 199.6997 | 21791.6667 | 108697.8476 | 31291.6667 | 0 | 77406.1809 | 77406.1809 | 0 | 9500 | 0 | 0 | 0 | 0 | 0
2022-11-05 10:00 | 0.60042 | 0.65321 | 35871 | 20891.5358 | 633 | 69134.1787 | 3 | 10400.1308 | 1.04 | 58734.0479 | 0 | 193414.1005 | 19 | 9500 | 1826.8567 | 199.6997 | 21791.6667 | 108697.8476 | 31291.6667 | 0 | 77406.1809 | 77406.1809 | 0 | 9500 | 0 | 0 | 0 | 0 | 0
2022-11-05 11:00 | 0.67892 | 0.70922 | 35871 | 23622.9331 | 633 | 75062.1427 | 3 | 7668.7335 | 0.76687 | 67393.4091 | 0 | 252148.1484 | 19 | 9500 | 1826.8567 | 199.6997 | 21791.6667 | 108697.8476 | 31291.6667 | 0 | 77406.1809 | 77406.1809 | 1831.2665 | 7668.7335 | 0 | 0 | 0 | 0 | 0
2022-11-05 12:00 | 0.68412 | 0.75619 | 35871 | 23803.8665 | 633 | 80033.3347 | 3 | 7487.8002 | 0.74878 | 72545.5345 | 0 | 319541.5575 | 19 | 9500 | 1826.8567 | 199.6997 | 21791.6667 | 108697.8476 | 31291.6667 | 0 | 77406.1809 | 77406.1809 | 2012.1998 | 7487.8002 | 0 | 0 | 0 | 0 | 0
2022-11-05 13:00 | 0.6284 | 0.71804 | 35871 | 21865.0963 | 633 | 75995.6303 | 3 | 9426.5704 | 0.94266 | 66569.0599 | 0 | 392087.092 | 19 | 9500 | 1826.8567 | 199.6997 | 21791.6667 | 108697.8476 | 31291.6667 | 0 | 77406.1809 | 77406.1809 | 73.4296 | 9426.5704 | 0 | 0 | 0 | 0 | 0
2022-11-05 14:00 | 0.50267 | 0.66729 | 35871 | 17490.3373 | 633 | 70624.3721 | 3 | 13801.3294 | 1.3801 | 56823.0427 | 0 | 458656.152 | 19 | 9500 | 1826.8567 | 199.6997 | 21791.6667 | 108697.8476 | 31291.6667 | 0 | 77406.1809 | 77406.1809 | 0 | 9500 | 0 | 0 | 0 | 0 | 0
2022-11-05 15:00 | 0.32238 | 0.50079 | 35871 | 11217.1702 | 633 | 53002.4117 | 3 | 20074.4965 | 2.0074 | 32927.9152 | 0 | 515479.1947 | 19 | 9500 | 1826.8567 | 199.6997 | 21791.6667 | 108697.8476 | 31291.6667 | 0 | 77406.1809 | 77406.1809 | 0 | 9500 | 0 | 0 | 0 | 0 | 0
2022-11-05 16:00 | 0.12823 | 0.2525 | 35871 | 4461.7462 | 633 | 26723.994 | 3 | 26829.9205 | 2.683 | 0 | 105.9265 | 548407.11 | 19 | 9500 | 1826.8567 | 199.6997 | 21791.6667 | 108697.8476 | 31291.6667 | 0 | 77406.1809 | 77406.1809 | 0 | 9500 | 0 | 0 | 0 | 0 | 0
2022-11-05 17:00 | 0.00705 | 0.00097 | 35871 | 245.3038 | 633 | 102.6625 | 3 | 30000 | 3 | 0 | 29897.3375 | 548301.1835 | 19 | 8453.6372 | 1826.8567 | 177.7041 | 21791.6667 | 108697.8476 | 30245.3038 | 0 | 78452.5437 | 78452.5437 | -1.9895e-13 | 8453.6372 | 0 | 0 | 0 | 0 | 0
2022-11-05 18:00 | 0 | 0 | 35871 | 0 | 633 | 0 | 3 | 30000 | 3 | 0 | 30000 | 518403.8459 | 19 | 8208.3333 | 1826.8567 | 172.5475 | 21791.6667 | 108697.8476 | 30000 | 0 | 78697.8476 | 78697.8476 | 0 | 8208.3333 | 0 | 0 | 0 | 0 | 0
2022-11-05 19:00 | 0 | 0 | 35871 | 0 | 633 | 0 | 3 | 30000 | 3 | 0 | 30000 | 488403.8459 | 19 | 8208.3333 | 1826.8567 | 172.5475 | 21791.6667 | 108697.8476 | 30000 | 0 | 78697.8476 | 78697.8476 | 0 | 8208.3333 | 0 | 0 | 0 | 0 | 0
2022-11-05 20:00 | 0 | 0 | 35871 | 0 | 633 | 0 | 3 | 30000 | 3 | 0 | 30000 | 458403.8459 | 19 | 8208.3333 | 1826.8567 | 172.5475 | 21791.6667 | 108697.8476 | 30000 | 0 | 78697.8476 | 78697.8476 | 0 | 8208.3333 | 0 | 0 | 0 | 0 | 0
2022-11-05 21:00 | 0 | 0 | 35871 | 0 | 633 | 0 | 3 | 30000 | 3 | 0 | 30000 | 428403.8459 | 19 | 8208.3333 | 1826.8567 | 172.5475 | 21791.6667 | 108697.8476 | 30000 | 0 | 78697.8476 | 78697.8476 | 0 | 8208.3333 | 0 | 0 | 0 | 0 | 0
2022-11-05 22:00 | 0 | 0 | 35871 | 0 | 633 | 0 | 3 | 30000 | 3 | 0 | 30000 | 398403.8459 | 19 | 8208.3333 | 1826.8567 | 172.5475 | 21791.6667 | 108697.8476 | 30000 | 0 | 78697.8476 | 78697.8476 | 0 | 8208.3333 | 0 | 0 | 0 | 0 | 0
2022-11-05 23:00 | 0 | 0 | 35871 | 0 | 633 | 0 | 3 | 30000 | 3 | 0 | 30000 | 368403.8459 | 19 | 8208.3333 | 1826.8567 | 172.5475 | 21791.6667 | 108697.8476 | 30000 | 0 | 78697.8476 | 78697.8476 | 0 | 8208.3333 | 0 | 0 | 0 | 0 | 0
2022-11-06 | 0 | 0 | 35871 | 0 | 633 | 0 | 3 | 30000 | 3 | 0 | 30000 | 338403.8459 | 19 | 8779.1667 | 1826.8567 | 184.547 | 21220.8333 | 108127.0142 | 30000 | 0 | 78127.0142 | 78127.0142 | 0 | 8779.1667 | 0 | 0 | 0 | 0 | 0
2022-11-06 01:00 | 0 | 0 | 35871 | 0 | 633 | 0 | 3 | 30000 | 3 | 0 | 30000 | 308403.8459 | 19 | 8779.1667 | 1826.8567 | 184.547 | 21220.8333 | 108127.0142 | 30000 | 0 | 78127.0142 | 78127.0142 | 0 | 8779.1667 | 0 | 0 | 0 | 0 | 0
2022-11-06 02:00 | 0 | 0 | 35871 | 0 | 633 | 0 | 3 | 30000 | 3 | 0 | 30000 | 278403.8459 | 19 | 8779.1667 | 1826.8567 | 184.547 | 21220.8333 | 108127.0142 | 30000 | 0 | 78127.0142 | 78127.0142 | 0 | 8779.1667 | 0 | 0 | 0 | 0 | 0
2022-11-06 03:00 | 0 | 0 | 35871 | 0 | 633 | 0 | 3 | 30000 | 3 | 0 | 30000 | 248403.8459 | 19 | 8779.1667 | 1826.8567 | 184.547 | 21220.8333 | 108127.0142 | 30000 | 0 | 78127.0142 | 78127.0142 | 0 | 8779.1667 | 0 | 0 | 0 | 0 | 0
2022-11-06 04:00 | 0 | 0 | 35871 | 0 | 633 | 0 | 3 | 30000 | 3 | 0 | 30000 | 218403.8459 | 19 | 8779.1667 | 1826.8567 | 184.547 | 21220.8333 | 108127.0142 | 30000 | 0 | 78127.0142 | 78127.0142 | 0 | 8779.1667 | 0 | 0 | 0 | 0 | 0
2022-11-06 05:00 | 0 | 0 | 35871 | 0 | 633 | 0 | 3 | 30000 | 3 | 0 | 30000 | 188403.8459 | 19 | 8779.1667 | 1826.8567 | 184.547 | 21220.8333 | 108127.0142 | 30000 | 0 | 78127.0142 | 78127.0142 | 0 | 8779.1667 | 0 | 0 | 0 | 0 | 0
2022-11-06 06:00 | 0 | 0 | 35871 | 0 | 633 | 0 | 3 | 30000 | 3 | 0 | 30000 | 158403.8459 | 19 | 8779.1667 | 1826.8567 | 184.547 | 21220.8333 | 108127.0142 | 30000 | 0 | 78127.0142 | 78127.0142 | 0 | 8779.1667 | 0 | 0 | 0 | 0 | 0
2022-11-06 07:00 | 0.08288 | 0.08501 | 35871 | 2883.7988 | 633 | 8997.2544 | 3 | 27837.0345 | 2.7837 | 0 | 18839.7801 | 128403.8459 | 19 | 9500 | 1826.8567 | 199.6997 | 21220.8333 | 108127.0142 | 30720.8333 | 0 | 77406.1809 | 77406.1809 | 0 | 9500 | 0 | 0 | 0 | 0 | 0
2022-11-06 08:00 | 0.24412 | 0.30723 | 35871 | 8494.1237 | 633 | 32516.4858 | 3 | 22226.7097 | 2.2227 | 10289.7762 | 0 | 109564.0658 | 19 | 9500 | 1826.8567 | 199.6997 | 21220.8333 | 108127.0142 | 30720.8333 | 0 | 77406.1809 | 77406.1809 | 0 | 9500 | 0 | 0 | 0 | 0 | 0
2022-11-06 09:00 | 0.4147 | 0.45297 | 35871 | 14429.4326 | 633 | 47941.2577 | 3 | 16291.4007 | 1.6291 | 31649.8569 | 0 | 119853.842 | 19 | 9500 | 1826.8567 | 199.6997 | 21220.8333 | 108127.0142 | 30720.8333 | 0 | 77406.1809 | 77406.1809 | 0 | 9500 | 0 | 0 | 0 | 0 | 0
2022-11-06 10:00 | 0.55183 | 0.56148 | 35871 | 19200.8531 | 633 | 59425.6956 | 3 | 11519.9802 | 1.152 | 47905.7154 | 0 | 151503.6989 | 19 | 9500 | 1826.8567 | 199.6997 | 21220.8333 | 108127.0142 | 30720.8333 | 0 | 77406.1809 | 77406.1809 | 0 | 9500 | 0 | 0 | 0 | 0 | 0
2022-11-06 11:00 | 0.65492 | 0.64046 | 35871 | 22787.8563 | 633 | 67784.7493 | 3 | 7932.9771 | 0.7933 | 59851.7722 | 0 | 199409.4143 | 19 | 9500 | 1826.8567 | 199.6997 | 21220.8333 | 108127.0142 | 30720.8333 | 0 | 77406.1809 | 77406.1809 | 1567.0229 | 7932.9771 | 0 | 0 | 0 | 0 | 0
2022-11-06 12:00 | 0.63662 | 0.64304 | 35871 | 22151.1101 | 633 | 68057.8103 | 3 | 8569.7232 | 0.85697 | 59488.0871 | 0 | 259261.1866 | 19 | 9500 | 1826.8567 | 199.6997 | 21220.8333 | 108127.0142 | 30720.8333 | 0 | 77406.1809 | 77406.1809 | 930.2768 | 8569.7232 | 0 | 0 | 0 | 0 | 0
2022-11-06 13:00 | 0.60028 | 0.6157 | 35871 | 20886.6646 | 633 | 65164.2103 | 3 | 9834.1688 | 0.98342 | 55330.0416 | 0 | 318749.2737 | 19 | 9500 | 1826.8567 | 199.6997 | 21220.8333 | 108127.0142 | 30720.8333 | 0 | 77406.1809 | 77406.1809 | 0 | 9500 | 0 | 0 | 0 | 0 | 0
2022-11-06 14:00 | 0.4711 | 0.55366 | 35871 | 16391.8633 | 633 | 58598.0456 | 3 | 14328.9701 | 1.4329 | 44269.0755 | 0 | 374079.3152 | 19 | 9500 | 1826.8567 | 199.6997 | 21220.8333 | 108127.0142 | 30720.8333 | 0 | 77406.1809 | 77406.1809 | 0 | 9500 | 0 | 0 | 0 | 0 | 0
2022-11-06 15:00 | 0.2992 | 0.40336 | 35871 | 10410.6251 | 633 | 42690.6543 | 3 | 20310.2082 | 2.031 | 22380.4461 | 0 | 418348.3908 | 19 | 9500 | 1826.8567 | 199.6997 | 21220.8333 | 108127.0142 | 30720.8333 | 0 | 77406.1809 | 77406.1809 | 0 | 9500 | 0 | 0 | 0 | 0 | 0
2022-11-06 16:00 | 0.11418 | 0.143 | 35871 | 3972.8783 | 633 | 15134.7768 | 3 | 26747.9551 | 2.6748 | 0 | 11613.1783 | 440728.8369 | 19 | 9500 | 1826.8567 | 199.6997 | 21220.8333 | 108127.0142 | 30720.8333 | 0 | 77406.1809 | 77406.1809 | 0 | 9500 | 0 | 0 | 0 | 0 | 0
2022-11-06 17:00 | 0.00628 | 0 | 35871 | 218.5118 | 633 | 0 | 3 | 30000 | 3 | 0 | 30000 | 429115.6586 | 19 | 8997.6785 | 1826.8567 | 189.1404 | 21220.8333 | 108127.0142 | 30218.5118 | 0 | 77908.5024 | 77908.5024 | 218.5118 | 8779.1667 | 0 | 0 | 0 | 0 | 0
2022-11-06 18:00 | 0 | 0 | 35871 | 0 | 633 | 0 | 3 | 30000 | 3 | 0 | 30000 | 399115.6586 | 19 | 8779.1667 | 1826.8567 | 184.547 | 21220.8333 | 108127.0142 | 30000 | 0 | 78127.0142 | 78127.0142 | 0 | 8779.1667 | 0 | 0 | 0 | 0 | 0
2022-11-06 19:00 | 0 | 0 | 35871 | 0 | 633 | 0 | 3 | 30000 | 3 | 0 | 30000 | 369115.6586 | 19 | 8779.1667 | 1826.8567 | 184.547 | 21220.8333 | 108127.0142 | 30000 | 0 | 78127.0142 | 78127.0142 | 0 | 8779.1667 | 0 | 0 | 0 | 0 | 0
2022-11-06 20:00 | 0 | 0 | 35871 | 0 | 633 | 0 | 3 | 30000 | 3 | 0 | 30000 | 339115.6586 | 19 | 8779.1667 | 1826.8567 | 184.547 | 21220.8333 | 108127.0142 | 30000 | 0 | 78127.0142 | 78127.0142 | 0 | 8779.1667 | 0 | 0 | 0 | 0 | 0
2022-11-06 21:00 | 0 | 0 | 35871 | 0 | 633 | 0 | 3 | 21673.4502 | 2.1673 | 0 | 21673.4502 | 309115.6586 | 19 | 452.6169 | 1826.8567 | 9.5145 | 21220.8333 | 108127.0142 | 21673.4502 | 0 | 86453.564 | 86453.564 | 0 | 452.6169 | 0 | 0 | 0 | 0 | 0
2022-11-06 22:00 | 0 | 0 | 35871 | 0 | 633 | 0 | 3 | 30000 | 3 | 0 | 30000 | 287442.2084 | 19 | 8779.1667 | 1826.8567 | 184.547 | 21220.8333 | 108127.0142 | 30000 | 0 | 78127.0142 | 78127.0142 | 0 | 8779.1667 | 0 | 0 | 0 | 0 | 0
2022-11-06 23:00 | 0 | 0 | 35871 | 0 | 633 | 0 | 3 | 30000 | 3 | 0 | 30000 | 257442.2084 | 19 | 8779.1667 | 1826.8567 | 184.547 | 21220.8333 | 108127.0142 | 30000 | 0 | 78127.0142 | 78127.0142 | 0 | 8779.1667 | 0 | 0 | 0 | 0 | 0
2022-11-07 | 0 | 0 | 35871 | 0 | 633 | 0 | 3 | 29987.5 | 2.9987 | 0 | 29987.5 | 227442.2084 | 19 | 9500 | 1826.8567 | 199.6997 | 20487.5 | 107393.6809 | 29987.5 | 0 | 77406.1809 | 77406.1809 | 0 | 9500 | 0 | 0 | 0 | 0 | 0
2022-11-07 01:00 | 0 | 0 | 35871 | 0 | 633 | 0 | 3 | 29987.5 | 2.9987 | 0 | 29987.5 | 197454.7084 | 19 | 9500 | 1826.8567 | 199.6997 | 20487.5 | 107393.6809 | 29987.5 | 0 | 77406.1809 | 77406.1809 | 0 | 9500 | 0 | 0 | 0 | 0 | 0
2022-11-07 02:00 | 0 | 0 | 35871 | 0 | 633 | 0 | 3 | 29987.5 | 2.9987 | 0 | 29987.5 | 167467.2084 | 19 | 9500 | 1826.8567 | 199.6997 | 20487.5 | 107393.6809 | 29987.5 | 0 | 77406.1809 | 77406.1809 | 0 | 9500 | 0 | 0 | 0 | 0 | 0
2022-11-07 03:00 | 0 | 0 | 35871 | 0 | 633 | 0 | 3 | 29987.5 | 2.9987 | 0 | 29987.5 | 137479.7084 | 19 | 9500 | 1826.8567 | 199.6997 | 20487.5 | 107393.6809 | 29987.5 | 0 | 77406.1809 | 77406.1809 | 0 | 9500 | 0 | 0 | 0 | 0 | 0
2022-11-07 04:00 | 0 | 0 | 35871 | 0 | 633 | 0 | 3 | 29987.5 | 2.9987 | 0 | 29987.5 | 107492.2084 | 19 | 9500 | 1826.8567 | 199.6997 | 20487.5 | 107393.6809 | 29987.5 | 0 | 77406.1809 | 77406.1809 | 0 | 9500 | 0 | 0 | 0 | 0 | 0
2022-11-07 05:00 | 0 | 0 | 35871 | 0 | 633 | 0 | 3 | 29987.5 | 2.9987 | 0 | 29987.5 | 77504.7084 | 19 | 9500 | 1826.8567 | 199.6997 | 20487.5 | 107393.6809 | 29987.5 | 0 | 77406.1809 | 77406.1809 | 0 | 9500 | 0 | 0 | 0 | 0 | 0
2022-11-07 06:00 | 0 | 0 | 35871 | 0 | 633 | 0 | 3 | 29987.5 | 2.9988 | 0 | 29987.5 | 47517.2084 | 19 | 9500 | 1826.8567 | 199.6997 | 20487.5 | 107393.6809 | 29987.5 | 0 | 77406.1809 | 77406.1809 | 0 | 9500 | 0 | 0 | 0 | 0 | 0
2022-11-07 07:00 | 0.08668 | 0.08921 | 35871 | 3016.0193 | 633 | 9441.7723 | 3 | 26971.4807 | 2.6971 | 0 | 17529.7084 | 17529.7084 | 19 | 9500 | 1826.8567 | 199.6997 | 20487.5 | 107393.6809 | 29987.5 | 0 | 77406.1809 | 77406.1809 | 0 | 9500 | 0 | 0 | 0 | 0 | 0
2022-11-07 08:00 | 0.25948 | 0.32478 | 35871 | 9028.5729 | 633 | 34373.9357 | 3 | 20958.9271 | 2.0959 | 13415.0086 | 0 | 0 | 19 | 9500 | 1826.8567 | 199.6997 | 20487.5 | 107393.6809 | 29987.5 | 0 | 77406.1809 | 77406.1809 | 0 | 9500 | 0 | 0 | 0 | 0 | 0
2022-11-07 09:00 | 0.44323 | 0.5465 | 35871 | 15422.1302 | 633 | 57840.2484 | 3 | 14565.3698 | 1.4565 | 43274.8786 | 0 | 13415.0086 | 19 | 9500 | 1826.8567 | 199.6997 | 20487.5 | 107393.6809 | 29987.5 | 0 | 77406.1809 | 77406.1809 | 0 | 9500 | 0 | 0 | 0 | 0 | 0
2022-11-07 10:00 | 0.5857 | 0.67518 | 35871 | 20379.3554 | 633 | 71459.4308 | 3 | 9608.1446 | 0.96081 | 61851.2861 | 0 | 56689.8872 | 19 | 9500 | 1826.8567 | 199.6997 | 20487.5 | 107393.6809 | 29987.5 | 0 | 77406.1809 | 77406.1809 | 0 | 9500 | 0 | 0 | 0 | 0 | 0
2022-11-07 11:00 | 0.66605 | 0.66076 | 35871 | 23175.1232 | 633 | 69933.2526 | 3 | 6812.3768 | 0.68124 | 63120.8757 | 0 | 118541.1734 | 19 | 9500 | 1826.8567 | 199.6997 | 20487.5 | 107393.6809 | 29987.5 | 0 | 77406.1809 | 77406.1809 | 2687.6232 | 6812.3768 | 0 | 0 | 0 | 0 | 0
2022-11-07 12:00 | 0.6721 | 0.67234 | 35871 | 23385.6321 | 633 | 71158.852 | 3 | 6601.8679 | 0.66019 | 64556.9841 | 0 | 181662.0491 | 19 | 9500 | 1826.8567 | 199.6997 | 20487.5 | 107393.6809 | 29987.5 | 0 | 77406.1809 | 77406.1809 | 2898.1321 | 6601.8679 | 0 | 0 | 0 | 0 | 0
2022-11-07 13:00 | 0.61 | 0.63455 | 35871 | 21224.8707 | 633 | 67159.2491 | 3 | 8762.6293 | 0.87626 | 58396.6198 | 0 | 246219.0332 | 19 | 9500 | 1826.8567 | 199.6997 | 20487.5 | 107393.6809 | 29987.5 | 0 | 77406.1809 | 77406.1809 | 737.3707 | 8762.6293 | 0 | 0 | 0 | 0 | 0
2022-11-07 14:00 | 0.4761 | 0.51757 | 35871 | 16565.8376 | 633 | 54778.3666 | 3 | 13421.6624 | 1.3422 | 41356.7042 | 0 | 304615.653 | 19 | 9500 | 1826.8567 | 199.6997 | 20487.5 | 107393.6809 | 29987.5 | 0 | 77406.1809 | 77406.1809 | 0 | 9500 | 0 | 0 | 0 | 0 | 0
2022-11-07 15:00 | 0.29477 | 0.34457 | 35871 | 10256.4838 | 633 | 36468.4618 | 3 | 19731.0162 | 1.9731 | 16737.4457 | 0 | 345972.3572 | 19 | 9500 | 1826.8567 | 199.6997 | 20487.5 | 107393.6809 | 29987.5 | 0 | 77406.1809 | 77406.1809 | 0 | 9500 | 0 | 0 | 0 | 0 | 0
2022-11-07 16:00 | 0.1089 | 0.09886 | 35871 | 3789.1613 | 633 | 10463.1051 | 3 | 26198.3387 | 2.6198 | 0 | 15735.2335 | 362709.8029 | 19 | 9500 | 1826.8567 | 199.6997 | 20487.5 | 107393.6809 | 29987.5 | 0 | 77406.1809 | 77406.1809 | 0 | 9500 | 0 | 0 | 0 | 0 | 0
2022-11-07 17:00 | 0.00593 | 0 | 35871 | 206.3336 | 633 | 0 | 3 | 29781.1664 | 2.9781 | 0 | 29781.1664 | 346974.5694 | 19 | 9500 | 1826.8567 | 199.6997 | 20487.5 | 107393.6809 | 29987.5 | 0 | 77406.1809 | 77406.1809 | 206.3336 | 9293.6664 | 0 | 0 | 0 | 0 | 0
2022-11-07 18:00 | 0 | 0 | 35871 | 0 | 633 | 0 | 3 | 29987.5 | 2.9987 | 0 | 29987.5 | 317193.4029 | 19 | 9500 | 1826.8567 | 199.6997 | 20487.5 | 107393.6809 | 29987.5 | 0 | 77406.1809 | 77406.1809 | 0 | 9500 | 0 | 0 | 0 | 0 | 0
2022-11-07 19:00 | 0 | 0 | 35871 | 0 | 633 | 0 | 3 | 29987.5 | 2.9987 | 0 | 29987.5 | 287205.9029 | 19 | 9500 | 1826.8567 | 199.6997 | 20487.5 | 107393.6809 | 29987.5 | 0 | 77406.1809 | 77406.1809 | 0 | 9500 | 0 | 0 | 0 | 0 | 0
2022-11-07 20:00 | 0 | 0 | 35871 | 0 | 633 | 0 | 3 | 20487.5 | 2.0488 | 0 | 20487.5 | 257218.4029 | 19 | 0 | 1826.8567 | 0 | 20487.5 | 107393.6809 | 20487.5 | 0 | 86906.1809 | 86906.1809 | 0 | 0 | 0 | 0 | 0 | 0 | 0
2022-11-07 21:00 | 0 | 0 | 35871 | 0 | 633 | 0 | 3 | 29987.5 | 2.9987 | 0 | 29987.5 | 236730.9029 | 19 | 9500 | 1826.8567 | 199.6997 | 20487.5 | 107393.6809 | 29987.5 | 0 | 77406.1809 | 77406.1809 | 0 | 9500 | 0 | 0 | 0 | 0 | 0
2022-11-07 22:00 | 0 | 0 | 35871 | 0 | 633 | 0 | 3 | 29987.5 | 2.9987 | 0 | 29987.5 | 206743.4029 | 19 | 9500 | 1826.8567 | 199.6997 | 20487.5 | 107393.6809 | 29987.5 | 0 | 77406.1809 | 77406.1809 | 0 | 9500 | 0 | 0 | 0 | 0 | 0
2022-11-07 23:00 | 0 | 0 | 35871 | 0 | 633 | 0 | 3 | 25964.2363 | 2.5964 | 0 | 25964.2363 | 176755.9029 | 19 | 5476.7363 | 1826.8567 | 115.1266 | 20487.5 | 107393.6809 | 25964.2363 | 0 | 81429.4446 | 81429.4446 | 0 | 5476.7363 | 0 | 0 | 0 | 0 | 0
2022-11-08 | 0 | 0 | 35871 | 0 | 633 | 0 | 3 | 21541.6667 | 2.1542 | 0 | 21541.6667 | 150791.6667 | 19 | 0 | 1826.8567 | 0 | 21541.6667 | 108447.8476 | 21541.6667 | 0 | 86906.1809 | 86906.1809 | 0 | 0 | 0 | 0 | 0 | 0 | 0
2022-11-08 01:00 | 0 | 0 | 35871 | 0 | 633 | 0 | 3 | 21541.6667 | 2.1542 | 0 | 21541.6667 | 129250 | 19 | 0 | 1826.8567 | 0 | 21541.6667 | 108447.8476 | 21541.6667 | 0 | 86906.1809 | 86906.1809 | 0 | 0 | 0 | 0 | 0 | 0 | 0
2022-11-08 02:00 | 0 | 0 | 35871 | 0 | 633 | 0 | 3 | 21541.6667 | 2.1542 | 0 | 21541.6667 | 107708.3333 | 19 | 0 | 1826.8567 | 0 | 21541.6667 | 108447.8476 | 21541.6667 | 0 | 86906.1809 | 86906.1809 | 0 | 0 | 0 | 0 | 0 | 0 | 0
2022-11-08 03:00 | 0 | 0 | 35871 | 0 | 633 | 0 | 3 | 21541.6667 | 2.1542 | 0 | 21541.6667 | 86166.6667 | 19 | 0 | 1826.8567 | 0 | 21541.6667 | 108447.8476 | 21541.6667 | 0 | 86906.1809 | 86906.1809 | 0 | 0 | 0 | 0 | 0 | 0 | 0
2022-11-08 04:00 | 0 | 0 | 35871 | 0 | 633 | 0 | 3 | 21541.6667 | 2.1542 | 0 | 21541.6667 | 64625 | 19 | 0 | 1826.8567 | 0 | 21541.6667 | 108447.8476 | 21541.6667 | 0 | 86906.1809 | 86906.1809 | 0 | 0 | 0 | 0 | 0 | 0 | 0
2022-11-08 05:00 | 0 | 0 | 35871 | 0 | 633 | 0 | 3 | 21541.6667 | 2.1542 | 0 | 21541.6667 | 43083.3333 | 19 | 0 | 1826.8567 | 0 | 21541.6667 | 108447.8476 | 21541.6667 | 0 | 86906.1809 | 86906.1809 | 0 | 0 | 0 | 0 | 0 | 0 | 0
2022-11-08 06:00 | 0 | 0 | 35871 | 0 | 633 | 0 | 3 | 21541.6667 | 2.1542 | 0 | 21541.6667 | 21541.6667 | 19 | 0 | 1826.8567 | 0 | 21541.6667 | 108447.8476 | 21541.6667 | 0 | 86906.1809 | 86906.1809 | 0 | 0 | 0 | 0 | 0 | 0 | 0
2022-11-08 07:00 | 0.09972 | 0.23566 | 35871 | 3469.7444 | 633 | 24941.6888 | 3 | 24941.6888 | 2.4942 | 0 | 0 | 0 | 19 | 6869.7666 | 1826.8567 | 144.4095 | 21541.6667 | 108447.8476 | 28411.4333 | 0 | 80036.4143 | 80036.4143 | 0 | 6869.7666 | 0 | 0 | 0 | 0 | 0
2022-11-08 08:00 | 0.29617 | 0.59572 | 35871 | 10305.1966 | 633 | 63049.5751 | 3 | 20736.47 | 2.0736 | 42313.1051 | 0 | 0 | 19 | 9500 | 1826.8567 | 199.6997 | 21541.6667 | 108447.8476 | 31041.6667 | 0 | 77406.1809 | 77406.1809 | 0 | 9500 | 0 | 0 | 0 | 0 | 0
2022-11-08 09:00 | 0.48445 | 0.74404 | 35871 | 16856.3748 | 633 | 78747.4079 | 3 | 14185.2919 | 1.4185 | 64562.116 | 0 | 42313.1051 | 19 | 9500 | 1826.8567 | 199.6997 | 21541.6667 | 108447.8476 | 31041.6667 | 0 | 77406.1809 | 77406.1809 | 0 | 9500 | 0 | 0 | 0 | 0 | 0
2022-11-08 10:00 | 0.6231 | 0.84572 | 35871 | 21680.6835 | 633 | 89508.9751 | 3 | 9360.9832 | 0.9361 | 80147.9919 | 0 | 106875.2211 | 19 | 9500 | 1826.8567 | 199.6997 | 21541.6667 | 108447.8476 | 31041.6667 | 0 | 77406.1809 | 77406.1809 | 139.0168 | 9360.9832 | 0 | 0 | 0 | 0 | 0
2022-11-08 11:00 | 0.69885 | 0.884 | 35871 | 24316.3949 | 633 | 93560.4384 | 3 | 6725.2718 | 0.67253 | 86835.1666 | 0 | 187023.213 | 19 | 9500 | 1826.8567 | 199.6997 | 21541.6667 | 108447.8476 | 31041.6667 | 0 | 77406.1809 | 77406.1809 | 2774.7282 | 6725.2718 | 0 | 0 | 0 | 0 | 0
2022-11-08 12:00 | 0.6911 | 0.7907 | 35871 | 24046.7347 | 633 | 83685.7903 | 3 | 6994.932 | 0.69949 | 76690.8583 | 0 | 273858.3796 | 19 | 9500 | 1826.8567 | 199.6997 | 21541.6667 | 108447.8476 | 31041.6667 | 0 | 77406.1809 | 77406.1809 | 2505.068 | 6994.932 | 0 | 0 | 0 | 0 | 0
2022-11-08 13:00 | 0.63108 | 0.78195 | 35871 | 21958.3466 | 633 | 82759.7113 | 3 | 9083.3201 | 0.90833 | 73676.3912 | 0 | 350549.2379 | 19 | 9500 | 1826.8567 | 199.6997 | 21541.6667 | 108447.8476 | 31041.6667 | 0 | 77406.1809 | 77406.1809 | 416.6799 | 9083.3201 | 0 | 0 | 0 | 0 | 0
2022-11-08 14:00 | 0.49605 | 0.68922 | 35871 | 17259.9953 | 633 | 72945.3907 | 3 | 13781.6714 | 1.3782 | 59163.7193 | 0 | 424225.6291 | 19 | 9500 | 1826.8567 | 199.6997 | 21541.6667 | 108447.8476 | 31041.6667 | 0 | 77406.1809 | 77406.1809 | 0 | 9500 | 0 | 0 | 0 | 0 | 0
2022-11-08 15:00 | 0.31925 | 0.56404 | 35871 | 11108.2622 | 633 | 59696.6399 | 3 | 19933.4044 | 1.9933 | 39763.2355 | 0 | 483389.3484 | 19 | 9500 | 1826.8567 | 199.6997 | 21541.6667 | 108447.8476 | 31041.6667 | 0 | 77406.1809 | 77406.1809 | 0 | 9500 | 0 | 0 | 0 | 0 | 0
2022-11-08 16:00 | 0.12585 | 0.31449 | 35871 | 4378.9344 | 633 | 33284.8668 | 3 | 26662.7323 | 2.6663 | 6622.1345 | 0 | 523152.5839 | 19 | 9500 | 1826.8567 | 199.6997 | 21541.6667 | 108447.8476 | 31041.6667 | 0 | 77406.1809 | 77406.1809 | 0 | 9500 | 0 | 0 | 0 | 0 | 0
2022-11-08 17:00 | 0.00593 | 0.00456 | 35871 | 206.3336 | 633 | 482.6195 | 3 | 30000 | 3 | 0 | 29517.3805 | 529774.7184 | 19 | 8664.6669 | 1826.8567 | 182.1401 | 21541.6667 | 108447.8476 | 30206.3336 | 0 | 78241.514 | 78241.514 | -2.8422e-14 | 8664.6669 | 0 | 0 | 0 | 0 | 0
2022-11-08 18:00 | 0 | 0 | 35871 | 0 | 633 | 0 | 3 | 30000 | 3 | 0 | 30000 | 500257.3379 | 19 | 8458.3333 | 1826.8567 | 177.8028 | 21541.6667 | 108447.8476 | 30000 | 0 | 78447.8476 | 78447.8476 | 0 | 8458.3333 | 0 | 0 | 0 | 0 | 0
2022-11-08 19:00 | 0 | 0 | 35871 | 0 | 633 | 0 | 3 | 30000 | 3 | 0 | 30000 | 470257.3379 | 19 | 8458.3333 | 1826.8567 | 177.8028 | 21541.6667 | 108447.8476 | 30000 | 0 | 78447.8476 | 78447.8476 | 0 | 8458.3333 | 0 | 0 | 0 | 0 | 0
2022-11-08 20:00 | 0 | 0 | 35871 | 0 | 633 | 0 | 3 | 30000 | 3 | 0 | 30000 | 440257.3379 | 19 | 8458.3333 | 1826.8567 | 177.8028 | 21541.6667 | 108447.8476 | 30000 | 0 | 78447.8476 | 78447.8476 | 0 | 8458.3333 | 0 | 0 | 0 | 0 | 0
2022-11-08 21:00 | 0 | 0 | 35871 | 0 | 633 | 0 | 3 | 30000 | 3 | 0 | 30000 | 410257.3379 | 19 | 8458.3333 | 1826.8567 | 177.8028 | 21541.6667 | 108447.8476 | 30000 | 0 | 78447.8476 | 78447.8476 | 0 | 8458.3333 | 0 | 0 | 0 | 0 | 0
2022-11-08 22:00 | 0 | 0 | 35871 | 0 | 633 | 0 | 3 | 30000 | 3 | 0 | 30000 | 380257.3379 | 19 | 8458.3333 | 1826.8567 | 177.8028 | 21541.6667 | 108447.8476 | 30000 | 0 | 78447.8476 | 78447.8476 | 0 | 8458.3333 | 0 | 0 | 0 | 0 | 0
2022-11-08 23:00 | 0 | 0 | 35871 | 0 | 633 | 0 | 3 | 30000 | 3 | 0 | 30000 | 350257.3379 | 19 | 8458.3333 | 1826.8567 | 177.8028 | 21541.6667 | 108447.8476 | 30000 | 0 | 78447.8476 | 78447.8476 | 0 | 8458.3333 | 0 | 0 | 0 | 0 | 0
2022-11-09 | 0 | 0 | 35871 | 0 | 633 | 0 | 3 | 30000 | 3 | 0 | 30000 | 320257.3379 | 19 | 8458.3333 | 1826.8567 | 177.8028 | 21541.6667 | 108447.8476 | 30000 | 0 | 78447.8476 | 78447.8476 | 0 | 8458.3333 | 0 | 0 | 0 | 0 | 0
2022-11-09 01:00 | 0 | 0 | 35871 | 0 | 633 | 0 | 3 | 30000 | 3 | 0 | 30000 | 290257.3379 | 19 | 8458.3333 | 1826.8567 | 177.8028 | 21541.6667 | 108447.8476 | 30000 | 0 | 78447.8476 | 78447.8476 | 0 | 8458.3333 | 0 | 0 | 0 | 0 | 0
2022-11-09 02:00 | 0 | 0 | 35871 | 0 | 633 | 0 | 3 | 30000 | 3 | 0 | 30000 | 260257.3379 | 19 | 8458.3333 | 1826.8567 | 177.8028 | 21541.6667 | 108447.8476 | 30000 | 0 | 78447.8476 | 78447.8476 | 0 | 8458.3333 | 0 | 0 | 0 | 0 | 0
2022-11-09 03:00 | 0 | 0 | 35871 | 0 | 633 | 0 | 3 | 30000 | 3 | 0 | 30000 | 230257.3379 | 19 | 8458.3333 | 1826.8567 | 177.8028 | 21541.6667 | 108447.8476 | 30000 | 0 | 78447.8476 | 78447.8476 | 0 | 8458.3333 | 0 | 0 | 0 | 0 | 0
2022-11-09 04:00 | 0 | 0 | 35871 | 0 | 633 | 0 | 3 | 30000 | 3 | 0 | 30000 | 200257.3379 | 19 | 8458.3333 | 1826.8567 | 177.8028 | 21541.6667 | 108447.8476 | 30000 | 0 | 78447.8476 | 78447.8476 | 0 | 8458.3333 | 0 | 0 | 0 | 0 | 0
2022-11-09 05:00 | 0 | 0 | 35871 | 0 | 633 | 0 | 3 | 30000 | 3 | 0 | 30000 | 170257.3379 | 19 | 8458.3333 | 1826.8567 | 177.8028 | 21541.6667 | 108447.8476 | 30000 | 0 | 78447.8476 | 78447.8476 | 0 | 8458.3333 | 0 | 0 | 0 | 0 | 0
2022-11-09 06:00 | 0 | 0 | 35871 | 0 | 633 | 0 | 3 | 30000 | 3 | 0 | 30000 | 140257.3379 | 19 | 8458.3333 | 1826.8567 | 177.8028 | 21541.6667 | 108447.8476 | 30000 | 0 | 78447.8476 | 78447.8476 | 0 | 8458.3333 | 0 | 0 | 0 | 0 | 0
2022-11-09 07:00 | 0.1007 | 0.30117 | 35871 | 3503.8434 | 633 | 31875.11 | 3 | 27537.8233 | 2.7538 | 4337.2867 | 0 | 110257.3379 | 19 | 9500 | 1826.8567 | 199.6997 | 21541.6667 | 108447.8476 | 31041.6667 | 0 | 77406.1809 | 77406.1809 | 3.638e-12 | 9500 | 0 | 0 | 0 | 0 | 0
2022-11-09 08:00 | 0.29312 | 0.61529 | 35871 | 10199.0723 | 633 | 65120.8169 | 3 | 20842.5944 | 2.0843 | 44278.2225 | 0 | 114594.6246 | 19 | 9500 | 1826.8567 | 199.6997 | 21541.6667 | 108447.8476 | 31041.6667 | 0 | 77406.1809 | 77406.1809 | 0 | 9500 | 0 | 0 | 0 | 0 | 0
2022-11-09 09:00 | 0.47227 | 0.74115 | 35871 | 16432.5733 | 633 | 78441.5372 | 3 | 14609.0934 | 1.4609 | 63832.4438 | 0 | 158872.8471 | 19 | 9500 | 1826.8567 | 199.6997 | 21541.6667 | 108447.8476 | 31041.6667 | 0 | 77406.1809 | 77406.1809 | 0 | 9500 | 0 | 0 | 0 | 0 | 0
2022-11-09 10:00 | 0.60525 | 0.81044 | 35871 | 21059.5951 | 633 | 85775.0245 | 3 | 9982.0716 | 0.99821 | 75792.9529 | 0 | 222705.291 | 19 | 9500 | 1826.8567 | 199.6997 | 21541.6667 | 108447.8476 | 31041.6667 | 0 | 77406.1809 | 77406.1809 | 0 | 9500 | 0 | 0 | 0 | 0 | 0
2022-11-09 11:00 | 0.66962 | 0.77144 | 35871 | 23299.3408 | 633 | 81647.3581 | 3 | 7742.3258 | 0.77423 | 73905.0323 | 0 | 298498.2439 | 19 | 9500 | 1826.8567 | 199.6997 | 21541.6667 | 108447.8476 | 31041.6667 | 0 | 77406.1809 | 77406.1809 | 1757.6742 | 7742.3258 | 0 | 0 | 0 | 0 | 0
2022-11-09 12:00 | 0.68672 | 0.83891 | 35871 | 23894.3331 | 633 | 88788.221 | 3 | 7147.3335 | 0.71473 | 81640.8875 | 0 | 372403.2762 | 19 | 9500 | 1826.8567 | 199.6997 | 21541.6667 | 108447.8476 | 31041.6667 | 0 | 77406.1809 | 77406.1809 | 2352.6665 | 7147.3335 | 0 | 0 | 0 | 0 | 0
2022-11-09 13:00 | 0.5666 | 0.70419 | 35871 | 19714.7733 | 633 | 74529.7795 | 3 | 11326.8933 | 1.1327 | 63202.8862 | 0 | 454044.1637 | 19 | 9500 | 1826.8567 | 199.6997 | 21541.6667 | 108447.8476 | 31041.6667 | 0 | 77406.1809 | 77406.1809 | 0 | 9500 | 0 | 0 | 0 | 0 | 0
2022-11-09 14:00 | 0.36733 | 0.42302 | 35871 | 12781.1996 | 633 | 44771.4216 | 3 | 18260.4671 | 1.826 | 26510.9545 | 0 | 517247.0499 | 19 | 9500 | 1826.8567 | 199.6997 | 21541.6667 | 108447.8476 | 31041.6667 | 0 | 77406.1809 | 77406.1809 | 0 | 9500 | 0 | 0 | 0 | 0 | 0
2022-11-09 15:00 | 0.24788 | 0.33335 | 35871 | 8624.9524 | 633 | 35280.964 | 3 | 22416.7143 | 2.2417 | 12864.2497 | 0 | 543758.0044 | 19 | 9500 | 1826.8567 | 199.6997 | 21541.6667 | 108447.8476 | 31041.6667 | 0 | 77406.1809 | 77406.1809 | 0 | 9500 | 0 | 0 | 0 | 0 | 0
2022-11-09 16:00 | 0.10507 | 0.21795 | 35871 | 3655.897 | 633 | 23067.3049 | 3 | 27385.7697 | 2.7386 | 0 | 4318.4648 | 556622.2541 | 19 | 9500 | 1826.8567 | 199.6997 | 21541.6667 | 108447.8476 | 31041.6667 | 0 | 77406.1809 | 77406.1809 | 0 | 9500 | 0 | 0 | 0 | 0 | 0
2022-11-09 17:00 | 0.00543 | 0.00564 | 35871 | 188.9361 | 633 | 596.9241 | 3 | 30000 | 3 | 0 | 29403.0759 | 552303.7893 | 19 | 8647.2695 | 1826.8567 | 181.7744 | 21541.6667 | 108447.8476 | 30188.9361 | 0 | 78258.9114 | 78258.9114 | 5.6843e-14 | 8647.2695 | 0 | 0 | 0 | 0 | 0
2022-11-09 18:00 | 0 | 0 | 35871 | 0 | 633 | 0 | 3 | 21541.6667 | 2.1542 | 0 | 21541.6667 | 522900.7134 | 19 | 0 | 1826.8567 | 0 | 21541.6667 | 108447.8476 | 21541.6667 | 0 | 86906.1809 | 86906.1809 | 0 | 0 | 0 | 0 | 0 | 0 | 0
2022-11-09 19:00 | 0 | 0 | 35871 | 0 | 633 | 0 | 3 | 21541.6667 | 2.1542 | 0 | 21541.6667 | 501359.0467 | 19 | 0 | 1826.8567 | 0 | 21541.6667 | 108447.8476 | 21541.6667 | 0 | 86906.1809 | 86906.1809 | 0 | 0 | 0 | 0 | 0 | 0 | 0
2022-11-09 20:00 | 0 | 0 | 35871 | 0 | 633 | 0 | 3 | 22581.0187 | 2.2581 | 0 | 22581.0187 | 479817.3801 | 19 | 1039.352 | 1826.8567 | 21.8482 | 21541.6667 | 108447.8476 | 22581.0187 | 0 | 85866.8288 | 85866.8288 | 0 | 1039.352 | 0 | 0 | 0 | 0 | 0
2022-11-09 21:00 | 0 | 0 | 35871 | 0 | 633 | 0 | 3 | 30000 | 3 | 0 | 30000 | 457236.3614 | 19 | 8458.3333 | 1826.8567 | 177.8028 | 21541.6667 | 108447.8476 | 30000 | 0 | 78447.8476 | 78447.8476 | 0 | 8458.3333 | 0 | 0 | 0 | 0 | 0
2022-11-09 22:00 | 0 | 0 | 35871 | 0 | 633 | 0 | 3 | 30000 | 3 | 0 | 30000 | 427236.3614 | 19 | 8458.3333 | 1826.8567 | 177.8028 | 21541.6667 | 108447.8476 | 30000 | 0 | 78447.8476 | 78447.8476 | 0 | 8458.3333 | 0 | 0 | 0 | 0 | 0
2022-11-09 23:00 | 0 | 0 | 35871 | 0 | 633 | 0 | 3 | 30000 | 3 | 0 | 30000 | 397236.3614 | 19 | 8458.3333 | 1826.8567 | 177.8028 | 21541.6667 | 108447.8476 | 30000 | 0 | 78447.8476 | 78447.8476 | 0 | 8458.3333 | 0 | 0 | 0 | 0 | 0
2022-11-10 | 0 | 0 | 35871 | 0 | 633 | 0 | 3 | 30000 | 3 | 0 | 30000 | 367236.3614 | 19 | 8208.3333 | 1826.8567 | 172.5475 | 21791.6667 | 108697.8476 | 30000 | 0 | 78697.8476 | 78697.8476 | 0 | 8208.3333 | 0 | 0 | 0 | 0 | 0
2022-11-10 01:00 | 0 | 0 | 35871 | 0 | 633 | 0 | 3 | 30000 | 3 | 0 | 30000 | 337236.3614 | 19 | 8208.3333 | 1826.8567 | 172.5475 | 21791.6667 | 108697.8476 | 30000 | 0 | 78697.8476 | 78697.8476 | 0 | 8208.3333 | 0 | 0 | 0 | 0 | 0
2022-11-10 02:00 | 0 | 0 | 35871 | 0 | 633 | 0 | 3 | 30000 | 3 | 0 | 30000 | 307236.3614 | 19 | 8208.3333 | 1826.8567 | 172.5475 | 21791.6667 | 108697.8476 | 30000 | 0 | 78697.8476 | 78697.8476 | 0 | 8208.3333 | 0 | 0 | 0 | 0 | 0
2022-11-10 03:00 | 0 | 0 | 35871 | 0 | 633 | 0 | 3 | 30000 | 3 | 0 | 30000 | 277236.3614 | 19 | 8208.3333 | 1826.8567 | 172.5475 | 21791.6667 | 108697.8476 | 30000 | 0 | 78697.8476 | 78697.8476 | 0 | 8208.3333 | 0 | 0 | 0 | 0 | 0
2022-11-10 04:00 | 0 | 0 | 35871 | 0 | 633 | 0 | 3 | 30000 | 3 | 0 | 30000 | 247236.3614 | 19 | 8208.3333 | 1826.8567 | 172.5475 | 21791.6667 | 108697.8476 | 30000 | 0 | 78697.8476 | 78697.8476 | 0 | 8208.3333 | 0 | 0 | 0 | 0 | 0
2022-11-10 05:00 | 0 | 0 | 35871 | 0 | 633 | 0 | 3 | 30000 | 3 | 0 | 30000 | 217236.3614 | 19 | 8208.3333 | 1826.8567 | 172.5475 | 21791.6667 | 108697.8476 | 30000 | 0 | 78697.8476 | 78697.8476 | 0 | 8208.3333 | 0 | 0 | 0 | 0 | 0
2022-11-10 06:00 | 0 | 0 | 35871 | 0 | 633 | 0 | 3 | 30000 | 3 | 0 | 30000 | 187236.3614 | 19 | 8208.3333 | 1826.8567 | 172.5475 | 21791.6667 | 108697.8476 | 30000 | 0 | 78697.8476 | 78697.8476 | 0 | 8208.3333 | 0 | 0 | 0 | 0 | 0
2022-11-10 07:00 | 0.0915 | 0.21577 | 35871 | 3183.7306 | 633 | 22836.579 | 3 | 22836.579 | 2.2837 | 0 | 0 | 157236.3614 | 19 | 4228.6429 | 1826.8567 | 88.8904 | 21791.6667 | 108697.8476 | 26020.3096 | 0 | 82677.538 | 82677.538 | 0 | 4228.6429 | 0 | 0 | 0 | 0 | 0
2022-11-10 08:00 | 0.26838 | 0.4508 | 35871 | 9338.2472 | 633 | 47711.5901 | 3 | 12453.4195 | 1.2453 | 35258.1706 | 0 | 157236.3614 | 19 | 0 | 1826.8567 | 0 | 21791.6667 | 108697.8476 | 21791.6667 | 0 | 86906.1809 | 86906.1809 | 0 | 0 | 0 | 0 | 0 | 0 | 0
2022-11-10 09:00 | 0.432 | 0.51375 | 35871 | 15031.3838 | 633 | 54374.067 | 3 | 6760.2828 | 0.67603 | 47613.7842 | 0 | 192494.532 | 19 | 7.276e-12 | 1826.8567 | 1.5295e-13 | 21791.6667 | 108697.8476 | 21791.6667 | 0 | 86906.1809 | 86906.1809 | 7.276e-12 | 0 | 0 | 0 | 0 | 0 | 0
2022-11-10 10:00 | 0.55405 | 0.61277 | 35871 | 19278.0977 | 633 | 64854.1062 | 3 | 2513.5689 | 0.25136 | 62340.5372 | 0 | 240108.3161 | 19 | 0 | 1826.8567 | 0 | 21791.6667 | 108697.8476 | 21791.6667 | 0 | 86906.1809 | 86906.1809 | 0 | 0 | 0 | 0 | 0 | 0 | 0
2022-11-10 11:00 | 0.6456 | 0.55368 | 35871 | 22463.5681 | 633 | 58600.1624 | 3 | 0 | 0 | 58600.1624 | 0 | 302448.8534 | 19 | 671.9014 | 1826.8567 | 14.1241 | 21791.6667 | 108697.8476 | 22463.5681 | 0 | 86234.2795 | 86234.2795 | 671.9014 | 0 | 0 | 0 | 0 | 0 | 0
2022-11-10 12:00 | 0.6932 | 0.88731 | 35871 | 24119.8039 | 633 | 93910.7609 | 3 | 1.0186e-10 | 1.0186e-14 | 93910.7609 | 0 | 361049.0157 | 19 | 2328.1372 | 1826.8567 | 48.9398 | 21791.6667 | 108697.8476 | 24119.8039 | 0 | 84578.0437 | 84578.0437 | 2328.1372 | 1.0186e-10 | 0 | 0 | 0 | 0 | 0
2022-11-10 13:00 | 0.62303 | 0.82324 | 35871 | 21678.2479 | 633 | 87129.7458 | 3 | 113.4188 | 0.011342 | 87016.327 | 0 | 454959.7766 | 19 | 0 | 1826.8567 | 0 | 21791.6667 | 108697.8476 | 21791.6667 | 0 | 86906.1809 | 86906.1809 | 0 | 0 | 0 | 0 | 0 | 0 | 0
2022-11-10 14:00 | 0.4683 | 0.65894 | 35871 | 16294.4376 | 633 | 69740.6281 | 3 | 5497.229 | 0.54972 | 64243.3991 | 0 | 541976.1036 | 19 | 0 | 1826.8567 | 0 | 21791.6667 | 108697.8476 | 21791.6667 | 0 | 86906.1809 | 86906.1809 | 0 | 0 | 0 | 0 | 0 | 0 | 0
2022-11-10 15:00 | 0.29965 | 0.54145 | 35871 | 10426.2828 | 633 | 57305.7685 | 3 | 11365.3839 | 1.1365 | 45940.3846 | 0 | 606219.5027 | 19 | 0 | 1826.8567 | 0 | 21791.6667 | 108697.8476 | 21791.6667 | 0 | 86906.1809 | 86906.1809 | 0 | 0 | 0 | 0 | 0 | 0 | 0
2022-11-10 16:00 | 0.1195 | 0.30493 | 35871 | 4157.987 | 633 | 32273.0594 | 3 | 17633.6797 | 1.7634 | 14639.3797 | 0 | 652159.8873 | 19 | 0 | 1826.8567 | 0 | 21791.6667 | 108697.8476 | 21791.6667 | 0 | 86906.1809 | 86906.1809 | 0 | 0 | 0 | 0 | 0 | 0 | 0
2022-11-10 17:00 | 0.00525 | 0.00337 | 35871 | 182.6731 | 633 | 356.6727 | 3 | 21608.9936 | 2.1609 | 0 | 21252.3209 | 666799.267 | 19 | 0 | 1826.8567 | 0 | 21791.6667 | 108697.8476 | 21791.6667 | 0 | 86906.1809 | 86906.1809 | 0 | 0 | 0 | 0 | 0 | 0 | 0
2022-11-10 18:00 | 0 | 0 | 35871 | 0 | 633 | 0 | 3 | 21791.6667 | 2.1792 | 0 | 21791.6667 | 645546.9461 | 19 | 0 | 1826.8567 | 0 | 21791.6667 | 108697.8476 | 21791.6667 | 0 | 86906.1809 | 86906.1809 | 0 | 0 | 0 | 0 | 0 | 0 | 0
2022-11-10 19:00 | 0 | 0 | 35871 | 0 | 633 | 0 | 3 | 21791.6667 | 2.1792 | 0 | 21791.6667 | 623755.2795 | 19 | 0 | 1826.8567 | 0 | 21791.6667 | 108697.8476 | 21791.6667 | 0 | 86906.1809 | 86906.1809 | 0 | 0 | 0 | 0 | 0 | 0 | 0
2022-11-10 20:00 | 0 | 0 | 35871 | 0 | 633 | 0 | 3 | 21791.6667 | 2.1792 | 0 | 21791.6667 | 601963.6128 | 19 | 0 | 1826.8567 | 0 | 21791.6667 | 108697.8476 | 21791.6667 | 0 | 86906.1809 | 86906.1809 | 0 | 0 | 0 | 0 | 0 | 0 | 0
2022-11-10 21:00 | 0 | 0 | 35871 | 0 | 633 | 0 | 3 | 21791.6667 | 2.1792 | 0 | 21791.6667 | 580171.9461 | 19 | 0 | 1826.8567 | 0 | 21791.6667 | 108697.8476 | 21791.6667 | 0 | 86906.1809 | 86906.1809 | 0 | 0 | 0 | 0 | 0 | 0 | 0
2022-11-10 22:00 | 0 | 0 | 35871 | 0 | 633 | 0 | 3 | 21791.6667 | 2.1792 | 0 | 21791.6667 | 558380.2795 | 19 | 0 | 1826.8567 | 0 | 21791.6667 | 108697.8476 | 21791.6667 | 0 | 86906.1809 | 86906.1809 | 0 | 0 | 0 | 0 | 0 | 0 | 0
2022-11-10 23:00 | 0 | 0 | 35871 | 0 | 633 | 0 | 3 | 21791.6667 | 2.1792 | 0 | 21791.6667 | 536588.6128 | 19 | 0 | 1826.8567 | 0 | 21791.6667 | 108697.8476 | 21791.6667 | 0 | 86906.1809 | 86906.1809 | 0 | 0 | 0 | 0 | 0 | 0 | 0
2022-11-11 | 0 | 0 | 35871 | 0 | 633 | 0 | 3 | 22166.6667 | 2.2167 | 0 | 22166.6667 | 514796.9461 | 19 | 0 | 1826.8567 | 0 | 22166.6667 | 109072.8476 | 22166.6667 | 0 | 86906.1809 | 86906.1809 | 0 | 0 | 0 | 0 | 0 | 0 | 0
2022-11-11 01:00 | 0 | 0 | 35871 | 0 | 633 | 0 | 3 | 22166.6667 | 2.2167 | 0 | 22166.6667 | 492630.2795 | 19 | 0 | 1826.8567 | 0 | 22166.6667 | 109072.8476 | 22166.6667 | 0 | 86906.1809 | 86906.1809 | 0 | 0 | 0 | 0 | 0 | 0 | 0
2022-11-11 02:00 | 0 | 0 | 35871 | 0 | 633 | 0 | 3 | 22166.6667 | 2.2167 | 0 | 22166.6667 | 470463.6128 | 19 | 0 | 1826.8567 | 0 | 22166.6667 | 109072.8476 | 22166.6667 | 0 | 86906.1809 | 86906.1809 | 0 | 0 | 0 | 0 | 0 | 0 | 0
2022-11-11 03:00 | 0 | 0 | 35871 | 0 | 633 | 0 | 3 | 22166.6667 | 2.2167 | 0 | 22166.6667 | 448296.9461 | 19 | 0 | 1826.8567 | 0 | 22166.6667 | 109072.8476 | 22166.6667 | 0 | 86906.1809 | 86906.1809 | 0 | 0 | 0 | 0 | 0 | 0 | 0
2022-11-11 04:00 | 0 | 0 | 35871 | 0 | 633 | 0 | 3 | 22166.6667 | 2.2167 | 0 | 22166.6667 | 426130.2795 | 19 | 0 | 1826.8567 | 0 | 22166.6667 | 109072.8476 | 22166.6667 | 0 | 86906.1809 | 86906.1809 | 0 | 0 | 0 | 0 | 0 | 0 | 0
2022-11-11 05:00 | 0 | 0 | 35871 | 0 | 633 | 0 | 3 | 22166.6667 | 2.2167 | 0 | 22166.6667 | 403963.6128 | 19 | 0 | 1826.8567 | 0 | 22166.6667 | 109072.8476 | 22166.6667 | 0 | 86906.1809 | 86906.1809 | 0 | 0 | 0 | 0 | 0 | 0 | 0
2022-11-11 06:00 | 0 | 0 | 35871 | 0 | 633 | 0 | 3 | 22166.6667 | 2.2167 | 0 | 22166.6667 | 381796.9461 | 19 | 0 | 1826.8567 | 0 | 22166.6667 | 109072.8476 | 22166.6667 | 0 | 86906.1809 | 86906.1809 | 0 | 0 | 0 | 0 | 0 | 0 | 0
2022-11-11 07:00 | 0.06957 | 0.0347 | 35871 | 2420.6791 | 633 | 3672.5647 | 3 | 19745.9876 | 1.9746 | 0 | 16073.4228 | 359630.2795 | 19 | 0 | 1826.8567 | 0 | 22166.6667 | 109072.8476 | 22166.6667 | 0 | 86906.1809 | 86906.1809 | 0 | 0 | 0 | 0 | 0 | 0 | 0
2022-11-11 08:00 | 0.22348 | 0.19522 | 35871 | 7775.9575 | 633 | 20661.6163 | 3 | 14390.7091 | 1.4391 | 6270.9072 | 0 | 343556.8566 | 19 | 0 | 1826.8567 | 0 | 22166.6667 | 109072.8476 | 22166.6667 | 0 | 86906.1809 | 86906.1809 | 0 | 0 | 0 | 0 | 0 | 0 | 0
2022-11-11 09:00 | 0.39067 | 0.3216 | 35871 | 13593.3119 | 633 | 34037.3722 | 3 | 8573.3548 | 0.85734 | 25464.0174 | 0 | 349827.7638 | 19 | 0 | 1826.8567 | 0 | 22166.6667 | 109072.8476 | 22166.6667 | 0 | 86906.1809 | 86906.1809 | 0 | 0 | 0 | 0 | 0 | 0 | 0
2022-11-11 10:00 | 0.52258 | 0.40825 | 35871 | 18183.1032 | 633 | 43208.2002 | 3 | 3983.5635 | 0.39836 | 39224.6367 | 0 | 375291.7811 | 19 | 0 | 1826.8567 | 0 | 22166.6667 | 109072.8476 | 22166.6667 | 0 | 86906.1809 | 86906.1809 | 0 | 0 | 0 | 0 | 0 | 0 | 0
2022-11-11 11:00 | 0.59908 | 0.45846 | 35871 | 20844.9107 | 633 | 48522.3061 | 3 | 1321.7559 | 0.13218 | 47200.5501 | 0 | 414516.4178 | 19 | 0 | 1826.8567 | 0 | 22166.6667 | 109072.8476 | 22166.6667 | 0 | 86906.1809 | 86906.1809 | 0 | 0 | 0 | 0 | 0 | 0 | 0
2022-11-11 12:00 | 0.6687 | 0.75782 | 35871 | 23267.3296 | 633 | 80205.85 | 3 | 0 | 0 | 80205.85 | 0 | 461716.968 | 19 | 1100.6629 | 1826.8567 | 23.1371 | 22166.6667 | 109072.8476 | 23267.3296 | 0 | 85805.518 | 85805.518 | 1100.6629 | 0 | 0 | 0 | 0 | 0 | 0
2022-11-11 13:00 | 0.60325 | 0.69831 | 35871 | 20990.0053 | 633 | 73907.4545 | 3 | 1176.6613 | 0.11767 | 72730.7931 | 0 | 541922.818 | 19 | 0 | 1826.8567 | 0 | 22166.6667 | 109072.8476 | 22166.6667 | 0 | 86906.1809 | 86906.1809 | 0 | 0 | 0 | 0 | 0 | 0 | 0
2022-11-11 14:00 | 0.47362 | 0.60575 | 35871 | 16479.5463 | 633 | 64111.1262 | 3 | 5687.1203 | 0.56871 | 58424.0059 | 0 | 614653.6111 | 19 | 0 | 1826.8567 | 0 | 22166.6667 | 109072.8476 | 22166.6667 | 0 | 86906.1809 | 86906.1809 | 0 | 0 | 0 | 0 | 0 | 0 | 0
2022-11-11 15:00 | 0.29198 | 0.40789 | 35871 | 10159.4061 | 633 | 43170.0987 | 3 | 12007.2605 | 1.2007 | 31162.8381 | 0 | 673077.617 | 19 | 0 | 1826.8567 | 0 | 22166.6667 | 109072.8476 | 22166.6667 | 0 | 86906.1809 | 86906.1809 | 0 | 0 | 0 | 0 | 0 | 0 | 0
2022-11-11 16:00 | 0.10765 | 0.15969 | 35871 | 3745.6678 | 633 | 16901.2063 | 3 | 18420.9989 | 1.8421 | 0 | 1519.7926 | 704240.4551 | 19 | 0 | 1826.8567 | 0 | 22166.6667 | 109072.8476 | 22166.6667 | 0 | 86906.1809 | 86906.1809 | 0 | 0 | 0 | 0 | 0 | 0 | 0
2022-11-11 17:00 | 0.00445 | 0 | 35871 | 154.8372 | 633 | 0 | 3 | 22011.8295 | 2.2012 | 0 | 22011.8295 | 702720.6626 | 19 | -2.8422e-14 | 1826.8567 | -5.9745e-16 | 22166.6667 | 109072.8476 | 22166.6667 | 0 | 86906.1809 | 86906.1809 | -2.8422e-14 | 0 | 0 | 0 | 0 | 0 | 0
2022-11-11 18:00 | 0 | 0 | 35871 | 0 | 633 | 0 | 3 | 22166.6667 | 2.2167 | 0 | 22166.6667 | 680708.8331 | 19 | 0 | 1826.8567 | 0 | 22166.6667 | 109072.8476 | 22166.6667 | 0 | 86906.1809 | 86906.1809 | 0 | 0 | 0 | 0 | 0 | 0 | 0
2022-11-11 19:00 | 0 | 0 | 35871 | 0 | 633 | 0 | 3 | 22166.6667 | 2.2167 | 0 | 22166.6667 | 658542.1664 | 19 | 0 | 1826.8567 | 0 | 22166.6667 | 109072.8476 | 22166.6667 | 0 | 86906.1809 | 86906.1809 | 0 | 0 | 0 | 0 | 0 | 0 | 0
2022-11-11 20:00 | 0 | 0 | 35871 | 0 | 633 | 0 | 3 | 22166.6667 | 2.2167 | 0 | 22166.6667 | 636375.4997 | 19 | 0 | 1826.8567 | 0 | 22166.6667 | 109072.8476 | 22166.6667 | 0 | 86906.1809 | 86906.1809 | 0 | 0 | 0 | 0 | 0 | 0 | 0
2022-11-11 21:00 | 0 | 0 | 35871 | 0 | 633 | 0 | 3 | 22166.6667 | 2.2167 | 0 | 22166.6667 | 614208.8331 | 19 | 0 | 1826.8567 | 0 | 22166.6667 | 109072.8476 | 22166.6667 | 0 | 86906.1809 | 86906.1809 | 0 | 0 | 0 | 0 | 0 | 0 | 0
2022-11-11 22:00 | 0 | 0 | 35871 | 0 | 633 | 0 | 3 | 22166.6667 | 2.2167 | 0 | 22166.6667 | 592042.1664 | 19 | 0 | 1826.8567 | 0 | 22166.6667 | 109072.8476 | 22166.6667 | 0 | 86906.1809 | 86906.1809 | 0 | 0 | 0 | 0 | 0 | 0 | 0
2022-11-11 23:00 | 0 | 0 | 35871 | 0 | 633 | 0 | 3 | 22166.6667 | 2.2167 | 0 | 22166.6667 | 569875.4997 | 19 | 0 | 1826.8567 | 0 | 22166.6667 | 109072.8476 | 22166.6667 | 0 | 86906.1809 | 86906.1809 | 0 | 0 | 0 | 0 | 0 | 0 | 0
2022-11-12 | 0 | 0 | 35871 | 0 | 633 | 0 | 3 | 22500 | 2.25 | 0 | 22500 | 547708.8331 | 19 | 0 | 1826.8567 | 0 | 22500 | 109406.1809 | 22500 | 0 | 86906.1809 | 86906.1809 | 0 | 0 | 0 | 0 | 0 | 0 | 0
2022-11-12 01:00 | 0 | 0 | 35871 | 0 | 633 | 0 | 3 | 22500 | 2.25 | 0 | 22500 | 525208.8331 | 19 | 0 | 1826.8567 | 0 | 22500 | 109406.1809 | 22500 | 0 | 86906.1809 | 86906.1809 | 0 | 0 | 0 | 0 | 0 | 0 | 0
2022-11-12 02:00 | 0 | 0 | 35871 | 0 | 633 | 0 | 3 | 22500 | 2.25 | 0 | 22500 | 502708.8331 | 19 | 0 | 1826.8567 | 0 | 22500 | 109406.1809 | 22500 | 0 | 86906.1809 | 86906.1809 | 0 | 0 | 0 | 0 | 0 | 0 | 0
2022-11-12 03:00 | 0 | 0 | 35871 | 0 | 633 | 0 | 3 | 22500 | 2.25 | 0 | 22500 | 480208.8331 | 19 | 0 | 1826.8567 | 0 | 22500 | 109406.1809 | 22500 | 0 | 86906.1809 | 86906.1809 | 0 | 0 | 0 | 0 | 0 | 0 | 0
2022-11-12 04:00 | 0 | 0 | 35871 | 0 | 633 | 0 | 3 | 22500 | 2.25 | 0 | 22500 | 457708.8331 | 19 | 0 | 1826.8567 | 0 | 22500 | 109406.1809 | 22500 | 0 | 86906.1809 | 86906.1809 | 0 | 0 | 0 | 0 | 0 | 0 | 0
2022-11-12 05:00 | 0 | 0 | 35871 | 0 | 633 | 0 | 3 | 22500 | 2.25 | 0 | 22500 | 435208.8331 | 19 | 0 | 1826.8567 | 0 | 22500 | 109406.1809 | 22500 | 0 | 86906.1809 | 86906.1809 | 0 | 0 | 0 | 0 | 0 | 0 | 0
2022-11-12 06:00 | 0 | 0 | 35871 | 0 | 633 | 0 | 3 | 22500 | 2.25 | 0 | 22500 | 412708.8331 | 19 | 0 | 1826.8567 | 0 | 22500 | 109406.1809 | 22500 | 0 | 86906.1809 | 86906.1809 | 0 | 0 | 0 | 0 | 0 | 0 | 0
2022-11-12 07:00 | 0.06893 | 0.05289 | 35871 | 2398.4104 | 633 | 5597.7507 | 3 | 20101.5896 | 2.0102 | 0 | 14503.8389 | 390208.8331 | 19 | 0 | 1826.8567 | 0 | 22500 | 109406.1809 | 22500 | 0 | 86906.1809 | 86906.1809 | 0 | 0 | 0 | 0 | 0 | 0 | 0
2022-11-12 08:00 | 0.22777 | 0.24441 | 35871 | 7925.2275 | 633 | 25867.7678 | 3 | 14574.7725 | 1.4575 | 11292.9954 | 0 | 375704.9941 | 19 | 0 | 1826.8567 | 0 | 22500 | 109406.1809 | 22500 | 0 | 86906.1809 | 86906.1809 | 0 | 0 | 0 | 0 | 0 | 0 | 0
2022-11-12 09:00 | 0.39642 | 0.37768 | 35871 | 13793.3824 | 633 | 39972.7448 | 3 | 8706.6176 | 0.87066 | 31266.1271 | 0 | 386997.9895 | 19 | 0 | 1826.8567 | 0 | 22500 | 109406.1809 | 22500 | 0 | 86906.1809 | 86906.1809 | 0 | 0 | 0 | 0 | 0 | 0 | 0
2022-11-12 10:00 | 0.52722 | 0.46224 | 35871 | 18344.5514 | 633 | 48922.3722 | 3 | 4155.4486 | 0.41554 | 44766.9236 | 0 | 418264.1166 | 19 | 0 | 1826.8567 | 0 | 22500 | 109406.1809 | 22500 | 0 | 86906.1809 | 86906.1809 | 0 | 0 | 0 | 0 | 0 | 0 | 0
2022-11-12 11:00 | 0.59655 | 0.48108 | 35871 | 20756.8797 | 633 | 50916.3526 | 3 | 1743.1203 | 0.17431 | 49173.2323 | 0 | 463031.0402 | 19 | 0 | 1826.8567 | 0 | 22500 | 109406.1809 | 22500 | 0 | 86906.1809 | 86906.1809 | 0 | 0 | 0 | 0 | 0 | 0 | 0
2022-11-12 12:00 | 0.65705 | 0.73933 | 35871 | 22861.9693 | 633 | 78248.9128 | 3 | 0 | 0 | 78248.9128 | 0 | 512204.2725 | 19 | 361.9693 | 1826.8567 | 7.609 | 22500 | 109406.1809 | 22861.9693 | 0 | 86544.2116 | 86544.2116 | 361.9693 | 0 | 0 | 0 | 0 | 0 | 0
2022-11-12 13:00 | 0.58342 | 0.71635 | 35871 | 20300.0231 | 633 | 75816.7648 | 3 | 2199.9769 | 0.22 | 73616.7878 | 0 | 590453.1853 | 19 | 0 | 1826.8567 | 0 | 22500 | 109406.1809 | 22500 | 0 | 86906.1809 | 86906.1809 | 0 | 0 | 0 | 0 | 0 | 0 | 0
2022-11-12 14:00 | 0.4637 | 0.67202 | 35871 | 16134.3812 | 633 | 71124.984 | 3 | 6365.6188 | 0.63656 | 64759.3652 | 0 | 664069.9731 | 19 | 0 | 1826.8567 | 0 | 22500 | 109406.1809 | 22500 | 0 | 86906.1809 | 86906.1809 | 0 | 0 | 0 | 0 | 0 | 0 | 0
2022-11-12 15:00 | 0.29675 | 0.53086 | 35871 | 10325.3777 | 633 | 56184.9483 | 3 | 12174.6223 | 1.2175 | 44010.326 | 0 | 728829.3383 | 19 | 0 | 1826.8567 | 0 | 22500 | 109406.1809 | 22500 | 0 | 86906.1809 | 86906.1809 | 0 | 0 | 0 | 0 | 0 | 0 | 0
2022-11-12 16:00 | 0.11353 | 0.26377 | 35871 | 3950.2616 | 633 | 27916.7838 | 3 | 18549.7384 | 1.855 | 9367.0453 | 0 | 772839.6643 | 19 | 0 | 1826.8567 | 0 | 22500 | 109406.1809 | 22500 | 0 | 86906.1809 | 86906.1809 | 0 | 0 | 0 | 0 | 0 | 0 | 0
2022-11-12 17:00 | 0.0046 | 0.00208 | 35871 | 160.0564 | 633 | 220.1422 | 3 | 22339.9436 | 2.234 | 0 | 22119.8014 | 782206.7096 | 19 | 2.8422e-14 | 1826.8567 | 5.9745e-16 | 22500 | 109406.1809 | 22500 | 0 | 86906.1809 | 86906.1809 | 2.8422e-14 | 0 | 0 | 0 | 0 | 0 | 0
2022-11-12 18:00 | 0 | 0 | 35871 | 0 | 633 | 0 | 3 | 22500 | 2.25 | 0 | 22500 | 760086.9082 | 19 | 0 | 1826.8567 | 0 | 22500 | 109406.1809 | 22500 | 0 | 86906.1809 | 86906.1809 | 0 | 0 | 0 | 0 | 0 | 0 | 0
2022-11-12 19:00 | 0 | 0 | 35871 | 0 | 633 | 0 | 3 | 22500 | 2.25 | 0 | 22500 | 737586.9082 | 19 | 0 | 1826.8567 | 0 | 22500 | 109406.1809 | 22500 | 0 | 86906.1809 | 86906.1809 | 0 | 0 | 0 | 0 | 0 | 0 | 0
2022-11-12 20:00 | 0 | 0 | 35871 | 0 | 633 | 0 | 3 | 22500 | 2.25 | 0 | 22500 | 715086.9082 | 19 | 0 | 1826.8567 | 0 | 22500 | 109406.1809 | 22500 | 0 | 86906.1809 | 86906.1809 | 0 | 0 | 0 | 0 | 0 | 0 | 0
2022-11-12 21:00 | 0 | 0 | 35871 | 0 | 633 | 0 | 3 | 22500 | 2.25 | 0 | 22500 | 692586.9082 | 19 | 0 | 1826.8567 | 0 | 22500 | 109406.1809 | 22500 | 0 | 86906.1809 | 86906.1809 | 0 | 0 | 0 | 0 | 0 | 0 | 0
2022-11-12 22:00 | 0 | 0 | 35871 | 0 | 633 | 0 | 3 | 22500 | 2.25 | 0 | 22500 | 670086.9082 | 19 | 0 | 1826.8567 | 0 | 22500 | 109406.1809 | 22500 | 0 | 86906.1809 | 86906.1809 | 0 | 0 | 0 | 0 | 0 | 0 | 0
2022-11-12 23:00 | 0 | 0 | 35871 | 0 | 633 | 0 | 3 | 22500 | 2.25 | 0 | 22500 | 647586.9082 | 19 | 0 | 1826.8567 | 0 | 22500 | 109406.1809 | 22500 | 0 | 86906.1809 | 86906.1809 | 0 | 0 | 0 | 0 | 0 | 0 | 0
2022-11-13 | 0 | 0 | 35871 | 0 | 633 | 0 | 3 | 21875 | 2.1875 | 0 | 21875 | 625086.9082 | 19 | 0 | 1826.8567 | 0 | 21875 | 108781.1809 | 21875 | 0 | 86906.1809 | 86906.1809 | 0 | 0 | 0 | 0 | 0 | 0 | 0
2022-11-13 01:00 | 0 | 0 | 35871 | 0 | 633 | 0 | 3 | 21875 | 2.1875 | 0 | 21875 | 603211.9082 | 19 | 0 | 1826.8567 | 0 | 21875 | 108781.1809 | 21875 | 0 | 86906.1809 | 86906.1809 | 0 | 0 | 0 | 0 | 0 | 0 | 0
2022-11-13 02:00 | 0 | 0 | 35871 | 0 | 633 | 0 | 3 | 21875 | 2.1875 | 0 | 21875 | 581336.9082 | 19 | 0 | 1826.8567 | 0 | 21875 | 108781.1809 | 21875 | 0 | 86906.1809 | 86906.1809 | 0 | 0 | 0 | 0 | 0 | 0 | 0
2022-11-13 03:00 | 0 | 0 | 35871 | 0 | 633 | 0 | 3 | 21875 | 2.1875 | 0 | 21875 | 559461.9082 | 19 | 0 | 1826.8567 | 0 | 21875 | 108781.1809 | 21875 | 0 | 86906.1809 | 86906.1809 | 0 | 0 | 0 | 0 | 0 | 0 | 0
2022-11-13 04:00 | 0 | 0 | 35871 | 0 | 633 | 0 | 3 | 21875 | 2.1875 | 0 | 21875 | 537586.9082 | 19 | 0 | 1826.8567 | 0 | 21875 | 108781.1809 | 21875 | 0 | 86906.1809 | 86906.1809 | 0 | 0 | 0 | 0 | 0 | 0 | 0
2022-11-13 05:00 | 0 | 0 | 35871 | 0 | 633 | 0 | 3 | 21875 | 2.1875 | 0 | 21875 | 515711.9082 | 19 | 0 | 1826.8567 | 0 | 21875 | 108781.1809 | 21875 | 0 | 86906.1809 | 86906.1809 | 0 | 0 | 0 | 0 | 0 | 0 | 0
2022-11-13 06:00 | 0 | 0 | 35871 | 0 | 633 | 0 | 3 | 21875 | 2.1875 | 0 | 21875 | 493836.9082 | 19 | 0 | 1826.8567 | 0 | 21875 | 108781.1809 | 21875 | 0 | 86906.1809 | 86906.1809 | 0 | 0 | 0 | 0 | 0 | 0 | 0
2022-11-13 07:00 | 0.06805 | 0.08297 | 35871 | 2367.7909 | 633 | 8781.3457 | 3 | 19507.2091 | 1.9507 | 0 | 10725.8634 | 471961.9082 | 19 | 0 | 1826.8567 | 0 | 21875 | 108781.1809 | 21875 | 0 | 86906.1809 | 86906.1809 | 0 | 0 | 0 | 0 | 0 | 0 | 0
2022-11-13 08:00 | 0.2045 | 0.26585 | 35871 | 7115.5509 | 633 | 28136.926 | 3 | 14759.4491 | 1.4759 | 13377.4769 | 0 | 461236.0448 | 19 | 0 | 1826.8567 | 0 | 21875 | 108781.1809 | 21875 | 0 | 86906.1809 | 86906.1809 | 0 | 0 | 0 | 0 | 0 | 0 | 0
2022-11-13 09:00 | 0.33358 | 0.35395 | 35871 | 11606.8727 | 633 | 37461.2185 | 3 | 10268.1273 | 1.0268 | 27193.0913 | 0 | 474613.5217 | 19 | 0 | 1826.8567 | 0 | 21875 | 108781.1809 | 21875 | 0 | 86906.1809 | 86906.1809 | 0 | 0 | 0 | 0 | 0 | 0 | 0
2022-11-13 10:00 | 0.42188 | 0.39805 | 35871 | 14679.2598 | 633 | 42128.6567 | 3 | 7195.7402 | 0.71957 | 34932.9164 | 0 | 501806.613 | 19 | 0 | 1826.8567 | 0 | 21875 | 108781.1809 | 21875 | 0 | 86906.1809 | 86906.1809 | 0 | 0 | 0 | 0 | 0 | 0 | 0
2022-11-13 11:00 | 0.27627 | 0.03086 | 35871 | 9612.7787 | 633 | 3266.1483 | 3 | 12262.2213 | 1.2262 | 0 | 8996.0729 | 536739.5294 | 19 | 0 | 1826.8567 | 0 | 21875 | 108781.1809 | 21875 | 0 | 86906.1809 | 86906.1809 | 0 | 0 | 0 | 0 | 0 | 0 | 0
2022-11-13 12:00 | 0.33405 | 0.11867 | 35871 | 11623.2263 | 633 | 12559.748 | 3 | 10251.7737 | 1.0252 | 2307.9743 | 0 | 527743.4565 | 19 | 0 | 1826.8567 | 0 | 21875 | 108781.1809 | 21875 | 0 | 86906.1809 | 86906.1809 | 0 | 0 | 0 | 0 | 0 | 0 | 0
2022-11-13 13:00 | 0.28517 | 0.25467 | 35871 | 9922.4531 | 633 | 26953.6616 | 3 | 11952.5469 | 1.1953 | 15001.1147 | 0 | 530051.4308 | 19 | 0 | 1826.8567 | 0 | 21875 | 108781.1809 | 21875 | 0 | 86906.1809 | 86906.1809 | 0 | 0 | 0 | 0 | 0 | 0 | 0
2022-11-13 14:00 | 0.22848 | 0.1632 | 35871 | 7949.9319 | 633 | 17272.6963 | 3 | 13925.0681 | 1.3925 | 3347.6282 | 0 | 545052.5454 | 19 | 0 | 1826.8567 | 0 | 21875 | 108781.1809 | 21875 | 0 | 86906.1809 | 86906.1809 | 0 | 0 | 0 | 0 | 0 | 0 | 0
2022-11-13 15:00 | 0.15138 | 0.10844 | 35871 | 5267.2474 | 633 | 11477.0293 | 3 | 16607.7526 | 1.6608 | 0 | 5130.7232 | 548400.1737 | 19 | 0 | 1826.8567 | 0 | 21875 | 108781.1809 | 21875 | 0 | 86906.1809 | 86906.1809 | 0 | 0 | 0 | 0 | 0 | 0 | 0
2022-11-13 16:00 | 0.06715 | 0.04433 | 35871 | 2336.4755 | 633 | 4691.7808 | 3 | 19538.5245 | 1.9539 | 0 | 14846.7437 | 543269.4504 | 19 | 0 | 1826.8567 | 0 | 21875 | 108781.1809 | 21875 | 0 | 86906.1809 | 86906.1809 | 0 | 0 | 0 | 0 | 0 | 0 | 0
2022-11-13 17:00 | 0.00335 | 0 | 35871 | 116.5628 | 633 | 0 | 3 | 21758.4372 | 2.1758 | 0 | 21758.4372 | 528422.7068 | 19 | 0 | 1826.8567 | 0 | 21875 | 108781.1809 | 21875 | 0 | 86906.1809 | 86906.1809 | 0 | 0 | 0 | 0 | 0 | 0 | 0
2022-11-13 18:00 | 0 | 0 | 35871 | 0 | 633 | 0 | 3 | 21875 | 2.1875 | 0 | 21875 | 506664.2696 | 19 | 0 | 1826.8567 | 0 | 21875 | 108781.1809 | 21875 | 0 | 86906.1809 | 86906.1809 | 0 | 0 | 0 | 0 | 0 | 0 | 0
2022-11-13 19:00 | 0 | 0 | 35871 | 0 | 633 | 0 | 3 | 21875 | 2.1875 | 0 | 21875 | 484789.2696 | 19 | 0 | 1826.8567 | 0 | 21875 | 108781.1809 | 21875 | 0 | 86906.1809 | 86906.1809 | 0 | 0 | 0 | 0 | 0 | 0 | 0
2022-11-13 20:00 | 0 | 0 | 35871 | 0 | 633 | 0 | 3 | 21875 | 2.1875 | 0 | 21875 | 462914.2696 | 19 | 0 | 1826.8567 | 0 | 21875 | 108781.1809 | 21875 | 0 | 86906.1809 | 86906.1809 | 0 | 0 | 0 | 0 | 0 | 0 | 0
2022-11-13 21:00 | 0 | 0 | 35871 | 0 | 633 | 0 | 3 | 21875 | 2.1875 | 0 | 21875 | 441039.2696 | 19 | 0 | 1826.8567 | 0 | 21875 | 108781.1809 | 21875 | 0 | 86906.1809 | 86906.1809 | 0 | 0 | 0 | 0 | 0 | 0 | 0
2022-11-13 22:00 | 0 | 0 | 35871 | 0 | 633 | 0 | 3 | 21875 | 2.1875 | 0 | 21875 | 419164.2696 | 19 | 0 | 1826.8567 | 0 | 21875 | 108781.1809 | 21875 | 0 | 86906.1809 | 86906.1809 | 0 | 0 | 0 | 0 | 0 | 0 | 0
2022-11-13 23:00 | 0 | 0 | 35871 | 0 | 633 | 0 | 3 | 21875 | 2.1875 | 0 | 21875 | 397289.2696 | 19 | 0 | 1826.8567 | 0 | 21875 | 108781.1809 | 21875 | 0 | 86906.1809 | 86906.1809 | 0 | 0 | 0 | 0 | 0 | 0 | 0
2022-11-14 | 0 | 0 | 35871 | 0 | 633 | 0 | 3 | 22516.6667 | 2.2517 | 0 | 22516.6667 | 375414.2696 | 19 | 0 | 1826.8567 | 0 | 22516.6667 | 109422.8476 | 22516.6667 | 0 | 86906.1809 | 86906.1809 | 0 | 0 | 0 | 0 | 0 | 0 | 0
2022-11-14 01:00 | 0 | 0 | 35871 | 0 | 633 | 0 | 3 | 22516.6667 | 2.2517 | 0 | 22516.6667 | 352897.6029 | 19 | 0 | 1826.8567 | 0 | 22516.6667 | 109422.8476 | 22516.6667 | 0 | 86906.1809 | 86906.1809 | 0 | 0 | 0 | 0 | 0 | 0 | 0
2022-11-14 02:00 | 0 | 0 | 35871 | 0 | 633 | 0 | 3 | 22516.6667 | 2.2517 | 0 | 22516.6667 | 330380.9362 | 19 | 0 | 1826.8567 | 0 | 22516.6667 | 109422.8476 | 22516.6667 | 0 | 86906.1809 | 86906.1809 | 0 | 0 | 0 | 0 | 0 | 0 | 0
2022-11-14 03:00 | 0 | 0 | 35871 | 0 | 633 | 0 | 3 | 22516.6667 | 2.2517 | 0 | 22516.6667 | 307864.2696 | 19 | 0 | 1826.8567 | 0 | 22516.6667 | 109422.8476 | 22516.6667 | 0 | 86906.1809 | 86906.1809 | 0 | 0 | 0 | 0 | 0 | 0 | 0
2022-11-14 04:00 | 0 | 0 | 35871 | 0 | 633 | 0 | 3 | 22516.6667 | 2.2517 | 0 | 22516.6667 | 285347.6029 | 19 | 0 | 1826.8567 | 0 | 22516.6667 | 109422.8476 | 22516.6667 | 0 | 86906.1809 | 86906.1809 | 0 | 0 | 0 | 0 | 0 | 0 | 0
2022-11-14 05:00 | 0 | 0 | 35871 | 0 | 633 | 0 | 3 | 22516.6667 | 2.2517 | 0 | 22516.6667 | 262830.9362 | 19 | 0 | 1826.8567 | 0 | 22516.6667 | 109422.8476 | 22516.6667 | 0 | 86906.1809 | 86906.1809 | 0 | 0 | 0 | 0 | 0 | 0 | 0
2022-11-14 06:00 | 0 | 0 | 35871 | 0 | 633 | 0 | 3 | 22516.6667 | 2.2517 | 0 | 22516.6667 | 240314.2696 | 19 | 0 | 1826.8567 | 0 | 22516.6667 | 109422.8476 | 22516.6667 | 0 | 86906.1809 | 86906.1809 | 0 | 0 | 0 | 0 | 0 | 0 | 0
2022-11-14 07:00 | 0.06195 | 0.04935 | 35871 | 2155.5422 | 633 | 5223.0856 | 3 | 20361.1245 | 2.0361 | 0 | 15138.0389 | 217797.6029 | 19 | 0 | 1826.8567 | 0 | 22516.6667 | 109422.8476 | 22516.6667 | 0 | 86906.1809 | 86906.1809 | 0 | 0 | 0 | 0 | 0 | 0 | 0
2022-11-14 08:00 | 0.21382 | 0.22372 | 35871 | 7439.8391 | 633 | 23677.9879 | 3 | 15076.8276 | 1.5077 | 8601.1603 | 0 | 202659.564 | 19 | 0 | 1826.8567 | 0 | 22516.6667 | 109422.8476 | 22516.6667 | 0 | 86906.1809 | 86906.1809 | 0 | 0 | 0 | 0 | 0 | 0 | 0
2022-11-14 09:00 | 0.37327 | 0.33322 | 35871 | 12987.8811 | 633 | 35267.2051 | 3 | 9528.7855 | 0.95288 | 25738.4195 | 0 | 211260.7243 | 19 | 0 | 1826.8567 | 0 | 22516.6667 | 109422.8476 | 22516.6667 | 0 | 86906.1809 | 86906.1809 | 0 | 0 | 0 | 0 | 0 | 0 | 0
2022-11-14 10:00 | 0.51555 | 0.44378 | 35871 | 17938.4952 | 633 | 46968.6101 | 3 | 4578.1714 | 0.45782 | 42390.4387 | 0 | 236999.1438 | 19 | 0 | 1826.8567 | 0 | 22516.6667 | 109422.8476 | 22516.6667 | 0 | 86906.1809 | 86906.1809 | 0 | 0 | 0 | 0 | 0 | 0 | 0
2022-11-14 11:00 | 0.61235 | 0.58696 | 35871 | 21306.6386 | 633 | 62122.4377 | 3 | 1210.028 | 0.121 | 60912.4097 | 0 | 279389.5825 | 19 | 0 | 1826.8567 | 0 | 22516.6667 | 109422.8476 | 22516.6667 | 0 | 86906.1809 | 86906.1809 | 0 | 0 | 0 | 0 | 0 | 0 | 0
2022-11-14 12:00 | 0.64547 | 0.72725 | 35871 | 22459.0447 | 633 | 76970.3946 | 3 | 57.6219 | 0.0057622 | 76912.7727 | 0 | 340301.9922 | 19 | 0 | 1826.8567 | 0 | 22516.6667 | 109422.8476 | 22516.6667 | 0 | 86906.1809 | 86906.1809 | 0 | 0 | 0 | 0 | 0 | 0 | 0
2022-11-14 13:00 | 0.5841 | 0.70336 | 35871 | 20323.6836 | 633 | 74441.9343 | 3 | 2192.9831 | 0.2193 | 72248.9512 | 0 | 417214.7649 | 19 | 0 | 1826.8567 | 0 | 22516.6667 | 109422.8476 | 22516.6667 | 0 | 86906.1809 | 86906.1809 | 0 | 0 | 0 | 0 | 0 | 0 | 0
2022-11-14 14:00 | 0.4492 | 0.57022 | 35871 | 15629.8556 | 633 | 60350.7163 | 3 | 6886.8111 | 0.68868 | 53463.9052 | 0 | 489463.7161 | 19 | 0 | 1826.8567 | 0 | 22516.6667 | 109422.8476 | 22516.6667 | 0 | 86906.1809 | 86906.1809 | 0 | 0 | 0 | 0 | 0 | 0 | 0
2022-11-14 15:00 | 0.27377 | 0.38449 | 35871 | 9525.7916 | 633 | 40693.4988 | 3 | 12990.8751 | 1.2991 | 27702.6237 | 0 | 542927.6213 | 19 | 0 | 1826.8567 | 0 | 22516.6667 | 109422.8476 | 22516.6667 | 0 | 86906.1809 | 86906.1809 | 0 | 0 | 0 | 0 | 0 | 0 | 0
2022-11-14 16:00 | 0.10003 | 0.14737 | 35871 | 3480.5308 | 633 | 15597.2871 | 3 | 19036.1358 | 1.9036 | 0 | 3438.8487 | 570630.245 | 19 | 0 | 1826.8567 | 0 | 22516.6667 | 109422.8476 | 22516.6667 | 0 | 86906.1809 | 86906.1809 | 0 | 0 | 0 | 0 | 0 | 0 | 0
2022-11-14 17:00 | 0.0039 | 0.00111 | 35871 | 135.7 | 633 | 117.4797 | 3 | 22380.9667 | 2.2381 | 0 | 22263.4869 | 567191.3963 | 19 | 8.5265e-14 | 1826.8567 | 1.7924e-15 | 22516.6667 | 109422.8476 | 22516.6667 | 0 | 86906.1809 | 86906.1809 | 8.5265e-14 | 0 | 0 | 0 | 0 | 0 | 0
2022-11-14 18:00 | 0 | 0 | 35871 | 0 | 633 | 0 | 3 | 22516.6667 | 2.2517 | 0 | 22516.6667 | 544927.9094 | 19 | 0 | 1826.8567 | 0 | 22516.6667 | 109422.8476 | 22516.6667 | 0 | 86906.1809 | 86906.1809 | 0 | 0 | 0 | 0 | 0 | 0 | 0
2022-11-14 19:00 | 0 | 0 | 35871 | 0 | 633 | 0 | 3 | 22516.6667 | 2.2517 | 0 | 22516.6667 | 522411.2427 | 19 | 0 | 1826.8567 | 0 | 22516.6667 | 109422.8476 | 22516.6667 | 0 | 86906.1809 | 86906.1809 | 0 | 0 | 0 | 0 | 0 | 0 | 0
2022-11-14 20:00 | 0 | 0 | 35871 | 0 | 633 | 0 | 3 | 22516.6667 | 2.2517 | 0 | 22516.6667 | 499894.5761 | 19 | 0 | 1826.8567 | 0 | 22516.6667 | 109422.8476 | 22516.6667 | 0 | 86906.1809 | 86906.1809 | 0 | 0 | 0 | 0 | 0 | 0 | 0
2022-11-14 21:00 | 0 | 0 | 35871 | 0 | 633 | 0 | 3 | 22516.6667 | 2.2517 | 0 | 22516.6667 | 477377.9094 | 19 | 0 | 1826.8567 | 0 | 22516.6667 | 109422.8476 | 22516.6667 | 0 | 86906.1809 | 86906.1809 | 0 | 0 | 0 | 0 | 0 | 0 | 0
2022-11-14 22:00 | 0 | 0 | 35871 | 0 | 633 | 0 | 3 | 22516.6667 | 2.2517 | 0 | 22516.6667 | 454861.2427 | 19 | 0 | 1826.8567 | 0 | 22516.6667 | 109422.8476 | 22516.6667 | 0 | 86906.1809 | 86906.1809 | 0 | 0 | 0 | 0 | 0 | 0 | 0
2022-11-14 23:00 | 0 | 0 | 35871 | 0 | 633 | 0 | 3 | 22516.6667 | 2.2517 | 0 | 22516.6667 | 432344.5761 | 19 | 0 | 1826.8567 | 0 | 22516.6667 | 109422.8476 | 22516.6667 | 0 | 86906.1809 | 86906.1809 | 0 | 0 | 0 | 0 | 0 | 0 | 0
2022-11-15 | 0 | 0 | 35871 | 0 | 633 | 0 | 3 | 22262.5 | 2.2262 | 0 | 22262.5 | 409827.9094 | 19 | 0 | 1826.8567 | 0 | 22262.5 | 109168.6809 | 22262.5 | 0 | 86906.1809 | 86906.1809 | 0 | 0 | 0 | 0 | 0 | 0 | 0
2022-11-15 01:00 | 0 | 0 | 35871 | 0 | 633 | 0 | 3 | 22262.5 | 2.2262 | 0 | 22262.5 | 387565.4094 | 19 | 0 | 1826.8567 | 0 | 22262.5 | 109168.6809 | 22262.5 | 0 | 86906.1809 | 86906.1809 | 0 | 0 | 0 | 0 | 0 | 0 | 0
2022-11-15 02:00 | 0 | 0 | 35871 | 0 | 633 | 0 | 3 | 22262.5 | 2.2262 | 0 | 22262.5 | 365302.9094 | 19 | 0 | 1826.8567 | 0 | 22262.5 | 109168.6809 | 22262.5 | 0 | 86906.1809 | 86906.1809 | 0 | 0 | 0 | 0 | 0 | 0 | 0
2022-11-15 03:00 | 0 | 0 | 35871 | 0 | 633 | 0 | 3 | 22262.5 | 2.2262 | 0 | 22262.5 | 343040.4094 | 19 | 0 | 1826.8567 | 0 | 22262.5 | 109168.6809 | 22262.5 | 0 | 86906.1809 | 86906.1809 | 0 | 0 | 0 | 0 | 0 | 0 | 0
2022-11-15 04:00 | 0 | 0 | 35871 | 0 | 633 | 0 | 3 | 22262.5 | 2.2262 | 0 | 22262.5 | 320777.9094 | 19 | 0 | 1826.8567 | 0 | 22262.5 | 109168.6809 | 22262.5 | 0 | 86906.1809 | 86906.1809 | 0 | 0 | 0 | 0 | 0 | 0 | 0
2022-11-15 05:00 | 0 | 0 | 35871 | 0 | 633 | 0 | 3 | 22262.5 | 2.2262 | 0 | 22262.5 | 298515.4094 | 19 | 0 | 1826.8567 | 0 | 22262.5 | 109168.6809 | 22262.5 | 0 | 86906.1809 | 86906.1809 | 0 | 0 | 0 | 0 | 0 | 0 | 0
2022-11-15 06:00 | 0 | 0 | 35871 | 0 | 633 | 0 | 3 | 22262.5 | 2.2262 | 0 | 22262.5 | 276252.9094 | 19 | 0 | 1826.8567 | 0 | 22262.5 | 109168.6809 | 22262.5 | 0 | 86906.1809 | 86906.1809 | 0 | 0 | 0 | 0 | 0 | 0 | 0
2022-11-15 07:00 | 0.06325 | 0.08147 | 35871 | 2200.7755 | 633 | 8622.5893 | 3 | 20061.7245 | 2.0062 | 0 | 11439.1352 | 253990.4094 | 19 | 0 | 1826.8567 | 0 | 22262.5 | 109168.6809 | 22262.5 | 0 | 86906.1809 | 86906.1809 | 0 | 0 | 0 | 0 | 0 | 0 | 0
2022-11-15 08:00 | 0.2181 | 0.33321 | 35871 | 7588.7611 | 633 | 35266.1467 | 3 | 14673.7389 | 1.4674 | 20592.4078 | 0 | 242551.2742 | 19 | 0 | 1826.8567 | 0 | 22262.5 | 109168.6809 | 22262.5 | 0 | 86906.1809 | 86906.1809 | 0 | 0 | 0 | 0 | 0 | 0 | 0
2022-11-15 09:00 | 0.3694 | 0.48519 | 35871 | 12853.225 | 633 | 51351.3451 | 3 | 9409.275 | 0.94093 | 41942.0701 | 0 | 263143.682 | 19 | 0 | 1826.8567 | 0 | 22262.5 | 109168.6809 | 22262.5 | 0 | 86906.1809 | 86906.1809 | 0 | 0 | 0 | 0 | 0 | 0 | 0
2022-11-15 10:00 | 0.49025 | 0.54227 | 35871 | 17058.185 | 633 | 57392.5554 | 3 | 5204.315 | 0.52043 | 52188.2404 | 0 | 305085.7522 | 19 | 0 | 1826.8567 | 0 | 22262.5 | 109168.6809 | 22262.5 | 0 | 86906.1809 | 86906.1809 | 0 | 0 | 0 | 0 | 0 | 0 | 0
2022-11-15 11:00 | 0.58742 | 0.59414 | 35871 | 20439.2025 | 633 | 62882.3517 | 3 | 1823.2975 | 0.18233 | 61059.0542 | 0 | 357273.9925 | 19 | 0 | 1826.8567 | 0 | 22262.5 | 109168.6809 | 22262.5 | 0 | 86906.1809 | 86906.1809 | 0 | 0 | 0 | 0 | 0 | 0 | 0
2022-11-15 12:00 | 0.58803 | 0.54326 | 35871 | 20460.4274 | 633 | 57497.3346 | 3 | 1802.0726 | 0.18021 | 55695.262 | 0 | 418333.0467 | 19 | 0 | 1826.8567 | 0 | 22262.5 | 109168.6809 | 22262.5 | 0 | 86906.1809 | 86906.1809 | 0 | 0 | 0 | 0 | 0 | 0 | 0
2022-11-15 13:00 | 0.48345 | 0.54101 | 35871 | 16821.5799 | 633 | 57259.2 | 3 | 5440.9201 | 0.54409 | 51818.2799 | 0 | 474028.3087 | 19 | 0 | 1826.8567 | 0 | 22262.5 | 109168.6809 | 22262.5 | 0 | 86906.1809 | 86906.1809 | 0 | 0 | 0 | 0 | 0 | 0 | 0
2022-11-15 14:00 | 0.3695 | 0.36008 | 35871 | 12856.7045 | 633 | 38110.003 | 3 | 9405.7955 | 0.94058 | 28704.2075 | 0 | 525846.5886 | 19 | 0 | 1826.8567 | 0 | 22262.5 | 109168.6809 | 22262.5 | 0 | 86906.1809 | 86906.1809 | 0 | 0 | 0 | 0 | 0 | 0 | 0
2022-11-15 15:00 | 0.22425 | 0.25831 | 35871 | 7802.7496 | 633 | 27338.9105 | 3 | 14459.7504 | 1.446 | 12879.1601 | 0 | 554550.7961 | 19 | 0 | 1826.8567 | 0 | 22262.5 | 109168.6809 | 22262.5 | 0 | 86906.1809 | 86906.1809 | 0 | 0 | 0 | 0 | 0 | 0 | 0
2022-11-15 16:00 | 0.08262 | 0.09575 | 35871 | 2874.7522 | 633 | 10133.9502 | 3 | 19387.7478 | 1.9388 | 0 | 9253.7976 | 567429.9561 | 19 | 0 | 1826.8567 | 0 | 22262.5 | 109168.6809 | 22262.5 | 0 | 86906.1809 | 86906.1809 | 0 | 0 | 0 | 0 | 0 | 0 | 0
2022-11-15 17:00 | 0.00317 | 0 | 35871 | 110.2997 | 633 | 0 | 3 | 22152.2003 | 2.2152 | 0 | 22152.2003 | 558176.1585 | 19 | 1.4211e-14 | 1826.8567 | 2.9873e-16 | 22262.5 | 109168.6809 | 22262.5 | 0 | 86906.1809 | 86906.1809 | 1.4211e-14 | 0 | 0 | 0 | 0 | 0 | 0
2022-11-15 18:00 | 0 | 0 | 35871 | 0 | 633 | 0 | 3 | 22262.5 | 2.2262 | 0 | 22262.5 | 536023.9582 | 19 | 0 | 1826.8567 | 0 | 22262.5 | 109168.6809 | 22262.5 | 0 | 86906.1809 | 86906.1809 | 0 | 0 | 0 | 0 | 0 | 0 | 0
2022-11-15 19:00 | 0 | 0 | 35871 | 0 | 633 | 0 | 3 | 22262.5 | 2.2262 | 0 | 22262.5 | 513761.4582 | 19 | 0 | 1826.8567 | 0 | 22262.5 | 109168.6809 | 22262.5 | 0 | 86906.1809 | 86906.1809 | 0 | 0 | 0 | 0 | 0 | 0 | 0
2022-11-15 20:00 | 0 | 0 | 35871 | 0 | 633 | 0 | 3 | 22262.5 | 2.2262 | 0 | 22262.5 | 491498.9582 | 19 | 0 | 1826.8567 | 0 | 22262.5 | 109168.6809 | 22262.5 | 0 | 86906.1809 | 86906.1809 | 0 | 0 | 0 | 0 | 0 | 0 | 0
2022-11-15 21:00 | 0 | 0 | 35871 | 0 | 633 | 0 | 3 | 22262.5 | 2.2262 | 0 | 22262.5 | 469236.4582 | 19 | 0 | 1826.8567 | 0 | 22262.5 | 109168.6809 | 22262.5 | 0 | 86906.1809 | 86906.1809 | 0 | 0 | 0 | 0 | 0 | 0 | 0
2022-11-15 22:00 | 0 | 0 | 35871 | 0 | 633 | 0 | 3 | 22262.5 | 2.2262 | 0 | 22262.5 | 446973.9582 | 19 | 0 | 1826.8567 | 0 | 22262.5 | 109168.6809 | 22262.5 | 0 | 86906.1809 | 86906.1809 | 0 | 0 | 0 | 0 | 0 | 0 | 0
2022-11-15 23:00 | 0 | 0 | 35871 | 0 | 633 | 0 | 3 | 22262.5 | 2.2262 | 0 | 22262.5 | 424711.4582 | 19 | 0 | 1826.8567 | 0 | 22262.5 | 109168.6809 | 22262.5 | 0 | 86906.1809 | 86906.1809 | 0 | 0 | 0 | 0 | 0 | 0 | 0
2022-11-16 | 0 | 0 | 35871 | 0 | 633 | 0 | 3 | 22125 | 2.2125 | 0 | 22125 | 402448.9582 | 19 | 0 | 1826.8567 | 0 | 22125 | 109031.1809 | 22125 | 0 | 86906.1809 | 86906.1809 | 0 | 0 | 0 | 0 | 0 | 0 | 0
2022-11-16 01:00 | 0 | 0 | 35871 | 0 | 633 | 0 | 3 | 22125 | 2.2125 | 0 | 22125 | 380323.9582 | 19 | 0 | 1826.8567 | 0 | 22125 | 109031.1809 | 22125 | 0 | 86906.1809 | 86906.1809 | 0 | 0 | 0 | 0 | 0 | 0 | 0
2022-11-16 02:00 | 0 | 0 | 35871 | 0 | 633 | 0 | 3 | 22125 | 2.2125 | 0 | 22125 | 358198.9582 | 19 | 0 | 1826.8567 | 0 | 22125 | 109031.1809 | 22125 | 0 | 86906.1809 | 86906.1809 | 0 | 0 | 0 | 0 | 0 | 0 | 0
2022-11-16 03:00 | 0 | 0 | 35871 | 0 | 633 | 0 | 3 | 22125 | 2.2125 | 0 | 22125 | 336073.9582 | 19 | 0 | 1826.8567 | 0 | 22125 | 109031.1809 | 22125 | 0 | 86906.1809 | 86906.1809 | 0 | 0 | 0 | 0 | 0 | 0 | 0
2022-11-16 04:00 | 0 | 0 | 35871 | 0 | 633 | 0 | 3 | 22125 | 2.2125 | 0 | 22125 | 313948.9582 | 19 | 0 | 1826.8567 | 0 | 22125 | 109031.1809 | 22125 | 0 | 86906.1809 | 86906.1809 | 0 | 0 | 0 | 0 | 0 | 0 | 0
2022-11-16 05:00 | 0 | 0 | 35871 | 0 | 633 | 0 | 3 | 22125 | 2.2125 | 0 | 22125 | 291823.9582 | 19 | 0 | 1826.8567 | 0 | 22125 | 109031.1809 | 22125 | 0 | 86906.1809 | 86906.1809 | 0 | 0 | 0 | 0 | 0 | 0 | 0
2022-11-16 06:00 | 0 | 0 | 35871 | 0 | 633 | 0 | 3 | 22125 | 2.2125 | 0 | 22125 | 269698.9582 | 19 | 0 | 1826.8567 | 0 | 22125 | 109031.1809 | 22125 | 0 | 86906.1809 | 86906.1809 | 0 | 0 | 0 | 0 | 0 | 0 | 0
2022-11-16 07:00 | 0.04265 | 0.02281 | 35871 | 1484.0012 | 633 | 2414.1557 | 3 | 20640.9988 | 2.0641 | 0 | 18226.8431 | 247573.9582 | 19 | 0 | 1826.8567 | 0 | 22125 | 109031.1809 | 22125 | 0 | 86906.1809 | 86906.1809 | 0 | 0 | 0 | 0 | 0 | 0 | 0
2022-11-16 08:00 | 0.1291 | 0.12998 | 35871 | 4492.0177 | 633 | 13756.7712 | 3 | 17632.9823 | 1.7633 | 0 | 3876.211 | 229347.1151 | 19 | 0 | 1826.8567 | 0 | 22125 | 109031.1809 | 22125 | 0 | 86906.1809 | 86906.1809 | 0 | 0 | 0 | 0 | 0 | 0 | 0
2022-11-16 09:00 | 0.21602 | 0.18549 | 35871 | 7516.3878 | 633 | 19631.8164 | 3 | 14608.6122 | 1.4609 | 5023.2042 | 0 | 225470.904 | 19 | 0 | 1826.8567 | 0 | 22125 | 109031.1809 | 22125 | 0 | 86906.1809 | 86906.1809 | 0 | 0 | 0 | 0 | 0 | 0 | 0
2022-11-16 10:00 | 0.27033 | 0.19405 | 35871 | 9406.0972 | 633 | 20537.7863 | 3 | 12718.9028 | 1.2719 | 7818.8835 | 0 | 230494.1083 | 19 | 0 | 1826.8567 | 0 | 22125 | 109031.1809 | 22125 | 0 | 86906.1809 | 86906.1809 | 0 | 0 | 0 | 0 | 0 | 0 | 0
2022-11-16 11:00 | 0.34058 | 0.23345 | 35871 | 11850.4368 | 633 | 24707.7877 | 3 | 10274.5632 | 1.0275 | 14433.2245 | 0 | 238312.9918 | 19 | 0 | 1826.8567 | 0 | 22125 | 109031.1809 | 22125 | 0 | 86906.1809 | 86906.1809 | 0 | 0 | 0 | 0 | 0 | 0 | 0
2022-11-16 12:00 | 0.47585 | 0.33836 | 35871 | 16557.1389 | 633 | 35811.2103 | 3 | 5567.8611 | 0.55679 | 30243.3492 | 0 | 252746.2163 | 19 | 0 | 1826.8567 | 0 | 22125 | 109031.1809 | 22125 | 0 | 86906.1809 | 86906.1809 | 0 | 0 | 0 | 0 | 0 | 0 | 0
2022-11-16 13:00 | 0.41917 | 0.31786 | 35871 | 14584.9657 | 633 | 33641.5395 | 3 | 7540.0343 | 0.754 | 26101.5052 | 0 | 282989.5655 | 19 | 0 | 1826.8567 | 0 | 22125 | 109031.1809 | 22125 | 0 | 86906.1809 | 86906.1809 | 0 | 0 | 0 | 0 | 0 | 0 | 0
2022-11-16 14:00 | 0.33333 | 0.29599 | 35871 | 11598.174 | 633 | 31326.8712 | 3 | 10526.826 | 1.0527 | 20800.0452 | 0 | 309091.0707 | 19 | 0 | 1826.8567 | 0 | 22125 | 109031.1809 | 22125 | 0 | 86906.1809 | 86906.1809 | 0 | 0 | 0 | 0 | 0 | 0 | 0
2022-11-16 15:00 | 0.21315 | 0.20135 | 35871 | 7416.5265 | 633 | 21310.4008 | 3 | 14708.4735 | 1.4708 | 6601.9273 | 0 | 329891.116 | 19 | 0 | 1826.8567 | 0 | 22125 | 109031.1809 | 22125 | 0 | 86906.1809 | 86906.1809 | 0 | 0 | 0 | 0 | 0 | 0 | 0
2022-11-16 16:00 | 0.0904 | 0.07173 | 35871 | 3145.4562 | 633 | 7591.731 | 3 | 18979.5438 | 1.898 | 0 | 11387.8127 | 336493.0433 | 19 | 0 | 1826.8567 | 0 | 22125 | 109031.1809 | 22125 | 0 | 86906.1809 | 86906.1809 | 0 | 0 | 0 | 0 | 0 | 0 | 0
2022-11-16 17:00 | 0 | 0 | 35871 | 0 | 633 | 0 | 3 | 22125 | 2.2125 | 0 | 22125 | 325105.2306 | 19 | 0 | 1826.8567 | 0 | 22125 | 109031.1809 | 22125 | 0 | 86906.1809 | 86906.1809 | 0 | 0 | 0 | 0 | 0 | 0 | 0
2022-11-16 18:00 | 0 | 0 | 35871 | 0 | 633 | 0 | 3 | 22125 | 2.2125 | 0 | 22125 | 302980.2306 | 19 | 0 | 1826.8567 | 0 | 22125 | 109031.1809 | 22125 | 0 | 86906.1809 | 86906.1809 | 0 | 0 | 0 | 0 | 0 | 0 | 0
2022-11-16 19:00 | 0 | 0 | 35871 | 0 | 633 | 0 | 3 | 22125 | 2.2125 | 0 | 22125 | 280855.2306 | 19 | 0 | 1826.8567 | 0 | 22125 | 109031.1809 | 22125 | 0 | 86906.1809 | 86906.1809 | 0 | 0 | 0 | 0 | 0 | 0 | 0
2022-11-16 20:00 | 0 | 0 | 35871 | 0 | 633 | 0 | 3 | 22125 | 2.2125 | 0 | 22125 | 258730.2306 | 19 | 0 | 1826.8567 | 0 | 22125 | 109031.1809 | 22125 | 0 | 86906.1809 | 86906.1809 | 0 | 0 | 0 | 0 | 0 | 0 | 0
2022-11-16 21:00 | 0 | 0 | 35871 | 0 | 633 | 0 | 3 | 22125 | 2.2125 | 0 | 22125 | 236605.2306 | 19 | 0 | 1826.8567 | 0 | 22125 | 109031.1809 | 22125 | 0 | 86906.1809 | 86906.1809 | 0 | 0 | 0 | 0 | 0 | 0 | 0
2022-11-16 22:00 | 0 | 0 | 35871 | 0 | 633 | 0 | 3 | 22125 | 2.2125 | 0 | 22125 | 214480.2306 | 19 | 0 | 1826.8567 | 0 | 22125 | 109031.1809 | 22125 | 0 | 86906.1809 | 86906.1809 | 0 | 0 | 0 | 0 | 0 | 0 | 0
2022-11-16 23:00 | 0 | 0 | 35871 | 0 | 633 | 0 | 3 | 22125 | 2.2125 | 0 | 22125 | 192355.2306 | 19 | 0 | 1826.8567 | 0 | 22125 | 109031.1809 | 22125 | 0 | 86906.1809 | 86906.1809 | 0 | 0 | 0 | 0 | 0 | 0 | 0
2022-11-17 | 0 | 0 | 35871 | 0 | 633 | 0 | 3 | 22245.8333 | 2.2246 | 0 | 22245.8333 | 170230.2306 | 19 | 0 | 1826.8567 | 0 | 22245.8333 | 109152.0142 | 22245.8333 | 0 | 86906.1809 | 86906.1809 | 0 | 0 | 0 | 0 | 0 | 0 | 0
2022-11-17 01:00 | 0 | 0 | 35871 | 0 | 633 | 0 | 3 | 22245.8333 | 2.2246 | 0 | 22245.8333 | 147984.3972 | 19 | 0 | 1826.8567 | 0 | 22245.8333 | 109152.0142 | 22245.8333 | 0 | 86906.1809 | 86906.1809 | 0 | 0 | 0 | 0 | 0 | 0 | 0
2022-11-17 02:00 | 0 | 0 | 35871 | 0 | 633 | 0 | 3 | 22245.8333 | 2.2246 | 0 | 22245.8333 | 125738.5639 | 19 | 0 | 1826.8567 | 0 | 22245.8333 | 109152.0142 | 22245.8333 | 0 | 86906.1809 | 86906.1809 | 0 | 0 | 0 | 0 | 0 | 0 | 0
2022-11-17 03:00 | 0 | 0 | 35871 | 0 | 633 | 0 | 3 | 22245.8333 | 2.2246 | 0 | 22245.8333 | 103492.7306 | 19 | 0 | 1826.8567 | 0 | 22245.8333 | 109152.0142 | 22245.8333 | 0 | 86906.1809 | 86906.1809 | 0 | 0 | 0 | 0 | 0 | 0 | 0
2022-11-17 04:00 | 0 | 0 | 35871 | 0 | 633 | 0 | 3 | 22245.8333 | 2.2246 | 0 | 22245.8333 | 81246.8972 | 19 | 0 | 1826.8567 | 0 | 22245.8333 | 109152.0142 | 22245.8333 | 0 | 86906.1809 | 86906.1809 | 0 | 0 | 0 | 0 | 0 | 0 | 0
2022-11-17 05:00 | 0 | 0 | 35871 | 0 | 633 | 0 | 3 | 22245.8333 | 2.2246 | 0 | 22245.8333 | 59001.0639 | 19 | 0 | 1826.8567 | 0 | 22245.8333 | 109152.0142 | 22245.8333 | 0 | 86906.1809 | 86906.1809 | 0 | 0 | 0 | 0 | 0 | 0 | 0
2022-11-17 06:00 | 0 | 0 | 35871 | 0 | 633 | 0 | 3 | 22245.8333 | 2.2246 | 0 | 22245.8333 | 36755.2306 | 19 | 0 | 1826.8567 | 0 | 22245.8333 | 109152.0142 | 22245.8333 | 0 | 86906.1809 | 86906.1809 | 0 | 0 | 0 | 0 | 0 | 0 | 0
2022-11-17 07:00 | 0.05742 | 0.05422 | 35871 | 1997.9214 | 633 | 5738.5147 | 3 | 20247.9119 | 2.0248 | 0 | 14509.3972 | 14509.3972 | 19 | 0 | 1826.8567 | 0 | 22245.8333 | 109152.0142 | 22245.8333 | 0 | 86906.1809 | 86906.1809 | 0 | 0 | 0 | 0 | 0 | 0 | 0
2022-11-17 08:00 | 0.21957 | 0.31753 | 35871 | 7639.9096 | 633 | 33606.6131 | 3 | 24105.9237 | 2.4106 | 9500.6894 | 0 | 0 | 19 | 9500 | 1826.8567 | 199.6997 | 22245.8333 | 109152.0142 | 31745.8333 | 0 | 77406.1809 | 77406.1809 | 0 | 9500 | 0 | 0 | 0 | 0 | 0
2022-11-17 09:00 | 0.3994 | 0.51526 | 35871 | 13897.0711 | 633 | 54533.8818 | 3 | 17848.7623 | 1.7849 | 36685.1195 | 0 | 9500.6894 | 19 | 9500 | 1826.8567 | 199.6997 | 22245.8333 | 109152.0142 | 31745.8333 | 0 | 77406.1809 | 77406.1809 | 0 | 9500 | 0 | 0 | 0 | 0 | 0
2022-11-17 10:00 | 0.5551 | 0.69826 | 35871 | 19314.6323 | 633 | 73902.1626 | 3 | 12431.201 | 1.2431 | 61470.9616 | 0 | 46185.8089 | 19 | 9500 | 1826.8567 | 199.6997 | 22245.8333 | 109152.0142 | 31745.8333 | 0 | 77406.1809 | 77406.1809 | 0 | 9500 | 0 | 0 | 0 | 0 | 0
2022-11-17 11:00 | 0.6308 | 0.728 | 35871 | 21948.604 | 633 | 77049.7728 | 3 | 9797.2293 | 0.97972 | 67252.5435 | 0 | 107656.7705 | 19 | 9500 | 1826.8567 | 199.6997 | 22245.8333 | 109152.0142 | 31745.8333 | 0 | 77406.1809 | 77406.1809 | 0 | 9500 | 0 | 0 | 0 | 0 | 0
2022-11-17 12:00 | 0.65528 | 0.82012 | 35871 | 22800.3824 | 633 | 86799.5325 | 3 | 8945.4509 | 0.89455 | 77854.0816 | 0 | 174909.314 | 19 | 9500 | 1826.8567 | 199.6997 | 22245.8333 | 109152.0142 | 31745.8333 | 0 | 77406.1809 | 77406.1809 | 554.5491 | 8945.4509 | 0 | 0 | 0 | 0 | 0
2022-11-17 13:00 | 0.59425 | 0.78345 | 35871 | 20676.8515 | 633 | 82918.4677 | 3 | 11068.9818 | 1.1069 | 71849.4859 | 0 | 252763.3956 | 19 | 9500 | 1826.8567 | 199.6997 | 22245.8333 | 109152.0142 | 31745.8333 | 0 | 77406.1809 | 77406.1809 | 0 | 9500 | 0 | 0 | 0 | 0 | 0
2022-11-17 14:00 | 0.463 | 0.69297 | 35871 | 16110.0248 | 633 | 73342.2817 | 3 | 15635.8085 | 1.5636 | 57706.4731 | 0 | 324612.8814 | 19 | 9500 | 1826.8567 | 199.6997 | 22245.8333 | 109152.0142 | 31745.8333 | 0 | 77406.1809 | 77406.1809 | 0 | 9500 | 0 | 0 | 0 | 0 | 0
2022-11-17 15:00 | 0.25612 | 0.41487 | 35871 | 8911.6621 | 633 | 43908.8451 | 3 | 22834.1712 | 2.2834 | 21074.6739 | 0 | 382319.3546 | 19 | 9500 | 1826.8567 | 199.6997 | 22245.8333 | 109152.0142 | 31745.8333 | 0 | 77406.1809 | 77406.1809 | 0 | 9500 | 0 | 0 | 0 | 0 | 0
2022-11-17 16:00 | 0.08707 | 0.12454 | 35871 | 3029.5893 | 633 | 13181.0147 | 3 | 28716.244 | 2.8716 | 0 | 15535.2293 | 403394.0285 | 19 | 9500 | 1826.8567 | 199.6997 | 22245.8333 | 109152.0142 | 31745.8333 | 0 | 77406.1809 | 77406.1809 | 0 | 9500 | 0 | 0 | 0 | 0 | 0
2022-11-17 17:00 | 0 | 0 | 35871 | 0 | 633 | 0 | 3 | 22245.8333 | 2.2246 | 0 | 22245.8333 | 387858.7992 | 19 | 0 | 1826.8567 | 0 | 22245.8333 | 109152.0142 | 22245.8333 | 0 | 86906.1809 | 86906.1809 | 0 | 0 | 0 | 0 | 0 | 0 | 0
2022-11-17 18:00 | 0 | 0 | 35871 | 0 | 633 | 0 | 3 | 22245.8333 | 2.2246 | 0 | 22245.8333 | 365612.9658 | 19 | 0 | 1826.8567 | 0 | 22245.8333 | 109152.0142 | 22245.8333 | 0 | 86906.1809 | 86906.1809 | 0 | 0 | 0 | 0 | 0 | 0 | 0
2022-11-17 19:00 | 0 | 0 | 35871 | 0 | 633 | 0 | 3 | 22245.8333 | 2.2246 | 0 | 22245.8333 | 343367.1325 | 19 | 0 | 1826.8567 | 0 | 22245.8333 | 109152.0142 | 22245.8333 | 0 | 86906.1809 | 86906.1809 | 0 | 0 | 0 | 0 | 0 | 0 | 0
2022-11-17 20:00 | 0 | 0 | 35871 | 0 | 633 | 0 | 3 | 30000 | 3 | 0 | 30000 | 321121.2992 | 19 | 7754.1667 | 1826.8567 | 163.0005 | 22245.8333 | 109152.0142 | 30000 | 0 | 79152.0142 | 79152.0142 | 0 | 7754.1667 | 0 | 0 | 0 | 0 | 0
2022-11-17 21:00 | 0 | 0 | 35871 | 0 | 633 | 0 | 3 | 22245.8333 | 2.2246 | 0 | 22245.8333 | 291121.2992 | 19 | 0 | 1826.8567 | 0 | 22245.8333 | 109152.0142 | 22245.8333 | 0 | 86906.1809 | 86906.1809 | 0 | 0 | 0 | 0 | 0 | 0 | 0
2022-11-17 22:00 | 0 | 0 | 35871 | 0 | 633 | 0 | 3 | 22245.8333 | 2.2246 | 0 | 22245.8333 | 268875.4658 | 19 | 0 | 1826.8567 | 0 | 22245.8333 | 109152.0142 | 22245.8333 | 0 | 86906.1809 | 86906.1809 | 0 | 0 | 0 | 0 | 0 | 0 | 0
2022-11-17 23:00 | 0 | 0 | 35871 | 0 | 633 | 0 | 3 | 22245.8333 | 2.2246 | 0 | 22245.8333 | 246629.6325 | 19 | 0 | 1826.8567 | 0 | 22245.8333 | 109152.0142 | 22245.8333 | 0 | 86906.1809 | 86906.1809 | 0 | 0 | 0 | 0 | 0 | 0 | 0
2022-11-18 | 0 | 0 | 35871 | 0 | 633 | 0 | 3 | 27456.8896 | 2.7457 | 0 | 27456.8896 | 224383.7992 | 19 | 6023.5562 | 1826.8567 | 126.6213 | 21433.3333 | 108339.5142 | 27456.8896 | 0 | 80882.6246 | 80882.6246 | 0 | 6023.5562 | 0 | 0 | 0 | 0 | 0
2022-11-18 01:00 | 0 | 0 | 35871 | 0 | 633 | 0 | 3 | 30000 | 3 | 0 | 30000 | 196926.9096 | 19 | 8566.6667 | 1826.8567 | 180.0801 | 21433.3333 | 108339.5142 | 30000 | 0 | 78339.5142 | 78339.5142 | 0 | 8566.6667 | 0 | 0 | 0 | 0 | 0
2022-11-18 02:00 | 0 | 0 | 35871 | 0 | 633 | 0 | 3 | 30000 | 3 | 0 | 30000 | 166926.9096 | 19 | 8566.6667 | 1826.8567 | 180.0801 | 21433.3333 | 108339.5142 | 30000 | 0 | 78339.5142 | 78339.5142 | 0 | 8566.6667 | 0 | 0 | 0 | 0 | 0
2022-11-18 03:00 | 0 | 0 | 35871 | 0 | 633 | 0 | 3 | 30000 | 3 | 0 | 30000 | 136926.9096 | 19 | 8566.6667 | 1826.8567 | 180.0801 | 21433.3333 | 108339.5142 | 30000 | 0 | 78339.5142 | 78339.5142 | 0 | 8566.6667 | 0 | 0 | 0 | 0 | 0
2022-11-18 04:00 | 0 | 0 | 35871 | 0 | 633 | 0 | 3 | 30000 | 3 | 0 | 30000 | 106926.9096 | 19 | 8566.6667 | 1826.8567 | 180.0801 | 21433.3333 | 108339.5142 | 30000 | 0 | 78339.5142 | 78339.5142 | 0 | 8566.6667 | 0 | 0 | 0 | 0 | 0
2022-11-18 05:00 | 0 | 0 | 35871 | 0 | 633 | 0 | 3 | 30000 | 3 | 0 | 30000 | 76926.9096 | 19 | 8566.6667 | 1826.8567 | 180.0801 | 21433.3333 | 108339.5142 | 30000 | 0 | 78339.5142 | 78339.5142 | 0 | 8566.6667 | 0 | 0 | 0 | 0 | 0
2022-11-18 06:00 | 0 | 0 | 35871 | 0 | 633 | 0 | 3 | 30000 | 3 | 0 | 30000 | 46926.9096 | 19 | 8566.6667 | 1826.8567 | 180.0801 | 21433.3333 | 108339.5142 | 30000 | 0 | 78339.5142 | 78339.5142 | 0 | 8566.6667 | 0 | 0 | 0 | 0 | 0
2022-11-18 07:00 | 0.0629 | 0.11166 | 35871 | 2188.5973 | 633 | 11817.8264 | 3 | 28744.736 | 2.8745 | 0 | 16926.9096 | 16926.9096 | 19 | 9500 | 1826.8567 | 199.6997 | 21433.3333 | 108339.5142 | 30933.3333 | 0 | 77406.1809 | 77406.1809 | 2188.5973 | 7311.4027 | 0 | 0 | 0 | 0 | 0
2022-11-18 08:00 | 0.24043 | 0.40883 | 35871 | 8365.7306 | 633 | 43269.586 | 3 | 22567.6027 | 2.2568 | 20701.9833 | 0 | 0 | 19 | 9500 | 1826.8567 | 199.6997 | 21433.3333 | 108339.5142 | 30933.3333 | 0 | 77406.1809 | 77406.1809 | 0 | 9500 | 0 | 0 | 0 | 0 | 0
2022-11-18 09:00 | 0.41183 | 0.54429 | 35871 | 14329.5713 | 633 | 57606.3473 | 3 | 16603.762 | 1.6604 | 41002.5853 | 0 | 20701.9833 | 19 | 9500 | 1826.8567 | 199.6997 | 21433.3333 | 108339.5142 | 30933.3333 | 0 | 77406.1809 | 77406.1809 | 0 | 9500 | 0 | 0 | 0 | 0 | 0
2022-11-18 10:00 | 0.54305 | 0.61531 | 35871 | 18895.3542 | 633 | 65122.9337 | 3 | 12037.9792 | 1.2038 | 53084.9545 | 0 | 61704.5686 | 19 | 9500 | 1826.8567 | 199.6997 | 21433.3333 | 108339.5142 | 30933.3333 | 0 | 77406.1809 | 77406.1809 | 0 | 9500 | 0 | 0 | 0 | 0 | 0
2022-11-18 11:00 | 0.6072 | 0.60945 | 35871 | 21127.4451 | 633 | 64502.7253 | 3 | 9805.8883 | 0.98059 | 54696.8371 | 0 | 114789.523 | 19 | 9500 | 1826.8567 | 199.6997 | 21433.3333 | 108339.5142 | 30933.3333 | 0 | 77406.1809 | 77406.1809 | 0 | 9500 | 0 | 0 | 0 | 0 | 0
2022-11-18 12:00 | 0.64578 | 0.76994 | 35871 | 22469.8311 | 633 | 81488.6017 | 3 | 8463.5022 | 0.84635 | 73025.0996 | 0 | 169486.3601 | 19 | 9500 | 1826.8567 | 199.6997 | 21433.3333 | 108339.5142 | 30933.3333 | 0 | 77406.1809 | 77406.1809 | 1036.4978 | 8463.5022 | 0 | 0 | 0 | 0 | 0
2022-11-18 13:00 | 0.58683 | 0.75879 | 35871 | 20418.6736 | 633 | 80308.5125 | 3 | 10514.6598 | 1.0515 | 69793.8527 | 0 | 242511.4596 | 19 | 9500 | 1826.8567 | 199.6997 | 21433.3333 | 108339.5142 | 30933.3333 | 0 | 77406.1809 | 77406.1809 | 0 | 9500 | 0 | 0 | 0 | 0 | 0
2022-11-18 14:00 | 0.43602 | 0.64997 | 35871 | 15171.2592 | 633 | 68791.2649 | 3 | 15762.0741 | 1.5762 | 53029.1908 | 0 | 312305.3124 | 19 | 9500 | 1826.8567 | 199.6997 | 21433.3333 | 108339.5142 | 30933.3333 | 0 | 77406.1809 | 77406.1809 | 0 | 9500 | 0 | 0 | 0 | 0 | 0
2022-11-18 15:00 | 0.25498 | 0.41883 | 35871 | 8871.996 | 633 | 44327.962 | 3 | 22061.3374 | 2.2061 | 22266.6246 | 0 | 365334.5031 | 19 | 9500 | 1826.8567 | 199.6997 | 21433.3333 | 108339.5142 | 30933.3333 | 0 | 77406.1809 | 77406.1809 | 0 | 9500 | 0 | 0 | 0 | 0 | 0
2022-11-18 16:00 | 0.09265 | 0.17847 | 35871 | 3223.7447 | 633 | 18888.8365 | 3 | 27709.5886 | 2.771 | 0 | 8820.7522 | 387601.1278 | 19 | 9500 | 1826.8567 | 199.6997 | 21433.3333 | 108339.5142 | 30933.3333 | 0 | 77406.1809 | 77406.1809 | 0 | 9500 | 0 | 0 | 0 | 0 | 0
2022-11-18 17:00 | 0 | 0 | 35871 | 0 | 633 | 0 | 3 | 21433.3333 | 2.1433 | 0 | 21433.3333 | 378780.3756 | 19 | 0 | 1826.8567 | 0 | 21433.3333 | 108339.5142 | 21433.3333 | 0 | 86906.1809 | 86906.1809 | 0 | 0 | 0 | 0 | 0 | 0 | 0
2022-11-18 18:00 | 0 | 0 | 35871 | 0 | 633 | 0 | 3 | 21433.3333 | 2.1433 | 0 | 21433.3333 | 357347.0423 | 19 | 0 | 1826.8567 | 0 | 21433.3333 | 108339.5142 | 21433.3333 | 0 | 86906.1809 | 86906.1809 | 0 | 0 | 0 | 0 | 0 | 0 | 0
2022-11-18 19:00 | 0 | 0 | 35871 | 0 | 633 | 0 | 3 | 30000 | 3 | 0 | 30000 | 335913.7089 | 19 | 8566.6667 | 1826.8567 | 180.0801 | 21433.3333 | 108339.5142 | 30000 | 0 | 78339.5142 | 78339.5142 | 0 | 8566.6667 | 0 | 0 | 0 | 0 | 0
2022-11-18 20:00 | 0 | 0 | 35871 | 0 | 633 | 0 | 3 | 21433.3333 | 2.1433 | 0 | 21433.3333 | 305913.7089 | 19 | 0 | 1826.8567 | 0 | 21433.3333 | 108339.5142 | 21433.3333 | 0 | 86906.1809 | 86906.1809 | 0 | 0 | 0 | 0 | 0 | 0 | 0
2022-11-18 21:00 | 0 | 0 | 35871 | 0 | 633 | 0 | 3 | 21433.3333 | 2.1433 | 0 | 21433.3333 | 284480.3756 | 19 | 0 | 1826.8567 | 0 | 21433.3333 | 108339.5142 | 21433.3333 | 0 | 86906.1809 | 86906.1809 | 0 | 0 | 0 | 0 | 0 | 0 | 0
2022-11-18 22:00 | 0 | 0 | 35871 | 0 | 633 | 0 | 3 | 21433.3333 | 2.1433 | 0 | 21433.3333 | 263047.0423 | 19 | 0 | 1826.8567 | 0 | 21433.3333 | 108339.5142 | 21433.3333 | 0 | 86906.1809 | 86906.1809 | 0 | 0 | 0 | 0 | 0 | 0 | 0
2022-11-18 23:00 | 0 | 0 | 35871 | 0 | 633 | 0 | 3 | 21433.3333 | 2.1433 | 0 | 21433.3333 | 241613.7089 | 19 | 0 | 1826.8567 | 0 | 21433.3333 | 108339.5142 | 21433.3333 | 0 | 86906.1809 | 86906.1809 | 0 | 0 | 0 | 0 | 0 | 0 | 0
2022-11-19 | 0 | 0 | 35871 | 0 | 633 | 0 | 3 | 25768.2118 | 2.5768 | 0 | 25768.2118 | 220180.3756 | 19 | 5072.3785 | 1826.8567 | 106.6266 | 20695.8333 | 107602.0142 | 25768.2118 | 0 | 81833.8024 | 81833.8024 | 0 | 5072.3785 | 0 | 0 | 0 | 0 | 0
2022-11-19 01:00 | 0 | 0 | 35871 | 0 | 633 | 0 | 3 | 30000 | 3 | 0 | 30000 | 194412.1638 | 19 | 9304.1667 | 1826.8567 | 195.5831 | 20695.8333 | 107602.0142 | 30000 | 0 | 77602.0142 | 77602.0142 | 0 | 9304.1667 | 0 | 0 | 0 | 0 | 0
2022-11-19 02:00 | 0 | 0 | 35871 | 0 | 633 | 0 | 3 | 30000 | 3 | 0 | 30000 | 164412.1638 | 19 | 9304.1667 | 1826.8567 | 195.5831 | 20695.8333 | 107602.0142 | 30000 | 0 | 77602.0142 | 77602.0142 | 0 | 9304.1667 | 0 | 0 | 0 | 0 | 0
2022-11-19 03:00 | 0 | 0 | 35871 | 0 | 633 | 0 | 3 | 30000 | 3 | 0 | 30000 | 134412.1638 | 19 | 9304.1667 | 1826.8567 | 195.5831 | 20695.8333 | 107602.0142 | 30000 | 0 | 77602.0142 | 77602.0142 | 0 | 9304.1667 | 0 | 0 | 0 | 0 | 0
2022-11-19 04:00 | 0 | 0 | 35871 | 0 | 633 | 0 | 3 | 30000 | 3 | 0 | 30000 | 104412.1638 | 19 | 9304.1667 | 1826.8567 | 195.5831 | 20695.8333 | 107602.0142 | 30000 | 0 | 77602.0142 | 77602.0142 | 0 | 9304.1667 | 0 | 0 | 0 | 0 | 0
2022-11-19 05:00 | 0 | 0 | 35871 | 0 | 633 | 0 | 3 | 30000 | 3 | 0 | 30000 | 74412.1638 | 19 | 9304.1667 | 1826.8567 | 195.5831 | 20695.8333 | 107602.0142 | 30000 | 0 | 77602.0142 | 77602.0142 | 0 | 9304.1667 | 0 | 0 | 0 | 0 | 0
2022-11-19 06:00 | 0 | 0 | 35871 | 0 | 633 | 0 | 3 | 30000 | 3 | 0 | 30000 | 44412.1638 | 19 | 9304.1667 | 1826.8567 | 195.5831 | 20695.8333 | 107602.0142 | 30000 | 0 | 77602.0142 | 77602.0142 | 0 | 9304.1667 | 0 | 0 | 0 | 0 | 0
2022-11-19 07:00 | 0.06242 | 0.12861 | 35871 | 2171.8958 | 633 | 13611.7737 | 3 | 28023.9375 | 2.8024 | 0 | 14412.1638 | 14412.1638 | 19 | 9500 | 1826.8567 | 199.6997 | 20695.8333 | 107602.0142 | 30195.8333 | 0 | 77406.1809 | 77406.1809 | 2171.8958 | 7328.1042 | 0 | 0 | 0 | 0 | 0
2022-11-19 08:00 | 0.24288 | 0.44448 | 35871 | 8450.978 | 633 | 47042.6964 | 3 | 21744.8553 | 2.1745 | 0 | 0 | 0 | 19 | 9500 | 1826.8567 | 199.6997 | 20695.8333 | 107602.0142 | 30195.8333 | 0 | 77406.1809 | 77406.1809 | 0 | 9500 | 0 | 0 | 0 | 0 | 0
2022-11-19 09:00 | 0.4192 | 0.60317 | 35871 | 14586.0095 | 633 | 63838.0652 | 3 | 15609.8238 | 1.561 | 17526.9574 | 0 | 0 | 19 | 9500 | 1826.8567 | 199.6997 | 20695.8333 | 107602.0142 | 30195.8333 | 0 | 77406.1809 | 77406.1809 | 0 | 9500 | 0 | 0 | 0 | 0 | 0
2022-11-19 10:00 | 0.55605 | 0.68549 | 35871 | 19347.6875 | 633 | 72550.6164 | 3 | 10848.1459 | 1.0848 | 61702.4706 | 0 | 17526.9574 | 19 | 9500 | 1826.8567 | 199.6997 | 20695.8333 | 107602.0142 | 30195.8333 | 0 | 77406.1809 | 77406.1809 | 0 | 9500 | 0 | 0 | 0 | 0 | 0
2022-11-19 11:00 | 0.63288 | 0.73479 | 35871 | 22020.9773 | 633 | 77768.4101 | 3 | 8174.856 | 0.81749 | 69593.5541 | 0 | 79229.4279 | 19 | 9500 | 1826.8567 | 199.6997 | 20695.8333 | 107602.0142 | 30195.8333 | 0 | 77406.1809 | 77406.1809 | 1325.144 | 8174.856 | 0 | 0 | 0 | 0 | 0
2022-11-19 12:00 | 0.66212 | 0.85597 | 35871 | 23038.3793 | 633 | 90593.8105 | 3 | 7157.454 | 0.71575 | 83436.3565 | 0 | 148822.982 | 19 | 9500 | 1826.8567 | 199.6997 | 20695.8333 | 107602.0142 | 30195.8333 | 0 | 77406.1809 | 77406.1809 | 2342.546 | 7157.454 | 0 | 0 | 0 | 0 | 0
2022-11-19 13:00 | 0.60108 | 0.81613 | 35871 | 20914.5005 | 633 | 86377.2405 | 3 | 9281.3329 | 0.92813 | 77095.9076 | 0 | 232259.3385 | 19 | 9500 | 1826.8567 | 199.6997 | 20695.8333 | 107602.0142 | 30195.8333 | 0 | 77406.1809 | 77406.1809 | 218.6671 | 9281.3329 | 0 | 0 | 0 | 0 | 0
2022-11-19 14:00 | 0.47685 | 0.74007 | 35871 | 16591.9338 | 633 | 78327.2326 | 3 | 13603.8996 | 1.3604 | 64723.3331 | 0 | 309355.2461 | 19 | 9500 | 1826.8567 | 199.6997 | 20695.8333 | 107602.0142 | 30195.8333 | 0 | 77406.1809 | 77406.1809 | 0 | 9500 | 0 | 0 | 0 | 0 | 0
2022-11-19 15:00 | 0.30298 | 0.61977 | 35871 | 10542.1497 | 633 | 65594.9694 | 3 | 19653.6836 | 1.9654 | 45941.2857 | 0 | 374078.5792 | 19 | 9500 | 1826.8567 | 199.6997 | 20695.8333 | 107602.0142 | 30195.8333 | 0 | 77406.1809 | 77406.1809 | 0 | 9500 | 0 | 0 | 0 | 0 | 0
2022-11-19 16:00 | 0.11765 | 0.32375 | 35871 | 4093.6165 | 633 | 34264.923 | 3 | 26102.2169 | 2.6102 | 8162.7061 | 0 | 420019.8649 | 19 | 9500 | 1826.8567 | 199.6997 | 20695.8333 | 107602.0142 | 30195.8333 | 0 | 77406.1809 | 77406.1809 | 0 | 9500 | 0 | 0 | 0 | 0 | 0
2022-11-19 17:00 | 0 | 0 | 35871 | 0 | 633 | 0 | 3 | 30000 | 3 | 0 | 30000 | 428182.571 | 19 | 9304.1667 | 1826.8567 | 195.5831 | 20695.8333 | 107602.0142 | 30000 | 0 | 77602.0142 | 77602.0142 | 0 | 9304.1667 | 0 | 0 | 0 | 0 | 0
2022-11-19 18:00 | 0 | 0 | 35871 | 0 | 633 | 0 | 3 | 30000 | 3 | 0 | 30000 | 398182.571 | 19 | 9304.1667 | 1826.8567 | 195.5831 | 20695.8333 | 107602.0142 | 30000 | 0 | 77602.0142 | 77602.0142 | 0 | 9304.1667 | 0 | 0 | 0 | 0 | 0
2022-11-19 19:00 | 0 | 0 | 35871 | 0 | 633 | 0 | 3 | 30000 | 3 | 0 | 30000 | 368182.571 | 19 | 9304.1667 | 1826.8567 | 195.5831 | 20695.8333 | 107602.0142 | 30000 | 0 | 77602.0142 | 77602.0142 | 0 | 9304.1667 | 0 | 0 | 0 | 0 | 0
2022-11-19 20:00 | 0 | 0 | 35871 | 0 | 633 | 0 | 3 | 30000 | 3 | 0 | 30000 | 338182.571 | 19 | 9304.1667 | 1826.8567 | 195.5831 | 20695.8333 | 107602.0142 | 30000 | 0 | 77602.0142 | 77602.0142 | 0 | 9304.1667 | 0 | 0 | 0 | 0 | 0
2022-11-19 21:00 | 0 | 0 | 35871 | 0 | 633 | 0 | 3 | 30000 | 3 | 0 | 30000 | 308182.571 | 19 | 9304.1667 | 1826.8567 | 195.5831 | 20695.8333 | 107602.0142 | 30000 | 0 | 77602.0142 | 77602.0142 | 0 | 9304.1667 | 0 | 0 | 0 | 0 | 0
2022-11-19 22:00 | 0 | 0 | 35871 | 0 | 633 | 0 | 3 | 30000 | 3 | 0 | 30000 | 278182.571 | 19 | 9304.1667 | 1826.8567 | 195.5831 | 20695.8333 | 107602.0142 | 30000 | 0 | 77602.0142 | 77602.0142 | 0 | 9304.1667 | 0 | 0 | 0 | 0 | 0
2022-11-19 23:00 | 0 | 0 | 35871 | 0 | 633 | 0 | 3 | 30000 | 3 | 0 | 30000 | 248182.571 | 19 | 9304.1667 | 1826.8567 | 195.5831 | 20695.8333 | 107602.0142 | 30000 | 0 | 77602.0142 | 77602.0142 | 0 | 9304.1667 | 0 | 0 | 0 | 0 | 0
2022-11-20 | 0 | 0 | 35871 | 0 | 633 | 0 | 3 | 29179.1667 | 2.9179 | 0 | 29179.1667 | 218182.571 | 19 | 9500 | 1826.8567 | 199.6997 | 19679.1667 | 106585.3476 | 29179.1667 | 0 | 77406.1809 | 77406.1809 | 0 | 9500 | 0 | 0 | 0 | 0 | 0
2022-11-20 01:00 | 0 | 0 | 35871 | 0 | 633 | 0 | 3 | 29179.1667 | 2.9179 | 0 | 29179.1667 | 189003.4044 | 19 | 9500 | 1826.8567 | 199.6997 | 19679.1667 | 106585.3476 | 29179.1667 | 0 | 77406.1809 | 77406.1809 | 0 | 9500 | 0 | 0 | 0 | 0 | 0
2022-11-20 02:00 | 0 | 0 | 35871 | 0 | 633 | 0 | 3 | 29179.1667 | 2.9179 | 0 | 29179.1667 | 159824.2377 | 19 | 9500 | 1826.8567 | 199.6997 | 19679.1667 | 106585.3476 | 29179.1667 | 0 | 77406.1809 | 77406.1809 | 0 | 9500 | 0 | 0 | 0 | 0 | 0
2022-11-20 03:00 | 0 | 0 | 35871 | 0 | 633 | 0 | 3 | 29179.1667 | 2.9179 | 0 | 29179.1667 | 130645.071 | 19 | 9500 | 1826.8567 | 199.6997 | 19679.1667 | 106585.3476 | 29179.1667 | 0 | 77406.1809 | 77406.1809 | 0 | 9500 | 0 | 0 | 0 | 0 | 0
2022-11-20 04:00 | 0 | 0 | 35871 | 0 | 633 | 0 | 3 | 29179.1667 | 2.9179 | 0 | 29179.1667 | 101465.9044 | 19 | 9500 | 1826.8567 | 199.6997 | 19679.1667 | 106585.3476 | 29179.1667 | 0 | 77406.1809 | 77406.1809 | 0 | 9500 | 0 | 0 | 0 | 0 | 0
2022-11-20 05:00 | 0 | 0 | 35871 | 0 | 633 | 0 | 3 | 29179.1667 | 2.9179 | 0 | 29179.1667 | 72286.7377 | 19 | 9500 | 1826.8567 | 199.6997 | 19679.1667 | 106585.3476 | 29179.1667 | 0 | 77406.1809 | 77406.1809 | 0 | 9500 | 0 | 0 | 0 | 0 | 0
2022-11-20 06:00 | 0 | 0 | 35871 | 0 | 633 | 0 | 3 | 29179.1667 | 2.9179 | 0 | 29179.1667 | 43107.571 | 19 | 9500 | 1826.8567 | 199.6997 | 19679.1667 | 106585.3476 | 29179.1667 | 0 | 77406.1809 | 77406.1809 | 0 | 9500 | 0 | 0 | 0 | 0 | 0
2022-11-20 07:00 | 0.06593 | 0.21422 | 35871 | 2294.0258 | 633 | 22672.5307 | 3 | 26885.1409 | 2.6885 | 0 | 4212.6102 | 13928.4044 | 19 | 9500 | 1826.8567 | 199.6997 | 19679.1667 | 106585.3476 | 29179.1667 | 0 | 77406.1809 | 77406.1809 | 0 | 9500 | 0 | 0 | 0 | 0 | 0
2022-11-20 08:00 | 0.25602 | 0.58431 | 35871 | 8908.1826 | 633 | 61841.9681 | 3 | 20270.984 | 2.0271 | 41570.984 | 0 | 9715.7941 | 19 | 9500 | 1826.8567 | 199.6997 | 19679.1667 | 106585.3476 | 29179.1667 | 0 | 77406.1809 | 77406.1809 | 0 | 9500 | 0 | 0 | 0 | 0 | 0
2022-11-20 09:00 | 0.43748 | 0.74738 | 35871 | 15222.0597 | 633 | 79100.9055 | 3 | 13957.1069 | 1.3957 | 65143.7985 | 0 | 51286.7782 | 19 | 9500 | 1826.8567 | 199.6997 | 19679.1667 | 106585.3476 | 29179.1667 | 0 | 77406.1809 | 77406.1809 | 0 | 9500 | 0 | 0 | 0 | 0 | 0
2022-11-20 10:00 | 0.57555 | 0.8255 | 35871 | 20026.1874 | 633 | 87368.9388 | 3 | 9152.9792 | 0.9153 | 78215.9596 | 0 | 116430.5767 | 19 | 9500 | 1826.8567 | 199.6997 | 19679.1667 | 106585.3476 | 29179.1667 | 0 | 77406.1809 | 77406.1809 | 347.0208 | 9152.9792 | 0 | 0 | 0 | 0 | 0
2022-11-20 11:00 | 0.65342 | 0.8785 | 35871 | 22735.664 | 633 | 92978.3316 | 3 | 6443.5027 | 0.64435 | 86534.8289 | 0 | 194646.5363 | 19 | 9500 | 1826.8567 | 199.6997 | 19679.1667 | 106585.3476 | 29179.1667 | 0 | 77406.1809 | 77406.1809 | 3056.4973 | 6443.5027 | 0 | 0 | 0 | 0 | 0
2022-11-20 12:00 | 0.6751 | 0.95535 | 35871 | 23490.0167 | 633 | 101111.9512 | 3 | 5689.1499 | 0.56891 | 95422.8012 | 0 | 281181.3652 | 19 | 9500 | 1826.8567 | 199.6997 | 19679.1667 | 106585.3476 | 29179.1667 | 0 | 77406.1809 | 77406.1809 | 3810.8501 | 5689.1499 | 0 | 0 | 0 | 0 | 0
2022-11-20 13:00 | 0.6166 | 0.93228 | 35871 | 21454.5168 | 633 | 98670.2777 | 3 | 7724.6498 | 0.77246 | 90945.6279 | 0 | 376604.1664 | 19 | 9500 | 1826.8567 | 199.6997 | 19679.1667 | 106585.3476 | 29179.1667 | 0 | 77406.1809 | 77406.1809 | 1775.3502 | 7724.6498 | 0 | 0 | 0 | 0 | 0
2022-11-20 14:00 | 0.49527 | 0.88036 | 35871 | 17232.8553 | 633 | 93175.1895 | 3 | 11946.3114 | 1.1946 | 81228.8781 | 0 | 467549.7943 | 19 | 9500 | 1826.8567 | 199.6997 | 19679.1667 | 106585.3476 | 29179.1667 | 0 | 77406.1809 | 77406.1809 | 0 | 9500 | 0 | 0 | 0 | 0 | 0
2022-11-20 15:00 | 0.32273 | 0.80035 | 35871 | 11229.3484 | 633 | 84707.1232 | 3 | 17949.8183 | 1.795 | 66757.3049 | 0 | 548778.6724 | 19 | 9500 | 1826.8567 | 199.6997 | 19679.1667 | 106585.3476 | 29179.1667 | 0 | 77406.1809 | 77406.1809 | 0 | 9500 | 0 | 0 | 0 | 0 | 0
2022-11-20 16:00 | 0.13118 | 0.51882 | 35871 | 4564.391 | 633 | 54910.6636 | 3 | 24614.7756 | 2.4615 | 30295.888 | 0 | 615535.9773 | 19 | 9500 | 1826.8567 | 199.6997 | 19679.1667 | 106585.3476 | 29179.1667 | 0 | 77406.1809 | 77406.1809 | 0 | 9500 | 0 | 0 | 0 | 0 | 0
2022-11-20 17:00 | 0 | 0 | 35871 | 0 | 633 | 0 | 3 | 29179.1667 | 2.9179 | 0 | 29179.1667 | 645831.8653 | 19 | 9500 | 1826.8567 | 199.6997 | 19679.1667 | 106585.3476 | 29179.1667 | 0 | 77406.1809 | 77406.1809 | 0 | 9500 | 0 | 0 | 0 | 0 | 0
2022-11-20 18:00 | 0 | 0 | 35871 | 0 | 633 | 0 | 3 | 29179.1667 | 2.9179 | 0 | 29179.1667 | 616652.6987 | 19 | 9500 | 1826.8567 | 199.6997 | 19679.1667 | 106585.3476 | 29179.1667 | 0 | 77406.1809 | 77406.1809 | 0 | 9500 | 0 | 0 | 0 | 0 | 0
2022-11-20 19:00 | 0 | 0 | 35871 | 0 | 633 | 0 | 3 | 29179.1667 | 2.9179 | 0 | 29179.1667 | 587473.532 | 19 | 9500 | 1826.8567 | 199.6997 | 19679.1667 | 106585.3476 | 29179.1667 | 0 | 77406.1809 | 77406.1809 | 0 | 9500 | 0 | 0 | 0 | 0 | 0
2022-11-20 20:00 | 0 | 0 | 35871 | 0 | 633 | 0 | 3 | 29179.1667 | 2.9179 | 0 | 29179.1667 | 558294.3653 | 19 | 9500 | 1826.8567 | 199.6997 | 19679.1667 | 106585.3476 | 29179.1667 | 0 | 77406.1809 | 77406.1809 | 0 | 9500 | 0 | 0 | 0 | 0 | 0
2022-11-20 21:00 | 0 | 0 | 35871 | 0 | 633 | 0 | 3 | 29179.1667 | 2.9179 | 0 | 29179.1667 | 529115.1987 | 19 | 9500 | 1826.8567 | 199.6997 | 19679.1667 | 106585.3476 | 29179.1667 | 0 | 77406.1809 | 77406.1809 | 0 | 9500 | 0 | 0 | 0 | 0 | 0
2022-11-20 22:00 | 0 | 0 | 35871 | 0 | 633 | 0 | 3 | 29179.1667 | 2.9179 | 0 | 29179.1667 | 499936.032 | 19 | 9500 | 1826.8567 | 199.6997 | 19679.1667 | 106585.3476 | 29179.1667 | 0 | 77406.1809 | 77406.1809 | 0 | 9500 | 0 | 0 | 0 | 0 | 0
2022-11-20 23:00 | 0 | 0 | 35871 | 0 | 633 | 0 | 3 | 29179.1667 | 2.9179 | 0 | 29179.1667 | 470756.8653 | 19 | 9500 | 1826.8567 | 199.6997 | 19679.1667 | 106585.3476 | 29179.1667 | 0 | 77406.1809 | 77406.1809 | 0 | 9500 | 0 | 0 | 0 | 0 | 0
2022-11-21 | 0 | 0 | 35871 | 0 | 633 | 0 | 3 | 30000 | 3 | 0 | 30000 | 441577.6987 | 19 | 9487.5 | 1826.8567 | 199.4369 | 20512.5 | 107418.6809 | 30000 | 0 | 77418.6809 | 77418.6809 | 0 | 9487.5 | 0 | 0 | 0 | 0 | 0
2022-11-21 01:00 | 0 | 0 | 35871 | 0 | 633 | 0 | 3 | 30000 | 3 | 0 | 30000 | 411577.6987 | 19 | 9487.5 | 1826.8567 | 199.4369 | 20512.5 | 107418.6809 | 30000 | 0 | 77418.6809 | 77418.6809 | 0 | 9487.5 | 0 | 0 | 0 | 0 | 0
2022-11-21 02:00 | 0 | 0 | 35871 | 0 | 633 | 0 | 3 | 30000 | 3 | 0 | 30000 | 381577.6987 | 19 | 9487.5 | 1826.8567 | 199.4369 | 20512.5 | 107418.6809 | 30000 | 0 | 77418.6809 | 77418.6809 | 0 | 9487.5 | 0 | 0 | 0 | 0 | 0
2022-11-21 03:00 | 0 | 0 | 35871 | 0 | 633 | 0 | 3 | 30000 | 3 | 0 | 30000 | 351577.6987 | 19 | 9487.5 | 1826.8567 | 199.4369 | 20512.5 | 107418.6809 | 30000 | 0 | 77418.6809 | 77418.6809 | 0 | 9487.5 | 0 | 0 | 0 | 0 | 0
2022-11-21 04:00 | 0 | 0 | 35871 | 0 | 633 | 0 | 3 | 30000 | 3 | 0 | 30000 | 321577.6987 | 19 | 9487.5 | 1826.8567 | 199.4369 | 20512.5 | 107418.6809 | 30000 | 0 | 77418.6809 | 77418.6809 | 0 | 9487.5 | 0 | 0 | 0 | 0 | 0
2022-11-21 05:00 | 0 | 0 | 35871 | 0 | 633 | 0 | 3 | 30000 | 3 | 0 | 30000 | 291577.6987 | 19 | 9487.5 | 1826.8567 | 199.4369 | 20512.5 | 107418.6809 | 30000 | 0 | 77418.6809 | 77418.6809 | 0 | 9487.5 | 0 | 0 | 0 | 0 | 0
2022-11-21 06:00 | 0 | 0 | 35871 | 0 | 633 | 0 | 3 | 30000 | 3 | 0 | 30000 | 261577.6987 | 19 | 9487.5 | 1826.8567 | 199.4369 | 20512.5 | 107418.6809 | 30000 | 0 | 77418.6809 | 77418.6809 | 0 | 9487.5 | 0 | 0 | 0 | 0 | 0
2022-11-21 07:00 | 0.07225 | 0.34494 | 35871 | 2513.9294 | 633 | 36507.6217 | 3 | 27498.5706 | 2.7499 | 9009.0511 | 0 | 231577.6987 | 19 | 9500 | 1826.8567 | 199.6997 | 20512.5 | 107418.6809 | 30012.5 | 0 | 77406.1809 | 77406.1809 | 0 | 9500 | 0 | 0 | 0 | 0 | 0
2022-11-21 08:00 | 0.27027 | 0.72637 | 35871 | 9404.0095 | 633 | 76877.2575 | 3 | 20608.4905 | 2.0608 | 56268.767 | 0 | 240586.7498 | 19 | 9500 | 1826.8567 | 199.6997 | 20512.5 | 107418.6809 | 30012.5 | 0 | 77406.1809 | 77406.1809 | 0 | 9500 | 0 | 0 | 0 | 0 | 0
2022-11-21 09:00 | 0.45165 | 0.84827 | 35871 | 15715.103 | 633 | 89778.861 | 3 | 14297.397 | 1.4297 | 75481.464 | 0 | 296855.5168 | 19 | 9500 | 1826.8567 | 199.6997 | 20512.5 | 107418.6809 | 30012.5 | 0 | 77406.1809 | 77406.1809 | 0 | 9500 | 0 | 0 | 0 | 0 | 0
2022-11-21 10:00 | 0.59 | 0.92476 | 35871 | 20528.9733 | 633 | 97874.379 | 3 | 9483.5267 | 0.94835 | 88390.8523 | 0 | 372336.9808 | 19 | 9500 | 1826.8567 | 199.6997 | 20512.5 | 107418.6809 | 30012.5 | 0 | 77406.1809 | 77406.1809 | 16.4733 | 9483.5267 | 0 | 0 | 0 | 0 | 0
2022-11-21 11:00 | 0.66672 | 0.96302 | 35871 | 23198.4357 | 633 | 101923.7256 | 3 | 6814.0643 | 0.68141 | 95109.6613 | 0 | 460727.833 | 19 | 9500 | 1826.8567 | 199.6997 | 20512.5 | 107418.6809 | 30012.5 | 0 | 77406.1809 | 77406.1809 | 2685.9357 | 6814.0643 | 0 | 0 | 0 | 0 | 0
2022-11-21 12:00 | 0.67865 | 0.99539 | 35871 | 23613.5385 | 633 | 105349.6887 | 3 | 6398.9615 | 0.6399 | 98950.7272 | 0 | 555837.4943 | 19 | 9500 | 1826.8567 | 199.6997 | 20512.5 | 107418.6809 | 30012.5 | 0 | 77406.1809 | 77406.1809 | 3101.0385 | 6398.9615 | 0 | 0 | 0 | 0 | 0
2022-11-21 13:00 | 0.5818 | 0.74824 | 35871 | 20243.6554 | 633 | 79191.9258 | 3 | 9768.8446 | 0.97688 | 69423.0812 | 0 | 654788.2215 | 19 | 9500 | 1826.8567 | 199.6997 | 20512.5 | 107418.6809 | 30012.5 | 0 | 77406.1809 | 77406.1809 | 0 | 9500 | 0 | 0 | 0 | 0 | 0
2022-11-21 14:00 | 0.44133 | 0.58693 | 35871 | 15356.02 | 633 | 62119.2626 | 3 | 14656.48 | 1.4656 | 47462.7825 | 0 | 724211.3027 | 19 | 9500 | 1826.8567 | 199.6997 | 20512.5 | 107418.6809 | 30012.5 | 0 | 77406.1809 | 77406.1809 | 0 | 9500 | 0 | 0 | 0 | 0 | 0
2022-11-21 15:00 | 0.26795 | 0.39636 | 35871 | 9323.2854 | 633 | 41949.7911 | 3 | 20689.2146 | 2.0689 | 21260.5766 | 0 | 771674.0852 | 19 | 9500 | 1826.8567 | 199.6997 | 20512.5 | 107418.6809 | 30012.5 | 0 | 77406.1809 | 77406.1809 | 0 | 9500 | 0 | 0 | 0 | 0 | 0
2022-11-21 16:00 | 0.10438 | 0.17093 | 35871 | 3631.8885 | 633 | 18090.821 | 3 | 26380.6115 | 2.6381 | 0 | 8289.7905 | 792934.6618 | 19 | 9500 | 1826.8567 | 199.6997 | 20512.5 | 107418.6809 | 30012.5 | 0 | 77406.1809 | 77406.1809 | 0 | 9500 | 0 | 0 | 0 | 0 | 0
2022-11-21 17:00 | 0 | 0 | 35871 | 0 | 633 | 0 | 3 | 30000 | 3 | 0 | 30000 | 784644.8713 | 19 | 9487.5 | 1826.8567 | 199.4369 | 20512.5 | 107418.6809 | 30000 | 0 | 77418.6809 | 77418.6809 | 0 | 9487.5 | 0 | 0 | 0 | 0 | 0
2022-11-21 18:00 | 0 | 0 | 35871 | 0 | 633 | 0 | 3 | 30000 | 3 | 0 | 30000 | 754644.8713 | 19 | 9487.5 | 1826.8567 | 199.4369 | 20512.5 | 107418.6809 | 30000 | 0 | 77418.6809 | 77418.6809 | 0 | 9487.5 | 0 | 0 | 0 | 0 | 0
2022-11-21 19:00 | 0 | 0 | 35871 | 0 | 633 | 0 | 3 | 30000 | 3 | 0 | 30000 | 724644.8713 | 19 | 9487.5 | 1826.8567 | 199.4369 | 20512.5 | 107418.6809 | 30000 | 0 | 77418.6809 | 77418.6809 | 0 | 9487.5 | 0 | 0 | 0 | 0 | 0
2022-11-21 20:00 | 0 | 0 | 35871 | 0 | 633 | 0 | 3 | 30000 | 3 | 0 | 30000 | 694644.8713 | 19 | 9487.5 | 1826.8567 | 199.4369 | 20512.5 | 107418.6809 | 30000 | 0 | 77418.6809 | 77418.6809 | 0 | 9487.5 | 0 | 0 | 0 | 0 | 0
2022-11-21 21:00 | 0 | 0 | 35871 | 0 | 633 | 0 | 3 | 30000 | 3 | 0 | 30000 | 664644.8713 | 19 | 9487.5 | 1826.8567 | 199.4369 | 20512.5 | 107418.6809 | 30000 | 0 | 77418.6809 | 77418.6809 | 0 | 9487.5 | 0 | 0 | 0 | 0 | 0
2022-11-21 22:00 | 0 | 0 | 35871 | 0 | 633 | 0 | 3 | 30000 | 3 | 0 | 30000 | 634644.8713 | 19 | 9487.5 | 1826.8567 | 199.4369 | 20512.5 | 107418.6809 | 30000 | 0 | 77418.6809 | 77418.6809 | 0 | 9487.5 | 0 | 0 | 0 | 0 | 0
2022-11-21 23:00 | 0 | 0 | 35871 | 0 | 633 | 0 | 3 | 30000 | 3 | 0 | 30000 | 604644.8713 | 19 | 9487.5 | 1826.8567 | 199.4369 | 20512.5 | 107418.6809 | 30000 | 0 | 77418.6809 | 77418.6809 | 0 | 9487.5 | 0 | 0 | 0 | 0 | 0
2022-11-22 | 0 | 0 | 35871 | 0 | 633 | 0 | 3 | 25737.5 | 2.5737 | 0 | 25737.5 | 574644.8713 | 19 | 9500 | 1826.8567 | 199.6997 | 16237.5 | 103143.6809 | 25737.5 | 0 | 77406.1809 | 77406.1809 | 0 | 9500 | 0 | 0 | 0 | 0 | 0
2022-11-22 01:00 | 0 | 0 | 35871 | 0 | 633 | 0 | 3 | 25737.5 | 2.5737 | 0 | 25737.5 | 548907.3713 | 19 | 9500 | 1826.8567 | 199.6997 | 16237.5 | 103143.6809 | 25737.5 | 0 | 77406.1809 | 77406.1809 | 0 | 9500 | 0 | 0 | 0 | 0 | 0
2022-11-22 02:00 | 0 | 0 | 35871 | 0 | 633 | 0 | 3 | 25737.5 | 2.5737 | 0 | 25737.5 | 523169.8713 | 19 | 9500 | 1826.8567 | 199.6997 | 16237.5 | 103143.6809 | 25737.5 | 0 | 77406.1809 | 77406.1809 | 0 | 9500 | 0 | 0 | 0 | 0 | 0
2022-11-22 03:00 | 0 | 0 | 35871 | 0 | 633 | 0 | 3 | 25737.5 | 2.5737 | 0 | 25737.5 | 497432.3713 | 19 | 9500 | 1826.8567 | 199.6997 | 16237.5 | 103143.6809 | 25737.5 | 0 | 77406.1809 | 77406.1809 | 0 | 9500 | 0 | 0 | 0 | 0 | 0
2022-11-22 04:00 | 0 | 0 | 35871 | 0 | 633 | 0 | 3 | 25737.5 | 2.5737 | 0 | 25737.5 | 471694.8713 | 19 | 9500 | 1826.8567 | 199.6997 | 16237.5 | 103143.6809 | 25737.5 | 0 | 77406.1809 | 77406.1809 | 0 | 9500 | 0 | 0 | 0 | 0 | 0
2022-11-22 05:00 | 0 | 0 | 35871 | 0 | 633 | 0 | 3 | 25737.5 | 2.5737 | 0 | 25737.5 | 445957.3713 | 19 | 9500 | 1826.8567 | 199.6997 | 16237.5 | 103143.6809 | 25737.5 | 0 | 77406.1809 | 77406.1809 | 0 | 9500 | 0 | 0 | 0 | 0 | 0
2022-11-22 06:00 | 0 | 0 | 35871 | 0 | 633 | 0 | 3 | 25737.5 | 2.5737 | 0 | 25737.5 | 420219.8713 | 19 | 9500 | 1826.8567 | 199.6997 | 16237.5 | 103143.6809 | 25737.5 | 0 | 77406.1809 | 77406.1809 | 0 | 9500 | 0 | 0 | 0 | 0 | 0
2022-11-22 07:00 | 0.0493 | 0.06262 | 35871 | 1715.3871 | 633 | 6627.5505 | 3 | 24022.1129 | 2.4022 | 0 | 17394.5624 | 394482.3713 | 19 | 9500 | 1826.8567 | 199.6997 | 16237.5 | 103143.6809 | 25737.5 | 0 | 77406.1809 | 77406.1809 | 1715.3871 | 7784.6129 | 0 | 0 | 0 | 0 | 0
2022-11-22 08:00 | 0.1953 | 0.0823 | 35871 | 6795.4381 | 633 | 8710.4345 | 3 | 18942.0619 | 1.8942 | 0 | 10231.6274 | 377087.8089 | 19 | 9500 | 1826.8567 | 199.6997 | 16237.5 | 103143.6809 | 25737.5 | 0 | 77406.1809 | 77406.1809 | 0 | 9500 | 0 | 0 | 0 | 0 | 0
2022-11-22 09:00 | 0.3236 | 0.10343 | 35871 | 11259.6199 | 633 | 10946.783 | 3 | 14477.8801 | 1.4478 | 0 | 3531.0971 | 366856.1815 | 19 | 9500 | 1826.8567 | 199.6997 | 16237.5 | 103143.6809 | 25737.5 | 0 | 77406.1809 | 77406.1809 | 0 | 9500 | 0 | 0 | 0 | 0 | 0
2022-11-22 10:00 | 0.42067 | 0.075 | 35871 | 14637.158 | 633 | 7937.82 | 3 | 11100.342 | 1.11 | 0 | 3162.522 | 363325.0844 | 19 | 9500 | 1826.8567 | 199.6997 | 16237.5 | 103143.6809 | 25737.5 | 0 | 77406.1809 | 77406.1809 | 0 | 9500 | 0 | 0 | 0 | 0 | 0
2022-11-22 11:00 | 0.47905 | 0.14945 | 35871 | 16668.4825 | 633 | 15817.4293 | 3 | 9069.0175 | 0.9069 | 6748.4118 | 0 | 360162.5624 | 19 | 9500 | 1826.8567 | 199.6997 | 16237.5 | 103143.6809 | 25737.5 | 0 | 77406.1809 | 77406.1809 | 430.9825 | 9069.0175 | 0 | 0 | 0 | 0 | 0
2022-11-22 12:00 | 0.47865 | 0.0775 | 35871 | 16654.5645 | 633 | 8202.414 | 3 | 9082.9355 | 0.90829 | 0 | 880.5215 | 366910.9741 | 19 | 9500 | 1826.8567 | 199.6997 | 16237.5 | 103143.6809 | 25737.5 | 0 | 77406.1809 | 77406.1809 | 417.0645 | 9082.9355 | 0 | 0 | 0 | 0 | 0
2022-11-22 13:00 | 0.41658 | 0.0676 | 35871 | 14494.8469 | 633 | 7154.6218 | 3 | 11242.6531 | 1.1243 | 0 | 4088.0313 | 366030.4527 | 19 | 9500 | 1826.8567 | 199.6997 | 16237.5 | 103143.6809 | 25737.5 | 0 | 77406.1809 | 77406.1809 | 0 | 9500 | 0 | 0 | 0 | 0 | 0
2022-11-22 14:00 | 0.27775 | 0.00309 | 35871 | 9664.2751 | 633 | 327.0382 | 3 | 16073.2249 | 1.6073 | 0 | 15746.1867 | 361942.4214 | 19 | 9500 | 1826.8567 | 199.6997 | 16237.5 | 103143.6809 | 25737.5 | 0 | 77406.1809 | 77406.1809 | 0 | 9500 | 0 | 0 | 0 | 0 | 0
2022-11-22 15:00 | 0.16775 | 0.02081 | 35871 | 5836.8394 | 633 | 2202.4805 | 3 | 19900.6606 | 1.9901 | 0 | 17698.1801 | 346196.2347 | 19 | 9500 | 1826.8567 | 199.6997 | 16237.5 | 103143.6809 | 25737.5 | 0 | 77406.1809 | 77406.1809 | 0 | 9500 | 0 | 0 | 0 | 0 | 0
2022-11-22 16:00 | 0.06495 | 0.00906 | 35871 | 2259.9268 | 633 | 958.8887 | 3 | 23477.5732 | 2.3478 | 0 | 22518.6845 | 328498.0546 | 19 | 9500 | 1826.8567 | 199.6997 | 16237.5 | 103143.6809 | 25737.5 | 0 | 77406.1809 | 77406.1809 | 0 | 9500 | 0 | 0 | 0 | 0 | 0
2022-11-22 17:00 | 0 | 0 | 35871 | 0 | 633 | 0 | 3 | 25737.5 | 2.5737 | 0 | 25737.5 | 305979.3701 | 19 | 9500 | 1826.8567 | 199.6997 | 16237.5 | 103143.6809 | 25737.5 | 0 | 77406.1809 | 77406.1809 | 0 | 9500 | 0 | 0 | 0 | 0 | 0
2022-11-22 18:00 | 0 | 0 | 35871 | 0 | 633 | 0 | 3 | 25737.5 | 2.5737 | 0 | 25737.5 | 280241.8701 | 19 | 9500 | 1826.8567 | 199.6997 | 16237.5 | 103143.6809 | 25737.5 | 0 | 77406.1809 | 77406.1809 | 0 | 9500 | 0 | 0 | 0 | 0 | 0
2022-11-22 19:00 | 0 | 0 | 35871 | 0 | 633 | 0 | 3 | 25737.5 | 2.5737 | 0 | 25737.5 | 254504.3701 | 19 | 9500 | 1826.8567 | 199.6997 | 16237.5 | 103143.6809 | 25737.5 | 0 | 77406.1809 | 77406.1809 | 0 | 9500 | 0 | 0 | 0 | 0 | 0
2022-11-22 20:00 | 0 | 0 | 35871 | 0 | 633 | 0 | 3 | 25737.5 | 2.5737 | 0 | 25737.5 | 228766.8701 | 19 | 9500 | 1826.8567 | 199.6997 | 16237.5 | 103143.6809 | 25737.5 | 0 | 77406.1809 | 77406.1809 | 0 | 9500 | 0 | 0 | 0 | 0 | 0
2022-11-22 21:00 | 0 | 0 | 35871 | 0 | 633 | 0 | 3 | 25737.5 | 2.5737 | 0 | 25737.5 | 203029.3701 | 19 | 9500 | 1826.8567 | 199.6997 | 16237.5 | 103143.6809 | 25737.5 | 0 | 77406.1809 | 77406.1809 | 0 | 9500 | 0 | 0 | 0 | 0 | 0
2022-11-22 22:00 | 0 | 0 | 35871 | 0 | 633 | 0 | 3 | 25737.5 | 2.5737 | 0 | 25737.5 | 177291.8701 | 19 | 9500 | 1826.8567 | 199.6997 | 16237.5 | 103143.6809 | 25737.5 | 0 | 77406.1809 | 77406.1809 | 0 | 9500 | 0 | 0 | 0 | 0 | 0
2022-11-22 23:00 | 0 | 0 | 35871 | 0 | 633 | 0 | 3 | 25737.5 | 2.5737 | 0 | 25737.5 | 151554.3701 | 19 | 9500 | 1826.8567 | 199.6997 | 16237.5 | 103143.6809 | 25737.5 | 0 | 77406.1809 | 77406.1809 | 0 | 9500 | 0 | 0 | 0 | 0 | 0
2022-11-23 | 0 | 0 | 35871 | 0 | 633 | 0 | 3 | 16391.6667 | 1.6392 | 0 | 16391.6667 | 125816.8701 | 19 | 9500 | 1826.8567 | 199.6997 | 6891.6667 | 93797.8476 | 16391.6667 | 0 | 77406.1809 | 77406.1809 | 0 | 9500 | 0 | 0 | 0 | 0 | 0
2022-11-23 01:00 | 0 | 0 | 35871 | 0 | 633 | 0 | 3 | 16391.6667 | 1.6392 | 0 | 16391.6667 | 109425.2034 | 19 | 9500 | 1826.8567 | 199.6997 | 6891.6667 | 93797.8476 | 16391.6667 | 0 | 77406.1809 | 77406.1809 | 0 | 9500 | 0 | 0 | 0 | 0 | 0
2022-11-23 02:00 | 0 | 0 | 35871 | 0 | 633 | 0 | 3 | 16391.6667 | 1.6392 | 0 | 16391.6667 | 93033.5367 | 19 | 9500 | 1826.8567 | 199.6997 | 6891.6667 | 93797.8476 | 16391.6667 | 0 | 77406.1809 | 77406.1809 | 0 | 9500 | 0 | 0 | 0 | 0 | 0
2022-11-23 03:00 | 0 | 0 | 35871 | 0 | 633 | 0 | 3 | 16391.6667 | 1.6392 | 0 | 16391.6667 | 76641.8701 | 19 | 9500 | 1826.8567 | 199.6997 | 6891.6667 | 93797.8476 | 16391.6667 | 0 | 77406.1809 | 77406.1809 | 0 | 9500 | 0 | 0 | 0 | 0 | 0
2022-11-23 04:00 | 0 | 0 | 35871 | 0 | 633 | 0 | 3 | 16391.6667 | 1.6392 | 0 | 16391.6667 | 60250.2034 | 19 | 9500 | 1826.8567 | 199.6997 | 6891.6667 | 93797.8476 | 16391.6667 | 0 | 77406.1809 | 77406.1809 | 0 | 9500 | 0 | 0 | 0 | 0 | 0
2022-11-23 05:00 | 0 | 0 | 35871 | 0 | 633 | 0 | 3 | 16391.6667 | 1.6392 | 0 | 16391.6667 | 43858.5367 | 19 | 9500 | 1826.8567 | 199.6997 | 6891.6667 | 93797.8476 | 16391.6667 | 0 | 77406.1809 | 77406.1809 | 0 | 9500 | 0 | 0 | 0 | 0 | 0
2022-11-23 06:00 | 0 | 0 | 35871 | 0 | 633 | 0 | 3 | 16391.6667 | 1.6392 | 0 | 16391.6667 | 27466.8701 | 19 | 9500 | 1826.8567 | 199.6997 | 6891.6667 | 93797.8476 | 16391.6667 | 0 | 77406.1809 | 77406.1809 | 0 | 9500 | 0 | 0 | 0 | 0 | 0
2022-11-23 07:00 | 0.04685 | 0.03483 | 35871 | 1630.1397 | 633 | 3686.3236 | 3 | 14761.527 | 1.4762 | 0 | 11075.2034 | 11075.2034 | 19 | 9500 | 1826.8567 | 199.6997 | 6891.6667 | 93797.8476 | 16391.6667 | 0 | 77406.1809 | 77406.1809 | 0 | 9500 | 0 | 0 | 0 | 0 | 0
2022-11-23 08:00 | 0.20582 | 0.26122 | 35871 | 7161.4801 | 633 | 27646.8979 | 3 | 9230.1865 | 0.92302 | 0 | 0 | 0 | 19 | 9500 | 1826.8567 | 199.6997 | 6891.6667 | 93797.8476 | 16391.6667 | 0 | 77406.1809 | 77406.1809 | 269.8135 | 9230.1865 | 0 | 0 | 0 | 0 | 0
2022-11-23 09:00 | 0.35388 | 0.42026 | 35871 | 12313.2086 | 633 | 44479.3098 | 3 | 4078.4581 | 0.40785 | 0 | 0 | 0 | 19 | 9500 | 1826.8567 | 199.6997 | 6891.6667 | 93797.8476 | 16391.6667 | 0 | 77406.1809 | 77406.1809 | 5421.5419 | 4078.4581 | 0 | 0 | 0 | 0 | 0
2022-11-23 10:00 | 0.4809 | 0.52141 | 35871 | 16732.853 | 633 | 55184.783 | 3 | 0 | 0 | 55184.783 | 0 | 0 | 19 | 9500 | 1826.8567 | 199.6997 | 6891.6667 | 93797.8476 | 16391.6667 | 0 | 77406.1809 | 77406.1809 | 9500 | 0 | 0 | 0 | 0 | 0 | 0
2022-11-23 11:00 | 0.55915 | 0.57109 | 35871 | 19455.5516 | 633 | 60442.795 | 3 | 0 | 0 | 30828.6698 | 0 | 55184.783 | 19 | 9500 | 1826.8567 | 199.6997 | 6891.6667 | 93797.8476 | 16391.6667 | 0 | 77406.1809 | 77406.1809 | 9500 | 0 | 0 | 0 | 0 | 0 | 0
2022-11-23 12:00 | 0.55597 | 0.46771 | 35871 | 19344.9039 | 633 | 49501.3039 | 3 | 0 | 0 | 49501.3039 | 0 | 86013.4528 | 19 | 9500 | 1826.8567 | 199.6997 | 6891.6667 | 93797.8476 | 16391.6667 | 0 | 77406.1809 | 77406.1809 | 9500 | 0 | 0 | 0 | 0 | 0 | 0
2022-11-23 13:00 | 0.49212 | 0.50986 | 35871 | 17123.2514 | 633 | 53962.3587 | 3 | 0 | 0 | 53962.3587 | 0 | 135514.7567 | 19 | 9500 | 1826.8567 | 199.6997 | 6891.6667 | 93797.8476 | 16391.6667 | 0 | 77406.1809 | 77406.1809 | 9500 | 0 | 0 | 0 | 0 | 0 | 0
2022-11-23 14:00 | 0.38355 | 0.44494 | 35871 | 13345.5724 | 633 | 47091.3817 | 3 | 3046.0943 | 0.30461 | 44045.2875 | 0 | 189477.1155 | 19 | 9500 | 1826.8567 | 199.6997 | 6891.6667 | 93797.8476 | 16391.6667 | 0 | 77406.1809 | 77406.1809 | 6453.9057 | 3046.0943 | 0 | 0 | 0 | 0 | 0
2022-11-23 15:00 | 0.23135 | 0.30463 | 35871 | 8049.7932 | 633 | 32241.3081 | 3 | 8341.8735 | 0.83419 | 23899.4346 | 0 | 233522.4029 | 19 | 9500 | 1826.8567 | 199.6997 | 6891.6667 | 93797.8476 | 16391.6667 | 0 | 77406.1809 | 77406.1809 | 1158.1265 | 8341.8735 | 0 | 0 | 0 | 0 | 0
2022-11-23 16:00 | 0.08353 | 0.08677 | 35871 | 2906.4155 | 633 | 9183.5286 | 3 | 13485.2512 | 1.3485 | 0 | 4301.7226 | 257421.8375 | 19 | 9500 | 1826.8567 | 199.6997 | 6891.6667 | 93797.8476 | 16391.6667 | 0 | 77406.1809 | 77406.1809 | 0 | 9500 | 0 | 0 | 0 | 0 | 0
2022-11-23 17:00 | 0 | 0 | 35871 | 0 | 633 | 0 | 3 | 16391.6667 | 1.6392 | 0 | 16391.6667 | 253120.1149 | 19 | 9500 | 1826.8567 | 199.6997 | 6891.6667 | 93797.8476 | 16391.6667 | 0 | 77406.1809 | 77406.1809 | 0 | 9500 | 0 | 0 | 0 | 0 | 0
2022-11-23 18:00 | 0 | 0 | 35871 | 0 | 633 | 0 | 3 | 16391.6667 | 1.6392 | 0 | 16391.6667 | 236728.4483 | 19 | 9500 | 1826.8567 | 199.6997 | 6891.6667 | 93797.8476 | 16391.6667 | 0 | 77406.1809 | 77406.1809 | 0 | 9500 | 0 | 0 | 0 | 0 | 0
2022-11-23 19:00 | 0 | 0 | 35871 | 0 | 633 | 0 | 3 | 16391.6667 | 1.6392 | 0 | 16391.6667 | 220336.7816 | 19 | 9500 | 1826.8567 | 199.6997 | 6891.6667 | 93797.8476 | 16391.6667 | 0 | 77406.1809 | 77406.1809 | 0 | 9500 | 0 | 0 | 0 | 0 | 0
2022-11-23 20:00 | 0 | 0 | 35871 | 0 | 633 | 0 | 3 | 16391.6667 | 1.6392 | 0 | 16391.6667 | 203945.1149 | 19 | 9500 | 1826.8567 | 199.6997 | 6891.6667 | 93797.8476 | 16391.6667 | 0 | 77406.1809 | 77406.1809 | 0 | 9500 | 0 | 0 | 0 | 0 | 0
2022-11-23 21:00 | 0 | 0 | 35871 | 0 | 633 | 0 | 3 | 16391.6667 | 1.6392 | 0 | 16391.6667 | 187553.4483 | 19 | 9500 | 1826.8567 | 199.6997 | 6891.6667 | 93797.8476 | 16391.6667 | 0 | 77406.1809 | 77406.1809 | 0 | 9500 | 0 | 0 | 0 | 0 | 0
2022-11-23 22:00 | 0 | 0 | 35871 | 0 | 633 | 0 | 3 | 16391.6667 | 1.6392 | 0 | 16391.6667 | 171161.7816 | 19 | 9500 | 1826.8567 | 199.6997 | 6891.6667 | 93797.8476 | 16391.6667 | 0 | 77406.1809 | 77406.1809 | 0 | 9500 | 0 | 0 | 0 | 0 | 0
2022-11-23 23:00 | 0 | 0 | 35871 | 0 | 633 | 0 | 3 | 16391.6667 | 1.6392 | 0 | 16391.6667 | 154770.1149 | 19 | 9500 | 1826.8567 | 199.6997 | 6891.6667 | 93797.8476 | 16391.6667 | 0 | 77406.1809 | 77406.1809 | 0 | 9500 | 0 | 0 | 0 | 0 | 0
2022-11-24 | 0 | 0 | 35871 | 0 | 633 | 0 | 3 | 14125 | 1.4125 | 0 | 14125 | 138378.4483 | 19 | 9500 | 1826.8567 | 199.6997 | 4625 | 91531.1809 | 14125 | 0 | 77406.1809 | 77406.1809 | 0 | 9500 | 0 | 0 | 0 | 0 | 0
2022-11-24 01:00 | 0 | 0 | 35871 | 0 | 633 | 0 | 3 | 14125 | 1.4125 | 0 | 14125 | 124253.4483 | 19 | 9500 | 1826.8567 | 199.6997 | 4625 | 91531.1809 | 14125 | 0 | 77406.1809 | 77406.1809 | 0 | 9500 | 0 | 0 | 0 | 0 | 0
2022-11-24 02:00 | 0 | 0 | 35871 | 0 | 633 | 0 | 3 | 14125 | 1.4125 | 0 | 14125 | 110128.4483 | 19 | 9500 | 1826.8567 | 199.6997 | 4625 | 91531.1809 | 14125 | 0 | 77406.1809 | 77406.1809 | 0 | 9500 | 0 | 0 | 0 | 0 | 0
2022-11-24 03:00 | 0 | 0 | 35871 | 0 | 633 | 0 | 3 | 14125 | 1.4125 | 0 | 14125 | 96003.4483 | 19 | 9500 | 1826.8567 | 199.6997 | 4625 | 91531.1809 | 14125 | 0 | 77406.1809 | 77406.1809 | 0 | 9500 | 0 | 0 | 0 | 0 | 0
2022-11-24 04:00 | 0 | 0 | 35871 | 0 | 633 | 0 | 3 | 14125 | 1.4125 | 0 | 14125 | 81878.4483 | 19 | 9500 | 1826.8567 | 199.6997 | 4625 | 91531.1809 | 14125 | 0 | 77406.1809 | 77406.1809 | 0 | 9500 | 0 | 0 | 0 | 0 | 0
2022-11-24 05:00 | 0 | 0 | 35871 | 0 | 633 | 0 | 3 | 14125 | 1.4125 | 0 | 14125 | 67753.4483 | 19 | 9500 | 1826.8567 | 199.6997 | 4625 | 91531.1809 | 14125 | 0 | 77406.1809 | 77406.1809 | 0 | 9500 | 0 | 0 | 0 | 0 | 0
2022-11-24 06:00 | 0 | 0 | 35871 | 0 | 633 | 0 | 3 | 14125 | 1.4125 | 0 | 14125 | 53628.4483 | 19 | 9500 | 1826.8567 | 199.6997 | 4625 | 91531.1809 | 14125 | 0 | 77406.1809 | 77406.1809 | 0 | 9500 | 0 | 0 | 0 | 0 | 0
2022-11-24 07:00 | 0.02302 | 0 | 35871 | 800.9779 | 633 | 0 | 3 | 13324.0221 | 1.3324 | 0 | 13324.0221 | 39503.4483 | 19 | 9500 | 1826.8567 | 199.6997 | 4625 | 91531.1809 | 14125 | 0 | 77406.1809 | 77406.1809 | 0 | 9500 | 0 | 0 | 0 | 0 | 0
2022-11-24 08:00 | 0.09493 | 0.00328 | 35871 | 3303.077 | 633 | 347.1473 | 3 | 10821.923 | 1.0822 | 1.7053e-13 | 10474.7757 | 26179.4262 | 19 | 9500 | 1826.8567 | 199.6997 | 4625 | 91531.1809 | 14125 | 0 | 77406.1809 | 77406.1809 | 0 | 9500 | 0 | 0 | 0 | 0 | 0
2022-11-24 09:00 | 0.1617 | 0.00206 | 35871 | 5626.3305 | 633 | 218.0255 | 3 | 8498.6695 | 0.84987 | 0 | 8280.6441 | 15704.6505 | 19 | 9500 | 1826.8567 | 199.6997 | 4625 | 91531.1809 | 14125 | 0 | 77406.1809 | 77406.1809 | 1001.3305 | 8498.6695 | 0 | 0 | 0 | 0 | 0
2022-11-24 10:00 | 0.15648 | 0.01187 | 35871 | 5444.7013 | 633 | 1256.2923 | 3 | 8680.2987 | 0.86803 | 4.5475e-13 | 7424.0064 | 7424.0064 | 19 | 9500 | 1826.8567 | 199.6997 | 4625 | 91531.1809 | 14125 | 0 | 77406.1809 | 77406.1809 | 819.7013 | 8680.2987 | 0 | 0 | 0 | 0 | 0
2022-11-24 11:00 | 0.34925 | 0.1238 | 35871 | 12152.1083 | 633 | 13102.6949 | 3 | 1972.8917 | 0.19729 | 4897.7178 | 0 | 0 | 19 | 9500 | 1826.8567 | 199.6997 | 4625 | 91531.1809 | 14125 | 0 | 77406.1809 | 77406.1809 | 7527.1083 | 1972.8917 | 0 | 0 | 0 | 0 | 0
2022-11-24 12:00 | 0.54328 | 0.47335 | 35871 | 18903.357 | 633 | 50098.228 | 3 | 0 | 0 | 50098.228 | 0 | 4897.7178 | 19 | 9500 | 1826.8567 | 199.6997 | 4625 | 91531.1809 | 14125 | 0 | 77406.1809 | 77406.1809 | 9500 | 0 | 0 | 0 | 0 | 0 | 0
2022-11-24 13:00 | 0.49965 | 0.63298 | 35871 | 17385.2568 | 633 | 66993.084 | 3 | 0 | 0 | 66993.084 | 0 | 54995.9458 | 19 | 9500 | 1826.8567 | 199.6997 | 4625 | 91531.1809 | 14125 | 0 | 77406.1809 | 77406.1809 | 9500 | 0 | 0 | 0 | 0 | 0 | 0
2022-11-24 14:00 | 0.37815 | 0.50517 | 35871 | 13157.6801 | 633 | 53465.9804 | 3 | 967.3199 | 0.096732 | 52498.6605 | 0 | 121989.0298 | 19 | 9500 | 1826.8567 | 199.6997 | 4625 | 91531.1809 | 14125 | 0 | 77406.1809 | 77406.1809 | 8532.6801 | 967.3199 | 0 | 0 | 0 | 0 | 0
2022-11-24 15:00 | 0.22655 | 0.28979 | 35871 | 7882.7778 | 633 | 30670.6781 | 3 | 6242.2222 | 0.62422 | 24428.4559 | 0 | 174487.6903 | 19 | 9500 | 1826.8567 | 199.6997 | 4625 | 91531.1809 | 14125 | 0 | 77406.1809 | 77406.1809 | 3257.7778 | 6242.2222 | 0 | 0 | 0 | 0 | 0
2022-11-24 16:00 | 0.08445 | 0.08641 | 35871 | 2938.4268 | 633 | 9145.427 | 3 | 11186.5732 | 1.1187 | 0 | 2041.1462 | 198916.1462 | 19 | 9500 | 1826.8567 | 199.6997 | 4625 | 91531.1809 | 14125 | 0 | 77406.1809 | 77406.1809 | 0 | 9500 | 0 | 0 | 0 | 0 | 0
2022-11-24 17:00 | 0 | 0 | 35871 | 0 | 633 | 0 | 3 | 14125 | 1.4125 | 0 | 14125 | 196875 | 19 | 9500 | 1826.8567 | 199.6997 | 4625 | 91531.1809 | 14125 | 0 | 77406.1809 | 77406.1809 | 0 | 9500 | 0 | 0 | 0 | 0 | 0
2022-11-24 18:00 | 0 | 0 | 35871 | 0 | 633 | 0 | 3 | 14125 | 1.4125 | 0 | 14125 | 182750 | 19 | 9500 | 1826.8567 | 199.6997 | 4625 | 91531.1809 | 14125 | 0 | 77406.1809 | 77406.1809 | 0 | 9500 | 0 | 0 | 0 | 0 | 0
2022-11-24 19:00 | 0 | 0 | 35871 | 0 | 633 | 0 | 3 | 14125 | 1.4125 | 0 | 14125 | 168625 | 19 | 9500 | 1826.8567 | 199.6997 | 4625 | 91531.1809 | 14125 | 0 | 77406.1809 | 77406.1809 | 0 | 9500 | 0 | 0 | 0 | 0 | 0
2022-11-24 20:00 | 0 | 0 | 35871 | 0 | 633 | 0 | 3 | 14125 | 1.4125 | 0 | 14125 | 154500 | 19 | 9500 | 1826.8567 | 199.6997 | 4625 | 91531.1809 | 14125 | 0 | 77406.1809 | 77406.1809 | 0 | 9500 | 0 | 0 | 0 | 0 | 0
2022-11-24 21:00 | 0 | 0 | 35871 | 0 | 633 | 0 | 3 | 14125 | 1.4125 | 0 | 14125 | 140375 | 19 | 9500 | 1826.8567 | 199.6997 | 4625 | 91531.1809 | 14125 | 0 | 77406.1809 | 77406.1809 | 0 | 9500 | 0 | 0 | 0 | 0 | 0
2022-11-24 22:00 | 0 | 0 | 35871 | 0 | 633 | 0 | 3 | 14125 | 1.4125 | 0 | 14125 | 126250 | 19 | 9500 | 1826.8567 | 199.6997 | 4625 | 91531.1809 | 14125 | 0 | 77406.1809 | 77406.1809 | 0 | 9500 | 0 | 0 | 0 | 0 | 0
2022-11-24 23:00 | 0 | 0 | 35871 | 0 | 633 | 0 | 3 | 14125 | 1.4125 | 0 | 14125 | 112125 | 19 | 9500 | 1826.8567 | 199.6997 | 4625 | 91531.1809 | 14125 | 0 | 77406.1809 | 77406.1809 | 0 | 9500 | 0 | 0 | 0 | 0 | 0
2022-11-25 | 0 | 0 | 35871 | 0 | 633 | 0 | 3 | 14000 | 1.4 | 0 | 14000 | 98000 | 19 | 9500 | 1826.8567 | 199.6997 | 4500 | 91406.1809 | 14000 | 0 | 77406.1809 | 77406.1809 | 0 | 9500 | 0 | 0 | 0 | 0 | 0
2022-11-25 01:00 | 0 | 0 | 35871 | 0 | 633 | 0 | 3 | 14000 | 1.4 | 0 | 14000 | 84000 | 19 | 9500 | 1826.8567 | 199.6997 | 4500 | 91406.1809 | 14000 | 0 | 77406.1809 | 77406.1809 | 0 | 9500 | 0 | 0 | 0 | 0 | 0
2022-11-25 02:00 | 0 | 0 | 35871 | 0 | 633 | 0 | 3 | 14000 | 1.4 | 0 | 14000 | 70000 | 19 | 9500 | 1826.8567 | 199.6997 | 4500 | 91406.1809 | 14000 | 0 | 77406.1809 | 77406.1809 | 0 | 9500 | 0 | 0 | 0 | 0 | 0
2022-11-25 03:00 | 0 | 0 | 35871 | 0 | 633 | 0 | 3 | 14000 | 1.4 | 0 | 14000 | 56000 | 19 | 9500 | 1826.8567 | 199.6997 | 4500 | 91406.1809 | 14000 | 0 | 77406.1809 | 77406.1809 | 0 | 9500 | 0 | 0 | 0 | 0 | 0
2022-11-25 04:00 | 0 | 0 | 35871 | 0 | 633 | 0 | 3 | 14000 | 1.4 | 0 | 14000 | 42000 | 19 | 9500 | 1826.8567 | 199.6997 | 4500 | 91406.1809 | 14000 | 0 | 77406.1809 | 77406.1809 | 0 | 9500 | 0 | 0 | 0 | 0 | 0
2022-11-25 05:00 | 0 | 0 | 35871 | 0 | 633 | 0 | 3 | 14000 | 1.4 | 0 | 14000 | 28000 | 19 | 9500 | 1826.8567 | 199.6997 | 4500 | 91406.1809 | 14000 | 0 | 77406.1809 | 77406.1809 | 0 | 9500 | 0 | 0 | 0 | 0 | 0
2022-11-25 06:00 | 0 | 0 | 35871 | 0 | 633 | 0 | 3 | 14000 | 1.4 | 0 | 14000 | 14000 | 19 | 9500 | 1826.8567 | 199.6997 | 4500 | 91406.1809 | 14000 | 0 | 77406.1809 | 77406.1809 | 0 | 9500 | 0 | 0 | 0 | 0 | 0
2022-11-25 07:00 | 0.0511 | 0.13439 | 35871 | 1778.0179 | 633 | 14223.5151 | 3 | 12221.9821 | 1.2222 | 0 | 0 | 0 | 19 | 9500 | 1826.8567 | 199.6997 | 4500 | 91406.1809 | 14000 | 0 | 77406.1809 | 77406.1809 | 0 | 9500 | 0 | 0 | 0 | 0 | 0
2022-11-25 08:00 | 0.22765 | 0.48544 | 35871 | 7921.0522 | 633 | 51377.8045 | 3 | 6078.9478 | 0.60789 | 0 | 0 | 0 | 19 | 9500 | 1826.8567 | 199.6997 | 4500 | 91406.1809 | 14000 | 0 | 77406.1809 | 77406.1809 | 3421.0522 | 6078.9478 | 0 | 0 | 0 | 0 | 0
2022-11-25 09:00 | 0.3976 | 0.61894 | 35871 | 13834.4403 | 633 | 65507.1241 | 3 | 165.5597 | 0.016556 | 0 | 0 | 0 | 19 | 9500 | 1826.8567 | 199.6997 | 4500 | 91406.1809 | 14000 | 0 | 77406.1809 | 77406.1809 | 9334.4403 | 165.5597 | 0 | 0 | 0 | 0 | 0
2022-11-25 10:00 | 0.5358 | 0.72872 | 35871 | 18643.0913 | 633 | 77125.9759 | 3 | 0 | 0 | 0 | 0 | 0 | 19 | 9500 | 1826.8567 | 199.6997 | 4500 | 91406.1809 | 14000 | 0 | 77406.1809 | 77406.1809 | 9500 | 0 | 0 | 0 | 0 | 0 | 0
2022-11-25 11:00 | 0.6217 | 0.80673 | 35871 | 21631.9707 | 633 | 85382.367 | 3 | 0 | 0 | 0 | 0 | 0 | 19 | 9500 | 1826.8567 | 199.6997 | 4500 | 91406.1809 | 14000 | 0 | 77406.1809 | 77406.1809 | 9500 | 0 | 0 | 0 | 0 | 0 | 0
2022-11-25 12:00 | 0.6405 | 0.86047 | 35871 | 22286.1142 | 633 | 91070.0797 | 3 | 0 | 0 | 0 | 0 | 0 | 19 | 9500 | 1826.8567 | 199.6997 | 4500 | 91406.1809 | 14000 | 0 | 77406.1809 | 77406.1809 | 9500 | 0 | 0 | 0 | 0 | 0 | 0
2022-11-25 13:00 | 0.58712 | 0.85897 | 35871 | 20428.7641 | 633 | 90911.3233 | 3 | 0 | 0 | 16236.5698 | 0 | 0 | 19 | 9500 | 1826.8567 | 199.6997 | 4500 | 91406.1809 | 14000 | 0 | 77406.1809 | 77406.1809 | 9500 | 0 | 0 | 0 | 0 | 0 | 0
2022-11-25 14:00 | 0.4682 | 0.79789 | 35871 | 16290.9581 | 633 | 84446.7627 | 3 | 0 | 0 | 84446.7627 | 0 | 16236.5698 | 19 | 9500 | 1826.8567 | 199.6997 | 4500 | 91406.1809 | 14000 | 0 | 77406.1809 | 77406.1809 | 9500 | 0 | 0 | 0 | 0 | 0 | 0
2022-11-25 15:00 | 0.2984 | 0.67035 | 35871 | 10382.7892 | 633 | 70948.2352 | 3 | 3617.2108 | 0.36172 | 67331.0244 | 0 | 100683.3325 | 19 | 9500 | 1826.8567 | 199.6997 | 4500 | 91406.1809 | 14000 | 0 | 77406.1809 | 77406.1809 | 5882.7892 | 3617.2108 | 0 | 0 | 0 | 0 | 0
2022-11-25 16:00 | 0.1134 | 0.36052 | 35871 | 3945.7383 | 633 | 38156.5716 | 3 | 10054.2617 | 1.0054 | 28102.3098 | 0 | 168014.3569 | 19 | 9500 | 1826.8567 | 199.6997 | 4500 | 91406.1809 | 14000 | 0 | 77406.1809 | 77406.1809 | 0 | 9500 | 0 | 0 | 0 | 0 | 0
2022-11-25 17:00 | 0 | 0 | 35871 | 0 | 633 | 0 | 3 | 14000 | 1.4 | 0 | 14000 | 196116.6667 | 19 | 9500 | 1826.8567 | 199.6997 | 4500 | 91406.1809 | 14000 | 0 | 77406.1809 | 77406.1809 | 0 | 9500 | 0 | 0 | 0 | 0 | 0
2022-11-25 18:00 | 0 | 0 | 35871 | 0 | 633 | 0 | 3 | 14000 | 1.4 | 0 | 14000 | 182116.6667 | 19 | 9500 | 1826.8567 | 199.6997 | 4500 | 91406.1809 | 14000 | 0 | 77406.1809 | 77406.1809 | 0 | 9500 | 0 | 0 | 0 | 0 | 0
2022-11-25 19:00 | 0 | 0 | 35871 | 0 | 633 | 0 | 3 | 14000 | 1.4 | 0 | 14000 | 168116.6667 | 19 | 9500 | 1826.8567 | 199.6997 | 4500 | 91406.1809 | 14000 | 0 | 77406.1809 | 77406.1809 | 0 | 9500 | 0 | 0 | 0 | 0 | 0
2022-11-25 20:00 | 0 | 0 | 35871 | 0 | 633 | 0 | 3 | 14000 | 1.4 | 0 | 14000 | 154116.6667 | 19 | 9500 | 1826.8567 | 199.6997 | 4500 | 91406.1809 | 14000 | 0 | 77406.1809 | 77406.1809 | 0 | 9500 | 0 | 0 | 0 | 0 | 0
2022-11-25 21:00 | 0 | 0 | 35871 | 0 | 633 | 0 | 3 | 14000 | 1.4 | 0 | 14000 | 140116.6667 | 19 | 9500 | 1826.8567 | 199.6997 | 4500 | 91406.1809 | 14000 | 0 | 77406.1809 | 77406.1809 | 0 | 9500 | 0 | 0 | 0 | 0 | 0
2022-11-25 22:00 | 0 | 0 | 35871 | 0 | 633 | 0 | 3 | 14000 | 1.4 | 0 | 14000 | 126116.6667 | 19 | 9500 | 1826.8567 | 199.6997 | 4500 | 91406.1809 | 14000 | 0 | 77406.1809 | 77406.1809 | 0 | 9500 | 0 | 0 | 0 | 0 | 0
2022-11-25 23:00 | 0 | 0 | 35871 | 0 | 633 | 0 | 3 | 14000 | 1.4 | 0 | 14000 | 112116.6667 | 19 | 9500 | 1826.8567 | 199.6997 | 4500 | 91406.1809 | 14000 | 0 | 77406.1809 | 77406.1809 | 0 | 9500 | 0 | 0 | 0 | 0 | 0
2022-11-26 | 0 | 0 | 35871 | 0 | 633 | 0 | 3 | 14016.6667 | 1.4017 | 0 | 14016.6667 | 98116.6667 | 19 | 9500 | 1826.8567 | 199.6997 | 4516.6667 | 91422.8476 | 14016.6667 | 0 | 77406.1809 | 77406.1809 | 0 | 9500 | 0 | 0 | 0 | 0 | 0
2022-11-26 01:00 | 0 | 0 | 35871 | 0 | 633 | 0 | 3 | 14016.6667 | 1.4017 | 0 | 14016.6667 | 84100 | 19 | 9500 | 1826.8567 | 199.6997 | 4516.6667 | 91422.8476 | 14016.6667 | 0 | 77406.1809 | 77406.1809 | 0 | 9500 | 0 | 0 | 0 | 0 | 0
2022-11-26 02:00 | 0 | 0 | 35871 | 0 | 633 | 0 | 3 | 14016.6667 | 1.4017 | 0 | 14016.6667 | 70083.3333 | 19 | 9500 | 1826.8567 | 199.6997 | 4516.6667 | 91422.8476 | 14016.6667 | 0 | 77406.1809 | 77406.1809 | 0 | 9500 | 0 | 0 | 0 | 0 | 0
2022-11-26 03:00 | 0 | 0 | 35871 | 0 | 633 | 0 | 3 | 14016.6667 | 1.4017 | 0 | 14016.6667 | 56066.6667 | 19 | 9500 | 1826.8567 | 199.6997 | 4516.6667 | 91422.8476 | 14016.6667 | 0 | 77406.1809 | 77406.1809 | 0 | 9500 | 0 | 0 | 0 | 0 | 0
2022-11-26 04:00 | 0 | 0 | 35871 | 0 | 633 | 0 | 3 | 14016.6667 | 1.4017 | 0 | 14016.6667 | 42050 | 19 | 9500 | 1826.8567 | 199.6997 | 4516.6667 | 91422.8476 | 14016.6667 | 0 | 77406.1809 | 77406.1809 | 0 | 9500 | 0 | 0 | 0 | 0 | 0
2022-11-26 05:00 | 0 | 0 | 35871 | 0 | 633 | 0 | 3 | 14016.6667 | 1.4017 | 0 | 14016.6667 | 28033.3333 | 19 | 9500 | 1826.8567 | 199.6997 | 4516.6667 | 91422.8476 | 14016.6667 | 0 | 77406.1809 | 77406.1809 | 0 | 9500 | 0 | 0 | 0 | 0 | 0
2022-11-26 06:00 | 0 | 0 | 35871 | 0 | 633 | 0 | 3 | 14016.6667 | 1.4017 | 0 | 14016.6667 | 14016.6667 | 19 | 9500 | 1826.8567 | 199.6997 | 4516.6667 | 91422.8476 | 14016.6667 | 0 | 77406.1809 | 77406.1809 | 0 | 9500 | 0 | 0 | 0 | 0 | 0
2022-11-26 07:00 | 0.05092 | 0.14736 | 35871 | 1771.7548 | 633 | 15596.2287 | 3 | 12244.9119 | 1.2245 | 0 | 0 | 0 | 19 | 9500 | 1826.8567 | 199.6997 | 4516.6667 | 91422.8476 | 14016.6667 | 0 | 77406.1809 | 77406.1809 | 0 | 9500 | 0 | 0 | 0 | 0 | 0
2022-11-26 08:00 | 0.22402 | 0.52288 | 35871 | 7794.7468 | 633 | 55340.3643 | 3 | 6221.9199 | 0.62219 | 0 | 0 | 0 | 19 | 9500 | 1826.8567 | 199.6997 | 4516.6667 | 91422.8476 | 14016.6667 | 0 | 77406.1809 | 77406.1809 | 3278.0801 | 6221.9199 | 0 | 0 | 0 | 0 | 0
2022-11-26 09:00 | 0.38127 | 0.64449 | 35871 | 13266.2401 | 633 | 68211.2748 | 3 | 750.4266 | 0.075043 | 0 | 0 | 0 | 19 | 9500 | 1826.8567 | 199.6997 | 4516.6667 | 91422.8476 | 14016.6667 | 0 | 77406.1809 | 77406.1809 | 8749.5734 | 750.4266 | 0 | 0 | 0 | 0 | 0
2022-11-26 10:00 | 0.50338 | 0.65194 | 35871 | 17515.0417 | 633 | 68999.7649 | 3 | 0 | 0 | 59012.6793 | 0 | 0 | 19 | 9500 | 1826.8567 | 199.6997 | 4516.6667 | 91422.8476 | 14016.6667 | 0 | 77406.1809 | 77406.1809 | 9500 | 0 | 0 | 0 | 0 | 0 | 0
2022-11-26 11:00 | 0.60183 | 0.74851 | 35871 | 20940.5966 | 633 | 79220.502 | 3 | 0 | 0 | 79220.502 | 0 | 59012.6793 | 19 | 9500 | 1826.8567 | 199.6997 | 4516.6667 | 91422.8476 | 14016.6667 | 0 | 77406.1809 | 77406.1809 | 9500 | 0 | 0 | 0 | 0 | 0 | 0
2022-11-26 12:00 | 0.5893 | 0.73869 | 35871 | 20504.6169 | 633 | 78181.1767 | 3 | 0 | 0 | 78181.1767 | 0 | 138233.1813 | 19 | 9500 | 1826.8567 | 199.6997 | 4516.6667 | 91422.8476 | 14016.6667 | 0 | 77406.1809 | 77406.1809 | 9500 | 0 | 0 | 0 | 0 | 0 | 0
2022-11-26 13:00 | 0.51595 | 0.48999 | 35871 | 17952.4132 | 633 | 51859.3656 | 3 | 0 | 0 | 51859.3656 | 0 | 216414.358 | 19 | 9500 | 1826.8567 | 199.6997 | 4516.6667 | 91422.8476 | 14016.6667 | 0 | 77406.1809 | 77406.1809 | 9500 | 0 | 0 | 0 | 0 | 0 | 0
2022-11-26 14:00 | 0.38262 | 0.41507 | 35871 | 13313.2132 | 633 | 43930.0126 | 3 | 703.4535 | 0.070345 | 43226.5591 | 0 | 268273.7236 | 19 | 9500 | 1826.8567 | 199.6997 | 4516.6667 | 91422.8476 | 14016.6667 | 0 | 77406.1809 | 77406.1809 | 8796.5465 | 703.4535 | 0 | 0 | 0 | 0 | 0
2022-11-26 15:00 | 0.23577 | 0.30336 | 35871 | 8203.5865 | 633 | 32106.8943 | 3 | 5813.0802 | 0.58131 | 26293.8142 | 0 | 311500.2828 | 19 | 9500 | 1826.8567 | 199.6997 | 4516.6667 | 91422.8476 | 14016.6667 | 0 | 77406.1809 | 77406.1809 | 3686.9198 | 5813.0802 | 0 | 0 | 0 | 0 | 0
2022-11-26 16:00 | 0.08818 | 0.15054 | 35871 | 3068.2116 | 633 | 15932.7923 | 3 | 10948.455 | 1.0948 | 4984.3373 | 0 | 337794.0969 | 19 | 9500 | 1826.8567 | 199.6997 | 4516.6667 | 91422.8476 | 14016.6667 | 0 | 77406.1809 | 77406.1809 | 0 | 9500 | 0 | 0 | 0 | 0 | 0
2022-11-26 17:00 | 0 | 0 | 35871 | 0 | 633 | 0 | 3 | 14016.6667 | 1.4017 | 0 | 14016.6667 | 342778.4342 | 19 | 9500 | 1826.8567 | 199.6997 | 4516.6667 | 91422.8476 | 14016.6667 | 0 | 77406.1809 | 77406.1809 | 0 | 9500 | 0 | 0 | 0 | 0 | 0
2022-11-26 18:00 | 0 | 0 | 35871 | 0 | 633 | 0 | 3 | 14016.6667 | 1.4017 | 0 | 14016.6667 | 328761.7676 | 19 | 9500 | 1826.8567 | 199.6997 | 4516.6667 | 91422.8476 | 14016.6667 | 0 | 77406.1809 | 77406.1809 | 0 | 9500 | 0 | 0 | 0 | 0 | 0
2022-11-26 19:00 | 0 | 0 | 35871 | 0 | 633 | 0 | 3 | 14016.6667 | 1.4017 | 0 | 14016.6667 | 314745.1009 | 19 | 9500 | 1826.8567 | 199.6997 | 4516.6667 | 91422.8476 | 14016.6667 | 0 | 77406.1809 | 77406.1809 | 0 | 9500 | 0 | 0 | 0 | 0 | 0
2022-11-26 20:00 | 0 | 0 | 35871 | 0 | 633 | 0 | 3 | 14016.6667 | 1.4017 | 0 | 14016.6667 | 300728.4342 | 19 | 9500 | 1826.8567 | 199.6997 | 4516.6667 | 91422.8476 | 14016.6667 | 0 | 77406.1809 | 77406.1809 | 0 | 9500 | 0 | 0 | 0 | 0 | 0
2022-11-26 21:00 | 0 | 0 | 35871 | 0 | 633 | 0 | 3 | 14016.6667 | 1.4017 | 0 | 14016.6667 | 286711.7676 | 19 | 9500 | 1826.8567 | 199.6997 | 4516.6667 | 91422.8476 | 14016.6667 | 0 | 77406.1809 | 77406.1809 | 0 | 9500 | 0 | 0 | 0 | 0 | 0
2022-11-26 22:00 | 0 | 0 | 35871 | 0 | 633 | 0 | 3 | 14016.6667 | 1.4017 | 0 | 14016.6667 | 272695.1009 | 19 | 9500 | 1826.8567 | 199.6997 | 4516.6667 | 91422.8476 | 14016.6667 | 0 | 77406.1809 | 77406.1809 | 0 | 9500 | 0 | 0 | 0 | 0 | 0
2022-11-26 23:00 | 0 | 0 | 35871 | 0 | 633 | 0 | 3 | 14016.6667 | 1.4017 | 0 | 14016.6667 | 258678.4342 | 19 | 9500 | 1826.8567 | 199.6997 | 4516.6667 | 91422.8476 | 14016.6667 | 0 | 77406.1809 | 77406.1809 | 0 | 9500 | 0 | 0 | 0 | 0 | 0
2022-11-27 | 0 | 0 | 35871 | 0 | 633 | 0 | 3 | 13816.6667 | 1.3817 | 0 | 13816.6667 | 244661.7676 | 19 | 9500 | 1826.8567 | 199.6997 | 4316.6667 | 91222.8476 | 13816.6667 | 0 | 77406.1809 | 77406.1809 | 0 | 9500 | 0 | 0 | 0 | 0 | 0
2022-11-27 01:00 | 0 | 0 | 35871 | 0 | 633 | 0 | 3 | 13816.6667 | 1.3817 | 0 | 13816.6667 | 230845.1009 | 19 | 9500 | 1826.8567 | 199.6997 | 4316.6667 | 91222.8476 | 13816.6667 | 0 | 77406.1809 | 77406.1809 | 0 | 9500 | 0 | 0 | 0 | 0 | 0
2022-11-27 02:00 | 0 | 0 | 35871 | 0 | 633 | 0 | 3 | 13816.6667 | 1.3817 | 0 | 13816.6667 | 217028.4342 | 19 | 9500 | 1826.8567 | 199.6997 | 4316.6667 | 91222.8476 | 13816.6667 | 0 | 77406.1809 | 77406.1809 | 0 | 9500 | 0 | 0 | 0 | 0 | 0
2022-11-27 03:00 | 0 | 0 | 35871 | 0 | 633 | 0 | 3 | 13816.6667 | 1.3817 | 0 | 13816.6667 | 203211.7676 | 19 | 9500 | 1826.8567 | 199.6997 | 4316.6667 | 91222.8476 | 13816.6667 | 0 | 77406.1809 | 77406.1809 | 0 | 9500 | 0 | 0 | 0 | 0 | 0
2022-11-27 04:00 | 0 | 0 | 35871 | 0 | 633 | 0 | 3 | 13816.6667 | 1.3817 | 0 | 13816.6667 | 189395.1009 | 19 | 9500 | 1826.8567 | 199.6997 | 4316.6667 | 91222.8476 | 13816.6667 | 0 | 77406.1809 | 77406.1809 | 0 | 9500 | 0 | 0 | 0 | 0 | 0
2022-11-27 05:00 | 0 | 0 | 35871 | 0 | 633 | 0 | 3 | 13816.6667 | 1.3817 | 0 | 13816.6667 | 175578.4342 | 19 | 9500 | 1826.8567 | 199.6997 | 4316.6667 | 91222.8476 | 13816.6667 | 0 | 77406.1809 | 77406.1809 | 0 | 9500 | 0 | 0 | 0 | 0 | 0
2022-11-27 06:00 | 0 | 0 | 35871 | 0 | 633 | 0 | 3 | 13816.6667 | 1.3817 | 0 | 13816.6667 | 161761.7676 | 19 | 9500 | 1826.8567 | 199.6997 | 4316.6667 | 91222.8476 | 13816.6667 | 0 | 77406.1809 | 77406.1809 | 0 | 9500 | 0 | 0 | 0 | 0 | 0
2022-11-27 07:00 | 0.04512 | 0.06862 | 35871 | 1569.9445 | 633 | 7262.5761 | 3 | 12246.7221 | 1.2247 | 0 | 4984.146 | 147945.1009 | 19 | 9500 | 1826.8567 | 199.6997 | 4316.6667 | 91222.8476 | 13816.6667 | 0 | 77406.1809 | 77406.1809 | 0 | 9500 | 0 | 0 | 0 | 0 | 0
2022-11-27 08:00 | 0.21738 | 0.33911 | 35871 | 7563.7088 | 633 | 35890.5885 | 3 | 6252.9578 | 0.6253 | 29637.6307 | 0 | 142960.9549 | 19 | 9500 | 1826.8567 | 199.6997 | 4316.6667 | 91222.8476 | 13816.6667 | 0 | 77406.1809 | 77406.1809 | 3247.0422 | 6252.9578 | 0 | 0 | 0 | 0 | 0
2022-11-27 09:00 | 0.38992 | 0.53385 | 35871 | 13567.2157 | 633 | 56501.4028 | 3 | 249.451 | 0.024945 | 56251.9518 | 0 | 172598.5856 | 19 | 9500 | 1826.8567 | 199.6997 | 4316.6667 | 91222.8476 | 13816.6667 | 0 | 77406.1809 | 77406.1809 | 9250.549 | 249.451 | 0 | 0 | 0 | 0 | 0
2022-11-27 10:00 | 0.52555 | 0.66794 | 35871 | 18286.4439 | 633 | 70693.1665 | 3 | 0 | 0 | 70693.1665 | 0 | 228850.5374 | 19 | 9500 | 1826.8567 | 199.6997 | 4316.6667 | 91222.8476 | 13816.6667 | 0 | 77406.1809 | 77406.1809 | 9500 | 0 | 0 | 0 | 0 | 0 | 0
2022-11-27 11:00 | 0.60303 | 0.74087 | 35871 | 20982.3505 | 633 | 78411.9027 | 3 | 0 | 0 | 78411.9027 | 0 | 299543.7039 | 19 | 9500 | 1826.8567 | 199.6997 | 4316.6667 | 91222.8476 | 13816.6667 | 0 | 77406.1809 | 77406.1809 | 9500 | 0 | 0 | 0 | 0 | 0 | 0
2022-11-27 12:00 | 0.58992 | 0.72213 | 35871 | 20526.1897 | 633 | 76428.5061 | 3 | 0 | 0 | 76428.5061 | 0 | 377955.6066 | 19 | 9500 | 1826.8567 | 199.6997 | 4316.6667 | 91222.8476 | 13816.6667 | 0 | 77406.1809 | 77406.1809 | 9500 | 0 | 0 | 0 | 0 | 0 | 0
2022-11-27 13:00 | 0.48912 | 0.27803 | 35871 | 17018.8668 | 633 | 29426.0279 | 3 | 0 | 0 | 29426.0279 | 0 | 454384.1127 | 19 | 9500 | 1826.8567 | 199.6997 | 4316.6667 | 91222.8476 | 13816.6667 | 0 | 77406.1809 | 77406.1809 | 9500 | 0 | 0 | 0 | 0 | 0 | 0
2022-11-27 14:00 | 0.3989 | 0.39577 | 35871 | 13879.6736 | 633 | 41887.347 | 3 | 0 | 0 | 41887.347 | 0 | 483810.1406 | 19 | 9500 | 1826.8567 | 199.6997 | 4316.6667 | 91222.8476 | 13816.6667 | 0 | 77406.1809 | 77406.1809 | 9500 | 0 | 0 | 0 | 0 | 0 | 0
2022-11-27 15:00 | 0.2468 | 0.27762 | 35871 | 8587.3739 | 633 | 29382.6345 | 3 | 5229.2928 | 0.52293 | 24153.3418 | 0 | 525697.4876 | 19 | 9500 | 1826.8567 | 199.6997 | 4316.6667 | 91222.8476 | 13816.6667 | 0 | 77406.1809 | 77406.1809 | 4270.7072 | 5229.2928 | 0 | 0 | 0 | 0 | 0
2022-11-27 16:00 | 0.08807 | 0.08619 | 35871 | 3064.3842 | 633 | 9122.1427 | 3 | 10752.2825 | 1.0752 | 0 | 1630.1397 | 549850.8294 | 19 | 9500 | 1826.8567 | 199.6997 | 4316.6667 | 91222.8476 | 13816.6667 | 0 | 77406.1809 | 77406.1809 | 0 | 9500 | 0 | 0 | 0 | 0 | 0
2022-11-27 17:00 | 0 | 0 | 35871 | 0 | 633 | 0 | 3 | 13816.6667 | 1.3817 | 0 | 13816.6667 | 548220.6896 | 19 | 9500 | 1826.8567 | 199.6997 | 4316.6667 | 91222.8476 | 13816.6667 | 0 | 77406.1809 | 77406.1809 | 0 | 9500 | 0 | 0 | 0 | 0 | 0
2022-11-27 18:00 | 0 | 0 | 35871 | 0 | 633 | 0 | 3 | 13816.6667 | 1.3817 | 0 | 13816.6667 | 534404.023 | 19 | 9500 | 1826.8567 | 199.6997 | 4316.6667 | 91222.8476 | 13816.6667 | 0 | 77406.1809 | 77406.1809 | 0 | 9500 | 0 | 0 | 0 | 0 | 0
2022-11-27 19:00 | 0 | 0 | 35871 | 0 | 633 | 0 | 3 | 13816.6667 | 1.3817 | 0 | 13816.6667 | 520587.3563 | 19 | 9500 | 1826.8567 | 199.6997 | 4316.6667 | 91222.8476 | 13816.6667 | 0 | 77406.1809 | 77406.1809 | 0 | 9500 | 0 | 0 | 0 | 0 | 0
2022-11-27 20:00 | 0 | 0 | 35871 | 0 | 633 | 0 | 3 | 13816.6667 | 1.3817 | 0 | 13816.6667 | 506770.6896 | 19 | 9500 | 1826.8567 | 199.6997 | 4316.6667 | 91222.8476 | 13816.6667 | 0 | 77406.1809 | 77406.1809 | 0 | 9500 | 0 | 0 | 0 | 0 | 0
2022-11-27 21:00 | 0 | 0 | 35871 | 0 | 633 | 0 | 3 | 13816.6667 | 1.3817 | 0 | 13816.6667 | 492954.023 | 19 | 9500 | 1826.8567 | 199.6997 | 4316.6667 | 91222.8476 | 13816.6667 | 0 | 77406.1809 | 77406.1809 | 0 | 9500 | 0 | 0 | 0 | 0 | 0
2022-11-27 22:00 | 0 | 0 | 35871 | 0 | 633 | 0 | 3 | 13816.6667 | 1.3817 | 0 | 13816.6667 | 479137.3563 | 19 | 9500 | 1826.8567 | 199.6997 | 4316.6667 | 91222.8476 | 13816.6667 | 0 | 77406.1809 | 77406.1809 | 0 | 9500 | 0 | 0 | 0 | 0 | 0
2022-11-27 23:00 | 0 | 0 | 35871 | 0 | 633 | 0 | 3 | 13816.6667 | 1.3817 | 0 | 13816.6667 | 465320.6896 | 19 | 9500 | 1826.8567 | 199.6997 | 4316.6667 | 91222.8476 | 13816.6667 | 0 | 77406.1809 | 77406.1809 | 0 | 9500 | 0 | 0 | 0 | 0 | 0
2022-11-28 | 0 | 0 | 35871 | 0 | 633 | 0 | 3 | 13791.6667 | 1.3792 | 0 | 13791.6667 | 451504.023 | 19 | 9500 | 1826.8567 | 199.6997 | 4291.6667 | 91197.8476 | 13791.6667 | 0 | 77406.1809 | 77406.1809 | 0 | 9500 | 0 | 0 | 0 | 0 | 0
2022-11-28 01:00 | 0 | 0 | 35871 | 0 | 633 | 0 | 3 | 13791.6667 | 1.3792 | 0 | 13791.6667 | 437712.3563 | 19 | 9500 | 1826.8567 | 199.6997 | 4291.6667 | 91197.8476 | 13791.6667 | 0 | 77406.1809 | 77406.1809 | 0 | 9500 | 0 | 0 | 0 | 0 | 0
2022-11-28 02:00 | 0 | 0 | 35871 | 0 | 633 | 0 | 3 | 13791.6667 | 1.3792 | 0 | 13791.6667 | 423920.6896 | 19 | 9500 | 1826.8567 | 199.6997 | 4291.6667 | 91197.8476 | 13791.6667 | 0 | 77406.1809 | 77406.1809 | 0 | 9500 | 0 | 0 | 0 | 0 | 0
2022-11-28 03:00 | 0 | 0 | 35871 | 0 | 633 | 0 | 3 | 13791.6667 | 1.3792 | 0 | 13791.6667 | 410129.023 | 19 | 9500 | 1826.8567 | 199.6997 | 4291.6667 | 91197.8476 | 13791.6667 | 0 | 77406.1809 | 77406.1809 | 0 | 9500 | 0 | 0 | 0 | 0 | 0
2022-11-28 04:00 | 0 | 0 | 35871 | 0 | 633 | 0 | 3 | 13791.6667 | 1.3792 | 0 | 13791.6667 | 396337.3563 | 19 | 9500 | 1826.8567 | 199.6997 | 4291.6667 | 91197.8476 | 13791.6667 | 0 | 77406.1809 | 77406.1809 | 0 | 9500 | 0 | 0 | 0 | 0 | 0
2022-11-28 05:00 | 0 | 0 | 35871 | 0 | 633 | 0 | 3 | 13791.6667 | 1.3792 | 0 | 13791.6667 | 382545.6896 | 19 | 9500 | 1826.8567 | 199.6997 | 4291.6667 | 91197.8476 | 13791.6667 | 0 | 77406.1809 | 77406.1809 | 0 | 9500 | 0 | 0 | 0 | 0 | 0
2022-11-28 06:00 | 0 | 0 | 35871 | 0 | 633 | 0 | 3 | 13791.6667 | 1.3792 | 0 | 13791.6667 | 368754.023 | 19 | 9500 | 1826.8567 | 199.6997 | 4291.6667 | 91197.8476 | 13791.6667 | 0 | 77406.1809 | 77406.1809 | 0 | 9500 | 0 | 0 | 0 | 0 | 0
2022-11-28 07:00 | 0.03635 | 0.00696 | 35871 | 1264.7935 | 633 | 736.6297 | 3 | 12526.8731 | 1.2527 | 0 | 11790.2434 | 354962.3563 | 19 | 9500 | 1826.8567 | 199.6997 | 4291.6667 | 91197.8476 | 13791.6667 | 0 | 77406.1809 | 77406.1809 | 0 | 9500 | 0 | 0 | 0 | 0 | 0
2022-11-28 08:00 | 0.16943 | 0.08789 | 35871 | 5895.2948 | 633 | 9302.0667 | 3 | 7896.3718 | 0.78964 | 1405.6948 | 0 | 343172.1129 | 19 | 9500 | 1826.8567 | 199.6997 | 4291.6667 | 91197.8476 | 13791.6667 | 0 | 77406.1809 | 77406.1809 | 1603.6282 | 7896.3718 | 0 | 0 | 0 | 0 | 0
2022-11-28 09:00 | 0.30195 | 0.19707 | 35871 | 10506.311 | 633 | 20857.4158 | 3 | 3285.3557 | 0.32854 | 17572.0602 | 0 | 344577.8077 | 19 | 9500 | 1826.8567 | 199.6997 | 4291.6667 | 91197.8476 | 13791.6667 | 0 | 77406.1809 | 77406.1809 | 6214.6443 | 3285.3557 | 0 | 0 | 0 | 0 | 0
2022-11-28 10:00 | 0.41858 | 0.34593 | 35871 | 14564.4367 | 633 | 36612.401 | 3 | 0 | 0 | 36612.401 | 0 | 362149.8678 | 19 | 9500 | 1826.8567 | 199.6997 | 4291.6667 | 91197.8476 | 13791.6667 | 0 | 77406.1809 | 77406.1809 | 9500 | 0 | 0 | 0 | 0 | 0 | 0
2022-11-28 11:00 | 0.42905 | 0.16711 | 35871 | 14928.739 | 633 | 17686.5213 | 3 | 0 | 0 | 17686.5213 | 0 | 398762.2688 | 19 | 9500 | 1826.8567 | 199.6997 | 4291.6667 | 91197.8476 | 13791.6667 | 0 | 77406.1809 | 77406.1809 | 9500 | 0 | 0 | 0 | 0 | 0 | 0
2022-11-28 12:00 | 0.45317 | 0.16321 | 35871 | 15767.9912 | 633 | 17273.7547 | 3 | 0 | 0 | 17273.7547 | 0 | 416448.7901 | 19 | 9500 | 1826.8567 | 199.6997 | 4291.6667 | 91197.8476 | 13791.6667 | 0 | 77406.1809 | 77406.1809 | 9500 | 0 | 0 | 0 | 0 | 0 | 0
2022-11-28 13:00 | 0.42367 | 0.26799 | 35871 | 14741.5426 | 633 | 28363.4184 | 3 | 0 | 0 | 28363.4184 | 0 | 433722.5448 | 19 | 9500 | 1826.8567 | 199.6997 | 4291.6667 | 91197.8476 | 13791.6667 | 0 | 77406.1809 | 77406.1809 | 9500 | 0 | 0 | 0 | 0 | 0 | 0
2022-11-28 14:00 | 0.3254 | 0.13973 | 35871 | 11322.2507 | 633 | 14788.6878 | 3 | 2469.416 | 0.24694 | 12319.2719 | 0 | 462085.9633 | 19 | 9500 | 1826.8567 | 199.6997 | 4291.6667 | 91197.8476 | 13791.6667 | 0 | 77406.1809 | 77406.1809 | 7030.584 | 2469.416 | 0 | 0 | 0 | 0 | 0
2022-11-28 15:00 | 0.2052 | 0.1096 | 35871 | 7139.9073 | 633 | 11599.801 | 3 | 6651.7593 | 0.66518 | 4948.0416 | 0 | 474405.2351 | 19 | 9500 | 1826.8567 | 199.6997 | 4291.6667 | 91197.8476 | 13791.6667 | 0 | 77406.1809 | 77406.1809 | 2848.2407 | 6651.7593 | 0 | 0 | 0 | 0 | 0
2022-11-28 16:00 | 0.08057 | 0.03154 | 35871 | 2803.4227 | 633 | 3338.1179 | 3 | 10988.244 | 1.0988 | 0 | 7650.1261 | 479353.2768 | 19 | 9500 | 1826.8567 | 199.6997 | 4291.6667 | 91197.8476 | 13791.6667 | 0 | 77406.1809 | 77406.1809 | 0 | 9500 | 0 | 0 | 0 | 0 | 0
2022-11-28 17:00 | 0 | 0 | 35871 | 0 | 633 | 0 | 3 | 13791.6667 | 1.3792 | 0 | 13791.6667 | 471703.1507 | 19 | 9500 | 1826.8567 | 199.6997 | 4291.6667 | 91197.8476 | 13791.6667 | 0 | 77406.1809 | 77406.1809 | 0 | 9500 | 0 | 0 | 0 | 0 | 0
2022-11-28 18:00 | 0 | 0 | 35871 | 0 | 633 | 0 | 3 | 13791.6667 | 1.3792 | 0 | 13791.6667 | 457911.484 | 19 | 9500 | 1826.8567 | 199.6997 | 4291.6667 | 91197.8476 | 13791.6667 | 0 | 77406.1809 | 77406.1809 | 0 | 9500 | 0 | 0 | 0 | 0 | 0
2022-11-28 19:00 | 0 | 0 | 35871 | 0 | 633 | 0 | 3 | 13791.6667 | 1.3792 | 0 | 13791.6667 | 444119.8173 | 19 | 9500 | 1826.8567 | 199.6997 | 4291.6667 | 91197.8476 | 13791.6667 | 0 | 77406.1809 | 77406.1809 | 0 | 9500 | 0 | 0 | 0 | 0 | 0
2022-11-28 20:00 | 0 | 0 | 35871 | 0 | 633 | 0 | 3 | 13791.6667 | 1.3792 | 0 | 13791.6667 | 430328.1507 | 19 | 9500 | 1826.8567 | 199.6997 | 4291.6667 | 91197.8476 | 13791.6667 | 0 | 77406.1809 | 77406.1809 | 0 | 9500 | 0 | 0 | 0 | 0 | 0
2022-11-28 21:00 | 0 | 0 | 35871 | 0 | 633 | 0 | 3 | 13791.6667 | 1.3792 | 0 | 13791.6667 | 416536.484 | 19 | 9500 | 1826.8567 | 199.6997 | 4291.6667 | 91197.8476 | 13791.6667 | 0 | 77406.1809 | 77406.1809 | 0 | 9500 | 0 | 0 | 0 | 0 | 0
2022-11-28 22:00 | 0 | 0 | 35871 | 0 | 633 | 0 | 3 | 13791.6667 | 1.3792 | 0 | 13791.6667 | 402744.8173 | 19 | 9500 | 1826.8567 | 199.6997 | 4291.6667 | 91197.8476 | 13791.6667 | 0 | 77406.1809 | 77406.1809 | 0 | 9500 | 0 | 0 | 0 | 0 | 0
2022-11-28 23:00 | 0 | 0 | 35871 | 0 | 633 | 0 | 3 | 13791.6667 | 1.3792 | 0 | 13791.6667 | 388953.1507 | 19 | 9500 | 1826.8567 | 199.6997 | 4291.6667 | 91197.8476 | 13791.6667 | 0 | 77406.1809 | 77406.1809 | 0 | 9500 | 0 | 0 | 0 | 0 | 0
2022-11-29 | 0 | 0 | 35871 | 0 | 633 | 0 | 3 | 13708.3333 | 1.3708 | 0 | 13708.3333 | 375161.484 | 19 | 9500 | 1826.8567 | 199.6997 | 4208.3333 | 91114.5142 | 13708.3333 | 0 | 77406.1809 | 77406.1809 | 0 | 9500 | 0 | 0 | 0 | 0 | 0
2022-11-29 01:00 | 0 | 0 | 35871 | 0 | 633 | 0 | 3 | 13708.3333 | 1.3708 | 0 | 13708.3333 | 361453.1507 | 19 | 9500 | 1826.8567 | 199.6997 | 4208.3333 | 91114.5142 | 13708.3333 | 0 | 77406.1809 | 77406.1809 | 0 | 9500 | 0 | 0 | 0 | 0 | 0
2022-11-29 02:00 | 0 | 0 | 35871 | 0 | 633 | 0 | 3 | 13708.3333 | 1.3708 | 0 | 13708.3333 | 347744.8173 | 19 | 9500 | 1826.8567 | 199.6997 | 4208.3333 | 91114.5142 | 13708.3333 | 0 | 77406.1809 | 77406.1809 | 0 | 9500 | 0 | 0 | 0 | 0 | 0
2022-11-29 03:00 | 0 | 0 | 35871 | 0 | 633 | 0 | 3 | 13708.3333 | 1.3708 | 0 | 13708.3333 | 334036.484 | 19 | 9500 | 1826.8567 | 199.6997 | 4208.3333 | 91114.5142 | 13708.3333 | 0 | 77406.1809 | 77406.1809 | 0 | 9500 | 0 | 0 | 0 | 0 | 0
2022-11-29 04:00 | 0 | 0 | 35871 | 0 | 633 | 0 | 3 | 13708.3333 | 1.3708 | 0 | 13708.3333 | 320328.1507 | 19 | 9500 | 1826.8567 | 199.6997 | 4208.3333 | 91114.5142 | 13708.3333 | 0 | 77406.1809 | 77406.1809 | 0 | 9500 | 0 | 0 | 0 | 0 | 0
2022-11-29 05:00 | 0 | 0 | 35871 | 0 | 633 | 0 | 3 | 13708.3333 | 1.3708 | 0 | 13708.3333 | 306619.8173 | 19 | 9500 | 1826.8567 | 199.6997 | 4208.3333 | 91114.5142 | 13708.3333 | 0 | 77406.1809 | 77406.1809 | 0 | 9500 | 0 | 0 | 0 | 0 | 0
2022-11-29 06:00 | 0 | 0 | 35871 | 0 | 633 | 0 | 3 | 13708.3333 | 1.3708 | 0 | 13708.3333 | 292911.484 | 19 | 9500 | 1826.8567 | 199.6997 | 4208.3333 | 91114.5142 | 13708.3333 | 0 | 77406.1809 | 77406.1809 | 0 | 9500 | 0 | 0 | 0 | 0 | 0
2022-11-29 07:00 | 0.02908 | 0.00915 | 35871 | 1011.8348 | 633 | 968.414 | 3 | 12696.4985 | 1.2696 | 0 | 11728.0845 | 279203.1507 | 19 | 9500 | 1826.8567 | 199.6997 | 4208.3333 | 91114.5142 | 13708.3333 | 0 | 77406.1809 | 77406.1809 | 0 | 9500 | 0 | 0 | 0 | 0 | 0
2022-11-29 08:00 | 0.12762 | 0.07385 | 35871 | 4440.5213 | 633 | 7816.1068 | 3 | 9267.812 | 0.92678 | 0 | 1451.7053 | 267475.0662 | 19 | 9500 | 1826.8567 | 199.6997 | 4208.3333 | 91114.5142 | 13708.3333 | 0 | 77406.1809 | 77406.1809 | 232.188 | 9267.812 | 0 | 0 | 0 | 0 | 0
2022-11-29 09:00 | 0.1828 | 0.07675 | 35871 | 6360.5022 | 633 | 8123.0358 | 3 | 7347.8311 | 0.73478 | 775.2047 | 0 | 266023.3609 | 19 | 9500 | 1826.8567 | 199.6997 | 4208.3333 | 91114.5142 | 13708.3333 | 0 | 77406.1809 | 77406.1809 | 2152.1689 | 7347.8311 | 0 | 0 | 0 | 0 | 0
2022-11-29 10:00 | 0.04755 | 0.01512 | 35871 | 1654.4961 | 633 | 1600.2645 | 3 | 12053.8373 | 1.2054 | 0 | 10453.5728 | 266798.5656 | 19 | 9500 | 1826.8567 | 199.6997 | 4208.3333 | 91114.5142 | 13708.3333 | 0 | 77406.1809 | 77406.1809 | 0 | 9500 | 0 | 0 | 0 | 0 | 0
2022-11-29 11:00 | 0.05133 | 0.02442 | 35871 | 1786.0207 | 633 | 2584.5542 | 3 | 11922.3127 | 1.1922 | 0 | 9337.7585 | 256344.9929 | 19 | 9500 | 1826.8567 | 199.6997 | 4208.3333 | 91114.5142 | 13708.3333 | 0 | 77406.1809 | 77406.1809 | 0 | 9500 | 0 | 0 | 0 | 0 | 0
2022-11-29 12:00 | 0.06138 | 0.02538 | 35871 | 2135.7091 | 633 | 2686.1583 | 3 | 11572.6242 | 1.1573 | 0 | 8886.4659 | 247007.2344 | 19 | 9500 | 1826.8567 | 199.6997 | 4208.3333 | 91114.5142 | 13708.3333 | 0 | 77406.1809 | 77406.1809 | 0 | 9500 | 0 | 0 | 0 | 0 | 0
2022-11-29 13:00 | 0.02905 | 0.00292 | 35871 | 1010.791 | 633 | 309.0458 | 3 | 12697.5424 | 1.2698 | 0 | 12388.4966 | 238120.7685 | 19 | 9500 | 1826.8567 | 199.6997 | 4208.3333 | 91114.5142 | 13708.3333 | 0 | 77406.1809 | 77406.1809 | 0 | 9500 | 0 | 0 | 0 | 0 | 0
2022-11-29 14:00 | 0.10912 | 0 | 35871 | 3796.8162 | 633 | 0 | 3 | 9911.5171 | 0.99115 | 0 | 9911.5171 | 225732.2719 | 19 | 9500 | 1826.8567 | 199.6997 | 4208.3333 | 91114.5142 | 13708.3333 | 0 | 77406.1809 | 77406.1809 | 0 | 9500 | 0 | 0 | 0 | 0 | 0
2022-11-29 15:00 | 0.07718 | 0 | 35871 | 2685.4681 | 633 | 0 | 3 | 11022.8653 | 1.1023 | 0 | 11022.8653 | 215820.7548 | 19 | 9500 | 1826.8567 | 199.6997 | 4208.3333 | 91114.5142 | 13708.3333 | 0 | 77406.1809 | 77406.1809 | 0 | 9500 | 0 | 0 | 0 | 0 | 0
2022-11-29 16:00 | 0.03383 | 0 | 35871 | 1177.1105 | 633 | 0 | 3 | 12531.2229 | 1.2531 | 0 | 12531.2229 | 204797.8895 | 19 | 9500 | 1826.8567 | 199.6997 | 4208.3333 | 91114.5142 | 13708.3333 | 0 | 77406.1809 | 77406.1809 | 0 | 9500 | 0 | 0 | 0 | 0 | 0
2022-11-29 17:00 | 0 | 0 | 35871 | 0 | 633 | 0 | 3 | 13708.3333 | 1.3708 | 0 | 13708.3333 | 192266.6667 | 19 | 9500 | 1826.8567 | 199.6997 | 4208.3333 | 91114.5142 | 13708.3333 | 0 | 77406.1809 | 77406.1809 | 0 | 9500 | 0 | 0 | 0 | 0 | 0
2022-11-29 18:00 | 0 | 0 | 35871 | 0 | 633 | 0 | 3 | 13708.3333 | 1.3708 | 0 | 13708.3333 | 178558.3333 | 19 | 9500 | 1826.8567 | 199.6997 | 4208.3333 | 91114.5142 | 13708.3333 | 0 | 77406.1809 | 77406.1809 | 0 | 9500 | 0 | 0 | 0 | 0 | 0
2022-11-29 19:00 | 0 | 0 | 35871 | 0 | 633 | 0 | 3 | 13708.3333 | 1.3708 | 0 | 13708.3333 | 164850 | 19 | 9500 | 1826.8567 | 199.6997 | 4208.3333 | 91114.5142 | 13708.3333 | 0 | 77406.1809 | 77406.1809 | 0 | 9500 | 0 | 0 | 0 | 0 | 0
2022-11-29 20:00 | 0 | 0 | 35871 | 0 | 633 | 0 | 3 | 13708.3333 | 1.3708 | 0 | 13708.3333 | 151141.6667 | 19 | 9500 | 1826.8567 | 199.6997 | 4208.3333 | 91114.5142 | 13708.3333 | 0 | 77406.1809 | 77406.1809 | 0 | 9500 | 0 | 0 | 0 | 0 | 0
2022-11-29 21:00 | 0 | 0 | 35871 | 0 | 633 | 0 | 3 | 13708.3333 | 1.3708 | 0 | 13708.3333 | 137433.3333 | 19 | 9500 | 1826.8567 | 199.6997 | 4208.3333 | 91114.5142 | 13708.3333 | 0 | 77406.1809 | 77406.1809 | 0 | 9500 | 0 | 0 | 0 | 0 | 0
2022-11-29 22:00 | 0 | 0 | 35871 | 0 | 633 | 0 | 3 | 13708.3333 | 1.3708 | 0 | 13708.3333 | 123725 | 19 | 9500 | 1826.8567 | 199.6997 | 4208.3333 | 91114.5142 | 13708.3333 | 0 | 77406.1809 | 77406.1809 | 0 | 9500 | 0 | 0 | 0 | 0 | 0
2022-11-29 23:00 | 0 | 0 | 35871 | 0 | 633 | 0 | 3 | 13708.3333 | 1.3708 | 0 | 13708.3333 | 110016.6667 | 19 | 9500 | 1826.8567 | 199.6997 | 4208.3333 | 91114.5142 | 13708.3333 | 0 | 77406.1809 | 77406.1809 | 0 | 9500 | 0 | 0 | 0 | 0 | 0
2022-11-30 | 0 | 0 | 35871 | 0 | 633 | 0 | 3 | 13758.3333 | 1.3758 | 0 | 13758.3333 | 96308.3333 | 19 | 9500 | 1826.8567 | 199.6997 | 4258.3333 | 91164.5142 | 13758.3333 | 0 | 77406.1809 | 77406.1809 | 0 | 9500 | 0 | 0 | 0 | 0 | 0
2022-11-30 01:00 | 0 | 0 | 35871 | 0 | 633 | 0 | 3 | 13758.3333 | 1.3758 | 0 | 13758.3333 | 82550 | 19 | 9500 | 1826.8567 | 199.6997 | 4258.3333 | 91164.5142 | 13758.3333 | 0 | 77406.1809 | 77406.1809 | 0 | 9500 | 0 | 0 | 0 | 0 | 0
2022-11-30 02:00 | 0 | 0 | 35871 | 0 | 633 | 0 | 3 | 13758.3333 | 1.3758 | 0 | 13758.3333 | 68791.6667 | 19 | 9500 | 1826.8567 | 199.6997 | 4258.3333 | 91164.5142 | 13758.3333 | 0 | 77406.1809 | 77406.1809 | 0 | 9500 | 0 | 0 | 0 | 0 | 0
2022-11-30 03:00 | 0 | 0 | 35871 | 0 | 633 | 0 | 3 | 13758.3333 | 1.3758 | 0 | 13758.3333 | 55033.3333 | 19 | 9500 | 1826.8567 | 199.6997 | 4258.3333 | 91164.5142 | 13758.3333 | 0 | 77406.1809 | 77406.1809 | 0 | 9500 | 0 | 0 | 0 | 0 | 0
2022-11-30 04:00 | 0 | 0 | 35871 | 0 | 633 | 0 | 3 | 13758.3333 | 1.3758 | 0 | 13758.3333 | 41275 | 19 | 9500 | 1826.8567 | 199.6997 | 4258.3333 | 91164.5142 | 13758.3333 | 0 | 77406.1809 | 77406.1809 | 0 | 9500 | 0 | 0 | 0 | 0 | 0
2022-11-30 05:00 | 0 | 0 | 35871 | 0 | 633 | 0 | 3 | 13758.3333 | 1.3758 | 0 | 13758.3333 | 27516.6667 | 19 | 9500 | 1826.8567 | 199.6997 | 4258.3333 | 91164.5142 | 13758.3333 | 0 | 77406.1809 | 77406.1809 | 0 | 9500 | 0 | 0 | 0 | 0 | 0
2022-11-30 06:00 | 0 | 0 | 35871 | 0 | 633 | 0 | 3 | 13758.3333 | 1.3758 | 0 | 13758.3333 | 13758.3333 | 19 | 9500 | 1826.8567 | 199.6997 | 4258.3333 | 91164.5142 | 13758.3333 | 0 | 77406.1809 | 77406.1809 | 0 | 9500 | 0 | 0 | 0 | 0 | 0
2022-11-30 07:00 | 0.03983 | 0.12186 | 35871 | 1385.8797 | 633 | 12897.3699 | 3 | 12372.4537 | 1.2372 | 0 | 0 | 0 | 19 | 9500 | 1826.8567 | 199.6997 | 4258.3333 | 91164.5142 | 13758.3333 | 0 | 77406.1809 | 77406.1809 | 0 | 9500 | 0 | 0 | 0 | 0 | 0
2022-11-30 08:00 | 0.20875 | 0.45962 | 35871 | 7263.4291 | 633 | 48645.0777 | 3 | 6494.9042 | 0.64949 | 0 | 0 | 0 | 19 | 9500 | 1826.8567 | 199.6997 | 4258.3333 | 91164.5142 | 13758.3333 | 0 | 77406.1809 | 77406.1809 | 3005.0958 | 6494.9042 | 0 | 0 | 0 | 0 | 0
2022-11-30 09:00 | 0.37433 | 0.61728 | 35871 | 13024.7637 | 633 | 65331.4337 | 3 | 733.5696 | 0.073357 | 30000 | 0 | 0 | 19 | 9500 | 1826.8567 | 199.6997 | 4258.3333 | 91164.5142 | 13758.3333 | 0 | 77406.1809 | 77406.1809 | 8766.4304 | 733.5696 | 0 | 0 | 0 | 0 | 0
2022-11-30 10:00 | 0.51095 | 0.67824 | 35871 | 17778.4388 | 633 | 71783.2938 | 3 | 30000 | 3 | 0 | 30000 | 30000 | 19 | 9500 | 1826.8567 | 199.6997 | 4258.3333 | 91164.5142 | 13758.3333 | 0 | 77406.1809 | 77406.1809 | 9500 | 0 | 0 | 0 | 0 | 30000 | 0
2022-11-30 11:00 | 0.61942 | 0.9031 | 35871 | 21552.6384 | 633 | 95581.9366 | 3 | 0 | 0 | 0 | 0 | 0 | 19 | 9500 | 1826.8567 | 199.6997 | 4258.3333 | 91164.5142 | 13758.3333 | 0 | 77406.1809 | 77406.1809 | 9500 | 0 | 0 | 0 | 0 | 0 | 0
2022-11-30 12:00 | 0.6231 | 0.84401 | 35871 | 21680.6835 | 633 | 89327.9928 | 3 | 0 | 0 | 0 | 0 | 0 | 19 | 9500 | 1826.8567 | 199.6997 | 4258.3333 | 91164.5142 | 13758.3333 | 0 | 77406.1809 | 77406.1809 | 9500 | 0 | 0 | 0 | 0 | 0 | 0
2022-11-30 13:00 | 0.56778 | 0.83434 | 35871 | 19755.8313 | 633 | 88304.5432 | 3 | 0 | 0 | 11203.8232 | 0 | 0 | 19 | 9500 | 1826.8567 | 199.6997 | 4258.3333 | 91164.5142 | 13758.3333 | 0 | 77406.1809 | 77406.1809 | 9500 | 0 | 0 | 0 | 0 | 0 | 0
2022-11-30 14:00 | 0.4537 | 0.7786 | 35871 | 15786.4325 | 633 | 82405.1554 | 3 | 0 | 0 | 82405.1554 | 0 | 11203.8232 | 19 | 9500 | 1826.8567 | 199.6997 | 4258.3333 | 91164.5142 | 13758.3333 | 0 | 77406.1809 | 77406.1809 | 9500 | 0 | 0 | 0 | 0 | 0 | 0
2022-11-30 15:00 | 0.28992 | 0.64968 | 35871 | 10087.7287 | 633 | 68760.572 | 3 | 3670.6046 | 0.36706 | 65089.9673 | 0 | 93608.9785 | 19 | 9500 | 1826.8567 | 199.6997 | 4258.3333 | 91164.5142 | 13758.3333 | 0 | 77406.1809 | 77406.1809 | 5829.3954 | 3670.6046 | 0 | 0 | 0 | 0 | 0
2022-11-30 16:00 | 0.1094 | 0.35828 | 35871 | 3806.5588 | 633 | 37919.4953 | 3 | 9951.7746 | 0.99518 | 27967.7208 | 0 | 158698.9459 | 19 | 9500 | 1826.8567 | 199.6997 | 4258.3333 | 91164.5142 | 13758.3333 | 0 | 77406.1809 | 77406.1809 | 0 | 9500 | 0 | 0 | 0 | 0 | 0
2022-11-30 17:00 | 0 | 0 | 35871 | 0 | 633 | 0 | 3 | 13758.3333 | 1.3758 | 0 | 13758.3333 | 186666.6667 | 19 | 9500 | 1826.8567 | 199.6997 | 4258.3333 | 91164.5142 | 13758.3333 | 0 | 77406.1809 | 77406.1809 | 0 | 9500 | 0 | 0 | 0 | 0 | 0
2022-11-30 18:00 | 0 | 0 | 35871 | 0 | 633 | 0 | 3 | 13758.3333 | 1.3758 | 0 | 13758.3333 | 172908.3333 | 19 | 9500 | 1826.8567 | 199.6997 | 4258.3333 | 91164.5142 | 13758.3333 | 0 | 77406.1809 | 77406.1809 | 0 | 9500 | 0 | 0 | 0 | 0 | 0
2022-11-30 19:00 | 0 | 0 | 35871 | 0 | 633 | 0 | 3 | 13758.3333 | 1.3758 | 0 | 13758.3333 | 159150 | 19 | 9500 | 1826.8567 | 199.6997 | 4258.3333 | 91164.5142 | 13758.3333 | 0 | 77406.1809 | 77406.1809 | 0 | 9500 | 0 | 0 | 0 | 0 | 0
2022-11-30 20:00 | 0 | 0 | 35871 | 0 | 633 | 0 | 3 | 13758.3333 | 1.3758 | 0 | 13758.3333 | 145391.6667 | 19 | 9500 | 1826.8567 | 199.6997 | 4258.3333 | 91164.5142 | 13758.3333 | 0 | 77406.1809 | 77406.1809 | 0 | 9500 | 0 | 0 | 0 | 0 | 0
2022-11-30 21:00 | 0 | 0 | 35871 | 0 | 633 | 0 | 3 | 13758.3333 | 1.3758 | 0 | 13758.3333 | 131633.3333 | 19 | 9500 | 1826.8567 | 199.6997 | 4258.3333 | 91164.5142 | 13758.3333 | 0 | 77406.1809 | 77406.1809 | 0 | 9500 | 0 | 0 | 0 | 0 | 0
2022-11-30 22:00 | 0 | 0 | 35871 | 0 | 633 | 0 | 3 | 13758.3333 | 1.3758 | 0 | 13758.3333 | 117875 | 19 | 9500 | 1826.8567 | 199.6997 | 4258.3333 | 91164.5142 | 13758.3333 | 0 | 77406.1809 | 77406.1809 | 0 | 9500 | 0 | 0 | 0 | 0 | 0
2022-11-30 23:00 | 0 | 0 | 35871 | 0 | 633 | 0 | 3 | 13758.3333 | 1.3758 | 0 | 13758.3333 | 104116.6667 | 19 | 9500 | 1826.8567 | 199.6997 | 4258.3333 | 91164.5142 | 13758.3333 | 0 | 77406.1809 | 77406.1809 | 0 | 9500 | 0 | 0 | 0 | 0 | 0
2022-12-01 | 0 | 0 | 35871 | 0 | 633 | 0 | 3 | 12908.3333 | 1.2908 | 0 | 12908.3333 | 90358.3333 | 19 | 9500 | 1577.148 | 199.6997 | 3408.3333 | 78435.518 | 12908.3333 | 0 | 65527.1847 | 65527.1847 | 0 | 9500 | 0 | 0 | 0 | 0 | 0
2022-12-01 01:00 | 0 | 0 | 35871 | 0 | 633 | 0 | 3 | 12908.3333 | 1.2908 | 0 | 12908.3333 | 77450 | 19 | 9500 | 1577.148 | 199.6997 | 3408.3333 | 78435.518 | 12908.3333 | 0 | 65527.1847 | 65527.1847 | 0 | 9500 | 0 | 0 | 0 | 0 | 0
2022-12-01 02:00 | 0 | 0 | 35871 | 0 | 633 | 0 | 3 | 12908.3333 | 1.2908 | 0 | 12908.3333 | 64541.6667 | 19 | 9500 | 1577.148 | 199.6997 | 3408.3333 | 78435.518 | 12908.3333 | 0 | 65527.1847 | 65527.1847 | 0 | 9500 | 0 | 0 | 0 | 0 | 0
2022-12-01 03:00 | 0 | 0 | 35871 | 0 | 633 | 0 | 3 | 12908.3333 | 1.2908 | 0 | 12908.3333 | 51633.3333 | 19 | 9500 | 1577.148 | 199.6997 | 3408.3333 | 78435.518 | 12908.3333 | 0 | 65527.1847 | 65527.1847 | 0 | 9500 | 0 | 0 | 0 | 0 | 0
2022-12-01 04:00 | 0 | 0 | 35871 | 0 | 633 | 0 | 3 | 12908.3333 | 1.2908 | 0 | 12908.3333 | 38725 | 19 | 9500 | 1577.148 | 199.6997 | 3408.3333 | 78435.518 | 12908.3333 | 0 | 65527.1847 | 65527.1847 | 0 | 9500 | 0 | 0 | 0 | 0 | 0
2022-12-01 05:00 | 0 | 0 | 35871 | 0 | 633 | 0 | 3 | 12908.3333 | 1.2908 | 0 | 12908.3333 | 25816.6667 | 19 | 9500 | 1577.148 | 199.6997 | 3408.3333 | 78435.518 | 12908.3333 | 0 | 65527.1847 | 65527.1847 | 0 | 9500 | 0 | 0 | 0 | 0 | 0
2022-12-01 06:00 | 0 | 0 | 35871 | 0 | 633 | 0 | 3 | 12908.3333 | 1.2908 | 0 | 12908.3333 | 12908.3333 | 19 | 9500 | 1577.148 | 199.6997 | 3408.3333 | 78435.518 | 12908.3333 | 0 | 65527.1847 | 65527.1847 | 0 | 9500 | 0 | 0 | 0 | 0 | 0
2022-12-01 07:00 | 0.04667 | 0.24152 | 35871 | 1623.8766 | 633 | 25561.8972 | 3 | 11284.4568 | 1.1284 | 0 | 0 | 0 | 19 | 9500 | 1577.148 | 199.6997 | 3408.3333 | 78435.518 | 12908.3333 | 0 | 65527.1847 | 65527.1847 | 0 | 9500 | 0 | 0 | 0 | 0 | 0
2022-12-01 08:00 | 0.23275 | 0.68524 | 35871 | 8098.506 | 633 | 72524.157 | 3 | 4809.8273 | 0.48098 | 30000 | 0 | 0 | 19 | 9500 | 1577.148 | 199.6997 | 3408.3333 | 78435.518 | 12908.3333 | 0 | 65527.1847 | 65527.1847 | 4690.1727 | 4809.8273 | 0 | 0 | 0 | 0 | 0
2022-12-01 09:00 | 0.4133 | 0.82551 | 35871 | 14380.7198 | 633 | 87369.9972 | 3 | 30000 | 3 | 0 | 30000 | 30000 | 19 | 9500 | 1577.148 | 199.6997 | 3408.3333 | 78435.518 | 12908.3333 | 0 | 65527.1847 | 65527.1847 | 9500 | 0 | 0 | 0 | 0 | 30000 | 0
2022-12-01 10:00 | 0.5505 | 0.90391 | 35871 | 19154.5759 | 633 | 95667.665 | 3 | 0 | 0 | 0 | 0 | 0 | 19 | 9500 | 1577.148 | 199.6997 | 3408.3333 | 78435.518 | 12908.3333 | 0 | 65527.1847 | 65527.1847 | 9500 | 0 | 0 | 0 | 0 | 0 | 0
2022-12-01 11:00 | 0.62903 | 0.94389 | 35871 | 21887.0171 | 633 | 99899.0523 | 3 | 0 | 0 | 0 | 0 | 0 | 19 | 9500 | 1577.148 | 199.6997 | 3408.3333 | 78435.518 | 12908.3333 | 0 | 65527.1847 | 65527.1847 | 9500 | 0 | 0 | 0 | 0 | 0 | 0
2022-12-01 12:00 | 0.63522 | 0.904 | 35871 | 22102.3973 | 633 | 95677.1904 | 3 | 0 | 0 | 54512.5552 | 0 | 0 | 19 | 9500 | 1577.148 | 199.6997 | 3408.3333 | 78435.518 | 12908.3333 | 0 | 65527.1847 | 65527.1847 | 9500 | 0 | 0 | 0 | 0 | 0 | 0
2022-12-01 13:00 | 0.58095 | 0.87565 | 35871 | 20214.0797 | 633 | 92676.6944 | 3 | 0 | 0 | 92676.6944 | 0 | 54512.5552 | 19 | 9500 | 1577.148 | 199.6997 | 3408.3333 | 78435.518 | 12908.3333 | 0 | 65527.1847 | 65527.1847 | 9500 | 0 | 0 | 0 | 0 | 0 | 0
2022-12-01 14:00 | 0.4643 | 0.82828 | 35871 | 16155.2581 | 633 | 87663.1673 | 3 | 0 | 0 | 87663.1673 | 0 | 147189.2496 | 19 | 9500 | 1577.148 | 199.6997 | 3408.3333 | 78435.518 | 12908.3333 | 0 | 65527.1847 | 65527.1847 | 9500 | 0 | 0 | 0 | 0 | 0 | 0
2022-12-01 15:00 | 0.2976 | 0.70636 | 35871 | 10354.9533 | 633 | 74759.4471 | 3 | 2553.38 | 0.25534 | 72206.0671 | 0 | 234852.417 | 19 | 9500 | 1577.148 | 199.6997 | 3408.3333 | 78435.518 | 12908.3333 | 0 | 65527.1847 | 65527.1847 | 6946.62 | 2553.38 | 0 | 0 | 0 | 0 | 0
2022-12-01 16:00 | 0.11207 | 0.38848 | 35871 | 3899.4611 | 633 | 41115.7908 | 3 | 9008.8723 | 0.90089 | 32106.9186 | 0 | 307058.4841 | 19 | 9500 | 1577.148 | 199.6997 | 3408.3333 | 78435.518 | 12908.3333 | 0 | 65527.1847 | 65527.1847 | 491.1277 | 9008.8723 | 0 | 0 | 0 | 0 | 0
2022-12-01 17:00 | 0 | 0 | 35871 | 0 | 633 | 0 | 3 | 12908.3333 | 1.2908 | 0 | 12908.3333 | 339165.4027 | 19 | 9500 | 1577.148 | 199.6997 | 3408.3333 | 78435.518 | 12908.3333 | 0 | 65527.1847 | 65527.1847 | 0 | 9500 | 0 | 0 | 0 | 0 | 0
2022-12-01 18:00 | 0 | 0 | 35871 | 0 | 633 | 0 | 3 | 12908.3333 | 1.2908 | 0 | 12908.3333 | 326257.0693 | 19 | 9500 | 1577.148 | 199.6997 | 3408.3333 | 78435.518 | 12908.3333 | 0 | 65527.1847 | 65527.1847 | 0 | 9500 | 0 | 0 | 0 | 0 | 0
2022-12-01 19:00 | 0 | 0 | 35871 | 0 | 633 | 0 | 3 | 12908.3333 | 1.2908 | 0 | 12908.3333 | 313348.736 | 19 | 9500 | 1577.148 | 199.6997 | 3408.3333 | 78435.518 | 12908.3333 | 0 | 65527.1847 | 65527.1847 | 0 | 9500 | 0 | 0 | 0 | 0 | 0
2022-12-01 20:00 | 0 | 0 | 35871 | 0 | 633 | 0 | 3 | 12908.3333 | 1.2908 | 0 | 12908.3333 | 300440.4027 | 19 | 9500 | 1577.148 | 199.6997 | 3408.3333 | 78435.518 | 12908.3333 | 0 | 65527.1847 | 65527.1847 | 0 | 9500 | 0 | 0 | 0 | 0 | 0
2022-12-01 21:00 | 0 | 0 | 35871 | 0 | 633 | 0 | 3 | 12908.3333 | 1.2908 | 0 | 12908.3333 | 287532.0693 | 19 | 9500 | 1577.148 | 199.6997 | 3408.3333 | 78435.518 | 12908.3333 | 0 | 65527.1847 | 65527.1847 | 0 | 9500 | 0 | 0 | 0 | 0 | 0
2022-12-01 22:00 | 0 | 0 | 35871 | 0 | 633 | 0 | 3 | 12908.3333 | 1.2908 | 0 | 12908.3333 | 274623.736 | 19 | 9500 | 1577.148 | 199.6997 | 3408.3333 | 78435.518 | 12908.3333 | 0 | 65527.1847 | 65527.1847 | 0 | 9500 | 0 | 0 | 0 | 0 | 0
2022-12-01 23:00 | 0 | 0 | 35871 | 0 | 633 | 0 | 3 | 12908.3333 | 1.2908 | 0 | 12908.3333 | 261715.4027 | 19 | 9500 | 1577.148 | 199.6997 | 3408.3333 | 78435.518 | 12908.3333 | 0 | 65527.1847 | 65527.1847 | 0 | 9500 | 0 | 0 | 0 | 0 | 0
2022-12-02 | 0 | 0 | 35871 | 0 | 633 | 0 | 3 | 13279.1667 | 1.3279 | 0 | 13279.1667 | 248807.0693 | 19 | 9500 | 1577.148 | 199.6997 | 3779.1667 | 78806.3513 | 13279.1667 | 0 | 65527.1847 | 65527.1847 | 0 | 9500 | 0 | 0 | 0 | 0 | 0
2022-12-02 01:00 | 0 | 0 | 35871 | 0 | 633 | 0 | 3 | 13279.1667 | 1.3279 | 0 | 13279.1667 | 235527.9027 | 19 | 9500 | 1577.148 | 199.6997 | 3779.1667 | 78806.3513 | 13279.1667 | 0 | 65527.1847 | 65527.1847 | 0 | 9500 | 0 | 0 | 0 | 0 | 0
2022-12-02 02:00 | 0 | 0 | 35871 | 0 | 633 | 0 | 3 | 13279.1667 | 1.3279 | 0 | 13279.1667 | 222248.736 | 19 | 9500 | 1577.148 | 199.6997 | 3779.1667 | 78806.3513 | 13279.1667 | 0 | 65527.1847 | 65527.1847 | 0 | 9500 | 0 | 0 | 0 | 0 | 0
2022-12-02 03:00 | 0 | 0 | 35871 | 0 | 633 | 0 | 3 | 13279.1667 | 1.3279 | 0 | 13279.1667 | 208969.5693 | 19 | 9500 | 1577.148 | 199.6997 | 3779.1667 | 78806.3513 | 13279.1667 | 0 | 65527.1847 | 65527.1847 | 0 | 9500 | 0 | 0 | 0 | 0 | 0
2022-12-02 04:00 | 0 | 0 | 35871 | 0 | 633 | 0 | 3 | 13279.1667 | 1.3279 | 0 | 13279.1667 | 195690.4027 | 19 | 9500 | 1577.148 | 199.6997 | 3779.1667 | 78806.3513 | 13279.1667 | 0 | 65527.1847 | 65527.1847 | 0 | 9500 | 0 | 0 | 0 | 0 | 0
2022-12-02 05:00 | 0 | 0 | 35871 | 0 | 633 | 0 | 3 | 13279.1667 | 1.3279 | 0 | 13279.1667 | 182411.236 | 19 | 9500 | 1577.148 | 199.6997 | 3779.1667 | 78806.3513 | 13279.1667 | 0 | 65527.1847 | 65527.1847 | 0 | 9500 | 0 | 0 | 0 | 0 | 0
2022-12-02 06:00 | 0 | 0 | 35871 | 0 | 633 | 0 | 3 | 13279.1667 | 1.3279 | 0 | 13279.1667 | 169132.0693 | 19 | 9500 | 1577.148 | 199.6997 | 3779.1667 | 78806.3513 | 13279.1667 | 0 | 65527.1847 | 65527.1847 | 0 | 9500 | 0 | 0 | 0 | 0 | 0
2022-12-02 07:00 | 0.04322 | 0.17994 | 35871 | 1503.8343 | 633 | 19044.4177 | 3 | 11775.3324 | 1.1775 | 7269.0854 | 0 | 155852.9027 | 19 | 9500 | 1577.148 | 199.6997 | 3779.1667 | 78806.3513 | 13279.1667 | 0 | 65527.1847 | 65527.1847 | 0 | 9500 | 0 | 0 | 0 | 0 | 0
2022-12-02 08:00 | 0.22418 | 0.59719 | 35871 | 7800.314 | 633 | 63205.1563 | 3 | 5478.8527 | 0.54789 | 57726.3036 | 0 | 163121.988 | 19 | 9500 | 1577.148 | 199.6997 | 3779.1667 | 78806.3513 | 13279.1667 | 0 | 65527.1847 | 65527.1847 | 4021.1473 | 5478.8527 | 0 | 0 | 0 | 0 | 0
2022-12-02 09:00 | 0.4024 | 0.76193 | 35871 | 14001.4557 | 633 | 80640.8426 | 3 | 0 | 0 | 80640.8426 | 0 | 220848.2917 | 19 | 9500 | 1577.148 | 199.6997 | 3779.1667 | 78806.3513 | 13279.1667 | 0 | 65527.1847 | 65527.1847 | 9500 | 0 | 0 | 0 | 0 | 0 | 0
2022-12-02 10:00 | 0.53945 | 0.84455 | 35871 | 18770.0926 | 633 | 89385.1451 | 3 | 0 | 0 | 89385.1451 | 0 | 301489.1342 | 19 | 9500 | 1577.148 | 199.6997 | 3779.1667 | 78806.3513 | 13279.1667 | 0 | 65527.1847 | 65527.1847 | 9500 | 0 | 0 | 0 | 0 | 0 | 0
2022-12-02 11:00 | 0.61417 | 0.85041 | 35871 | 21369.9653 | 633 | 90005.3534 | 3 | 0 | 0 | 90005.3534 | 0 | 390874.2793 | 19 | 9500 | 1577.148 | 199.6997 | 3779.1667 | 78806.3513 | 13279.1667 | 0 | 65527.1847 | 65527.1847 | 9500 | 0 | 0 | 0 | 0 | 0 | 0
2022-12-02 12:00 | 0.59505 | 0.68793 | 35871 | 20704.6874 | 633 | 72808.8602 | 3 | 0 | 0 | 72808.8602 | 0 | 480879.6327 | 19 | 9500 | 1577.148 | 199.6997 | 3779.1667 | 78806.3513 | 13279.1667 | 0 | 65527.1847 | 65527.1847 | 9500 | 0 | 0 | 0 | 0 | 0 | 0
2022-12-02 13:00 | 0.53508 | 0.6201 | 35871 | 18618.039 | 633 | 65629.8958 | 3 | 0 | 0 | 65629.8958 | 0 | 553688.4929 | 19 | 9500 | 1577.148 | 199.6997 | 3779.1667 | 78806.3513 | 13279.1667 | 0 | 65527.1847 | 65527.1847 | 9500 | 0 | 0 | 0 | 0 | 0 | 0
2022-12-02 14:00 | 0.42152 | 0.59201 | 35871 | 14666.7336 | 633 | 62656.9176 | 3 | 0 | 0 | 62656.9176 | 0 | 619318.3887 | 19 | 9500 | 1577.148 | 199.6997 | 3779.1667 | 78806.3513 | 13279.1667 | 0 | 65527.1847 | 65527.1847 | 9500 | 0 | 0 | 0 | 0 | 0 | 0
2022-12-02 15:00 | 0.25785 | 0.4571 | 35871 | 8971.8572 | 633 | 48378.367 | 3 | 4307.3094 | 0.43073 | 44071.0575 | 0 | 681975.3062 | 19 | 9500 | 1577.148 | 199.6997 | 3779.1667 | 78806.3513 | 13279.1667 | 0 | 65527.1847 | 65527.1847 | 5192.6906 | 4307.3094 | 0 | 0 | 0 | 0 | 0
2022-12-02 16:00 | 0.09243 | 0.20376 | 35871 | 3216.0898 | 633 | 21565.4694 | 3 | 10063.0768 | 1.0063 | 11502.3925 | 0 | 726046.3638 | 19 | 9500 | 1577.148 | 199.6997 | 3779.1667 | 78806.3513 | 13279.1667 | 0 | 65527.1847 | 65527.1847 | 0 | 9500 | 0 | 0 | 0 | 0 | 0
2022-12-02 17:00 | 0 | 0 | 35871 | 0 | 633 | 0 | 3 | 13279.1667 | 1.3279 | 0 | 13279.1667 | 737548.7563 | 19 | 9500 | 1577.148 | 199.6997 | 3779.1667 | 78806.3513 | 13279.1667 | 0 | 65527.1847 | 65527.1847 | 0 | 9500 | 0 | 0 | 0 | 0 | 0
2022-12-02 18:00 | 0 | 0 | 35871 | 0 | 633 | 0 | 3 | 13279.1667 | 1.3279 | 0 | 13279.1667 | 724269.5896 | 19 | 9500 | 1577.148 | 199.6997 | 3779.1667 | 78806.3513 | 13279.1667 | 0 | 65527.1847 | 65527.1847 | 0 | 9500 | 0 | 0 | 0 | 0 | 0
2022-12-02 19:00 | 0 | 0 | 35871 | 0 | 633 | 0 | 3 | 13279.1667 | 1.3279 | 0 | 13279.1667 | 710990.423 | 19 | 9500 | 1577.148 | 199.6997 | 3779.1667 | 78806.3513 | 13279.1667 | 0 | 65527.1847 | 65527.1847 | 0 | 9500 | 0 | 0 | 0 | 0 | 0
2022-12-02 20:00 | 0 | 0 | 35871 | 0 | 633 | 0 | 3 | 13279.1667 | 1.3279 | 0 | 13279.1667 | 697711.2563 | 19 | 9500 | 1577.148 | 199.6997 | 3779.1667 | 78806.3513 | 13279.1667 | 0 | 65527.1847 | 65527.1847 | 0 | 9500 | 0 | 0 | 0 | 0 | 0
2022-12-02 21:00 | 0 | 0 | 35871 | 0 | 633 | 0 | 3 | 13279.1667 | 1.3279 | 0 | 13279.1667 | 684432.0896 | 19 | 9500 | 1577.148 | 199.6997 | 3779.1667 | 78806.3513 | 13279.1667 | 0 | 65527.1847 | 65527.1847 | 0 | 9500 | 0 | 0 | 0 | 0 | 0
2022-12-02 22:00 | 0 | 0 | 35871 | 0 | 633 | 0 | 3 | 13279.1667 | 1.3279 | 0 | 13279.1667 | 671152.923 | 19 | 9500 | 1577.148 | 199.6997 | 3779.1667 | 78806.3513 | 13279.1667 | 0 | 65527.1847 | 65527.1847 | 0 | 9500 | 0 | 0 | 0 | 0 | 0
2022-12-02 23:00 | 0 | 0 | 35871 | 0 | 633 | 0 | 3 | 13279.1667 | 1.3279 | 0 | 13279.1667 | 657873.7563 | 19 | 9500 | 1577.148 | 199.6997 | 3779.1667 | 78806.3513 | 13279.1667 | 0 | 65527.1847 | 65527.1847 | 0 | 9500 | 0 | 0 | 0 | 0 | 0
2022-12-03 | 0 | 0 | 35871 | 0 | 633 | 0 | 3 | 13875 | 1.3875 | 0 | 13875 | 644594.5896 | 19 | 9500 | 1577.148 | 199.6997 | 4375 | 79402.1847 | 13875 | 0 | 65527.1847 | 65527.1847 | 0 | 9500 | 0 | 0 | 0 | 0 | 0
2022-12-03 01:00 | 0 | 0 | 35871 | 0 | 633 | 0 | 3 | 13875 | 1.3875 | 0 | 13875 | 630719.5896 | 19 | 9500 | 1577.148 | 199.6997 | 4375 | 79402.1847 | 13875 | 0 | 65527.1847 | 65527.1847 | 0 | 9500 | 0 | 0 | 0 | 0 | 0
2022-12-03 02:00 | 0 | 0 | 35871 | 0 | 633 | 0 | 3 | 13875 | 1.3875 | 0 | 13875 | 616844.5896 | 19 | 9500 | 1577.148 | 199.6997 | 4375 | 79402.1847 | 13875 | 0 | 65527.1847 | 65527.1847 | 0 | 9500 | 0 | 0 | 0 | 0 | 0
2022-12-03 03:00 | 0 | 0 | 35871 | 0 | 633 | 0 | 3 | 13875 | 1.3875 | 0 | 13875 | 602969.5896 | 19 | 9500 | 1577.148 | 199.6997 | 4375 | 79402.1847 | 13875 | 0 | 65527.1847 | 65527.1847 | 0 | 9500 | 0 | 0 | 0 | 0 | 0
2022-12-03 04:00 | 0 | 0 | 35871 | 0 | 633 | 0 | 3 | 13875 | 1.3875 | 0 | 13875 | 589094.5896 | 19 | 9500 | 1577.148 | 199.6997 | 4375 | 79402.1847 | 13875 | 0 | 65527.1847 | 65527.1847 | 0 | 9500 | 0 | 0 | 0 | 0 | 0
2022-12-03 05:00 | 0 | 0 | 35871 | 0 | 633 | 0 | 3 | 13875 | 1.3875 | 0 | 13875 | 575219.5896 | 19 | 9500 | 1577.148 | 199.6997 | 4375 | 79402.1847 | 13875 | 0 | 65527.1847 | 65527.1847 | 0 | 9500 | 0 | 0 | 0 | 0 | 0
2022-12-03 06:00 | 0 | 0 | 35871 | 0 | 633 | 0 | 3 | 13875 | 1.3875 | 0 | 13875 | 561344.5896 | 19 | 9500 | 1577.148 | 199.6997 | 4375 | 79402.1847 | 13875 | 0 | 65527.1847 | 65527.1847 | 0 | 9500 | 0 | 0 | 0 | 0 | 0
2022-12-03 07:00 | 0.03127 | 0.03574 | 35871 | 1088.0356 | 633 | 3782.6358 | 3 | 12786.9644 | 1.2787 | 4.5475e-12 | 9004.3286 | 547469.5896 | 19 | 9500 | 1577.148 | 199.6997 | 4375 | 79402.1847 | 13875 | 0 | 65527.1847 | 65527.1847 | 0 | 9500 | 0 | 0 | 0 | 0 | 0
2022-12-03 08:00 | 0.17465 | 0.21071 | 35871 | 6076.924 | 633 | 22301.0407 | 3 | 7798.076 | 0.77981 | 14502.9647 | 0 | 538465.261 | 19 | 9500 | 1577.148 | 199.6997 | 4375 | 79402.1847 | 13875 | 0 | 65527.1847 | 65527.1847 | 1701.924 | 7798.076 | 0 | 0 | 0 | 0 | 0
2022-12-03 09:00 | 0.3225 | 0.25991 | 35871 | 11221.3456 | 633 | 27508.2506 | 3 | 2653.6544 | 0.26537 | 24854.5962 | 0 | 552968.2258 | 19 | 9500 | 1577.148 | 199.6997 | 4375 | 79402.1847 | 13875 | 0 | 65527.1847 | 65527.1847 | 6846.3456 | 2653.6544 | 0 | 0 | 0 | 0 | 0
2022-12-03 10:00 | 0.44533 | 0.37249 | 35871 | 15495.1995 | 633 | 39423.4476 | 3 | 0 | 0 | 39423.4476 | 0 | 577822.822 | 19 | 9500 | 1577.148 | 199.6997 | 4375 | 79402.1847 | 13875 | 0 | 65527.1847 | 65527.1847 | 9500 | 0 | 0 | 0 | 0 | 0 | 0
2022-12-03 11:00 | 0.49333 | 0.25392 | 35871 | 17165.3532 | 633 | 26874.2834 | 3 | 0 | 0 | 26874.2834 | 0 | 617246.2696 | 19 | 9500 | 1577.148 | 199.6997 | 4375 | 79402.1847 | 13875 | 0 | 65527.1847 | 65527.1847 | 9500 | 0 | 0 | 0 | 0 | 0 | 0
2022-12-03 12:00 | 0.51508 | 0.29572 | 35871 | 17922.1416 | 633 | 31298.2951 | 3 | 0 | 0 | 31298.2951 | 0 | 644120.553 | 19 | 9500 | 1577.148 | 199.6997 | 4375 | 79402.1847 | 13875 | 0 | 65527.1847 | 65527.1847 | 9500 | 0 | 0 | 0 | 0 | 0 | 0
2022-12-03 13:00 | 0.41412 | 0.18129 | 35871 | 14409.2516 | 633 | 19187.2985 | 3 | 0 | 0 | 19187.2985 | 0 | 675418.8481 | 19 | 9500 | 1577.148 | 199.6997 | 4375 | 79402.1847 | 13875 | 0 | 65527.1847 | 65527.1847 | 9500 | 0 | 0 | 0 | 0 | 0 | 0
2022-12-03 14:00 | 0.33148 | 0.18384 | 35871 | 11533.8035 | 633 | 19457.1844 | 3 | 2341.1965 | 0.23412 | 17115.9879 | 0 | 694606.1466 | 19 | 9500 | 1577.148 | 199.6997 | 4375 | 79402.1847 | 13875 | 0 | 65527.1847 | 65527.1847 | 7158.8035 | 2341.1965 | 0 | 0 | 0 | 0 | 0
2022-12-03 15:00 | 0.21612 | 0.19144 | 35871 | 7519.8673 | 633 | 20261.5501 | 3 | 6355.1327 | 0.63551 | 13906.4174 | 0 | 711722.1345 | 19 | 9500 | 1577.148 | 199.6997 | 4375 | 79402.1847 | 13875 | 0 | 65527.1847 | 65527.1847 | 3144.8673 | 6355.1327 | 0 | 0 | 0 | 0 | 0
2022-12-03 16:00 | 0.08245 | 0.09926 | 35871 | 2868.837 | 633 | 10505.4402 | 3 | 11006.163 | 1.1006 | 0 | 500.7228 | 725628.5519 | 19 | 9500 | 1577.148 | 199.6997 | 4375 | 79402.1847 | 13875 | 0 | 65527.1847 | 65527.1847 | 0 | 9500 | 0 | 0 | 0 | 0 | 0
2022-12-03 17:00 | 0 | 0 | 35871 | 0 | 633 | 0 | 3 | 13875 | 1.3875 | 0 | 13875 | 725127.8291 | 19 | 9500 | 1577.148 | 199.6997 | 4375 | 79402.1847 | 13875 | 0 | 65527.1847 | 65527.1847 | 0 | 9500 | 0 | 0 | 0 | 0 | 0
2022-12-03 18:00 | 0 | 0 | 35871 | 0 | 633 | 0 | 3 | 13875 | 1.3875 | 0 | 13875 | 711252.8291 | 19 | 9500 | 1577.148 | 199.6997 | 4375 | 79402.1847 | 13875 | 0 | 65527.1847 | 65527.1847 | 0 | 9500 | 0 | 0 | 0 | 0 | 0
2022-12-03 19:00 | 0 | 0 | 35871 | 0 | 633 | 0 | 3 | 13875 | 1.3875 | 0 | 13875 | 697377.8291 | 19 | 9500 | 1577.148 | 199.6997 | 4375 | 79402.1847 | 13875 | 0 | 65527.1847 | 65527.1847 | 0 | 9500 | 0 | 0 | 0 | 0 | 0
2022-12-03 20:00 | 0 | 0 | 35871 | 0 | 633 | 0 | 3 | 13875 | 1.3875 | 0 | 13875 | 683502.8291 | 19 | 9500 | 1577.148 | 199.6997 | 4375 | 79402.1847 | 13875 | 0 | 65527.1847 | 65527.1847 | 0 | 9500 | 0 | 0 | 0 | 0 | 0
2022-12-03 21:00 | 0 | 0 | 35871 | 0 | 633 | 0 | 3 | 13875 | 1.3875 | 0 | 13875 | 669627.8291 | 19 | 9500 | 1577.148 | 199.6997 | 4375 | 79402.1847 | 13875 | 0 | 65527.1847 | 65527.1847 | 0 | 9500 | 0 | 0 | 0 | 0 | 0
2022-12-03 22:00 | 0 | 0 | 35871 | 0 | 633 | 0 | 3 | 13875 | 1.3875 | 0 | 13875 | 655752.8291 | 19 | 9500 | 1577.148 | 199.6997 | 4375 | 79402.1847 | 13875 | 0 | 65527.1847 | 65527.1847 | 0 | 9500 | 0 | 0 | 0 | 0 | 0
2022-12-03 23:00 | 0 | 0 | 35871 | 0 | 633 | 0 | 3 | 13875 | 1.3875 | 0 | 13875 | 641877.8291 | 19 | 9500 | 1577.148 | 199.6997 | 4375 | 79402.1847 | 13875 | 0 | 65527.1847 | 65527.1847 | 0 | 9500 | 0 | 0 | 0 | 0 | 0
2022-12-04 | 0 | 0 | 35871 | 0 | 633 | 0 | 3 | 13166.6667 | 1.3167 | 0 | 13166.6667 | 628002.8291 | 19 | 9500 | 1577.148 | 199.6997 | 3666.6667 | 78693.8513 | 13166.6667 | 0 | 65527.1847 | 65527.1847 | 0 | 9500 | 0 | 0 | 0 | 0 | 0
2022-12-04 01:00 | 0 | 0 | 35871 | 0 | 633 | 0 | 3 | 13166.6667 | 1.3167 | 0 | 13166.6667 | 614836.1624 | 19 | 9500 | 1577.148 | 199.6997 | 3666.6667 | 78693.8513 | 13166.6667 | 0 | 65527.1847 | 65527.1847 | 0 | 9500 | 0 | 0 | 0 | 0 | 0
2022-12-04 02:00 | 0 | 0 | 35871 | 0 | 633 | 0 | 3 | 13166.6667 | 1.3167 | 0 | 13166.6667 | 601669.4958 | 19 | 9500 | 1577.148 | 199.6997 | 3666.6667 | 78693.8513 | 13166.6667 | 0 | 65527.1847 | 65527.1847 | 0 | 9500 | 0 | 0 | 0 | 0 | 0
2022-12-04 03:00 | 0 | 0 | 35871 | 0 | 633 | 0 | 3 | 13166.6667 | 1.3167 | 0 | 13166.6667 | 588502.8291 | 19 | 9500 | 1577.148 | 199.6997 | 3666.6667 | 78693.8513 | 13166.6667 | 0 | 65527.1847 | 65527.1847 | 0 | 9500 | 0 | 0 | 0 | 0 | 0
2022-12-04 04:00 | 0 | 0 | 35871 | 0 | 633 | 0 | 3 | 13166.6667 | 1.3167 | 0 | 13166.6667 | 575336.1624 | 19 | 9500 | 1577.148 | 199.6997 | 3666.6667 | 78693.8513 | 13166.6667 | 0 | 65527.1847 | 65527.1847 | 0 | 9500 | 0 | 0 | 0 | 0 | 0
2022-12-04 05:00 | 0 | 0 | 35871 | 0 | 633 | 0 | 3 | 13166.6667 | 1.3167 | 0 | 13166.6667 | 562169.4958 | 19 | 9500 | 1577.148 | 199.6997 | 3666.6667 | 78693.8513 | 13166.6667 | 0 | 65527.1847 | 65527.1847 | 0 | 9500 | 0 | 0 | 0 | 0 | 0
2022-12-04 06:00 | 0 | 0 | 35871 | 0 | 633 | 0 | 3 | 13166.6667 | 1.3167 | 0 | 13166.6667 | 549002.8291 | 19 | 9500 | 1577.148 | 199.6997 | 3666.6667 | 78693.8513 | 13166.6667 | 0 | 65527.1847 | 65527.1847 | 0 | 9500 | 0 | 0 | 0 | 0 | 0
2022-12-04 07:00 | 0.02505 | 0.00486 | 35871 | 871.6115 | 633 | 514.3707 | 3 | 12295.0552 | 1.2295 | 0 | 11780.6844 | 535836.1624 | 19 | 9500 | 1577.148 | 199.6997 | 3666.6667 | 78693.8513 | 13166.6667 | 0 | 65527.1847 | 65527.1847 | 0 | 9500 | 0 | 0 | 0 | 0 | 0
2022-12-04 08:00 | 0.1447 | 0.08487 | 35871 | 5034.8177 | 633 | 8982.4371 | 3 | 8131.849 | 0.81318 | 850.5881 | 0 | 524055.478 | 19 | 9500 | 1577.148 | 199.6997 | 3666.6667 | 78693.8513 | 13166.6667 | 0 | 65527.1847 | 65527.1847 | 1368.151 | 8131.849 | 0 | 0 | 0 | 0 | 0
2022-12-04 09:00 | 0.28423 | 0.17434 | 35871 | 9889.7459 | 633 | 18451.7272 | 3 | 3276.9208 | 0.32769 | 15174.8064 | 0 | 524906.0661 | 19 | 9500 | 1577.148 | 199.6997 | 3666.6667 | 78693.8513 | 13166.6667 | 0 | 65527.1847 | 65527.1847 | 6223.0792 | 3276.9208 | 0 | 0 | 0 | 0 | 0
2022-12-04 10:00 | 0.41033 | 0.34459 | 35871 | 14277.379 | 633 | 36470.5786 | 3 | 0 | 0 | 36470.5786 | 0 | 540080.8726 | 19 | 9500 | 1577.148 | 199.6997 | 3666.6667 | 78693.8513 | 13166.6667 | 0 | 65527.1847 | 65527.1847 | 9500 | 0 | 0 | 0 | 0 | 0 | 0
2022-12-04 11:00 | 0.4697 | 0.2679 | 35871 | 16343.1504 | 633 | 28353.893 | 3 | 0 | 0 | 28353.893 | 0 | 576551.4511 | 19 | 9500 | 1577.148 | 199.6997 | 3666.6667 | 78693.8513 | 13166.6667 | 0 | 65527.1847 | 65527.1847 | 9500 | 0 | 0 | 0 | 0 | 0 | 0
2022-12-04 12:00 | 0.507 | 0.33198 | 35871 | 17640.9991 | 633 | 35135.9664 | 3 | 0 | 0 | 35135.9664 | 0 | 604905.3442 | 19 | 9500 | 1577.148 | 199.6997 | 3666.6667 | 78693.8513 | 13166.6667 | 0 | 65527.1847 | 65527.1847 | 9500 | 0 | 0 | 0 | 0 | 0 | 0
2022-12-04 13:00 | 0.3583 | 0.36251 | 35871 | 12467.0019 | 633 | 38367.1884 | 3 | 699.6647 | 0.069966 | 37667.5236 | 0 | 640041.3106 | 19 | 9500 | 1577.148 | 199.6997 | 3666.6667 | 78693.8513 | 13166.6667 | 0 | 65527.1847 | 65527.1847 | 8800.3353 | 699.6647 | 0 | 0 | 0 | 0 | 0
2022-12-04 14:00 | 0.30415 | 0.29577 | 35871 | 10582.8597 | 633 | 31303.587 | 3 | 2583.807 | 0.25838 | 28719.78 | 0 | 677708.8343 | 19 | 9500 | 1577.148 | 199.6997 | 3666.6667 | 78693.8513 | 13166.6667 | 0 | 65527.1847 | 65527.1847 | 6916.193 | 2583.807 | 0 | 0 | 0 | 0 | 0
2022-12-04 15:00 | 0.19748 | 0.21943 | 35871 | 6871.2909 | 633 | 23223.9446 | 3 | 6295.3757 | 0.62954 | 16928.5688 | 0 | 706428.6143 | 19 | 9500 | 1577.148 | 199.6997 | 3666.6667 | 78693.8513 | 13166.6667 | 0 | 65527.1847 | 65527.1847 | 3204.6243 | 6295.3757 | 0 | 0 | 0 | 0 | 0
2022-12-04 16:00 | 0.07712 | 0.07955 | 35871 | 2683.3804 | 633 | 8419.3811 | 3 | 10483.2863 | 1.0483 | 0 | 2063.9052 | 723357.1831 | 19 | 9500 | 1577.148 | 199.6997 | 3666.6667 | 78693.8513 | 13166.6667 | 0 | 65527.1847 | 65527.1847 | 0 | 9500 | 0 | 0 | 0 | 0 | 0
2022-12-04 17:00 | 0 | 0 | 35871 | 0 | 633 | 0 | 3 | 13166.6667 | 1.3167 | 0 | 13166.6667 | 721293.2779 | 19 | 9500 | 1577.148 | 199.6997 | 3666.6667 | 78693.8513 | 13166.6667 | 0 | 65527.1847 | 65527.1847 | 0 | 9500 | 0 | 0 | 0 | 0 | 0
2022-12-04 18:00 | 0 | 0 | 35871 | 0 | 633 | 0 | 3 | 13166.6667 | 1.3167 | 0 | 13166.6667 | 708126.6112 | 19 | 9500 | 1577.148 | 199.6997 | 3666.6667 | 78693.8513 | 13166.6667 | 0 | 65527.1847 | 65527.1847 | 0 | 9500 | 0 | 0 | 0 | 0 | 0
2022-12-04 19:00 | 0 | 0 | 35871 | 0 | 633 | 0 | 3 | 13166.6667 | 1.3167 | 0 | 13166.6667 | 694959.9445 | 19 | 9500 | 1577.148 | 199.6997 | 3666.6667 | 78693.8513 | 13166.6667 | 0 | 65527.1847 | 65527.1847 | 0 | 9500 | 0 | 0 | 0 | 0 | 0
2022-12-04 20:00 | 0 | 0 | 35871 | 0 | 633 | 0 | 3 | 13166.6667 | 1.3167 | 0 | 13166.6667 | 681793.2779 | 19 | 9500 | 1577.148 | 199.6997 | 3666.6667 | 78693.8513 | 13166.6667 | 0 | 65527.1847 | 65527.1847 | 0 | 9500 | 0 | 0 | 0 | 0 | 0
2022-12-04 21:00 | 0 | 0 | 35871 | 0 | 633 | 0 | 3 | 13166.6667 | 1.3167 | 0 | 13166.6667 | 668626.6112 | 19 | 9500 | 1577.148 | 199.6997 | 3666.6667 | 78693.8513 | 13166.6667 | 0 | 65527.1847 | 65527.1847 | 0 | 9500 | 0 | 0 | 0 | 0 | 0
2022-12-04 22:00 | 0 | 0 | 35871 | 0 | 633 | 0 | 3 | 13166.6667 | 1.3167 | 0 | 13166.6667 | 655459.9445 | 19 | 9500 | 1577.148 | 199.6997 | 3666.6667 | 78693.8513 | 13166.6667 | 0 | 65527.1847 | 65527.1847 | 0 | 9500 | 0 | 0 | 0 | 0 | 0
2022-12-04 23:00 | 0 | 0 | 35871 | 0 | 633 | 0 | 3 | 13166.6667 | 1.3167 | 0 | 13166.6667 | 642293.2779 | 19 | 9500 | 1577.148 | 199.6997 | 3666.6667 | 78693.8513 | 13166.6667 | 0 | 65527.1847 | 65527.1847 | 0 | 9500 | 0 | 0 | 0 | 0 | 0
2022-12-05 | 0 | 0 | 35871 | 0 | 633 | 0 | 3 | 13766.6667 | 1.3767 | 0 | 13766.6667 | 629126.6112 | 19 | 9500 | 1577.148 | 199.6997 | 4266.6667 | 79293.8513 | 13766.6667 | 0 | 65527.1847 | 65527.1847 | 0 | 9500 | 0 | 0 | 0 | 0 | 0
2022-12-05 01:00 | 0 | 0 | 35871 | 0 | 633 | 0 | 3 | 13766.6667 | 1.3767 | 0 | 13766.6667 | 615359.9445 | 19 | 9500 | 1577.148 | 199.6997 | 4266.6667 | 79293.8513 | 13766.6667 | 0 | 65527.1847 | 65527.1847 | 0 | 9500 | 0 | 0 | 0 | 0 | 0
2022-12-05 02:00 | 0 | 0 | 35871 | 0 | 633 | 0 | 3 | 13766.6667 | 1.3767 | 0 | 13766.6667 | 601593.2779 | 19 | 9500 | 1577.148 | 199.6997 | 4266.6667 | 79293.8513 | 13766.6667 | 0 | 65527.1847 | 65527.1847 | 0 | 9500 | 0 | 0 | 0 | 0 | 0
2022-12-05 03:00 | 0 | 0 | 35871 | 0 | 633 | 0 | 3 | 13766.6667 | 1.3767 | 0 | 13766.6667 | 587826.6112 | 19 | 9500 | 1577.148 | 199.6997 | 4266.6667 | 79293.8513 | 13766.6667 | 0 | 65527.1847 | 65527.1847 | 0 | 9500 | 0 | 0 | 0 | 0 | 0
2022-12-05 04:00 | 0 | 0 | 35871 | 0 | 633 | 0 | 3 | 13766.6667 | 1.3767 | 0 | 13766.6667 | 574059.9445 | 19 | 9500 | 1577.148 | 199.6997 | 4266.6667 | 79293.8513 | 13766.6667 | 0 | 65527.1847 | 65527.1847 | 0 | 9500 | 0 | 0 | 0 | 0 | 0
2022-12-05 05:00 | 0 | 0 | 35871 | 0 | 633 | 0 | 3 | 13766.6667 | 1.3767 | 0 | 13766.6667 | 560293.2779 | 19 | 9500 | 1577.148 | 199.6997 | 4266.6667 | 79293.8513 | 13766.6667 | 0 | 65527.1847 | 65527.1847 | 0 | 9500 | 0 | 0 | 0 | 0 | 0
2022-12-05 06:00 | 0 | 0 | 35871 | 0 | 633 | 0 | 3 | 13766.6667 | 1.3767 | 0 | 13766.6667 | 546526.6112 | 19 | 9500 | 1577.148 | 199.6997 | 4266.6667 | 79293.8513 | 13766.6667 | 0 | 65527.1847 | 65527.1847 | 0 | 9500 | 0 | 0 | 0 | 0 | 0
2022-12-05 07:00 | 0.02585 | 0.03291 | 35871 | 899.4474 | 633 | 3483.1154 | 3 | 12867.2193 | 1.2867 | 0 | 9384.1039 | 532759.9445 | 19 | 9500 | 1577.148 | 199.6997 | 4266.6667 | 79293.8513 | 13766.6667 | 0 | 65527.1847 | 65527.1847 | 0 | 9500 | 0 | 0 | 0 | 0 | 0
2022-12-05 08:00 | 0.14345 | 0.23783 | 35871 | 4991.3241 | 633 | 25171.3564 | 3 | 8775.3426 | 0.87753 | 16396.0138 | 0 | 523375.8407 | 19 | 9500 | 1577.148 | 199.6997 | 4266.6667 | 79293.8513 | 13766.6667 | 0 | 65527.1847 | 65527.1847 | 724.6574 | 8775.3426 | 0 | 0 | 0 | 0 | 0
2022-12-05 09:00 | 0.25212 | 0.28106 | 35871 | 8772.4826 | 633 | 29746.7159 | 3 | 4994.184 | 0.49942 | 24752.5318 | 0 | 539771.8545 | 19 | 9500 | 1577.148 | 199.6997 | 4266.6667 | 79293.8513 | 13766.6667 | 0 | 65527.1847 | 65527.1847 | 4505.816 | 4994.184 | 0 | 0 | 0 | 0 | 0
2022-12-05 10:00 | 0.33008 | 0.45184 | 35871 | 11485.0907 | 633 | 47821.6612 | 3 | 2281.576 | 0.22816 | 45540.0852 | 0 | 564524.3863 | 19 | 9500 | 1577.148 | 199.6997 | 4266.6667 | 79293.8513 | 13766.6667 | 0 | 65527.1847 | 65527.1847 | 7218.424 | 2281.576 | 0 | 0 | 0 | 0 | 0
2022-12-05 11:00 | 0.47285 | 0.26163 | 35871 | 16452.7543 | 633 | 27690.2913 | 3 | 0 | 0 | 27690.2913 | 0 | 610064.4715 | 19 | 9500 | 1577.148 | 199.6997 | 4266.6667 | 79293.8513 | 13766.6667 | 0 | 65527.1847 | 65527.1847 | 9500 | 0 | 0 | 0 | 0 | 0 | 0
2022-12-05 12:00 | 0.4408 | 0.30884 | 35871 | 15337.5787 | 633 | 32686.8844 | 3 | 0 | 0 | 32686.8844 | 0 | 637754.7628 | 19 | 9500 | 1577.148 | 199.6997 | 4266.6667 | 79293.8513 | 13766.6667 | 0 | 65527.1847 | 65527.1847 | 9500 | 0 | 0 | 0 | 0 | 0 | 0
2022-12-05 13:00 | 0.3928 | 0.4574 | 35871 | 13667.4249 | 633 | 48410.1182 | 3 | 99.2417 | 0.0099242 | 48310.8765 | 0 | 670441.6472 | 19 | 9500 | 1577.148 | 199.6997 | 4266.6667 | 79293.8513 | 13766.6667 | 0 | 65527.1847 | 65527.1847 | 9400.7583 | 99.2417 | 0 | 0 | 0 | 0 | 0
2022-12-05 14:00 | 0.28895 | 0.32644 | 35871 | 10053.9777 | 633 | 34549.6261 | 3 | 3712.689 | 0.37127 | 30836.9372 | 0 | 718752.5237 | 19 | 9500 | 1577.148 | 199.6997 | 4266.6667 | 79293.8513 | 13766.6667 | 0 | 65527.1847 | 65527.1847 | 5787.311 | 3712.689 | 0 | 0 | 0 | 0 | 0
2022-12-05 15:00 | 0.16827 | 0.21127 | 35871 | 5854.9328 | 633 | 22360.3098 | 3 | 7911.7339 | 0.79117 | 14448.5759 | 0 | 749589.4609 | 19 | 9500 | 1577.148 | 199.6997 | 4266.6667 | 79293.8513 | 13766.6667 | 0 | 65527.1847 | 65527.1847 | 1588.2661 | 7911.7339 | 0 | 0 | 0 | 0 | 0
2022-12-05 16:00 | 0.05942 | 0.07153 | 35871 | 2067.5112 | 633 | 7570.5635 | 3 | 11699.1555 | 1.1699 | 0 | 4128.592 | 764038.0367 | 19 | 9500 | 1577.148 | 199.6997 | 4266.6667 | 79293.8513 | 13766.6667 | 0 | 65527.1847 | 65527.1847 | 0 | 9500 | 0 | 0 | 0 | 0 | 0
2022-12-05 17:00 | 0 | 0 | 35871 | 0 | 633 | 0 | 3 | 13766.6667 | 1.3767 | 0 | 13766.6667 | 759909.4448 | 19 | 9500 | 1577.148 | 199.6997 | 4266.6667 | 79293.8513 | 13766.6667 | 0 | 65527.1847 | 65527.1847 | 0 | 9500 | 0 | 0 | 0 | 0 | 0
2022-12-05 18:00 | 0 | 0 | 35871 | 0 | 633 | 0 | 3 | 13766.6667 | 1.3767 | 0 | 13766.6667 | 746142.7781 | 19 | 9500 | 1577.148 | 199.6997 | 4266.6667 | 79293.8513 | 13766.6667 | 0 | 65527.1847 | 65527.1847 | 0 | 9500 | 0 | 0 | 0 | 0 | 0
2022-12-05 19:00 | 0 | 0 | 35871 | 0 | 633 | 0 | 3 | 13766.6667 | 1.3767 | 0 | 13766.6667 | 732376.1115 | 19 | 9500 | 1577.148 | 199.6997 | 4266.6667 | 79293.8513 | 13766.6667 | 0 | 65527.1847 | 65527.1847 | 0 | 9500 | 0 | 0 | 0 | 0 | 0
2022-12-05 20:00 | 0 | 0 | 35871 | 0 | 633 | 0 | 3 | 13766.6667 | 1.3767 | 0 | 13766.6667 | 718609.4448 | 19 | 9500 | 1577.148 | 199.6997 | 4266.6667 | 79293.8513 | 13766.6667 | 0 | 65527.1847 | 65527.1847 | 0 | 9500 | 0 | 0 | 0 | 0 | 0
2022-12-05 21:00 | 0 | 0 | 35871 | 0 | 633 | 0 | 3 | 13766.6667 | 1.3767 | 0 | 13766.6667 | 704842.7781 | 19 | 9500 | 1577.148 | 199.6997 | 4266.6667 | 79293.8513 | 13766.6667 | 0 | 65527.1847 | 65527.1847 | 0 | 9500 | 0 | 0 | 0 | 0 | 0
2022-12-05 22:00 | 0 | 0 | 35871 | 0 | 633 | 0 | 3 | 13766.6667 | 1.3767 | 0 | 13766.6667 | 691076.1115 | 19 | 9500 | 1577.148 | 199.6997 | 4266.6667 | 79293.8513 | 13766.6667 | 0 | 65527.1847 | 65527.1847 | 0 | 9500 | 0 | 0 | 0 | 0 | 0
2022-12-05 23:00 | 0 | 0 | 35871 | 0 | 633 | 0 | 3 | 13766.6667 | 1.3767 | 0 | 13766.6667 | 677309.4448 | 19 | 9500 | 1577.148 | 199.6997 | 4266.6667 | 79293.8513 | 13766.6667 | 0 | 65527.1847 | 65527.1847 | 0 | 9500 | 0 | 0 | 0 | 0 | 0
2022-12-06 | 0 | 0 | 35871 | 0 | 633 | 0 | 3 | 13470.8333 | 1.3471 | 0 | 13470.8333 | 663542.7781 | 19 | 9500 | 1577.148 | 199.6997 | 3970.8333 | 78998.018 | 13470.8333 | 0 | 65527.1847 | 65527.1847 | 0 | 9500 | 0 | 0 | 0 | 0 | 0
2022-12-06 01:00 | 0 | 0 | 35871 | 0 | 633 | 0 | 3 | 13470.8333 | 1.3471 | 0 | 13470.8333 | 650071.9448 | 19 | 9500 | 1577.148 | 199.6997 | 3970.8333 | 78998.018 | 13470.8333 | 0 | 65527.1847 | 65527.1847 | 0 | 9500 | 0 | 0 | 0 | 0 | 0
2022-12-06 02:00 | 0 | 0 | 35871 | 0 | 633 | 0 | 3 | 13470.8333 | 1.3471 | 0 | 13470.8333 | 636601.1115 | 19 | 9500 | 1577.148 | 199.6997 | 3970.8333 | 78998.018 | 13470.8333 | 0 | 65527.1847 | 65527.1847 | 0 | 9500 | 0 | 0 | 0 | 0 | 0
2022-12-06 03:00 | 0 | 0 | 35871 | 0 | 633 | 0 | 3 | 13470.8333 | 1.3471 | 0 | 13470.8333 | 623130.2781 | 19 | 9500 | 1577.148 | 199.6997 | 3970.8333 | 78998.018 | 13470.8333 | 0 | 65527.1847 | 65527.1847 | 0 | 9500 | 0 | 0 | 0 | 0 | 0
2022-12-06 04:00 | 0 | 0 | 35871 | 0 | 633 | 0 | 3 | 13470.8333 | 1.3471 | 0 | 13470.8333 | 609659.4448 | 19 | 9500 | 1577.148 | 199.6997 | 3970.8333 | 78998.018 | 13470.8333 | 0 | 65527.1847 | 65527.1847 | 0 | 9500 | 0 | 0 | 0 | 0 | 0
2022-12-06 05:00 | 0 | 0 | 35871 | 0 | 633 | 0 | 3 | 13470.8333 | 1.3471 | 0 | 13470.8333 | 596188.6115 | 19 | 9500 | 1577.148 | 199.6997 | 3970.8333 | 78998.018 | 13470.8333 | 0 | 65527.1847 | 65527.1847 | 0 | 9500 | 0 | 0 | 0 | 0 | 0
2022-12-06 06:00 | 0 | 0 | 35871 | 0 | 633 | 0 | 3 | 13470.8333 | 1.3471 | 0 | 13470.8333 | 582717.7781 | 19 | 9500 | 1577.148 | 199.6997 | 3970.8333 | 78998.018 | 13470.8333 | 0 | 65527.1847 | 65527.1847 | 0 | 9500 | 0 | 0 | 0 | 0 | 0
2022-12-06 07:00 | 0.02748 | 0.01734 | 35871 | 956.163 | 633 | 1835.224 | 3 | 12514.6703 | 1.2515 | 0 | 10679.4463 | 569246.9448 | 19 | 9500 | 1577.148 | 199.6997 | 3970.8333 | 78998.018 | 13470.8333 | 0 | 65527.1847 | 65527.1847 | 4.5475e-13 | 9500 | 0 | 0 | 0 | 0 | 0
2022-12-06 08:00 | 0.17727 | 0.29276 | 35871 | 6168.0866 | 633 | 30985.0158 | 3 | 7302.7467 | 0.73027 | 23682.269 | 0 | 558567.4985 | 19 | 9500 | 1577.148 | 199.6997 | 3970.8333 | 78998.018 | 13470.8333 | 0 | 65527.1847 | 65527.1847 | 2197.2533 | 7302.7467 | 0 | 0 | 0 | 0 | 0
2022-12-06 09:00 | 0.3353 | 0.41675 | 35871 | 11666.7199 | 633 | 44107.8198 | 3 | 1804.1134 | 0.18041 | 42303.7064 | 0 | 582249.7675 | 19 | 9500 | 1577.148 | 199.6997 | 3970.8333 | 78998.018 | 13470.8333 | 0 | 65527.1847 | 65527.1847 | 7695.8866 | 1804.1134 | 0 | 0 | 0 | 0 | 0
2022-12-06 10:00 | 0.4688 | 0.5191 | 35871 | 16311.8351 | 633 | 54940.2982 | 3 | 0 | 0 | 54940.2982 | 0 | 624553.4739 | 19 | 9500 | 1577.148 | 199.6997 | 3970.8333 | 78998.018 | 13470.8333 | 0 | 65527.1847 | 65527.1847 | 9500 | 0 | 0 | 0 | 0 | 0 | 0
2022-12-06 11:00 | 0.54072 | 0.52924 | 35871 | 18814.2821 | 633 | 56013.4914 | 3 | 0 | 0 | 56013.4914 | 0 | 679493.772 | 19 | 9500 | 1577.148 | 199.6997 | 3970.8333 | 78998.018 | 13470.8333 | 0 | 65527.1847 | 65527.1847 | 9500 | 0 | 0 | 0 | 0 | 0 | 0
2022-12-06 12:00 | 0.58203 | 0.66617 | 35871 | 20251.6582 | 633 | 70505.834 | 3 | 0 | 0 | 70505.834 | 0 | 735507.2635 | 19 | 9500 | 1577.148 | 199.6997 | 3970.8333 | 78998.018 | 13470.8333 | 0 | 65527.1847 | 65527.1847 | 9500 | 0 | 0 | 0 | 0 | 0 | 0
2022-12-06 13:00 | 0.50158 | 0.56933 | 35871 | 17452.4109 | 633 | 60256.5208 | 3 | 0 | 0 | 60256.5208 | 0 | 806013.0975 | 19 | 9500 | 1577.148 | 199.6997 | 3970.8333 | 78998.018 | 13470.8333 | 0 | 65527.1847 | 65527.1847 | 9500 | 0 | 0 | 0 | 0 | 0 | 0
2022-12-06 14:00 | 0.37423 | 0.47691 | 35871 | 13021.2842 | 633 | 50475.0098 | 3 | 449.5491 | 0.044955 | 50025.4607 | 0 | 866269.6183 | 19 | 9500 | 1577.148 | 199.6997 | 3970.8333 | 78998.018 | 13470.8333 | 0 | 65527.1847 | 65527.1847 | 9050.4509 | 449.5491 | 0 | 0 | 0 | 0 | 0
2022-12-06 15:00 | 0.22415 | 0.33965 | 35871 | 7799.2701 | 633 | 35947.7408 | 3 | 5671.5632 | 0.56716 | 30276.1776 | 0 | 916295.079 | 19 | 9500 | 1577.148 | 199.6997 | 3970.8333 | 78998.018 | 13470.8333 | 0 | 65527.1847 | 65527.1847 | 3828.4368 | 5671.5632 | 0 | 0 | 0 | 0 | 0
2022-12-06 16:00 | 0.07795 | 0.11387 | 35871 | 2712.2601 | 633 | 12051.7275 | 3 | 10758.5732 | 1.0759 | 1293.1543 | 0 | 946571.2566 | 19 | 9500 | 1577.148 | 199.6997 | 3970.8333 | 78998.018 | 13470.8333 | 0 | 65527.1847 | 65527.1847 | 0 | 9500 | 0 | 0 | 0 | 0 | 0
2022-12-06 17:00 | 0 | 0 | 35871 | 0 | 633 | 0 | 3 | 13470.8333 | 1.3471 | 0 | 13470.8333 | 947864.4109 | 19 | 9500 | 1577.148 | 199.6997 | 3970.8333 | 78998.018 | 13470.8333 | 0 | 65527.1847 | 65527.1847 | 0 | 9500 | 0 | 0 | 0 | 0 | 0
2022-12-06 18:00 | 0 | 0 | 35871 | 0 | 633 | 0 | 3 | 13470.8333 | 1.3471 | 0 | 13470.8333 | 934393.5775 | 19 | 9500 | 1577.148 | 199.6997 | 3970.8333 | 78998.018 | 13470.8333 | 0 | 65527.1847 | 65527.1847 | 0 | 9500 | 0 | 0 | 0 | 0 | 0
2022-12-06 19:00 | 0 | 0 | 35871 | 0 | 633 | 0 | 3 | 13470.8333 | 1.3471 | 0 | 13470.8333 | 920922.7442 | 19 | 9500 | 1577.148 | 199.6997 | 3970.8333 | 78998.018 | 13470.8333 | 0 | 65527.1847 | 65527.1847 | 0 | 9500 | 0 | 0 | 0 | 0 | 0
2022-12-06 20:00 | 0 | 0 | 35871 | 0 | 633 | 0 | 3 | 13470.8333 | 1.3471 | 0 | 13470.8333 | 907451.9109 | 19 | 9500 | 1577.148 | 199.6997 | 3970.8333 | 78998.018 | 13470.8333 | 0 | 65527.1847 | 65527.1847 | 0 | 9500 | 0 | 0 | 0 | 0 | 0
2022-12-06 21:00 | 0 | 0 | 35871 | 0 | 633 | 0 | 3 | 13470.8333 | 1.3471 | 0 | 13470.8333 | 893981.0775 | 19 | 9500 | 1577.148 | 199.6997 | 3970.8333 | 78998.018 | 13470.8333 | 0 | 65527.1847 | 65527.1847 | 0 | 9500 | 0 | 0 | 0 | 0 | 0
2022-12-06 22:00 | 0 | 0 | 35871 | 0 | 633 | 0 | 3 | 13470.8333 | 1.3471 | 0 | 13470.8333 | 880510.2442 | 19 | 9500 | 1577.148 | 199.6997 | 3970.8333 | 78998.018 | 13470.8333 | 0 | 65527.1847 | 65527.1847 | 0 | 9500 | 0 | 0 | 0 | 0 | 0
2022-12-06 23:00 | 0 | 0 | 35871 | 0 | 633 | 0 | 3 | 13470.8333 | 1.3471 | 0 | 13470.8333 | 867039.4109 | 19 | 9500 | 1577.148 | 199.6997 | 3970.8333 | 78998.018 | 13470.8333 | 0 | 65527.1847 | 65527.1847 | 0 | 9500 | 0 | 0 | 0 | 0 | 0
2022-12-07 | 0 | 0 | 35871 | 0 | 633 | 0 | 3 | 13445.8333 | 1.3446 | 0 | 13445.8333 | 853568.5775 | 19 | 9500 | 1577.148 | 199.6997 | 3945.8333 | 78973.018 | 13445.8333 | 0 | 65527.1847 | 65527.1847 | 0 | 9500 | 0 | 0 | 0 | 0 | 0
2022-12-07 01:00 | 0 | 0 | 35871 | 0 | 633 | 0 | 3 | 13445.8333 | 1.3446 | 0 | 13445.8333 | 840122.7442 | 19 | 9500 | 1577.148 | 199.6997 | 3945.8333 | 78973.018 | 13445.8333 | 0 | 65527.1847 | 65527.1847 | 0 | 9500 | 0 | 0 | 0 | 0 | 0
2022-12-07 02:00 | 0 | 0 | 35871 | 0 | 633 | 0 | 3 | 13445.8333 | 1.3446 | 0 | 13445.8333 | 826676.9109 | 19 | 9500 | 1577.148 | 199.6997 | 3945.8333 | 78973.018 | 13445.8333 | 0 | 65527.1847 | 65527.1847 | 0 | 9500 | 0 | 0 | 0 | 0 | 0
2022-12-07 03:00 | 0 | 0 | 35871 | 0 | 633 | 0 | 3 | 13445.8333 | 1.3446 | 0 | 13445.8333 | 813231.0775 | 19 | 9500 | 1577.148 | 199.6997 | 3945.8333 | 78973.018 | 13445.8333 | 0 | 65527.1847 | 65527.1847 | 0 | 9500 | 0 | 0 | 0 | 0 | 0
2022-12-07 04:00 | 0 | 0 | 35871 | 0 | 633 | 0 | 3 | 13445.8333 | 1.3446 | 0 | 13445.8333 | 799785.2442 | 19 | 9500 | 1577.148 | 199.6997 | 3945.8333 | 78973.018 | 13445.8333 | 0 | 65527.1847 | 65527.1847 | 0 | 9500 | 0 | 0 | 0 | 0 | 0
2022-12-07 05:00 | 0 | 0 | 35871 | 0 | 633 | 0 | 3 | 13445.8333 | 1.3446 | 0 | 13445.8333 | 786339.4109 | 19 | 9500 | 1577.148 | 199.6997 | 3945.8333 | 78973.018 | 13445.8333 | 0 | 65527.1847 | 65527.1847 | 0 | 9500 | 0 | 0 | 0 | 0 | 0
2022-12-07 06:00 | 0 | 0 | 35871 | 0 | 633 | 0 | 3 | 13445.8333 | 1.3446 | 0 | 13445.8333 | 772893.5775 | 19 | 9500 | 1577.148 | 199.6997 | 3945.8333 | 78973.018 | 13445.8333 | 0 | 65527.1847 | 65527.1847 | 0 | 9500 | 0 | 0 | 0 | 0 | 0
2022-12-07 07:00 | 0.0269 | 0.0254 | 35871 | 935.982 | 633 | 2688.275 | 3 | 12509.8513 | 1.251 | 0 | 9821.5763 | 759447.7442 | 19 | 9500 | 1577.148 | 199.6997 | 3945.8333 | 78973.018 | 13445.8333 | 0 | 65527.1847 | 65527.1847 | 0 | 9500 | 0 | 0 | 0 | 0 | 0
2022-12-07 08:00 | 0.17718 | 0.32148 | 35871 | 6164.9551 | 633 | 34024.6716 | 3 | 7280.8783 | 0.72809 | 26743.7934 | 0 | 749626.1679 | 19 | 9500 | 1577.148 | 199.6997 | 3945.8333 | 78973.018 | 13445.8333 | 0 | 65527.1847 | 65527.1847 | 2219.1217 | 7280.8783 | 0 | 0 | 0 | 0 | 0
2022-12-07 09:00 | 0.34395 | 0.47957 | 35871 | 11967.6955 | 633 | 50756.5378 | 3 | 1478.1378 | 0.14781 | 49278.4 | 0 | 776369.9613 | 19 | 9500 | 1577.148 | 199.6997 | 3945.8333 | 78973.018 | 13445.8333 | 0 | 65527.1847 | 65527.1847 | 8021.8622 | 1478.1378 | 0 | 0 | 0 | 0 | 0
2022-12-07 10:00 | 0.4845 | 0.60206 | 35871 | 16858.1145 | 633 | 63720.5855 | 3 | 0 | 0 | 63720.5855 | 0 | 825648.3613 | 19 | 9500 | 1577.148 | 199.6997 | 3945.8333 | 78973.018 | 13445.8333 | 0 | 65527.1847 | 65527.1847 | 9500 | 0 | 0 | 0 | 0 | 0 | 0
2022-12-07 11:00 | 0.56045 | 0.63822 | 35871 | 19500.7849 | 633 | 67547.6731 | 3 | 0 | 0 | 67547.6731 | 0 | 889368.9468 | 19 | 9500 | 1577.148 | 199.6997 | 3945.8333 | 78973.018 | 13445.8333 | 0 | 65527.1847 | 65527.1847 | 9500 | 0 | 0 | 0 | 0 | 0 | 0
2022-12-07 12:00 | 0.56715 | 0.62904 | 35871 | 19733.9105 | 633 | 66576.0839 | 3 | 0 | 0 | 66576.0839 | 0 | 956916.6199 | 19 | 9500 | 1577.148 | 199.6997 | 3945.8333 | 78973.018 | 13445.8333 | 0 | 65527.1847 | 65527.1847 | 9500 | 0 | 0 | 0 | 0 | 0 | 0
2022-12-07 13:00 | 0.48355 | 0.52667 | 35871 | 16825.0594 | 633 | 55741.4888 | 3 | 0 | 0 | 55741.4888 | 0 | 1023492.7038 | 19 | 9500 | 1577.148 | 199.6997 | 3945.8333 | 78973.018 | 13445.8333 | 0 | 65527.1847 | 65527.1847 | 9500 | 0 | 0 | 0 | 0 | 0 | 0
2022-12-07 14:00 | 0.3542 | 0.42414 | 35871 | 12324.343 | 633 | 44889.9597 | 3 | 1121.4904 | 0.11215 | 43768.4693 | 0 | 1079234.1926 | 19 | 9500 | 1577.148 | 199.6997 | 3945.8333 | 78973.018 | 13445.8333 | 0 | 65527.1847 | 65527.1847 | 8378.5096 | 1121.4904 | 0 | 0 | 0 | 0 | 0
2022-12-07 15:00 | 0.21307 | 0.28741 | 35871 | 7413.743 | 633 | 30418.7846 | 3 | 6032.0904 | 0.60321 | 24386.6942 | 0 | 1123002.6618 | 19 | 9500 | 1577.148 | 199.6997 | 3945.8333 | 78973.018 | 13445.8333 | 0 | 65527.1847 | 65527.1847 | 3467.9096 | 6032.0904 | 0 | 0 | 0 | 0 | 0
2022-12-07 16:00 | 0.07335 | 0.07342 | 35871 | 2552.2037 | 633 | 7770.5966 | 3 | 10893.6296 | 1.0894 | 0 | 3123.033 | 1147389.3561 | 19 | 9500 | 1577.148 | 199.6997 | 3945.8333 | 78973.018 | 13445.8333 | 0 | 65527.1847 | 65527.1847 | 0 | 9500 | 0 | 0 | 0 | 0 | 0
2022-12-07 17:00 | 0 | 0 | 35871 | 0 | 633 | 0 | 3 | 13445.8333 | 1.3446 | 0 | 13445.8333 | 1144266.323 | 19 | 9500 | 1577.148 | 199.6997 | 3945.8333 | 78973.018 | 13445.8333 | 0 | 65527.1847 | 65527.1847 | 0 | 9500 | 0 | 0 | 0 | 0 | 0
2022-12-07 18:00 | 0 | 0 | 35871 | 0 | 633 | 0 | 3 | 13445.8333 | 1.3446 | 0 | 13445.8333 | 1130820.4897 | 19 | 9500 | 1577.148 | 199.6997 | 3945.8333 | 78973.018 | 13445.8333 | 0 | 65527.1847 | 65527.1847 | 0 | 9500 | 0 | 0 | 0 | 0 | 0
2022-12-07 19:00 | 0 | 0 | 35871 | 0 | 633 | 0 | 3 | 13445.8333 | 1.3446 | 0 | 13445.8333 | 1117374.6564 | 19 | 9500 | 1577.148 | 199.6997 | 3945.8333 | 78973.018 | 13445.8333 | 0 | 65527.1847 | 65527.1847 | 0 | 9500 | 0 | 0 | 0 | 0 | 0
2022-12-07 20:00 | 0 | 0 | 35871 | 0 | 633 | 0 | 3 | 13445.8333 | 1.3446 | 0 | 13445.8333 | 1103928.823 | 19 | 9500 | 1577.148 | 199.6997 | 3945.8333 | 78973.018 | 13445.8333 | 0 | 65527.1847 | 65527.1847 | 0 | 9500 | 0 | 0 | 0 | 0 | 0
2022-12-07 21:00 | 0 | 0 | 35871 | 0 | 633 | 0 | 3 | 13445.8333 | 1.3446 | 0 | 13445.8333 | 1090482.9897 | 19 | 9500 | 1577.148 | 199.6997 | 3945.8333 | 78973.018 | 13445.8333 | 0 | 65527.1847 | 65527.1847 | 0 | 9500 | 0 | 0 | 0 | 0 | 0
2022-12-07 22:00 | 0 | 0 | 35871 | 0 | 633 | 0 | 3 | 13445.8333 | 1.3446 | 0 | 13445.8333 | 1077037.1564 | 19 | 9500 | 1577.148 | 199.6997 | 3945.8333 | 78973.018 | 13445.8333 | 0 | 65527.1847 | 65527.1847 | 0 | 9500 | 0 | 0 | 0 | 0 | 0
2022-12-07 23:00 | 0 | 0 | 35871 | 0 | 633 | 0 | 3 | 13445.8333 | 1.3446 | 0 | 13445.8333 | 1063591.323 | 19 | 9500 | 1577.148 | 199.6997 | 3945.8333 | 78973.018 | 13445.8333 | 0 | 65527.1847 | 65527.1847 | 0 | 9500 | 0 | 0 | 0 | 0 | 0
2022-12-08 | 0 | 0 | 35871 | 0 | 633 | 0 | 3 | 14416.6667 | 1.4417 | 0 | 14416.6667 | 1050145.4897 | 19 | 9500 | 1577.148 | 199.6997 | 4916.6667 | 79943.8513 | 14416.6667 | 0 | 65527.1847 | 65527.1847 | 0 | 9500 | 0 | 0 | 0 | 0 | 0
2022-12-08 01:00 | 0 | 0 | 35871 | 0 | 633 | 0 | 3 | 14416.6667 | 1.4417 | 0 | 14416.6667 | 1035728.823 | 19 | 9500 | 1577.148 | 199.6997 | 4916.6667 | 79943.8513 | 14416.6667 | 0 | 65527.1847 | 65527.1847 | 0 | 9500 | 0 | 0 | 0 | 0 | 0
2022-12-08 02:00 | 0 | 0 | 35871 | 0 | 633 | 0 | 3 | 14416.6667 | 1.4417 | 0 | 14416.6667 | 1021312.1564 | 19 | 9500 | 1577.148 | 199.6997 | 4916.6667 | 79943.8513 | 14416.6667 | 0 | 65527.1847 | 65527.1847 | 0 | 9500 | 0 | 0 | 0 | 0 | 0
2022-12-08 03:00 | 0 | 0 | 35871 | 0 | 633 | 0 | 3 | 14416.6667 | 1.4417 | 0 | 14416.6667 | 1006895.4897 | 19 | 9500 | 1577.148 | 199.6997 | 4916.6667 | 79943.8513 | 14416.6667 | 0 | 65527.1847 | 65527.1847 | 0 | 9500 | 0 | 0 | 0 | 0 | 0
2022-12-08 04:00 | 0 | 0 | 35871 | 0 | 633 | 0 | 3 | 14416.6667 | 1.4417 | 0 | 14416.6667 | 992478.823 | 19 | 9500 | 1577.148 | 199.6997 | 4916.6667 | 79943.8513 | 14416.6667 | 0 | 65527.1847 | 65527.1847 | 0 | 9500 | 0 | 0 | 0 | 0 | 0
2022-12-08 05:00 | 0 | 0 | 35871 | 0 | 633 | 0 | 3 | 14416.6667 | 1.4417 | 0 | 14416.6667 | 978062.1564 | 19 | 9500 | 1577.148 | 199.6997 | 4916.6667 | 79943.8513 | 14416.6667 | 0 | 65527.1847 | 65527.1847 | 0 | 9500 | 0 | 0 | 0 | 0 | 0
2022-12-08 06:00 | 0 | 0 | 35871 | 0 | 633 | 0 | 3 | 14416.6667 | 1.4417 | 0 | 14416.6667 | 963645.4897 | 19 | 9500 | 1577.148 | 199.6997 | 4916.6667 | 79943.8513 | 14416.6667 | 0 | 65527.1847 | 65527.1847 | 0 | 9500 | 0 | 0 | 0 | 0 | 0
2022-12-08 07:00 | 0.02145 | 0.00632 | 35871 | 746.35 | 633 | 668.8936 | 3 | 13670.3167 | 1.367 | 0 | 13001.4231 | 949228.823 | 19 | 9500 | 1577.148 | 199.6997 | 4916.6667 | 79943.8513 | 14416.6667 | 0 | 65527.1847 | 65527.1847 | 0 | 9500 | 0 | 0 | 0 | 0 | 0
2022-12-08 08:00 | 0.1388 | 0.12716 | 35871 | 4829.528 | 633 | 13458.3092 | 3 | 9587.1387 | 0.95871 | 3871.1705 | 0 | 936227.4 | 19 | 9500 | 1577.148 | 199.6997 | 4916.6667 | 79943.8513 | 14416.6667 | 0 | 65527.1847 | 65527.1847 | 0 | 9500 | 0 | 0 | 0 | 0 | 0
2022-12-08 09:00 | 0.2619 | 0.19542 | 35871 | 9112.7765 | 633 | 20682.7838 | 3 | 5303.8902 | 0.53039 | 15378.8936 | 0 | 940098.5705 | 19 | 9500 | 1577.148 | 199.6997 | 4916.6667 | 79943.8513 | 14416.6667 | 0 | 65527.1847 | 65527.1847 | 4196.1098 | 5303.8902 | 0 | 0 | 0 | 0 | 0
2022-12-08 10:00 | 0.37383 | 0.20846 | 35871 | 13007.3663 | 633 | 22062.9061 | 3 | 1409.3004 | 0.14093 | 20653.6057 | 0 | 955477.4641 | 19 | 9500 | 1577.148 | 199.6997 | 4916.6667 | 79943.8513 | 14416.6667 | 0 | 65527.1847 | 65527.1847 | 8090.6996 | 1409.3004 | 0 | 0 | 0 | 0 | 0
2022-12-08 11:00 | 0.46842 | 0.37761 | 35871 | 16298.613 | 633 | 39965.3361 | 3 | 0 | 0 | 39965.3361 | 0 | 976131.0697 | 19 | 9500 | 1577.148 | 199.6997 | 4916.6667 | 79943.8513 | 14416.6667 | 0 | 65527.1847 | 65527.1847 | 9500 | 0 | 0 | 0 | 0 | 0 | 0
2022-12-08 12:00 | 0.52025 | 0.55703 | 35871 | 18102.0311 | 633 | 58954.7183 | 3 | 0 | 0 | 58954.7183 | 0 | 1016096.4059 | 19 | 9500 | 1577.148 | 199.6997 | 4916.6667 | 79943.8513 | 14416.6667 | 0 | 65527.1847 | 65527.1847 | 9500 | 0 | 0 | 0 | 0 | 0 | 0
2022-12-08 13:00 | 0.50275 | 0.53416 | 35871 | 17493.1209 | 633 | 56534.2124 | 3 | 0 | 0 | 56534.2124 | 0 | 1075051.1242 | 19 | 9500 | 1577.148 | 199.6997 | 4916.6667 | 79943.8513 | 14416.6667 | 0 | 65527.1847 | 65527.1847 | 9500 | 0 | 0 | 0 | 0 | 0 | 0
2022-12-08 14:00 | 0.36338 | 0.41803 | 35871 | 12643.7599 | 633 | 44243.2919 | 3 | 1772.9068 | 0.17729 | 42470.3851 | 0 | 1131585.3366 | 19 | 9500 | 1577.148 | 199.6997 | 4916.6667 | 79943.8513 | 14416.6667 | 0 | 65527.1847 | 65527.1847 | 7727.0932 | 1772.9068 | 0 | 0 | 0 | 0 | 0
2022-12-08 15:00 | 0.22627 | 0.30696 | 35871 | 7873.0352 | 633 | 32487.9097 | 3 | 6543.6314 | 0.65436 | 25944.2783 | 0 | 1174055.7217 | 19 | 9500 | 1577.148 | 199.6997 | 4916.6667 | 79943.8513 | 14416.6667 | 0 | 65527.1847 | 65527.1847 | 2956.3686 | 6543.6314 | 0 | 0 | 0 | 0 | 0
2022-12-08 16:00 | 0.08175 | 0.10331 | 35871 | 2844.4806 | 633 | 10934.0825 | 3 | 11572.186 | 1.1572 | 0 | 638.1036 | 1200000 | 19 | 9500 | 1577.148 | 199.6997 | 4916.6667 | 79943.8513 | 14416.6667 | 0 | 65527.1847 | 65527.1847 | 0 | 9500 | 0 | 0 | 0 | 0 | 0
2022-12-08 17:00 | 0 | 0 | 35871 | 0 | 633 | 0 | 3 | 14416.6667 | 1.4417 | 0 | 14416.6667 | 1199361.8964 | 19 | 9500 | 1577.148 | 199.6997 | 4916.6667 | 79943.8513 | 14416.6667 | 0 | 65527.1847 | 65527.1847 | 0 | 9500 | 0 | 0 | 0 | 0 | 0
2022-12-08 18:00 | 0 | 0 | 35871 | 0 | 633 | 0 | 3 | 14416.6667 | 1.4417 | 0 | 14416.6667 | 1184945.2297 | 19 | 9500 | 1577.148 | 199.6997 | 4916.6667 | 79943.8513 | 14416.6667 | 0 | 65527.1847 | 65527.1847 | 0 | 9500 | 0 | 0 | 0 | 0 | 0
2022-12-08 19:00 | 0 | 0 | 35871 | 0 | 633 | 0 | 3 | 14416.6667 | 1.4417 | 0 | 14416.6667 | 1170528.5631 | 19 | 9500 | 1577.148 | 199.6997 | 4916.6667 | 79943.8513 | 14416.6667 | 0 | 65527.1847 | 65527.1847 | 0 | 9500 | 0 | 0 | 0 | 0 | 0
2022-12-08 20:00 | 0 | 0 | 35871 | 0 | 633 | 0 | 3 | 14416.6667 | 1.4417 | 0 | 14416.6667 | 1156111.8964 | 19 | 9500 | 1577.148 | 199.6997 | 4916.6667 | 79943.8513 | 14416.6667 | 0 | 65527.1847 | 65527.1847 | 0 | 9500 | 0 | 0 | 0 | 0 | 0
2022-12-08 21:00 | 0 | 0 | 35871 | 0 | 633 | 0 | 3 | 14416.6667 | 1.4417 | 0 | 14416.6667 | 1141695.2297 | 19 | 9500 | 1577.148 | 199.6997 | 4916.6667 | 79943.8513 | 14416.6667 | 0 | 65527.1847 | 65527.1847 | 0 | 9500 | 0 | 0 | 0 | 0 | 0
2022-12-08 22:00 | 0 | 0 | 35871 | 0 | 633 | 0 | 3 | 14416.6667 | 1.4417 | 0 | 14416.6667 | 1127278.5631 | 19 | 9500 | 1577.148 | 199.6997 | 4916.6667 | 79943.8513 | 14416.6667 | 0 | 65527.1847 | 65527.1847 | 0 | 9500 | 0 | 0 | 0 | 0 | 0
2022-12-08 23:00 | 0 | 0 | 35871 | 0 | 633 | 0 | 3 | 14416.6667 | 1.4417 | 0 | 14416.6667 | 1112861.8964 | 19 | 9500 | 1577.148 | 199.6997 | 4916.6667 | 79943.8513 | 14416.6667 | 0 | 65527.1847 | 65527.1847 | 0 | 9500 | 0 | 0 | 0 | 0 | 0
2022-12-09 | 0 | 0 | 35871 | 0 | 633 | 0 | 3 | 17941.6667 | 1.7942 | 0 | 17941.6667 | 1098445.2297 | 19 | 9500 | 1577.148 | 199.6997 | 8441.6667 | 83468.8513 | 17941.6667 | 0 | 65527.1847 | 65527.1847 | 0 | 9500 | 0 | 0 | 0 | 0 | 0
2022-12-09 01:00 | 0 | 0 | 35871 | 0 | 633 | 0 | 3 | 17941.6667 | 1.7942 | 0 | 17941.6667 | 1080503.5631 | 19 | 9500 | 1577.148 | 199.6997 | 8441.6667 | 83468.8513 | 17941.6667 | 0 | 65527.1847 | 65527.1847 | 0 | 9500 | 0 | 0 | 0 | 0 | 0
2022-12-09 02:00 | 0 | 0 | 35871 | 0 | 633 | 0 | 3 | 17941.6667 | 1.7942 | 0 | 17941.6667 | 1062561.8964 | 19 | 9500 | 1577.148 | 199.6997 | 8441.6667 | 83468.8513 | 17941.6667 | 0 | 65527.1847 | 65527.1847 | 0 | 9500 | 0 | 0 | 0 | 0 | 0
2022-12-09 03:00 | 0 | 0 | 35871 | 0 | 633 | 0 | 3 | 17941.6667 | 1.7942 | 0 | 17941.6667 | 1044620.2297 | 19 | 9500 | 1577.148 | 199.6997 | 8441.6667 | 83468.8513 | 17941.6667 | 0 | 65527.1847 | 65527.1847 | 0 | 9500 | 0 | 0 | 0 | 0 | 0
2022-12-09 04:00 | 0 | 0 | 35871 | 0 | 633 | 0 | 3 | 17941.6667 | 1.7942 | 0 | 17941.6667 | 1026678.5631 | 19 | 9500 | 1577.148 | 199.6997 | 8441.6667 | 83468.8513 | 17941.6667 | 0 | 65527.1847 | 65527.1847 | 0 | 9500 | 0 | 0 | 0 | 0 | 0
2022-12-09 05:00 | 0 | 0 | 35871 | 0 | 633 | 0 | 3 | 17941.6667 | 1.7942 | 0 | 17941.6667 | 1008736.8964 | 19 | 9500 | 1577.148 | 199.6997 | 8441.6667 | 83468.8513 | 17941.6667 | 0 | 65527.1847 | 65527.1847 | 0 | 9500 | 0 | 0 | 0 | 0 | 0
2022-12-09 06:00 | 0 | 0 | 35871 | 0 | 633 | 0 | 3 | 17941.6667 | 1.7942 | 0 | 17941.6667 | 990795.2297 | 19 | 9500 | 1577.148 | 199.6997 | 8441.6667 | 83468.8513 | 17941.6667 | 0 | 65527.1847 | 65527.1847 | 0 | 9500 | 0 | 0 | 0 | 0 | 0
2022-12-09 07:00 | 0.02302 | 0.00417 | 35871 | 800.9779 | 633 | 441.3428 | 3 | 17140.6888 | 1.7141 | 0 | 16699.346 | 972853.5631 | 19 | 9500 | 1577.148 | 199.6997 | 8441.6667 | 83468.8513 | 17941.6667 | 0 | 65527.1847 | 65527.1847 | 800.9779 | 8699.0221 | 0 | 0 | 0 | 0 | 0
2022-12-09 08:00 | 0.1496 | 0.11241 | 35871 | 5205.3126 | 633 | 11897.2046 | 3 | 12736.3541 | 1.2736 | 0 | 839.1495 | 956154.2171 | 19 | 9500 | 1577.148 | 199.6997 | 8441.6667 | 83468.8513 | 17941.6667 | 0 | 65527.1847 | 65527.1847 | 0 | 9500 | 0 | 0 | 0 | 0 | 0
2022-12-09 09:00 | 0.29127 | 0.22066 | 35871 | 10134.7018 | 633 | 23354.1248 | 3 | 7806.9649 | 0.7807 | 15547.1599 | 0 | 955315.0676 | 19 | 9500 | 1577.148 | 199.6997 | 8441.6667 | 83468.8513 | 17941.6667 | 0 | 65527.1847 | 65527.1847 | 1693.0351 | 7806.9649 | 0 | 0 | 0 | 0 | 0
2022-12-09 10:00 | 0.41073 | 0.3276 | 35871 | 14291.297 | 633 | 34672.3978 | 3 | 3650.3697 | 0.36504 | 31022.028 | 0 | 970862.2275 | 19 | 9500 | 1577.148 | 199.6997 | 8441.6667 | 83468.8513 | 17941.6667 | 0 | 65527.1847 | 65527.1847 | 5849.6303 | 3650.3697 | 0 | 0 | 0 | 0 | 0
2022-12-09 11:00 | 0.4942 | 0.48096 | 35871 | 17195.6248 | 633 | 50903.6521 | 3 | 746.0419 | 0.074604 | 50157.6102 | 0 | 1001884.2556 | 19 | 9500 | 1577.148 | 199.6997 | 8441.6667 | 83468.8513 | 17941.6667 | 0 | 65527.1847 | 65527.1847 | 8753.9581 | 746.0419 | 0 | 0 | 0 | 0 | 0
2022-12-09 12:00 | 0.48595 | 0.43522 | 35871 | 16908.5671 | 633 | 46062.6403 | 3 | 1033.0996 | 0.10331 | 45029.5407 | 0 | 1052041.8658 | 19 | 9500 | 1577.148 | 199.6997 | 8441.6667 | 83468.8513 | 17941.6667 | 0 | 65527.1847 | 65527.1847 | 8466.9004 | 1033.0996 | 0 | 0 | 0 | 0 | 0
2022-12-09 13:00 | 0.37715 | 0.32566 | 35871 | 13122.8852 | 633 | 34467.0728 | 3 | 4818.7814 | 0.48188 | 29648.2914 | 0 | 1097071.4065 | 19 | 9500 | 1577.148 | 199.6997 | 8441.6667 | 83468.8513 | 17941.6667 | 0 | 65527.1847 | 65527.1847 | 4681.2186 | 4818.7814 | 0 | 0 | 0 | 0 | 0
2022-12-09 14:00 | 0.28692 | 0.24378 | 35871 | 9983.3441 | 633 | 25801.0901 | 3 | 7958.3226 | 0.79583 | 17842.7676 | 0 | 1126719.6978 | 19 | 9500 | 1577.148 | 199.6997 | 8441.6667 | 83468.8513 | 17941.6667 | 0 | 65527.1847 | 65527.1847 | 1541.6774 | 7958.3226 | 0 | 0 | 0 | 0 | 0
2022-12-09 15:00 | 0.17438 | 0.10892 | 35871 | 6067.5294 | 633 | 11527.8314 | 3 | 11874.1372 | 1.1874 | 0 | 346.3058 | 1144562.4654 | 19 | 9500 | 1577.148 | 199.6997 | 8441.6667 | 83468.8513 | 17941.6667 | 0 | 65527.1847 | 65527.1847 | 0 | 9500 | 0 | 0 | 0 | 0 | 0
2022-12-09 16:00 | 0.0654 | 0.02635 | 35871 | 2275.5845 | 633 | 2788.8208 | 3 | 15666.0822 | 1.5666 | 0 | 12877.2614 | 1144216.1595 | 19 | 9500 | 1577.148 | 199.6997 | 8441.6667 | 83468.8513 | 17941.6667 | 0 | 65527.1847 | 65527.1847 | 0 | 9500 | 0 | 0 | 0 | 0 | 0
2022-12-09 17:00 | 0 | 0 | 35871 | 0 | 633 | 0 | 3 | 17941.6667 | 1.7942 | 0 | 17941.6667 | 1131338.8981 | 19 | 9500 | 1577.148 | 199.6997 | 8441.6667 | 83468.8513 | 17941.6667 | 0 | 65527.1847 | 65527.1847 | 0 | 9500 | 0 | 0 | 0 | 0 | 0
2022-12-09 18:00 | 0 | 0 | 35871 | 0 | 633 | 0 | 3 | 17941.6667 | 1.7942 | 0 | 17941.6667 | 1113397.2315 | 19 | 9500 | 1577.148 | 199.6997 | 8441.6667 | 83468.8513 | 17941.6667 | 0 | 65527.1847 | 65527.1847 | 0 | 9500 | 0 | 0 | 0 | 0 | 0
2022-12-09 19:00 | 0 | 0 | 35871 | 0 | 633 | 0 | 3 | 17941.6667 | 1.7942 | 0 | 17941.6667 | 1095455.5648 | 19 | 9500 | 1577.148 | 199.6997 | 8441.6667 | 83468.8513 | 17941.6667 | 0 | 65527.1847 | 65527.1847 | 0 | 9500 | 0 | 0 | 0 | 0 | 0
2022-12-09 20:00 | 0 | 0 | 35871 | 0 | 633 | 0 | 3 | 17941.6667 | 1.7942 | 0 | 17941.6667 | 1077513.8981 | 19 | 9500 | 1577.148 | 199.6997 | 8441.6667 | 83468.8513 | 17941.6667 | 0 | 65527.1847 | 65527.1847 | 0 | 9500 | 0 | 0 | 0 | 0 | 0
2022-12-09 21:00 | 0 | 0 | 35871 | 0 | 633 | 0 | 3 | 17941.6667 | 1.7942 | 0 | 17941.6667 | 1059572.2315 | 19 | 9500 | 1577.148 | 199.6997 | 8441.6667 | 83468.8513 | 17941.6667 | 0 | 65527.1847 | 65527.1847 | 0 | 9500 | 0 | 0 | 0 | 0 | 0
2022-12-09 22:00 | 0 | 0 | 35871 | 0 | 633 | 0 | 3 | 17941.6667 | 1.7942 | 0 | 17941.6667 | 1041630.5648 | 19 | 9500 | 1577.148 | 199.6997 | 8441.6667 | 83468.8513 | 17941.6667 | 0 | 65527.1847 | 65527.1847 | 0 | 9500 | 0 | 0 | 0 | 0 | 0
2022-12-09 23:00 | 0 | 0 | 35871 | 0 | 633 | 0 | 3 | 17941.6667 | 1.7942 | 0 | 17941.6667 | 1023688.8981 | 19 | 9500 | 1577.148 | 199.6997 | 8441.6667 | 83468.8513 | 17941.6667 | 0 | 65527.1847 | 65527.1847 | 0 | 9500 | 0 | 0 | 0 | 0 | 0
2022-12-10 | 0 | 0 | 35871 | 0 | 633 | 0 | 3 | 29166.6667 | 2.9167 | 0 | 29166.6667 | 1005747.2315 | 19 | 9500 | 1577.148 | 199.6997 | 19666.6667 | 94693.8513 | 29166.6667 | 0 | 65527.1847 | 65527.1847 | 0 | 9500 | 0 | 0 | 0 | 0 | 0
2022-12-10 01:00 | 0 | 0 | 35871 | 0 | 633 | 0 | 3 | 29166.6667 | 2.9167 | 0 | 29166.6667 | 976580.5648 | 19 | 9500 | 1577.148 | 199.6997 | 19666.6667 | 94693.8513 | 29166.6667 | 0 | 65527.1847 | 65527.1847 | 0 | 9500 | 0 | 0 | 0 | 0 | 0
2022-12-10 02:00 | 0 | 0 | 35871 | 0 | 633 | 0 | 3 | 29166.6667 | 2.9167 | 0 | 29166.6667 | 947413.8981 | 19 | 9500 | 1577.148 | 199.6997 | 19666.6667 | 94693.8513 | 29166.6667 | 0 | 65527.1847 | 65527.1847 | 0 | 9500 | 0 | 0 | 0 | 0 | 0
2022-12-10 03:00 | 0 | 0 | 35871 | 0 | 633 | 0 | 3 | 29166.6667 | 2.9167 | 0 | 29166.6667 | 918247.2315 | 19 | 9500 | 1577.148 | 199.6997 | 19666.6667 | 94693.8513 | 29166.6667 | 0 | 65527.1847 | 65527.1847 | 0 | 9500 | 0 | 0 | 0 | 0 | 0
2022-12-10 04:00 | 0 | 0 | 35871 | 0 | 633 | 0 | 3 | 29166.6667 | 2.9167 | 0 | 29166.6667 | 889080.5648 | 19 | 9500 | 1577.148 | 199.6997 | 19666.6667 | 94693.8513 | 29166.6667 | 0 | 65527.1847 | 65527.1847 | 0 | 9500 | 0 | 0 | 0 | 0 | 0
2022-12-10 05:00 | 0 | 0 | 35871 | 0 | 633 | 0 | 3 | 29166.6667 | 2.9167 | 0 | 29166.6667 | 859913.8981 | 19 | 9500 | 1577.148 | 199.6997 | 19666.6667 | 94693.8513 | 29166.6667 | 0 | 65527.1847 | 65527.1847 | 0 | 9500 | 0 | 0 | 0 | 0 | 0
2022-12-10 06:00 | 0 | 0 | 35871 | 0 | 633 | 0 | 3 | 29166.6667 | 2.9167 | 0 | 29166.6667 | 830747.2315 | 19 | 9500 | 1577.148 | 199.6997 | 19666.6667 | 94693.8513 | 29166.6667 | 0 | 65527.1847 | 65527.1847 | 0 | 9500 | 0 | 0 | 0 | 0 | 0
2022-12-10 07:00 | 0.02433 | 0.02211 | 35871 | 846.5592 | 633 | 2340.0693 | 3 | 28320.1075 | 2.832 | 0 | 25980.0381 | 801580.5648 | 19 | 9500 | 1577.148 | 199.6997 | 19666.6667 | 94693.8513 | 29166.6667 | 0 | 65527.1847 | 65527.1847 | 846.5592 | 8653.4408 | 0 | 0 | 0 | 0 | 0
2022-12-10 08:00 | 0.17193 | 0.32736 | 35871 | 5982.282 | 633 | 34646.9967 | 3 | 23184.3847 | 2.3184 | 11462.6121 | 0 | 775600.5267 | 19 | 9500 | 1577.148 | 199.6997 | 19666.6667 | 94693.8513 | 29166.6667 | 0 | 65527.1847 | 65527.1847 | 0 | 9500 | 0 | 0 | 0 | 0 | 0
2022-12-10 09:00 | 0.34402 | 0.53601 | 35871 | 11970.1312 | 633 | 56730.012 | 3 | 17196.5355 | 1.7197 | 39533.4765 | 0 | 787063.1387 | 19 | 9500 | 1577.148 | 199.6997 | 19666.6667 | 94693.8513 | 29166.6667 | 0 | 65527.1847 | 65527.1847 | 0 | 9500 | 0 | 0 | 0 | 0 | 0
2022-12-10 10:00 | 0.48298 | 0.66011 | 35871 | 16805.2263 | 633 | 69864.4581 | 3 | 12361.4404 | 1.2361 | 57503.0178 | 0 | 826596.6152 | 19 | 9500 | 1577.148 | 199.6997 | 19666.6667 | 94693.8513 | 29166.6667 | 0 | 65527.1847 | 65527.1847 | 0 | 9500 | 0 | 0 | 0 | 0 | 0
2022-12-10 11:00 | 0.56838 | 0.72619 | 35871 | 19776.7082 | 633 | 76858.2067 | 3 | 9389.9585 | 0.939 | 67468.2483 | 0 | 884099.633 | 19 | 9500 | 1577.148 | 199.6997 | 19666.6667 | 94693.8513 | 29166.6667 | 0 | 65527.1847 | 65527.1847 | 110.0415 | 9389.9585 | 0 | 0 | 0 | 0 | 0
2022-12-10 12:00 | 0.57438 | 0.65921 | 35871 | 19985.4774 | 633 | 69769.2043 | 3 | 9181.1892 | 0.91812 | 60588.0151 | 0 | 951567.8813 | 19 | 9500 | 1577.148 | 199.6997 | 19666.6667 | 94693.8513 | 29166.6667 | 0 | 65527.1847 | 65527.1847 | 318.8108 | 9181.1892 | 0 | 0 | 0 | 0 | 0
2022-12-10 13:00 | 0.52578 | 0.63616 | 35871 | 18294.4467 | 633 | 67329.6476 | 3 | 10872.2199 | 1.0872 | 56457.4277 | 0 | 1012155.8963 | 19 | 9500 | 1577.148 | 199.6997 | 19666.6667 | 94693.8513 | 29166.6667 | 0 | 65527.1847 | 65527.1847 | 0 | 9500 | 0 | 0 | 0 | 0 | 0
2022-12-10 14:00 | 0.41405 | 0.55905 | 35871 | 14406.8159 | 633 | 59168.5103 | 3 | 14759.8507 | 1.476 | 44408.6595 | 0 | 1068613.324 | 19 | 9500 | 1577.148 | 199.6997 | 19666.6667 | 94693.8513 | 29166.6667 | 0 | 65527.1847 | 65527.1847 | 0 | 9500 | 0 | 0 | 0 | 0 | 0
2022-12-10 15:00 | 0.25652 | 0.42345 | 35871 | 8925.5801 | 633 | 44816.9317 | 3 | 20241.0866 | 2.0241 | 24575.8451 | 0 | 1113021.9836 | 19 | 9500 | 1577.148 | 199.6997 | 19666.6667 | 94693.8513 | 29166.6667 | 0 | 65527.1847 | 65527.1847 | 0 | 9500 | 0 | 0 | 0 | 0 | 0
2022-12-10 16:00 | 0.09222 | 0.16062 | 35871 | 3208.7829 | 633 | 16999.6353 | 3 | 25957.8838 | 2.5958 | 0 | 8958.2484 | 1137597.8287 | 19 | 9500 | 1577.148 | 199.6997 | 19666.6667 | 94693.8513 | 29166.6667 | 0 | 65527.1847 | 65527.1847 | 0 | 9500 | 0 | 0 | 0 | 0 | 0
2022-12-10 17:00 | 0 | 0 | 35871 | 0 | 633 | 0 | 3 | 29166.6667 | 2.9167 | 0 | 29166.6667 | 1128639.5802 | 19 | 9500 | 1577.148 | 199.6997 | 19666.6667 | 94693.8513 | 29166.6667 | 0 | 65527.1847 | 65527.1847 | 0 | 9500 | 0 | 0 | 0 | 0 | 0
2022-12-10 18:00 | 0 | 0 | 35871 | 0 | 633 | 0 | 3 | 29166.6667 | 2.9167 | 0 | 29166.6667 | 1099472.9136 | 19 | 9500 | 1577.148 | 199.6997 | 19666.6667 | 94693.8513 | 29166.6667 | 0 | 65527.1847 | 65527.1847 | 0 | 9500 | 0 | 0 | 0 | 0 | 0
2022-12-10 19:00 | 0 | 0 | 35871 | 0 | 633 | 0 | 3 | 29166.6667 | 2.9167 | 0 | 29166.6667 | 1070306.2469 | 19 | 9500 | 1577.148 | 199.6997 | 19666.6667 | 94693.8513 | 29166.6667 | 0 | 65527.1847 | 65527.1847 | 0 | 9500 | 0 | 0 | 0 | 0 | 0
2022-12-10 20:00 | 0 | 0 | 35871 | 0 | 633 | 0 | 3 | 29166.6667 | 2.9167 | 0 | 29166.6667 | 1041139.5802 | 19 | 9500 | 1577.148 | 199.6997 | 19666.6667 | 94693.8513 | 29166.6667 | 0 | 65527.1847 | 65527.1847 | 0 | 9500 | 0 | 0 | 0 | 0 | 0
2022-12-10 21:00 | 0 | 0 | 35871 | 0 | 633 | 0 | 3 | 29166.6667 | 2.9167 | 0 | 29166.6667 | 1011972.9136 | 19 | 9500 | 1577.148 | 199.6997 | 19666.6667 | 94693.8513 | 29166.6667 | 0 | 65527.1847 | 65527.1847 | 0 | 9500 | 0 | 0 | 0 | 0 | 0
2022-12-10 22:00 | 0 | 0 | 35871 | 0 | 633 | 0 | 3 | 29166.6667 | 2.9167 | 0 | 29166.6667 | 982806.2469 | 19 | 9500 | 1577.148 | 199.6997 | 19666.6667 | 94693.8513 | 29166.6667 | 0 | 65527.1847 | 65527.1847 | 0 | 9500 | 0 | 0 | 0 | 0 | 0
2022-12-10 23:00 | 0 | 0 | 35871 | 0 | 633 | 0 | 3 | 29166.6667 | 2.9167 | 0 | 29166.6667 | 953639.5802 | 19 | 9500 | 1577.148 | 199.6997 | 19666.6667 | 94693.8513 | 29166.6667 | 0 | 65527.1847 | 65527.1847 | 0 | 9500 | 0 | 0 | 0 | 0 | 0
2022-12-11 | 0 | 0 | 35871 | 0 | 633 | 0 | 3 | 30000 | 3 | 0 | 30000 | 924472.9136 | 19 | 7900 | 1577.148 | 166.0661 | 22100 | 97127.1847 | 30000 | 0 | 67127.1847 | 67127.1847 | 0 | 7900 | 0 | 0 | 0 | 0 | 0
2022-12-11 01:00 | 0 | 0 | 35871 | 0 | 633 | 0 | 3 | 30000 | 3 | 0 | 30000 | 894472.9136 | 19 | 7900 | 1577.148 | 166.0661 | 22100 | 97127.1847 | 30000 | 0 | 67127.1847 | 67127.1847 | 0 | 7900 | 0 | 0 | 0 | 0 | 0
2022-12-11 02:00 | 0 | 0 | 35871 | 0 | 633 | 0 | 3 | 30000 | 3 | 0 | 30000 | 864472.9136 | 19 | 7900 | 1577.148 | 166.0661 | 22100 | 97127.1847 | 30000 | 0 | 67127.1847 | 67127.1847 | 0 | 7900 | 0 | 0 | 0 | 0 | 0
2022-12-11 03:00 | 0 | 0 | 35871 | 0 | 633 | 0 | 3 | 30000 | 3 | 0 | 30000 | 834472.9136 | 19 | 7900 | 1577.148 | 166.0661 | 22100 | 97127.1847 | 30000 | 0 | 67127.1847 | 67127.1847 | 0 | 7900 | 0 | 0 | 0 | 0 | 0
2022-12-11 04:00 | 0 | 0 | 35871 | 0 | 633 | 0 | 3 | 30000 | 3 | 0 | 30000 | 804472.9136 | 19 | 7900 | 1577.148 | 166.0661 | 22100 | 97127.1847 | 30000 | 0 | 67127.1847 | 67127.1847 | 0 | 7900 | 0 | 0 | 0 | 0 | 0
2022-12-11 05:00 | 0 | 0 | 35871 | 0 | 633 | 0 | 3 | 30000 | 3 | 0 | 30000 | 774472.9136 | 19 | 7900 | 1577.148 | 166.0661 | 22100 | 97127.1847 | 30000 | 0 | 67127.1847 | 67127.1847 | 0 | 7900 | 0 | 0 | 0 | 0 | 0
2022-12-11 06:00 | 0 | 0 | 35871 | 0 | 633 | 0 | 3 | 30000 | 3 | 0 | 30000 | 744472.9136 | 19 | 7900 | 1577.148 | 166.0661 | 22100 | 97127.1847 | 30000 | 0 | 67127.1847 | 67127.1847 | 0 | 7900 | 0 | 0 | 0 | 0 | 0
2022-12-11 07:00 | 0.02233 | 0.02201 | 35871 | 776.9694 | 633 | 2329.4856 | 3 | 30000 | 3 | 0 | 27670.5144 | 714472.9136 | 19 | 8676.9694 | 1577.148 | 182.3988 | 22100 | 97127.1847 | 30776.9694 | 0 | 66350.2152 | 66350.2152 | -4.5475e-13 | 8676.9694 | 0 | 0 | 0 | 0 | 0
2022-12-11 08:00 | 0.1565 | 0.29979 | 35871 | 5445.3972 | 633 | 31729.0541 | 3 | 26154.6028 | 2.6155 | 5574.4513 | 0 | 686802.3992 | 19 | 9500 | 1577.148 | 199.6997 | 22100 | 97127.1847 | 31600 | 0 | 65527.1847 | 65527.1847 | 0 | 9500 | 0 | 0 | 0 | 0 | 0
2022-12-11 09:00 | 0.29898 | 0.42216 | 35871 | 10402.9702 | 633 | 44680.4012 | 3 | 21197.0298 | 2.1197 | 23483.3714 | 0 | 692376.8504 | 19 | 9500 | 1577.148 | 199.6997 | 22100 | 97127.1847 | 31600 | 0 | 65527.1847 | 65527.1847 | 0 | 9500 | 0 | 0 | 0 | 0 | 0
2022-12-11 10:00 | 0.41588 | 0.4989 | 35871 | 14470.4905 | 633 | 52802.3786 | 3 | 17129.5095 | 1.713 | 35672.8692 | 0 | 715860.2219 | 19 | 9500 | 1577.148 | 199.6997 | 22100 | 97127.1847 | 31600 | 0 | 65527.1847 | 65527.1847 | 0 | 9500 | 0 | 0 | 0 | 0 | 0
2022-12-11 11:00 | 0.48433 | 0.54155 | 35871 | 16852.1994 | 633 | 57316.3523 | 3 | 14747.8006 | 1.4748 | 42568.5517 | 0 | 751533.091 | 19 | 9500 | 1577.148 | 199.6997 | 22100 | 97127.1847 | 31600 | 0 | 65527.1847 | 65527.1847 | 0 | 9500 | 0 | 0 | 0 | 0 | 0
2022-12-11 12:00 | 0.54328 | 0.62604 | 35871 | 18903.357 | 633 | 66258.5711 | 3 | 12696.643 | 1.2697 | 53561.9281 | 0 | 794101.6427 | 19 | 9500 | 1577.148 | 199.6997 | 22100 | 97127.1847 | 31600 | 0 | 65527.1847 | 65527.1847 | 0 | 9500 | 0 | 0 | 0 | 0 | 0
2022-12-11 13:00 | 0.52995 | 0.70195 | 35871 | 18439.5414 | 633 | 74292.7033 | 3 | 13160.4586 | 1.316 | 61132.2447 | 0 | 847663.5708 | 19 | 9500 | 1577.148 | 199.6997 | 22100 | 97127.1847 | 31600 | 0 | 65527.1847 | 65527.1847 | 0 | 9500 | 0 | 0 | 0 | 0 | 0
2022-12-11 14:00 | 0.4219 | 0.66081 | 35871 | 14679.9557 | 633 | 69938.5445 | 3 | 16920.0443 | 1.692 | 53018.5001 | 0 | 908795.8155 | 19 | 9500 | 1577.148 | 199.6997 | 22100 | 97127.1847 | 31600 | 0 | 65527.1847 | 65527.1847 | 0 | 9500 | 0 | 0 | 0 | 0 | 0
2022-12-11 15:00 | 0.26765 | 0.529 | 35871 | 9312.847 | 633 | 55988.0904 | 3 | 22287.153 | 2.2287 | 33700.9374 | 0 | 961814.3156 | 19 | 9500 | 1577.148 | 199.6997 | 22100 | 97127.1847 | 31600 | 0 | 65527.1847 | 65527.1847 | 0 | 9500 | 0 | 0 | 0 | 0 | 0
2022-12-11 16:00 | 0.09947 | 0.23548 | 35871 | 3461.0457 | 633 | 24922.638 | 3 | 18638.9543 | 1.8639 | 6283.6838 | 0 | 995515.2529 | 19 | 0 | 1577.148 | 0 | 22100 | 97127.1847 | 22100 | 0 | 75027.1847 | 75027.1847 | 0 | 0 | 0 | 0 | 0 | 0 | 0
2022-12-11 17:00 | 0 | 0 | 35871 | 0 | 633 | 0 | 3 | 22100 | 2.21 | 0 | 22100 | 1001798.9367 | 19 | 0 | 1577.148 | 0 | 22100 | 97127.1847 | 22100 | 0 | 75027.1847 | 75027.1847 | 0 | 0 | 0 | 0 | 0 | 0 | 0
2022-12-11 18:00 | 0 | 0 | 35871 | 0 | 633 | 0 | 3 | 22100 | 2.21 | 0 | 22100 | 979698.9367 | 19 | 0 | 1577.148 | 0 | 22100 | 97127.1847 | 22100 | 0 | 75027.1847 | 75027.1847 | 0 | 0 | 0 | 0 | 0 | 0 | 0
2022-12-11 19:00 | 0 | 0 | 35871 | 0 | 633 | 0 | 3 | 22100 | 2.21 | 0 | 22100 | 957598.9367 | 19 | 0 | 1577.148 | 0 | 22100 | 97127.1847 | 22100 | 0 | 75027.1847 | 75027.1847 | 0 | 0 | 0 | 0 | 0 | 0 | 0
2022-12-11 20:00 | 0 | 0 | 35871 | 0 | 633 | 0 | 3 | 22100 | 2.21 | 0 | 22100 | 935498.9367 | 19 | 0 | 1577.148 | 0 | 22100 | 97127.1847 | 22100 | 0 | 75027.1847 | 75027.1847 | 0 | 0 | 0 | 0 | 0 | 0 | 0
2022-12-11 21:00 | 0 | 0 | 35871 | 0 | 633 | 0 | 3 | 22100 | 2.21 | 0 | 22100 | 913398.9367 | 19 | 0 | 1577.148 | 0 | 22100 | 97127.1847 | 22100 | 0 | 75027.1847 | 75027.1847 | 0 | 0 | 0 | 0 | 0 | 0 | 0
2022-12-11 22:00 | 0 | 0 | 35871 | 0 | 633 | 0 | 3 | 22100 | 2.21 | 0 | 22100 | 891298.9367 | 19 | 0 | 1577.148 | 0 | 22100 | 97127.1847 | 22100 | 0 | 75027.1847 | 75027.1847 | 0 | 0 | 0 | 0 | 0 | 0 | 0
2022-12-11 23:00 | 0 | 0 | 35871 | 0 | 633 | 0 | 3 | 22100 | 2.21 | 0 | 22100 | 869198.9367 | 19 | 0 | 1577.148 | 0 | 22100 | 97127.1847 | 22100 | 0 | 75027.1847 | 75027.1847 | 0 | 0 | 0 | 0 | 0 | 0 | 0
2022-12-12 | 0 | 0 | 35871 | 0 | 633 | 0 | 3 | 22508.3333 | 2.2508 | 0 | 22508.3333 | 847098.9367 | 19 | 0 | 1577.148 | 0 | 22508.3333 | 97535.518 | 22508.3333 | 0 | 75027.1847 | 75027.1847 | 0 | 0 | 0 | 0 | 0 | 0 | 0
2022-12-12 01:00 | 0 | 0 | 35871 | 0 | 633 | 0 | 3 | 22508.3333 | 2.2508 | 0 | 22508.3333 | 824590.6034 | 19 | 0 | 1577.148 | 0 | 22508.3333 | 97535.518 | 22508.3333 | 0 | 75027.1847 | 75027.1847 | 0 | 0 | 0 | 0 | 0 | 0 | 0
2022-12-12 02:00 | 0 | 0 | 35871 | 0 | 633 | 0 | 3 | 22508.3333 | 2.2508 | 0 | 22508.3333 | 802082.27 | 19 | 0 | 1577.148 | 0 | 22508.3333 | 97535.518 | 22508.3333 | 0 | 75027.1847 | 75027.1847 | 0 | 0 | 0 | 0 | 0 | 0 | 0
2022-12-12 03:00 | 0 | 0 | 35871 | 0 | 633 | 0 | 3 | 22508.3333 | 2.2508 | 0 | 22508.3333 | 779573.9367 | 19 | 0 | 1577.148 | 0 | 22508.3333 | 97535.518 | 22508.3333 | 0 | 75027.1847 | 75027.1847 | 0 | 0 | 0 | 0 | 0 | 0 | 0
2022-12-12 04:00 | 0 | 0 | 35871 | 0 | 633 | 0 | 3 | 22508.3333 | 2.2508 | 0 | 22508.3333 | 757065.6034 | 19 | 0 | 1577.148 | 0 | 22508.3333 | 97535.518 | 22508.3333 | 0 | 75027.1847 | 75027.1847 | 0 | 0 | 0 | 0 | 0 | 0 | 0
2022-12-12 05:00 | 0 | 0 | 35871 | 0 | 633 | 0 | 3 | 22508.3333 | 2.2508 | 0 | 22508.3333 | 734557.27 | 19 | 0 | 1577.148 | 0 | 22508.3333 | 97535.518 | 22508.3333 | 0 | 75027.1847 | 75027.1847 | 0 | 0 | 0 | 0 | 0 | 0 | 0
2022-12-12 06:00 | 0 | 0 | 35871 | 0 | 633 | 0 | 3 | 22508.3333 | 2.2508 | 0 | 22508.3333 | 712048.9367 | 19 | 0 | 1577.148 | 0 | 22508.3333 | 97535.518 | 22508.3333 | 0 | 75027.1847 | 75027.1847 | 0 | 0 | 0 | 0 | 0 | 0 | 0
2022-12-12 07:00 | 0.0228 | 0.02116 | 35871 | 793.323 | 633 | 2239.5236 | 3 | 21715.0103 | 2.1715 | 0 | 19475.4867 | 689540.6034 | 19 | 1.1369e-13 | 1577.148 | 2.3898e-15 | 22508.3333 | 97535.518 | 22508.3333 | 0 | 75027.1847 | 75027.1847 | 1.1369e-13 | 0 | 0 | 0 | 0 | 0 | 0
2022-12-12 08:00 | 0.16738 | 0.24919 | 35871 | 5823.9653 | 633 | 26373.6715 | 3 | 24398.5174 | 2.4399 | 1975.1541 | 0 | 670065.1167 | 19 | 7714.1494 | 1577.148 | 162.1593 | 22508.3333 | 97535.518 | 30222.4828 | 0 | 67313.0352 | 67313.0352 | 3.638e-12 | 7714.1494 | 0 | 0 | 0 | 0 | 0
2022-12-12 09:00 | 0.33067 | 0.47483 | 35871 | 11505.6197 | 633 | 50254.8676 | 3 | 11002.7137 | 1.1003 | 39252.1539 | 0 | 672040.2708 | 19 | 0 | 1577.148 | 0 | 22508.3333 | 97535.518 | 22508.3333 | 0 | 75027.1847 | 75027.1847 | 0 | 0 | 0 | 0 | 0 | 0 | 0
2022-12-12 10:00 | 0.47048 | 0.60284 | 35871 | 16370.2904 | 633 | 63803.1388 | 3 | 6138.0429 | 0.6138 | 57665.0959 | 0 | 711292.4247 | 19 | 0 | 1577.148 | 0 | 22508.3333 | 97535.518 | 22508.3333 | 0 | 75027.1847 | 75027.1847 | 0 | 0 | 0 | 0 | 0 | 0 | 0
2022-12-12 11:00 | 0.56522 | 0.70754 | 35871 | 19666.7564 | 633 | 74884.3355 | 3 | 2841.5769 | 0.28416 | 72042.7586 | 0 | 768957.5206 | 19 | 0 | 1577.148 | 0 | 22508.3333 | 97535.518 | 22508.3333 | 0 | 75027.1847 | 75027.1847 | 0 | 0 | 0 | 0 | 0 | 0 | 0
2022-12-12 12:00 | 0.5314 | 0.49323 | 35871 | 18489.9939 | 633 | 52202.2794 | 3 | 4018.3394 | 0.40183 | 48183.94 | 0 | 841000.2792 | 19 | 0 | 1577.148 | 0 | 22508.3333 | 97535.518 | 22508.3333 | 0 | 75027.1847 | 75027.1847 | 0 | 0 | 0 | 0 | 0 | 0 | 0
2022-12-12 13:00 | 0.45652 | 0.31272 | 35871 | 15884.5541 | 633 | 33097.5343 | 3 | 6623.7793 | 0.66238 | 26473.755 | 0 | 889184.2192 | 19 | 0 | 1577.148 | 0 | 22508.3333 | 97535.518 | 22508.3333 | 0 | 75027.1847 | 75027.1847 | 0 | 0 | 0 | 0 | 0 | 0 | 0
2022-12-12 14:00 | 0.35265 | 0.37669 | 35871 | 12270.4109 | 633 | 39867.9655 | 3 | 10237.9224 | 1.0238 | 29630.0431 | 0 | 915657.9742 | 19 | 0 | 1577.148 | 0 | 22508.3333 | 97535.518 | 22508.3333 | 0 | 75027.1847 | 75027.1847 | 0 | 0 | 0 | 0 | 0 | 0 | 0
2022-12-12 15:00 | 0.22993 | 0.34331 | 35871 | 8000.3845 | 633 | 36335.1065 | 3 | 14507.9489 | 1.4508 | 21827.1576 | 0 | 945288.0173 | 19 | 0 | 1577.148 | 0 | 22508.3333 | 97535.518 | 22508.3333 | 0 | 75027.1847 | 75027.1847 | 0 | 0 | 0 | 0 | 0 | 0 | 0
2022-12-12 16:00 | 0.09035 | 0.17078 | 35871 | 3143.7165 | 633 | 18074.9453 | 3 | 19364.6168 | 1.9365 | 0 | 1289.6715 | 967115.1749 | 19 | 0 | 1577.148 | 0 | 22508.3333 | 97535.518 | 22508.3333 | 0 | 75027.1847 | 75027.1847 | 0 | 0 | 0 | 0 | 0 | 0 | 0
2022-12-12 17:00 | 0 | 0 | 35871 | 0 | 633 | 0 | 3 | 22508.3333 | 2.2508 | 0 | 22508.3333 | 965825.5034 | 19 | 0 | 1577.148 | 0 | 22508.3333 | 97535.518 | 22508.3333 | 0 | 75027.1847 | 75027.1847 | 0 | 0 | 0 | 0 | 0 | 0 | 0
2022-12-12 18:00 | 0 | 0 | 35871 | 0 | 633 | 0 | 3 | 22508.3333 | 2.2508 | 0 | 22508.3333 | 943317.1701 | 19 | 0 | 1577.148 | 0 | 22508.3333 | 97535.518 | 22508.3333 | 0 | 75027.1847 | 75027.1847 | 0 | 0 | 0 | 0 | 0 | 0 | 0
2022-12-12 19:00 | 0 | 0 | 35871 | 0 | 633 | 0 | 3 | 22508.3333 | 2.2508 | 0 | 22508.3333 | 920808.8368 | 19 | 0 | 1577.148 | 0 | 22508.3333 | 97535.518 | 22508.3333 | 0 | 75027.1847 | 75027.1847 | 0 | 0 | 0 | 0 | 0 | 0 | 0
2022-12-12 20:00 | 0 | 0 | 35871 | 0 | 633 | 0 | 3 | 22508.3333 | 2.2508 | 0 | 22508.3333 | 898300.5034 | 19 | 0 | 1577.148 | 0 | 22508.3333 | 97535.518 | 22508.3333 | 0 | 75027.1847 | 75027.1847 | 0 | 0 | 0 | 0 | 0 | 0 | 0
2022-12-12 21:00 | 0 | 0 | 35871 | 0 | 633 | 0 | 3 | 22508.3333 | 2.2508 | 0 | 22508.3333 | 875792.1701 | 19 | 0 | 1577.148 | 0 | 22508.3333 | 97535.518 | 22508.3333 | 0 | 75027.1847 | 75027.1847 | 0 | 0 | 0 | 0 | 0 | 0 | 0
2022-12-12 22:00 | 0 | 0 | 35871 | 0 | 633 | 0 | 3 | 22508.3333 | 2.2508 | 0 | 22508.3333 | 853283.8368 | 19 | 0 | 1577.148 | 0 | 22508.3333 | 97535.518 | 22508.3333 | 0 | 75027.1847 | 75027.1847 | 0 | 0 | 0 | 0 | 0 | 0 | 0
2022-12-12 23:00 | 0 | 0 | 35871 | 0 | 633 | 0 | 3 | 22508.3333 | 2.2508 | 0 | 22508.3333 | 830775.5034 | 19 | 0 | 1577.148 | 0 | 22508.3333 | 97535.518 | 22508.3333 | 0 | 75027.1847 | 75027.1847 | 0 | 0 | 0 | 0 | 0 | 0 | 0
2022-12-13 | 0 | 0 | 35871 | 0 | 633 | 0 | 3 | 18833.3333 | 1.8833 | 0 | 18833.3333 | 808267.1701 | 19 | 0 | 1577.148 | 0 | 18833.3333 | 93860.518 | 18833.3333 | 0 | 75027.1847 | 75027.1847 | 0 | 0 | 0 | 0 | 0 | 0 | 0
2022-12-13 01:00 | 0 | 0 | 35871 | 0 | 633 | 0 | 3 | 18833.3333 | 1.8833 | 0 | 18833.3333 | 789433.8368 | 19 | 0 | 1577.148 | 0 | 18833.3333 | 93860.518 | 18833.3333 | 0 | 75027.1847 | 75027.1847 | 0 | 0 | 0 | 0 | 0 | 0 | 0
2022-12-13 02:00 | 0 | 0 | 35871 | 0 | 633 | 0 | 3 | 18833.3333 | 1.8833 | 0 | 18833.3333 | 770600.5034 | 19 | 0 | 1577.148 | 0 | 18833.3333 | 93860.518 | 18833.3333 | 0 | 75027.1847 | 75027.1847 | 0 | 0 | 0 | 0 | 0 | 0 | 0
2022-12-13 03:00 | 0 | 0 | 35871 | 0 | 633 | 0 | 3 | 18833.3333 | 1.8833 | 0 | 18833.3333 | 751767.1701 | 19 | 0 | 1577.148 | 0 | 18833.3333 | 93860.518 | 18833.3333 | 0 | 75027.1847 | 75027.1847 | 0 | 0 | 0 | 0 | 0 | 0 | 0
2022-12-13 04:00 | 0 | 0 | 35871 | 0 | 633 | 0 | 3 | 18833.3333 | 1.8833 | 0 | 18833.3333 | 732933.8368 | 19 | 0 | 1577.148 | 0 | 18833.3333 | 93860.518 | 18833.3333 | 0 | 75027.1847 | 75027.1847 | 0 | 0 | 0 | 0 | 0 | 0 | 0
2022-12-13 05:00 | 0 | 0 | 35871 | 0 | 633 | 0 | 3 | 18833.3333 | 1.8833 | 0 | 18833.3333 | 714100.5034 | 19 | 0 | 1577.148 | 0 | 18833.3333 | 93860.518 | 18833.3333 | 0 | 75027.1847 | 75027.1847 | 0 | 0 | 0 | 0 | 0 | 0 | 0
2022-12-13 06:00 | 0 | 0 | 35871 | 0 | 633 | 0 | 3 | 18833.3333 | 1.8833 | 0 | 18833.3333 | 695267.1701 | 19 | 0 | 1577.148 | 0 | 18833.3333 | 93860.518 | 18833.3333 | 0 | 75027.1847 | 75027.1847 | 0 | 0 | 0 | 0 | 0 | 0 | 0
2022-12-13 07:00 | 0.0161 | 0.00428 | 35871 | 560.1974 | 633 | 452.9849 | 3 | 18273.1359 | 1.8273 | 0 | 17820.151 | 676433.8368 | 19 | 2.2737e-13 | 1577.148 | 4.7796e-15 | 18833.3333 | 93860.518 | 18833.3333 | 0 | 75027.1847 | 75027.1847 | 2.2737e-13 | 0 | 0 | 0 | 0 | 0 | 0
2022-12-13 08:00 | 0.119 | 0.04076 | 35871 | 4140.5895 | 633 | 4313.9406 | 3 | 14692.7438 | 1.4693 | 0 | 10378.8032 | 658613.6858 | 19 | 0 | 1577.148 | 0 | 18833.3333 | 93860.518 | 18833.3333 | 0 | 75027.1847 | 75027.1847 | 0 | 0 | 0 | 0 | 0 | 0 | 0
2022-12-13 09:00 | 0.24495 | 0.09952 | 35871 | 8523.0034 | 633 | 10532.958 | 3 | 10310.3299 | 1.031 | 222.628 | 0 | 648234.8825 | 19 | 0 | 1577.148 | 0 | 18833.3333 | 93860.518 | 18833.3333 | 0 | 75027.1847 | 75027.1847 | 0 | 0 | 0 | 0 | 0 | 0 | 0
2022-12-13 10:00 | 0.35423 | 0.18287 | 35871 | 12325.3868 | 633 | 19354.5219 | 3 | 6507.9465 | 0.65079 | 12846.5754 | 0 | 648457.5106 | 19 | 0 | 1577.148 | 0 | 18833.3333 | 93860.518 | 18833.3333 | 0 | 75027.1847 | 75027.1847 | 0 | 0 | 0 | 0 | 0 | 0 | 0
2022-12-13 11:00 | 0.41462 | 0.13322 | 35871 | 14426.649 | 633 | 14099.6851 | 3 | 4406.6843 | 0.44067 | 9693.0007 | 0 | 661304.0859 | 19 | 0 | 1577.148 | 0 | 18833.3333 | 93860.518 | 18833.3333 | 0 | 75027.1847 | 75027.1847 | 0 | 0 | 0 | 0 | 0 | 0 | 0
2022-12-13 12:00 | 0.4582 | 0.16828 | 35871 | 15943.0094 | 633 | 17810.3513 | 3 | 2890.3239 | 0.28903 | 14920.0274 | 0 | 670997.0867 | 19 | 0 | 1577.148 | 0 | 18833.3333 | 93860.518 | 18833.3333 | 0 | 75027.1847 | 75027.1847 | 0 | 0 | 0 | 0 | 0 | 0 | 0
2022-12-13 13:00 | 0.36688 | 0.02227 | 35871 | 12765.5419 | 633 | 2357.0034 | 3 | 6067.7914 | 0.60678 | 0 | 3710.7881 | 685917.1141 | 19 | 0 | 1577.148 | 0 | 18833.3333 | 93860.518 | 18833.3333 | 0 | 75027.1847 | 75027.1847 | 0 | 0 | 0 | 0 | 0 | 0 | 0
2022-12-13 14:00 | 0.26267 | 0.04544 | 35871 | 9139.5685 | 633 | 4809.2605 | 3 | 9693.7648 | 0.96938 | 0 | 4884.5043 | 682206.326 | 19 | 0 | 1577.148 | 0 | 18833.3333 | 93860.518 | 18833.3333 | 0 | 75027.1847 | 75027.1847 | 0 | 0 | 0 | 0 | 0 | 0 | 0
2022-12-13 15:00 | 0.1508 | 0.037 | 35871 | 5247.0664 | 633 | 3915.9912 | 3 | 13586.2669 | 1.3586 | 0 | 9670.2757 | 677321.8217 | 19 | 0 | 1577.148 | 0 | 18833.3333 | 93860.518 | 18833.3333 | 0 | 75027.1847 | 75027.1847 | 0 | 0 | 0 | 0 | 0 | 0 | 0
2022-12-13 16:00 | 0.05615 | 0.01499 | 35871 | 1953.732 | 633 | 1586.5056 | 3 | 16879.6014 | 1.688 | 0 | 15293.0958 | 667651.546 | 19 | 0 | 1577.148 | 0 | 18833.3333 | 93860.518 | 18833.3333 | 0 | 75027.1847 | 75027.1847 | 0 | 0 | 0 | 0 | 0 | 0 | 0
2022-12-13 17:00 | 0 | 0 | 35871 | 0 | 633 | 0 | 3 | 18833.3333 | 1.8833 | 0 | 18833.3333 | 652358.4502 | 19 | 0 | 1577.148 | 0 | 18833.3333 | 93860.518 | 18833.3333 | 0 | 75027.1847 | 75027.1847 | 0 | 0 | 0 | 0 | 0 | 0 | 0
2022-12-13 18:00 | 0 | 0 | 35871 | 0 | 633 | 0 | 3 | 18833.3333 | 1.8833 | 0 | 18833.3333 | 633525.1169 | 19 | 0 | 1577.148 | 0 | 18833.3333 | 93860.518 | 18833.3333 | 0 | 75027.1847 | 75027.1847 | 0 | 0 | 0 | 0 | 0 | 0 | 0
2022-12-13 19:00 | 0 | 0 | 35871 | 0 | 633 | 0 | 3 | 18833.3333 | 1.8833 | 0 | 18833.3333 | 614691.7836 | 19 | 0 | 1577.148 | 0 | 18833.3333 | 93860.518 | 18833.3333 | 0 | 75027.1847 | 75027.1847 | 0 | 0 | 0 | 0 | 0 | 0 | 0
2022-12-13 20:00 | 0 | 0 | 35871 | 0 | 633 | 0 | 3 | 18833.3333 | 1.8833 | 0 | 18833.3333 | 595858.4502 | 19 | 0 | 1577.148 | 0 | 18833.3333 | 93860.518 | 18833.3333 | 0 | 75027.1847 | 75027.1847 | 0 | 0 | 0 | 0 | 0 | 0 | 0
2022-12-13 21:00 | 0 | 0 | 35871 | 0 | 633 | 0 | 3 | 18833.3333 | 1.8833 | 0 | 18833.3333 | 577025.1169 | 19 | 0 | 1577.148 | 0 | 18833.3333 | 93860.518 | 18833.3333 | 0 | 75027.1847 | 75027.1847 | 0 | 0 | 0 | 0 | 0 | 0 | 0
2022-12-13 22:00 | 0 | 0 | 35871 | 0 | 633 | 0 | 3 | 18833.3333 | 1.8833 | 0 | 18833.3333 | 558191.7836 | 19 | 0 | 1577.148 | 0 | 18833.3333 | 93860.518 | 18833.3333 | 0 | 75027.1847 | 75027.1847 | 0 | 0 | 0 | 0 | 0 | 0 | 0
2022-12-13 23:00 | 0 | 0 | 35871 | 0 | 633 | 0 | 3 | 18833.3333 | 1.8833 | 0 | 18833.3333 | 539358.4502 | 19 | 0 | 1577.148 | 0 | 18833.3333 | 93860.518 | 18833.3333 | 0 | 75027.1847 | 75027.1847 | 0 | 0 | 0 | 0 | 0 | 0 | 0
2022-12-14 | 0 | 0 | 35871 | 0 | 633 | 0 | 3 | 21166.6667 | 2.1167 | 0 | 21166.6667 | 520525.1169 | 19 | 0 | 1577.148 | 0 | 21166.6667 | 96193.8513 | 21166.6667 | 0 | 75027.1847 | 75027.1847 | 0 | 0 | 0 | 0 | 0 | 0 | 0
2022-12-14 01:00 | 0 | 0 | 35871 | 0 | 633 | 0 | 3 | 21166.6667 | 2.1167 | 0 | 21166.6667 | 499358.4502 | 19 | 0 | 1577.148 | 0 | 21166.6667 | 96193.8513 | 21166.6667 | 0 | 75027.1847 | 75027.1847 | 0 | 0 | 0 | 0 | 0 | 0 | 0
2022-12-14 02:00 | 0 | 0 | 35871 | 0 | 633 | 0 | 3 | 21166.6667 | 2.1167 | 0 | 21166.6667 | 478191.7836 | 19 | 0 | 1577.148 | 0 | 21166.6667 | 96193.8513 | 21166.6667 | 0 | 75027.1847 | 75027.1847 | 0 | 0 | 0 | 0 | 0 | 0 | 0
2022-12-14 03:00 | 0 | 0 | 35871 | 0 | 633 | 0 | 3 | 21166.6667 | 2.1167 | 0 | 21166.6667 | 457025.1169 | 19 | 0 | 1577.148 | 0 | 21166.6667 | 96193.8513 | 21166.6667 | 0 | 75027.1847 | 75027.1847 | 0 | 0 | 0 | 0 | 0 | 0 | 0
2022-12-14 04:00 | 0 | 0 | 35871 | 0 | 633 | 0 | 3 | 21166.6667 | 2.1167 | 0 | 21166.6667 | 435858.4502 | 19 | 0 | 1577.148 | 0 | 21166.6667 | 96193.8513 | 21166.6667 | 0 | 75027.1847 | 75027.1847 | 0 | 0 | 0 | 0 | 0 | 0 | 0
2022-12-14 05:00 | 0 | 0 | 35871 | 0 | 633 | 0 | 3 | 21166.6667 | 2.1167 | 0 | 21166.6667 | 414691.7836 | 19 | 0 | 1577.148 | 0 | 21166.6667 | 96193.8513 | 21166.6667 | 0 | 75027.1847 | 75027.1847 | 0 | 0 | 0 | 0 | 0 | 0 | 0
2022-12-14 06:00 | 0 | 0 | 35871 | 0 | 633 | 0 | 3 | 21166.6667 | 2.1167 | 0 | 21166.6667 | 393525.1169 | 19 | 0 | 1577.148 | 0 | 21166.6667 | 96193.8513 | 21166.6667 | 0 | 75027.1847 | 75027.1847 | 0 | 0 | 0 | 0 | 0 | 0 | 0
2022-12-14 07:00 | 0.0189 | 0.00228 | 35871 | 657.623 | 633 | 241.3097 | 3 | 20509.0436 | 2.0509 | 0 | 20267.7339 | 372358.4502 | 19 | 0 | 1577.148 | 0 | 21166.6667 | 96193.8513 | 21166.6667 | 0 | 75027.1847 | 75027.1847 | 0 | 0 | 0 | 0 | 0 | 0 | 0
2022-12-14 08:00 | 0.143 | 0.08313 | 35871 | 4975.6664 | 633 | 8798.2797 | 3 | 16191.0003 | 1.6191 | 0 | 7392.7206 | 352090.7163 | 19 | 0 | 1577.148 | 0 | 21166.6667 | 96193.8513 | 21166.6667 | 0 | 75027.1847 | 75027.1847 | 0 | 0 | 0 | 0 | 0 | 0 | 0
2022-12-14 09:00 | 0.29208 | 0.17886 | 35871 | 10162.8856 | 633 | 18930.1131 | 3 | 11003.781 | 1.1004 | 7926.3321 | 0 | 344697.9958 | 19 | 0 | 1577.148 | 0 | 21166.6667 | 96193.8513 | 21166.6667 | 0 | 75027.1847 | 75027.1847 | 0 | 0 | 0 | 0 | 0 | 0 | 0
2022-12-14 10:00 | 0.4092 | 0.27775 | 35871 | 14238.0608 | 633 | 29396.3934 | 3 | 6928.6059 | 0.69286 | 22467.7875 | 0 | 352624.3279 | 19 | 0 | 1577.148 | 0 | 21166.6667 | 96193.8513 | 21166.6667 | 0 | 75027.1847 | 75027.1847 | 0 | 0 | 0 | 0 | 0 | 0 | 0
2022-12-14 11:00 | 0.48033 | 0.40258 | 35871 | 16713.0199 | 633 | 42608.101 | 3 | 4453.6468 | 0.44536 | 38154.4542 | 0 | 375092.1154 | 19 | 0 | 1577.148 | 0 | 21166.6667 | 96193.8513 | 21166.6667 | 0 | 75027.1847 | 75027.1847 | 0 | 0 | 0 | 0 | 0 | 0 | 0
2022-12-14 12:00 | 0.45398 | 0.1256 | 35871 | 15796.1751 | 633 | 13293.2026 | 3 | 5370.4916 | 0.53705 | 7922.711 | 0 | 413246.5697 | 19 | 0 | 1577.148 | 0 | 21166.6667 | 96193.8513 | 21166.6667 | 0 | 75027.1847 | 75027.1847 | 0 | 0 | 0 | 0 | 0 | 0 | 0
2022-12-14 13:00 | 0.28455 | 0.00331 | 35871 | 9900.8803 | 633 | 350.3225 | 3 | 11265.7864 | 1.1266 | 0 | 10915.464 | 421169.2806 | 19 | 0 | 1577.148 | 0 | 21166.6667 | 96193.8513 | 21166.6667 | 0 | 75027.1847 | 75027.1847 | 0 | 0 | 0 | 0 | 0 | 0 | 0
2022-12-14 14:00 | 0.23423 | 0.00694 | 35871 | 8150.0024 | 633 | 734.5129 | 3 | 13016.6643 | 1.3017 | 0 | 12282.1513 | 410253.8167 | 19 | 0 | 1577.148 | 0 | 21166.6667 | 96193.8513 | 21166.6667 | 0 | 75027.1847 | 75027.1847 | 0 | 0 | 0 | 0 | 0 | 0 | 0
2022-12-14 15:00 | 0.1541 | 0.00171 | 35871 | 5361.8895 | 633 | 180.9823 | 3 | 15804.7772 | 1.5805 | 0 | 15623.7949 | 397971.6654 | 19 | 0 | 1577.148 | 0 | 21166.6667 | 96193.8513 | 21166.6667 | 0 | 75027.1847 | 75027.1847 | 0 | 0 | 0 | 0 | 0 | 0 | 0
2022-12-14 16:00 | 0.06228 | 0 | 35871 | 2167.0245 | 633 | 0 | 3 | 18999.6422 | 1.9 | 0 | 18999.6422 | 382347.8705 | 19 | 0 | 1577.148 | 0 | 21166.6667 | 96193.8513 | 21166.6667 | 0 | 75027.1847 | 75027.1847 | 0 | 0 | 0 | 0 | 0 | 0 | 0
2022-12-14 17:00 | 0 | 0 | 35871 | 0 | 633 | 0 | 3 | 21166.6667 | 2.1167 | 0 | 21166.6667 | 363348.2283 | 19 | 0 | 1577.148 | 0 | 21166.6667 | 96193.8513 | 21166.6667 | 0 | 75027.1847 | 75027.1847 | 0 | 0 | 0 | 0 | 0 | 0 | 0
2022-12-14 18:00 | 0 | 0 | 35871 | 0 | 633 | 0 | 3 | 21166.6667 | 2.1167 | 0 | 21166.6667 | 342181.5616 | 19 | 0 | 1577.148 | 0 | 21166.6667 | 96193.8513 | 21166.6667 | 0 | 75027.1847 | 75027.1847 | 0 | 0 | 0 | 0 | 0 | 0 | 0
2022-12-14 19:00 | 0 | 0 | 35871 | 0 | 633 | 0 | 3 | 21166.6667 | 2.1167 | 0 | 21166.6667 | 321014.895 | 19 | 0 | 1577.148 | 0 | 21166.6667 | 96193.8513 | 21166.6667 | 0 | 75027.1847 | 75027.1847 | 0 | 0 | 0 | 0 | 0 | 0 | 0
2022-12-14 20:00 | 0 | 0 | 35871 | 0 | 633 | 0 | 3 | 21166.6667 | 2.1167 | 0 | 21166.6667 | 299848.2283 | 19 | 0 | 1577.148 | 0 | 21166.6667 | 96193.8513 | 21166.6667 | 0 | 75027.1847 | 75027.1847 | 0 | 0 | 0 | 0 | 0 | 0 | 0
2022-12-14 21:00 | 0 | 0 | 35871 | 0 | 633 | 0 | 3 | 21166.6667 | 2.1167 | 0 | 21166.6667 | 278681.5616 | 19 | 0 | 1577.148 | 0 | 21166.6667 | 96193.8513 | 21166.6667 | 0 | 75027.1847 | 75027.1847 | 0 | 0 | 0 | 0 | 0 | 0 | 0
2022-12-14 22:00 | 0 | 0 | 35871 | 0 | 633 | 0 | 3 | 21166.6667 | 2.1167 | 0 | 21166.6667 | 257514.895 | 19 | 0 | 1577.148 | 0 | 21166.6667 | 96193.8513 | 21166.6667 | 0 | 75027.1847 | 75027.1847 | 0 | 0 | 0 | 0 | 0 | 0 | 0
2022-12-14 23:00 | 0 | 0 | 35871 | 0 | 633 | 0 | 3 | 21166.6667 | 2.1167 | 0 | 21166.6667 | 236348.2283 | 19 | 0 | 1577.148 | 0 | 21166.6667 | 96193.8513 | 21166.6667 | 0 | 75027.1847 | 75027.1847 | 0 | 0 | 0 | 0 | 0 | 0 | 0
2022-12-15 | 0 | 0 | 35871 | 0 | 633 | 0 | 3 | 22416.6667 | 2.2417 | 0 | 22416.6667 | 215181.5616 | 19 | 0 | 1577.148 | 0 | 22416.6667 | 97443.8513 | 22416.6667 | 0 | 75027.1847 | 75027.1847 | 0 | 0 | 0 | 0 | 0 | 0 | 0
2022-12-15 01:00 | 0 | 0 | 35871 | 0 | 633 | 0 | 3 | 22416.6667 | 2.2417 | 0 | 22416.6667 | 192764.895 | 19 | 0 | 1577.148 | 0 | 22416.6667 | 97443.8513 | 22416.6667 | 0 | 75027.1847 | 75027.1847 | 0 | 0 | 0 | 0 | 0 | 0 | 0
2022-12-15 02:00 | 0 | 0 | 35871 | 0 | 633 | 0 | 3 | 22416.6667 | 2.2417 | 0 | 22416.6667 | 170348.2283 | 19 | 0 | 1577.148 | 0 | 22416.6667 | 97443.8513 | 22416.6667 | 0 | 75027.1847 | 75027.1847 | 0 | 0 | 0 | 0 | 0 | 0 | 0
2022-12-15 03:00 | 0 | 0 | 35871 | 0 | 633 | 0 | 3 | 22416.6667 | 2.2417 | 0 | 22416.6667 | 147931.5616 | 19 | 0 | 1577.148 | 0 | 22416.6667 | 97443.8513 | 22416.6667 | 0 | 75027.1847 | 75027.1847 | 0 | 0 | 0 | 0 | 0 | 0 | 0
2022-12-15 04:00 | 0 | 0 | 35871 | 0 | 633 | 0 | 3 | 22416.6667 | 2.2417 | 0 | 22416.6667 | 125514.895 | 19 | 0 | 1577.148 | 0 | 22416.6667 | 97443.8513 | 22416.6667 | 0 | 75027.1847 | 75027.1847 | 0 | 0 | 0 | 0 | 0 | 0 | 0
2022-12-15 05:00 | 0 | 0 | 35871 | 0 | 633 | 0 | 3 | 22416.6667 | 2.2417 | 0 | 22416.6667 | 103098.2283 | 19 | 0 | 1577.148 | 0 | 22416.6667 | 97443.8513 | 22416.6667 | 0 | 75027.1847 | 75027.1847 | 0 | 0 | 0 | 0 | 0 | 0 | 0
2022-12-15 06:00 | 0 | 0 | 35871 | 0 | 633 | 0 | 3 | 22416.6667 | 2.2417 | 0 | 22416.6667 | 80681.5616 | 19 | 0 | 1577.148 | 0 | 22416.6667 | 97443.8513 | 22416.6667 | 0 | 75027.1847 | 75027.1847 | 0 | 0 | 0 | 0 | 0 | 0 | 0
2022-12-15 07:00 | 0.01875 | 0.00266 | 35871 | 652.4038 | 633 | 281.528 | 3 | 21764.2629 | 2.1764 | 0 | 21482.7348 | 58264.895 | 19 | -3.4106e-13 | 1577.148 | -7.1694e-15 | 22416.6667 | 97443.8513 | 22416.6667 | 0 | 75027.1847 | 75027.1847 | -3.4106e-13 | 0 | 0 | 0 | 0 | 0 | 0
2022-12-15 08:00 | 0.14945 | 0.18069 | 35871 | 5200.0933 | 633 | 19123.7959 | 3 | 17216.5733 | 1.7217 | 1907.2226 | 0 | 36782.1601 | 19 | 0 | 1577.148 | 0 | 22416.6667 | 97443.8513 | 22416.6667 | 0 | 75027.1847 | 75027.1847 | 0 | 0 | 0 | 0 | 0 | 0 | 0
2022-12-15 09:00 | 0.30602 | 0.33734 | 35871 | 10647.9261 | 633 | 35703.256 | 3 | 11768.7405 | 1.1769 | 23934.5154 | 0 | 38689.3827 | 19 | 0 | 1577.148 | 0 | 22416.6667 | 97443.8513 | 22416.6667 | 0 | 75027.1847 | 75027.1847 | 0 | 0 | 0 | 0 | 0 | 0 | 0
2022-12-15 10:00 | 0.44027 | 0.43426 | 35871 | 15319.1374 | 633 | 45961.0362 | 3 | 7097.5293 | 0.70975 | 38863.5069 | 0 | 62623.8982 | 19 | 0 | 1577.148 | 0 | 22416.6667 | 97443.8513 | 22416.6667 | 0 | 75027.1847 | 75027.1847 | 0 | 0 | 0 | 0 | 0 | 0 | 0
2022-12-15 11:00 | 0.5223 | 0.47723 | 35871 | 18173.3606 | 633 | 50508.8778 | 3 | 4243.3061 | 0.42433 | 46265.5718 | 0 | 101487.4051 | 19 | 0 | 1577.148 | 0 | 22416.6667 | 97443.8513 | 22416.6667 | 0 | 75027.1847 | 75027.1847 | 0 | 0 | 0 | 0 | 0 | 0 | 0
2022-12-15 12:00 | 0.56705 | 0.61629 | 35871 | 19730.431 | 633 | 65226.6545 | 3 | 2686.2356 | 0.26862 | 62540.4189 | 0 | 147752.9769 | 19 | 0 | 1577.148 | 0 | 22416.6667 | 97443.8513 | 22416.6667 | 0 | 75027.1847 | 75027.1847 | 0 | 0 | 0 | 0 | 0 | 0 | 0
2022-12-15 13:00 | 0.5187 | 0.59036 | 35871 | 18048.0991 | 633 | 62482.2855 | 3 | 4368.5676 | 0.43686 | 58113.7179 | 0 | 210293.3957 | 19 | 0 | 1577.148 | 0 | 22416.6667 | 97443.8513 | 22416.6667 | 0 | 75027.1847 | 75027.1847 | 0 | 0 | 0 | 0 | 0 | 0 | 0
2022-12-15 14:00 | 0.36788 | 0.44324 | 35871 | 12800.3368 | 633 | 46911.4578 | 3 | 9616.3299 | 0.96163 | 37295.1279 | 0 | 268407.1137 | 19 | 0 | 1577.148 | 0 | 22416.6667 | 97443.8513 | 22416.6667 | 0 | 75027.1847 | 75027.1847 | 0 | 0 | 0 | 0 | 0 | 0 | 0
2022-12-15 15:00 | 0.23079 | 0.34004 | 35871 | 8030.308 | 633 | 35989.0175 | 3 | 14386.3586 | 1.4386 | 21602.6589 | 0 | 305702.2416 | 19 | 0 | 1577.148 | 0 | 22416.6667 | 97443.8513 | 22416.6667 | 0 | 75027.1847 | 75027.1847 | 0 | 0 | 0 | 0 | 0 | 0 | 0
2022-12-15 16:00 | 0.08633 | 0.17646 | 35871 | 3003.8411 | 633 | 18676.1029 | 3 | 19412.8255 | 1.9413 | 0 | 736.7226 | 327304.9005 | 19 | 0 | 1577.148 | 0 | 22416.6667 | 97443.8513 | 22416.6667 | 0 | 75027.1847 | 75027.1847 | 0 | 0 | 0 | 0 | 0 | 0 | 0
2022-12-15 17:00 | 0 | 0 | 35871 | 0 | 633 | 0 | 3 | 22416.6667 | 2.2417 | 0 | 22416.6667 | 326568.1778 | 19 | 0 | 1577.148 | 0 | 22416.6667 | 97443.8513 | 22416.6667 | 0 | 75027.1847 | 75027.1847 | 0 | 0 | 0 | 0 | 0 | 0 | 0
2022-12-15 18:00 | 0 | 0 | 35871 | 0 | 633 | 0 | 3 | 22416.6667 | 2.2417 | 0 | 22416.6667 | 304151.5112 | 19 | 0 | 1577.148 | 0 | 22416.6667 | 97443.8513 | 22416.6667 | 0 | 75027.1847 | 75027.1847 | 0 | 0 | 0 | 0 | 0 | 0 | 0
2022-12-15 19:00 | 0 | 0 | 35871 | 0 | 633 | 0 | 3 | 22416.6667 | 2.2417 | 0 | 22416.6667 | 281734.8445 | 19 | 0 | 1577.148 | 0 | 22416.6667 | 97443.8513 | 22416.6667 | 0 | 75027.1847 | 75027.1847 | 0 | 0 | 0 | 0 | 0 | 0 | 0
2022-12-15 20:00 | 0 | 0 | 35871 | 0 | 633 | 0 | 3 | 22416.6667 | 2.2417 | 0 | 22416.6667 | 259318.1778 | 19 | 0 | 1577.148 | 0 | 22416.6667 | 97443.8513 | 22416.6667 | 0 | 75027.1847 | 75027.1847 | 0 | 0 | 0 | 0 | 0 | 0 | 0
2022-12-15 21:00 | 0 | 0 | 35871 | 0 | 633 | 0 | 3 | 22416.6667 | 2.2417 | 0 | 22416.6667 | 236901.5112 | 19 | 0 | 1577.148 | 0 | 22416.6667 | 97443.8513 | 22416.6667 | 0 | 75027.1847 | 75027.1847 | 0 | 0 | 0 | 0 | 0 | 0 | 0
2022-12-15 22:00 | 0 | 0 | 35871 | 0 | 633 | 0 | 3 | 22416.6667 | 2.2417 | 0 | 22416.6667 | 214484.8445 | 19 | 0 | 1577.148 | 0 | 22416.6667 | 97443.8513 | 22416.6667 | 0 | 75027.1847 | 75027.1847 | 0 | 0 | 0 | 0 | 0 | 0 | 0
2022-12-15 23:00 | 0 | 0 | 35871 | 0 | 633 | 0 | 3 | 22416.6667 | 2.2417 | 0 | 22416.6667 | 192068.1778 | 19 | 0 | 1577.148 | 0 | 22416.6667 | 97443.8513 | 22416.6667 | 0 | 75027.1847 | 75027.1847 | 0 | 0 | 0 | 0 | 0 | 0 | 0
2022-12-16 | 0 | 0 | 35871 | 0 | 633 | 0 | 3 | 21358.3333 | 2.1358 | 0 | 21358.3333 | 169651.5112 | 19 | 0 | 1577.148 | 0 | 21358.3333 | 96385.518 | 21358.3333 | 0 | 75027.1847 | 75027.1847 | 0 | 0 | 0 | 0 | 0 | 0 | 0
2022-12-16 01:00 | 0 | 0 | 35871 | 0 | 633 | 0 | 3 | 21358.3333 | 2.1358 | 0 | 21358.3333 | 148293.1778 | 19 | 0 | 1577.148 | 0 | 21358.3333 | 96385.518 | 21358.3333 | 0 | 75027.1847 | 75027.1847 | 0 | 0 | 0 | 0 | 0 | 0 | 0
2022-12-16 02:00 | 0 | 0 | 35871 | 0 | 633 | 0 | 3 | 21358.3333 | 2.1358 | 0 | 21358.3333 | 126934.8445 | 19 | 0 | 1577.148 | 0 | 21358.3333 | 96385.518 | 21358.3333 | 0 | 75027.1847 | 75027.1847 | 0 | 0 | 0 | 0 | 0 | 0 | 0
2022-12-16 03:00 | 0 | 0 | 35871 | 0 | 633 | 0 | 3 | 21358.3333 | 2.1358 | 0 | 21358.3333 | 105576.5112 | 19 | 0 | 1577.148 | 0 | 21358.3333 | 96385.518 | 21358.3333 | 0 | 75027.1847 | 75027.1847 | 0 | 0 | 0 | 0 | 0 | 0 | 0
2022-12-16 04:00 | 0 | 0 | 35871 | 0 | 633 | 0 | 3 | 21358.3333 | 2.1358 | 0 | 21358.3333 | 84218.1778 | 19 | 0 | 1577.148 | 0 | 21358.3333 | 96385.518 | 21358.3333 | 0 | 75027.1847 | 75027.1847 | 0 | 0 | 0 | 0 | 0 | 0 | 0
2022-12-16 05:00 | 0 | 0 | 35871 | 0 | 633 | 0 | 3 | 21358.3333 | 2.1358 | 0 | 21358.3333 | 62859.8445 | 19 | 0 | 1577.148 | 0 | 21358.3333 | 96385.518 | 21358.3333 | 0 | 75027.1847 | 75027.1847 | 0 | 0 | 0 | 0 | 0 | 0 | 0
2022-12-16 06:00 | 0 | 0 | 35871 | 0 | 633 | 0 | 3 | 21358.3333 | 2.1358 | 0 | 21358.3333 | 41501.5112 | 19 | 0 | 1577.148 | 0 | 21358.3333 | 96385.518 | 21358.3333 | 0 | 75027.1847 | 75027.1847 | 0 | 0 | 0 | 0 | 0 | 0 | 0
2022-12-16 07:00 | 0.01865 | 0.00535 | 35871 | 648.9243 | 633 | 566.2312 | 3 | 20709.409 | 2.0709 | 0 | 20143.1778 | 20143.1778 | 19 | 0 | 1577.148 | 0 | 21358.3333 | 96385.518 | 21358.3333 | 0 | 75027.1847 | 75027.1847 | 0 | 0 | 0 | 0 | 0 | 0 | 0
2022-12-16 08:00 | 0.15585 | 0.24693 | 35871 | 5422.7805 | 633 | 26134.4786 | 3 | 25435.5528 | 2.5436 | 698.9257 | 0 | 0 | 19 | 9500 | 1577.148 | 199.6997 | 21358.3333 | 96385.518 | 30858.3333 | 0 | 65527.1847 | 65527.1847 | 0 | 9500 | 0 | 0 | 0 | 0 | 0
2022-12-16 09:00 | 0.32095 | 0.43812 | 35871 | 11167.4135 | 633 | 46369.5693 | 3 | 19690.9198 | 1.9691 | 26678.6495 | 0 | 698.9257 | 19 | 9500 | 1577.148 | 199.6997 | 21358.3333 | 96385.518 | 30858.3333 | 0 | 65527.1847 | 65527.1847 | 0 | 9500 | 0 | 0 | 0 | 0 | 0
2022-12-16 10:00 | 0.4603 | 0.54853 | 35871 | 16016.0787 | 633 | 58055.0987 | 3 | 14842.2547 | 1.4842 | 43212.8441 | 0 | 27377.5752 | 19 | 9500 | 1577.148 | 199.6997 | 21358.3333 | 96385.518 | 30858.3333 | 0 | 65527.1847 | 65527.1847 | 0 | 9500 | 0 | 0 | 0 | 0 | 0
2022-12-16 11:00 | 0.54555 | 0.60919 | 35871 | 18982.3413 | 633 | 64475.2075 | 3 | 11875.992 | 1.1876 | 52599.2155 | 0 | 70590.4193 | 19 | 9500 | 1577.148 | 199.6997 | 21358.3333 | 96385.518 | 30858.3333 | 0 | 65527.1847 | 65527.1847 | 0 | 9500 | 0 | 0 | 0 | 0 | 0
2022-12-16 12:00 | 0.57797 | 0.69634 | 35871 | 20110.391 | 633 | 73698.9544 | 3 | 10747.9423 | 1.0748 | 62951.0121 | 0 | 123189.6348 | 19 | 9500 | 1577.148 | 199.6997 | 21358.3333 | 96385.518 | 30858.3333 | 0 | 65527.1847 | 65527.1847 | 0 | 9500 | 0 | 0 | 0 | 0 | 0
2022-12-16 13:00 | 0.52972 | 0.67173 | 35871 | 18431.5385 | 633 | 71094.291 | 3 | 12426.7948 | 1.2427 | 58667.4963 | 0 | 186140.6469 | 19 | 9500 | 1577.148 | 199.6997 | 21358.3333 | 96385.518 | 30858.3333 | 0 | 65527.1847 | 65527.1847 | 0 | 9500 | 0 | 0 | 0 | 0 | 0
2022-12-16 14:00 | 0.4198 | 0.59171 | 35871 | 14606.8864 | 633 | 62625.1663 | 3 | 16151.65 | 1.6152 | 46473.5163 | 0 | 244808.1431 | 19 | 9400.2031 | 1577.148 | 197.6019 | 21358.3333 | 96385.518 | 30758.5364 | 0 | 65626.9816 | 65626.9816 | 0 | 9400.2031 | 0 | 0 | 0 | 0 | 0
2022-12-16 15:00 | 0.2626 | 0.44812 | 35871 | 9137.1329 | 633 | 47427.9453 | 3 | 12221.2005 | 1.2221 | 35206.7448 | 0 | 291281.6594 | 19 | 0 | 1577.148 | 0 | 21358.3333 | 96385.518 | 21358.3333 | 0 | 75027.1847 | 75027.1847 | 0 | 0 | 0 | 0 | 0 | 0 | 0
2022-12-16 16:00 | 0.10018 | 0.21401 | 35871 | 3485.7501 | 633 | 22650.3048 | 3 | 17872.5833 | 1.7873 | 4777.7215 | 0 | 326488.4043 | 19 | 0 | 1577.148 | 0 | 21358.3333 | 96385.518 | 21358.3333 | 0 | 75027.1847 | 75027.1847 | 0 | 0 | 0 | 0 | 0 | 0 | 0
2022-12-16 17:00 | 0 | 0 | 35871 | 0 | 633 | 0 | 3 | 21358.3333 | 2.1358 | 0 | 21358.3333 | 331266.1258 | 19 | 0 | 1577.148 | 0 | 21358.3333 | 96385.518 | 21358.3333 | 0 | 75027.1847 | 75027.1847 | 0 | 0 | 0 | 0 | 0 | 0 | 0
2022-12-16 18:00 | 0 | 0 | 35871 | 0 | 633 | 0 | 3 | 21358.3333 | 2.1358 | 0 | 21358.3333 | 309907.7925 | 19 | 0 | 1577.148 | 0 | 21358.3333 | 96385.518 | 21358.3333 | 0 | 75027.1847 | 75027.1847 | 0 | 0 | 0 | 0 | 0 | 0 | 0
2022-12-16 19:00 | 0 | 0 | 35871 | 0 | 633 | 0 | 3 | 21358.3333 | 2.1358 | 0 | 21358.3333 | 288549.4591 | 19 | 0 | 1577.148 | 0 | 21358.3333 | 96385.518 | 21358.3333 | 0 | 75027.1847 | 75027.1847 | 0 | 0 | 0 | 0 | 0 | 0 | 0
2022-12-16 20:00 | 0 | 0 | 35871 | 0 | 633 | 0 | 3 | 21358.3333 | 2.1358 | 0 | 21358.3333 | 267191.1258 | 19 | 0 | 1577.148 | 0 | 21358.3333 | 96385.518 | 21358.3333 | 0 | 75027.1847 | 75027.1847 | 0 | 0 | 0 | 0 | 0 | 0 | 0
2022-12-16 21:00 | 0 | 0 | 35871 | 0 | 633 | 0 | 3 | 21358.3333 | 2.1358 | 0 | 21358.3333 | 245832.7925 | 19 | 0 | 1577.148 | 0 | 21358.3333 | 96385.518 | 21358.3333 | 0 | 75027.1847 | 75027.1847 | 0 | 0 | 0 | 0 | 0 | 0 | 0
2022-12-16 22:00 | 0 | 0 | 35871 | 0 | 633 | 0 | 3 | 21358.3333 | 2.1358 | 0 | 21358.3333 | 224474.4591 | 19 | 0 | 1577.148 | 0 | 21358.3333 | 96385.518 | 21358.3333 | 0 | 75027.1847 | 75027.1847 | 0 | 0 | 0 | 0 | 0 | 0 | 0
2022-12-16 23:00 | 0 | 0 | 35871 | 0 | 633 | 0 | 3 | 21358.3333 | 2.1358 | 0 | 21358.3333 | 203116.1258 | 19 | 0 | 1577.148 | 0 | 21358.3333 | 96385.518 | 21358.3333 | 0 | 75027.1847 | 75027.1847 | 0 | 0 | 0 | 0 | 0 | 0 | 0
2022-12-17 | 0 | 0 | 35871 | 0 | 633 | 0 | 3 | 23016.6667 | 2.3017 | 0 | 23016.6667 | 181757.7925 | 19 | 0 | 1577.148 | 0 | 23016.6667 | 98043.8513 | 23016.6667 | 0 | 75027.1847 | 75027.1847 | 0 | 0 | 0 | 0 | 0 | 0 | 0
2022-12-17 01:00 | 0 | 0 | 35871 | 0 | 633 | 0 | 3 | 23016.6667 | 2.3017 | 0 | 23016.6667 | 158741.1258 | 19 | 0 | 1577.148 | 0 | 23016.6667 | 98043.8513 | 23016.6667 | 0 | 75027.1847 | 75027.1847 | 0 | 0 | 0 | 0 | 0 | 0 | 0
2022-12-17 02:00 | 0 | 0 | 35871 | 0 | 633 | 0 | 3 | 23016.6667 | 2.3017 | 0 | 23016.6667 | 135724.4591 | 19 | 0 | 1577.148 | 0 | 23016.6667 | 98043.8513 | 23016.6667 | 0 | 75027.1847 | 75027.1847 | 0 | 0 | 0 | 0 | 0 | 0 | 0
2022-12-17 03:00 | 0 | 0 | 35871 | 0 | 633 | 0 | 3 | 23016.6667 | 2.3017 | 0 | 23016.6667 | 112707.7925 | 19 | 0 | 1577.148 | 0 | 23016.6667 | 98043.8513 | 23016.6667 | 0 | 75027.1847 | 75027.1847 | 0 | 0 | 0 | 0 | 0 | 0 | 0
2022-12-17 04:00 | 0 | 0 | 35871 | 0 | 633 | 0 | 3 | 23016.6667 | 2.3017 | 0 | 23016.6667 | 89691.1258 | 19 | 0 | 1577.148 | 0 | 23016.6667 | 98043.8513 | 23016.6667 | 0 | 75027.1847 | 75027.1847 | 0 | 0 | 0 | 0 | 0 | 0 | 0
2022-12-17 05:00 | 0 | 0 | 35871 | 0 | 633 | 0 | 3 | 23016.6667 | 2.3017 | 0 | 23016.6667 | 66674.4591 | 19 | 0 | 1577.148 | 0 | 23016.6667 | 98043.8513 | 23016.6667 | 0 | 75027.1847 | 75027.1847 | 0 | 0 | 0 | 0 | 0 | 0 | 0
2022-12-17 06:00 | 0 | 0 | 35871 | 0 | 633 | 0 | 3 | 23016.6667 | 2.3017 | 0 | 23016.6667 | 43657.7925 | 19 | 0 | 1577.148 | 0 | 23016.6667 | 98043.8513 | 23016.6667 | 0 | 75027.1847 | 75027.1847 | 0 | 0 | 0 | 0 | 0 | 0 | 0
2022-12-17 07:00 | 0.01927 | 0.01611 | 35871 | 670.4971 | 633 | 1705.0437 | 3 | 22346.1695 | 2.2346 | 0 | 20641.1258 | 20641.1258 | 19 | 4.5475e-13 | 1577.148 | 9.5593e-15 | 23016.6667 | 98043.8513 | 23016.6667 | 0 | 75027.1847 | 75027.1847 | 4.5475e-13 | 0 | 0 | 0 | 0 | 0 | 0
2022-12-17 08:00 | 0.166 | 0.33834 | 35871 | 5775.9484 | 633 | 35809.0936 | 3 | 26740.7182 | 2.6741 | 9068.3753 | 0 | 0 | 19 | 9500 | 1577.148 | 199.6997 | 23016.6667 | 98043.8513 | 32516.6667 | 0 | 65527.1847 | 65527.1847 | 0 | 9500 | 0 | 0 | 0 | 0 | 0
2022-12-17 09:00 | 0.34015 | 0.55748 | 35871 | 11835.475 | 633 | 59002.3452 | 3 | 20681.1916 | 2.0681 | 38321.1536 | 0 | 9068.3753 | 19 | 9500 | 1577.148 | 199.6997 | 23016.6667 | 98043.8513 | 32516.6667 | 0 | 65527.1847 | 65527.1847 | 0 | 9500 | 0 | 0 | 0 | 0 | 0
2022-12-17 10:00 | 0.48238 | 0.66418 | 35871 | 16784.3494 | 633 | 70295.2172 | 3 | 15732.3173 | 1.5732 | 54562.8999 | 0 | 47389.5289 | 19 | 9500 | 1577.148 | 199.6997 | 23016.6667 | 98043.8513 | 32516.6667 | 0 | 65527.1847 | 65527.1847 | 0 | 9500 | 0 | 0 | 0 | 0 | 0
2022-12-17 11:00 | 0.56892 | 0.71976 | 35871 | 19795.4974 | 633 | 76177.671 | 3 | 12721.1692 | 1.2721 | 63456.5017 | 0 | 101952.4288 | 19 | 9500 | 1577.148 | 199.6997 | 23016.6667 | 98043.8513 | 32516.6667 | 0 | 65527.1847 | 65527.1847 | 0 | 9500 | 0 | 0 | 0 | 0 | 0
2022-12-17 12:00 | 0.61262 | 0.88887 | 35871 | 21316.0333 | 633 | 94075.8675 | 3 | 11200.6334 | 1.1201 | 82875.2341 | 0 | 165408.9306 | 19 | 9500 | 1577.148 | 199.6997 | 23016.6667 | 98043.8513 | 32516.6667 | 0 | 65527.1847 | 65527.1847 | 0 | 9500 | 0 | 0 | 0 | 0 | 0
2022-12-17 13:00 | 0.5665 | 0.87915 | 35871 | 19711.2939 | 633 | 93047.126 | 3 | 12805.3728 | 1.2805 | 80241.7532 | 0 | 248284.1647 | 19 | 9500 | 1577.148 | 199.6997 | 23016.6667 | 98043.8513 | 32516.6667 | 0 | 65527.1847 | 65527.1847 | 0 | 9500 | 0 | 0 | 0 | 0 | 0
2022-12-17 14:00 | 0.4577 | 0.81988 | 35871 | 15925.612 | 633 | 86774.1315 | 3 | 16591.0547 | 1.6591 | 70183.0768 | 0 | 328525.9179 | 19 | 9500 | 1577.148 | 199.6997 | 23016.6667 | 98043.8513 | 32516.6667 | 0 | 65527.1847 | 65527.1847 | 0 | 9500 | 0 | 0 | 0 | 0 | 0
2022-12-17 15:00 | 0.29738 | 0.70388 | 35871 | 10347.2984 | 633 | 74496.9699 | 3 | 22169.3682 | 2.2169 | 52327.6017 | 0 | 398708.9947 | 19 | 9500 | 1577.148 | 199.6997 | 23016.6667 | 98043.8513 | 32516.6667 | 0 | 65527.1847 | 65527.1847 | 0 | 9500 | 0 | 0 | 0 | 0 | 0
2022-12-17 16:00 | 0.11855 | 0.41917 | 35871 | 4124.9318 | 633 | 44363.9468 | 3 | 28391.7348 | 2.8392 | 15972.212 | 0 | 451036.5964 | 19 | 9500 | 1577.148 | 199.6997 | 23016.6667 | 98043.8513 | 32516.6667 | 0 | 65527.1847 | 65527.1847 | 0 | 9500 | 0 | 0 | 0 | 0 | 0
2022-12-17 17:00 | 0 | 0 | 35871 | 0 | 633 | 0 | 3 | 30000 | 3 | 0 | 30000 | 467008.8084 | 19 | 6983.3333 | 1577.148 | 146.7968 | 23016.6667 | 98043.8513 | 30000 | 0 | 68043.8513 | 68043.8513 | 0 | 6983.3333 | 0 | 0 | 0 | 0 | 0
2022-12-17 18:00 | 0 | 0 | 35871 | 0 | 633 | 0 | 3 | 30000 | 3 | 0 | 30000 | 437008.8084 | 19 | 6983.3333 | 1577.148 | 146.7968 | 23016.6667 | 98043.8513 | 30000 | 0 | 68043.8513 | 68043.8513 | 0 | 6983.3333 | 0 | 0 | 0 | 0 | 0
2022-12-17 19:00 | 0 | 0 | 35871 | 0 | 633 | 0 | 3 | 30000 | 3 | 0 | 30000 | 407008.8084 | 19 | 6983.3333 | 1577.148 | 146.7968 | 23016.6667 | 98043.8513 | 30000 | 0 | 68043.8513 | 68043.8513 | 0 | 6983.3333 | 0 | 0 | 0 | 0 | 0
2022-12-17 20:00 | 0 | 0 | 35871 | 0 | 633 | 0 | 3 | 30000 | 3 | 0 | 30000 | 377008.8084 | 19 | 6983.3333 | 1577.148 | 146.7968 | 23016.6667 | 98043.8513 | 30000 | 0 | 68043.8513 | 68043.8513 | 0 | 6983.3333 | 0 | 0 | 0 | 0 | 0
2022-12-17 21:00 | 0 | 0 | 35871 | 0 | 633 | 0 | 3 | 30000 | 3 | 0 | 30000 | 347008.8084 | 19 | 6983.3333 | 1577.148 | 146.7968 | 23016.6667 | 98043.8513 | 30000 | 0 | 68043.8513 | 68043.8513 | 0 | 6983.3333 | 0 | 0 | 0 | 0 | 0
2022-12-17 22:00 | 0 | 0 | 35871 | 0 | 633 | 0 | 3 | 30000 | 3 | 0 | 30000 | 317008.8084 | 19 | 6983.3333 | 1577.148 | 146.7968 | 23016.6667 | 98043.8513 | 30000 | 0 | 68043.8513 | 68043.8513 | 0 | 6983.3333 | 0 | 0 | 0 | 0 | 0
2022-12-17 23:00 | 0 | 0 | 35871 | 0 | 633 | 0 | 3 | 30000 | 3 | 0 | 30000 | 287008.8084 | 19 | 6983.3333 | 1577.148 | 146.7968 | 23016.6667 | 98043.8513 | 30000 | 0 | 68043.8513 | 68043.8513 | 0 | 6983.3333 | 0 | 0 | 0 | 0 | 0
2022-12-18 | 0 | 0 | 35871 | 0 | 633 | 0 | 3 | 30000 | 3 | 0 | 30000 | 257008.8084 | 19 | 6583.3333 | 1577.148 | 138.3884 | 23416.6667 | 98443.8513 | 30000 | 0 | 68443.8513 | 68443.8513 | 0 | 6583.3333 | 0 | 0 | 0 | 0 | 0
2022-12-18 01:00 | 0 | 0 | 35871 | 0 | 633 | 0 | 3 | 30000 | 3 | 0 | 30000 | 227008.8084 | 19 | 6583.3333 | 1577.148 | 138.3884 | 23416.6667 | 98443.8513 | 30000 | 0 | 68443.8513 | 68443.8513 | 0 | 6583.3333 | 0 | 0 | 0 | 0 | 0
2022-12-18 02:00 | 0 | 0 | 35871 | 0 | 633 | 0 | 3 | 30000 | 3 | 0 | 30000 | 197008.8084 | 19 | 6583.3333 | 1577.148 | 138.3884 | 23416.6667 | 98443.8513 | 30000 | 0 | 68443.8513 | 68443.8513 | 0 | 6583.3333 | 0 | 0 | 0 | 0 | 0
2022-12-18 03:00 | 0 | 0 | 35871 | 0 | 633 | 0 | 3 | 30000 | 3 | 0 | 30000 | 167008.8084 | 19 | 6583.3333 | 1577.148 | 138.3884 | 23416.6667 | 98443.8513 | 30000 | 0 | 68443.8513 | 68443.8513 | 0 | 6583.3333 | 0 | 0 | 0 | 0 | 0
2022-12-18 04:00 | 0 | 0 | 35871 | 0 | 633 | 0 | 3 | 30000 | 3 | 0 | 30000 | 137008.8084 | 19 | 6583.3333 | 1577.148 | 138.3884 | 23416.6667 | 98443.8513 | 30000 | 0 | 68443.8513 | 68443.8513 | 0 | 6583.3333 | 0 | 0 | 0 | 0 | 0
2022-12-18 05:00 | 0 | 0 | 35871 | 0 | 633 | 0 | 3 | 30000 | 3 | 0 | 30000 | 107008.8084 | 19 | 6583.3333 | 1577.148 | 138.3884 | 23416.6667 | 98443.8513 | 30000 | 0 | 68443.8513 | 68443.8513 | 0 | 6583.3333 | 0 | 0 | 0 | 0 | 0
2022-12-18 06:00 | 0 | 0 | 35871 | 0 | 633 | 0 | 3 | 30000 | 3 | 0 | 30000 | 77008.8084 | 19 | 6583.3333 | 1577.148 | 138.3884 | 23416.6667 | 98443.8513 | 30000 | 0 | 68443.8513 | 68443.8513 | 0 | 6583.3333 | 0 | 0 | 0 | 0 | 0
2022-12-18 07:00 | 0.02298 | 0.10823 | 35871 | 799.5861 | 633 | 11454.8034 | 3 | 30000 | 3 | 0 | 18545.1966 | 47008.8084 | 19 | 7382.9194 | 1577.148 | 155.1965 | 23416.6667 | 98443.8513 | 30799.5861 | 0 | 67644.2652 | 67644.2652 | 0 | 7382.9194 | 0 | 0 | 0 | 0 | 0
2022-12-18 08:00 | 0.18955 | 0.59494 | 35871 | 6595.3676 | 633 | 62967.0217 | 3 | 26321.2991 | 2.6321 | 36645.7227 | 0 | 28463.6118 | 19 | 9500 | 1577.148 | 199.6997 | 23416.6667 | 98443.8513 | 32916.6667 | 0 | 65527.1847 | 65527.1847 | 0 | 9500 | 0 | 0 | 0 | 0 | 0
2022-12-18 09:00 | 0.37245 | 0.80164 | 35871 | 12959.3493 | 633 | 84843.6537 | 3 | 19957.3173 | 1.9957 | 64886.3363 | 0 | 65109.3345 | 19 | 9500 | 1577.148 | 199.6997 | 23416.6667 | 98443.8513 | 32916.6667 | 0 | 65527.1847 | 65527.1847 | 0 | 9500 | 0 | 0 | 0 | 0 | 0
2022-12-18 10:00 | 0.5159 | 0.87911 | 35871 | 17950.6734 | 633 | 93042.8925 | 3 | 14965.9932 | 1.4966 | 78076.8993 | 0 | 129995.6708 | 19 | 9500 | 1577.148 | 199.6997 | 23416.6667 | 98443.8513 | 32916.6667 | 0 | 65527.1847 | 65527.1847 | 0 | 9500 | 0 | 0 | 0 | 0 | 0
2022-12-18 11:00 | 0.60267 | 0.92148 | 35871 | 20969.8243 | 633 | 97527.2316 | 3 | 11946.8424 | 1.1947 | 85580.3893 | 0 | 208072.5701 | 19 | 9500 | 1577.148 | 199.6997 | 23416.6667 | 98443.8513 | 32916.6667 | 0 | 65527.1847 | 65527.1847 | 0 | 9500 | 0 | 0 | 0 | 0 | 0
2022-12-18 12:00 | 0.6241 | 0.93404 | 35871 | 21715.4784 | 633 | 98856.5519 | 3 | 11201.1883 | 1.1201 | 87655.3636 | 0 | 293652.9594 | 19 | 9500 | 1577.148 | 199.6997 | 23416.6667 | 98443.8513 | 32916.6667 | 0 | 65527.1847 | 65527.1847 | 0 | 9500 | 0 | 0 | 0 | 0 | 0
2022-12-18 13:00 | 0.57865 | 0.92982 | 35871 | 20134.0515 | 633 | 98409.9172 | 3 | 12782.6151 | 1.2783 | 85627.3021 | 0 | 381308.323 | 19 | 9500 | 1577.148 | 199.6997 | 23416.6667 | 98443.8513 | 32916.6667 | 0 | 65527.1847 | 65527.1847 | 0 | 9500 | 0 | 0 | 0 | 0 | 0
2022-12-18 14:00 | 0.47002 | 0.87907 | 35871 | 16354.2848 | 633 | 93038.659 | 3 | 16562.3819 | 1.6562 | 76476.2772 | 0 | 466935.6251 | 19 | 9500 | 1577.148 | 199.6997 | 23416.6667 | 98443.8513 | 32916.6667 | 0 | 65527.1847 | 65527.1847 | 0 | 9500 | 0 | 0 | 0 | 0 | 0
2022-12-18 15:00 | 0.30933 | 0.78017 | 35871 | 10763.0971 | 633 | 82571.3204 | 3 | 22153.5695 | 2.2154 | 60417.7509 | 0 | 543411.9023 | 19 | 9500 | 1577.148 | 199.6997 | 23416.6667 | 98443.8513 | 32916.6667 | 0 | 65527.1847 | 65527.1847 | 0 | 9500 | 0 | 0 | 0 | 0 | 0
2022-12-18 16:00 | 0.1275 | 0.51684 | 35871 | 4436.3459 | 633 | 54701.1052 | 3 | 28480.3207 | 2.848 | 26220.7844 | 0 | 603829.6531 | 19 | 9500 | 1577.148 | 199.6997 | 23416.6667 | 98443.8513 | 32916.6667 | 0 | 65527.1847 | 65527.1847 | 0 | 9500 | 0 | 0 | 0 | 0 | 0
2022-12-18 17:00 | 0 | 0 | 35871 | 0 | 633 | 0 | 3 | 30000 | 3 | 0 | 30000 | 630050.4376 | 19 | 6583.3333 | 1577.148 | 138.3884 | 23416.6667 | 98443.8513 | 30000 | 0 | 68443.8513 | 68443.8513 | 0 | 6583.3333 | 0 | 0 | 0 | 0 | 0
2022-12-18 18:00 | 0 | 0 | 35871 | 0 | 633 | 0 | 3 | 30000 | 3 | 0 | 30000 | 600050.4376 | 19 | 6583.3333 | 1577.148 | 138.3884 | 23416.6667 | 98443.8513 | 30000 | 0 | 68443.8513 | 68443.8513 | 0 | 6583.3333 | 0 | 0 | 0 | 0 | 0
2022-12-18 19:00 | 0 | 0 | 35871 | 0 | 633 | 0 | 3 | 30000 | 3 | 0 | 30000 | 570050.4376 | 19 | 6583.3333 | 1577.148 | 138.3884 | 23416.6667 | 98443.8513 | 30000 | 0 | 68443.8513 | 68443.8513 | 0 | 6583.3333 | 0 | 0 | 0 | 0 | 0
2022-12-18 20:00 | 0 | 0 | 35871 | 0 | 633 | 0 | 3 | 30000 | 3 | 0 | 30000 | 540050.4376 | 19 | 6583.3333 | 1577.148 | 138.3884 | 23416.6667 | 98443.8513 | 30000 | 0 | 68443.8513 | 68443.8513 | 0 | 6583.3333 | 0 | 0 | 0 | 0 | 0
2022-12-18 21:00 | 0 | 0 | 35871 | 0 | 633 | 0 | 3 | 30000 | 3 | 0 | 30000 | 510050.4376 | 19 | 6583.3333 | 1577.148 | 138.3884 | 23416.6667 | 98443.8513 | 30000 | 0 | 68443.8513 | 68443.8513 | 0 | 6583.3333 | 0 | 0 | 0 | 0 | 0
2022-12-18 22:00 | 0 | 0 | 35871 | 0 | 633 | 0 | 3 | 30000 | 3 | 0 | 30000 | 480050.4376 | 19 | 6583.3333 | 1577.148 | 138.3884 | 23416.6667 | 98443.8513 | 30000 | 0 | 68443.8513 | 68443.8513 | 0 | 6583.3333 | 0 | 0 | 0 | 0 | 0
2022-12-18 23:00 | 0 | 0 | 35871 | 0 | 633 | 0 | 3 | 30000 | 3 | 0 | 30000 | 450050.4376 | 19 | 6583.3333 | 1577.148 | 138.3884 | 23416.6667 | 98443.8513 | 30000 | 0 | 68443.8513 | 68443.8513 | 0 | 6583.3333 | 0 | 0 | 0 | 0 | 0
2022-12-19 | 0 | 0 | 35871 | 0 | 633 | 0 | 3 | 30000 | 3 | 0 | 30000 | 420050.4376 | 19 | 8208.3333 | 1577.148 | 172.5475 | 21791.6667 | 96818.8513 | 30000 | 0 | 66818.8513 | 66818.8513 | 0 | 8208.3333 | 0 | 0 | 0 | 0 | 0
2022-12-19 01:00 | 0 | 0 | 35871 | 0 | 633 | 0 | 3 | 30000 | 3 | 0 | 30000 | 390050.4376 | 19 | 8208.3333 | 1577.148 | 172.5475 | 21791.6667 | 96818.8513 | 30000 | 0 | 66818.8513 | 66818.8513 | 0 | 8208.3333 | 0 | 0 | 0 | 0 | 0
2022-12-19 02:00 | 0 | 0 | 35871 | 0 | 633 | 0 | 3 | 30000 | 3 | 0 | 30000 | 360050.4376 | 19 | 8208.3333 | 1577.148 | 172.5475 | 21791.6667 | 96818.8513 | 30000 | 0 | 66818.8513 | 66818.8513 | 0 | 8208.3333 | 0 | 0 | 0 | 0 | 0
2022-12-19 03:00 | 0 | 0 | 35871 | 0 | 633 | 0 | 3 | 30000 | 3 | 0 | 30000 | 330050.4376 | 19 | 8208.3333 | 1577.148 | 172.5475 | 21791.6667 | 96818.8513 | 30000 | 0 | 66818.8513 | 66818.8513 | 0 | 8208.3333 | 0 | 0 | 0 | 0 | 0
2022-12-19 04:00 | 0 | 0 | 35871 | 0 | 633 | 0 | 3 | 30000 | 3 | 0 | 30000 | 300050.4376 | 19 | 8208.3333 | 1577.148 | 172.5475 | 21791.6667 | 96818.8513 | 30000 | 0 | 66818.8513 | 66818.8513 | 0 | 8208.3333 | 0 | 0 | 0 | 0 | 0
2022-12-19 05:00 | 0 | 0 | 35871 | 0 | 633 | 0 | 3 | 30000 | 3 | 0 | 30000 | 270050.4376 | 19 | 8208.3333 | 1577.148 | 172.5475 | 21791.6667 | 96818.8513 | 30000 | 0 | 66818.8513 | 66818.8513 | 0 | 8208.3333 | 0 | 0 | 0 | 0 | 0
2022-12-19 06:00 | 0 | 0 | 35871 | 0 | 633 | 0 | 3 | 30000 | 3 | 0 | 30000 | 240050.4376 | 19 | 8208.3333 | 1577.148 | 172.5475 | 21791.6667 | 96818.8513 | 30000 | 0 | 66818.8513 | 66818.8513 | 0 | 8208.3333 | 0 | 0 | 0 | 0 | 0
2022-12-19 07:00 | 0.0231 | 0.12528 | 35871 | 803.7615 | 633 | 13259.3345 | 3 | 30000 | 3 | 0 | 16740.6655 | 210050.4376 | 19 | 9012.0948 | 1577.148 | 189.4434 | 21791.6667 | 96818.8513 | 30803.7615 | 0 | 66015.0898 | 66015.0898 | 803.7615 | 8208.3333 | 0 | 0 | 0 | 0 | 0
2022-12-19 08:00 | 0.1917 | 0.61735 | 35871 | 6670.1766 | 633 | 65338.8424 | 3 | 24621.4901 | 2.4621 | 40717.3523 | 0 | 193309.7721 | 19 | 9500 | 1577.148 | 199.6997 | 21791.6667 | 96818.8513 | 31291.6667 | 0 | 65527.1847 | 65527.1847 | 1.819e-12 | 9500 | 0 | 0 | 0 | 0 | 0
2022-12-19 09:00 | 0.37558 | 0.81563 | 35871 | 13068.2573 | 633 | 86324.3217 | 3 | 18223.4094 | 1.8223 | 68100.9123 | 0 | 234027.1244 | 19 | 9500 | 1577.148 | 199.6997 | 21791.6667 | 96818.8513 | 31291.6667 | 0 | 65527.1847 | 65527.1847 | 0 | 9500 | 0 | 0 | 0 | 0 | 0
2022-12-19 10:00 | 0.51978 | 0.88794 | 35871 | 18085.6775 | 633 | 93977.4385 | 3 | 13205.9891 | 1.3206 | 80771.4494 | 0 | 302128.0367 | 19 | 9500 | 1577.148 | 199.6997 | 21791.6667 | 96818.8513 | 31291.6667 | 0 | 65527.1847 | 65527.1847 | 0 | 9500 | 0 | 0 | 0 | 0 | 0
2022-12-19 11:00 | 0.60765 | 0.92799 | 35871 | 21143.1028 | 633 | 98216.2344 | 3 | 10148.5639 | 1.0149 | 88067.6705 | 0 | 382899.4861 | 19 | 9500 | 1577.148 | 199.6997 | 21791.6667 | 96818.8513 | 31291.6667 | 0 | 65527.1847 | 65527.1847 | 0 | 9500 | 0 | 0 | 0 | 0 | 0
2022-12-19 12:00 | 0.62528 | 0.91006 | 35871 | 21756.5363 | 633 | 96318.5663 | 3 | 9535.1304 | 0.95351 | 86783.4359 | 0 | 470967.1566 | 19 | 9500 | 1577.148 | 199.6997 | 21791.6667 | 96818.8513 | 31291.6667 | 0 | 65527.1847 | 65527.1847 | 0 | 9500 | 0 | 0 | 0 | 0 | 0
2022-12-19 13:00 | 0.57942 | 0.90011 | 35871 | 20160.8436 | 633 | 95265.4821 | 3 | 11130.8231 | 1.1131 | 84134.659 | 0 | 557750.5925 | 19 | 9500 | 1577.148 | 199.6997 | 21791.6667 | 96818.8513 | 31291.6667 | 0 | 65527.1847 | 65527.1847 | 0 | 9500 | 0 | 0 | 0 | 0 | 0
2022-12-19 14:00 | 0.4698 | 0.84278 | 35871 | 16346.6299 | 633 | 89197.8125 | 3 | 14945.0367 | 1.4945 | 74252.7758 | 0 | 641885.2515 | 19 | 9500 | 1577.148 | 199.6997 | 21791.6667 | 96818.8513 | 31291.6667 | 0 | 65527.1847 | 65527.1847 | 0 | 9500 | 0 | 0 | 0 | 0 | 0
2022-12-19 15:00 | 0.3078 | 0.7318 | 35871 | 10709.861 | 633 | 77451.9557 | 3 | 20581.8057 | 2.0582 | 56870.15 | 0 | 716138.0273 | 19 | 9500 | 1577.148 | 199.6997 | 21791.6667 | 96818.8513 | 31291.6667 | 0 | 65527.1847 | 65527.1847 | 0 | 9500 | 0 | 0 | 0 | 0 | 0
2022-12-19 16:00 | 0.12565 | 0.44809 | 35871 | 4371.9754 | 633 | 47424.7702 | 3 | 26919.6913 | 2.692 | 20505.0789 | 0 | 773008.1773 | 19 | 9500 | 1577.148 | 199.6997 | 21791.6667 | 96818.8513 | 31291.6667 | 0 | 65527.1847 | 65527.1847 | 0 | 9500 | 0 | 0 | 0 | 0 | 0
2022-12-19 17:00 | 0 | 0 | 35871 | 0 | 633 | 0 | 3 | 30000 | 3 | 0 | 30000 | 793513.2563 | 19 | 8208.3333 | 1577.148 | 172.5475 | 21791.6667 | 96818.8513 | 30000 | 0 | 66818.8513 | 66818.8513 | 0 | 8208.3333 | 0 | 0 | 0 | 0 | 0
2022-12-19 18:00 | 0 | 0 | 35871 | 0 | 633 | 0 | 3 | 30000 | 3 | 0 | 30000 | 763513.2563 | 19 | 8208.3333 | 1577.148 | 172.5475 | 21791.6667 | 96818.8513 | 30000 | 0 | 66818.8513 | 66818.8513 | 0 | 8208.3333 | 0 | 0 | 0 | 0 | 0
2022-12-19 19:00 | 0 | 0 | 35871 | 0 | 633 | 0 | 3 | 30000 | 3 | 0 | 30000 | 733513.2563 | 19 | 8208.3333 | 1577.148 | 172.5475 | 21791.6667 | 96818.8513 | 30000 | 0 | 66818.8513 | 66818.8513 | 0 | 8208.3333 | 0 | 0 | 0 | 0 | 0
2022-12-19 20:00 | 0 | 0 | 35871 | 0 | 633 | 0 | 3 | 30000 | 3 | 0 | 30000 | 703513.2563 | 19 | 8208.3333 | 1577.148 | 172.5475 | 21791.6667 | 96818.8513 | 30000 | 0 | 66818.8513 | 66818.8513 | 0 | 8208.3333 | 0 | 0 | 0 | 0 | 0
2022-12-19 21:00 | 0 | 0 | 35871 | 0 | 633 | 0 | 3 | 30000 | 3 | 0 | 30000 | 673513.2563 | 19 | 8208.3333 | 1577.148 | 172.5475 | 21791.6667 | 96818.8513 | 30000 | 0 | 66818.8513 | 66818.8513 | 0 | 8208.3333 | 0 | 0 | 0 | 0 | 0
2022-12-19 22:00 | 0 | 0 | 35871 | 0 | 633 | 0 | 3 | 30000 | 3 | 0 | 30000 | 643513.2563 | 19 | 8208.3333 | 1577.148 | 172.5475 | 21791.6667 | 96818.8513 | 30000 | 0 | 66818.8513 | 66818.8513 | 0 | 8208.3333 | 0 | 0 | 0 | 0 | 0
2022-12-19 23:00 | 0 | 0 | 35871 | 0 | 633 | 0 | 3 | 30000 | 3 | 0 | 30000 | 613513.2563 | 19 | 8208.3333 | 1577.148 | 172.5475 | 21791.6667 | 96818.8513 | 30000 | 0 | 66818.8513 | 66818.8513 | 0 | 8208.3333 | 0 | 0 | 0 | 0 | 0
2022-12-20 | 0 | 0 | 35871 | 0 | 633 | 0 | 3 | 23166.6667 | 2.3167 | 0 | 23166.6667 | 583513.2563 | 19 | 9500 | 1577.148 | 199.6997 | 13666.6667 | 88693.8513 | 23166.6667 | 0 | 65527.1847 | 65527.1847 | 0 | 9500 | 0 | 0 | 0 | 0 | 0
2022-12-20 01:00 | 0 | 0 | 35871 | 0 | 633 | 0 | 3 | 23166.6667 | 2.3167 | 0 | 23166.6667 | 560346.5896 | 19 | 9500 | 1577.148 | 199.6997 | 13666.6667 | 88693.8513 | 23166.6667 | 0 | 65527.1847 | 65527.1847 | 0 | 9500 | 0 | 0 | 0 | 0 | 0
2022-12-20 02:00 | 0 | 0 | 35871 | 0 | 633 | 0 | 3 | 23166.6667 | 2.3167 | 0 | 23166.6667 | 537179.9229 | 19 | 9500 | 1577.148 | 199.6997 | 13666.6667 | 88693.8513 | 23166.6667 | 0 | 65527.1847 | 65527.1847 | 0 | 9500 | 0 | 0 | 0 | 0 | 0
2022-12-20 03:00 | 0 | 0 | 35871 | 0 | 633 | 0 | 3 | 23166.6667 | 2.3167 | 0 | 23166.6667 | 514013.2563 | 19 | 9500 | 1577.148 | 199.6997 | 13666.6667 | 88693.8513 | 23166.6667 | 0 | 65527.1847 | 65527.1847 | 0 | 9500 | 0 | 0 | 0 | 0 | 0
2022-12-20 04:00 | 0 | 0 | 35871 | 0 | 633 | 0 | 3 | 23166.6667 | 2.3167 | 0 | 23166.6667 | 490846.5896 | 19 | 9500 | 1577.148 | 199.6997 | 13666.6667 | 88693.8513 | 23166.6667 | 0 | 65527.1847 | 65527.1847 | 0 | 9500 | 0 | 0 | 0 | 0 | 0
2022-12-20 05:00 | 0 | 0 | 35871 | 0 | 633 | 0 | 3 | 23166.6667 | 2.3167 | 0 | 23166.6667 | 467679.9229 | 19 | 9500 | 1577.148 | 199.6997 | 13666.6667 | 88693.8513 | 23166.6667 | 0 | 65527.1847 | 65527.1847 | 0 | 9500 | 0 | 0 | 0 | 0 | 0
2022-12-20 06:00 | 0 | 0 | 35871 | 0 | 633 | 0 | 3 | 23166.6667 | 2.3167 | 0 | 23166.6667 | 444513.2563 | 19 | 9500 | 1577.148 | 199.6997 | 13666.6667 | 88693.8513 | 23166.6667 | 0 | 65527.1847 | 65527.1847 | 0 | 9500 | 0 | 0 | 0 | 0 | 0
2022-12-20 07:00 | 0.01848 | 0.01458 | 35871 | 643.0092 | 633 | 1543.1122 | 3 | 21573.2718 | 2.1573 | 0 | 20030.1596 | 421346.5896 | 19 | 8549.6143 | 1577.148 | 179.7216 | 13666.6667 | 88693.8513 | 22216.281 | 0 | 66477.5704 | 66477.5704 | 643.0092 | 7906.6051 | 0 | 0 | 0 | 0 | 0
2022-12-20 08:00 | 0.16135 | 0.30479 | 35871 | 5614.1523 | 633 | 32258.2421 | 3 | 8052.5144 | 0.80525 | 24205.7277 | 0 | 401316.43 | 19 | 0 | 1577.148 | 0 | 13666.6667 | 88693.8513 | 13666.6667 | 0 | 75027.1847 | 75027.1847 | 0 | 0 | 0 | 0 | 0 | 0 | 0
2022-12-20 09:00 | 0.32552 | 0.4385 | 35871 | 11326.4261 | 633 | 46409.7876 | 3 | 2340.2406 | 0.23402 | 44069.547 | 0 | 425522.1577 | 19 | 0 | 1577.148 | 0 | 13666.6667 | 88693.8513 | 13666.6667 | 0 | 75027.1847 | 75027.1847 | 0 | 0 | 0 | 0 | 0 | 0 | 0
2022-12-20 10:00 | 0.46462 | 0.54199 | 35871 | 16166.3925 | 633 | 57362.9208 | 3 | 0 | 0 | 57362.9208 | 0 | 469591.7048 | 19 | 2499.7258 | 1577.148 | 52.5468 | 13666.6667 | 88693.8513 | 16166.3925 | 0 | 72527.4588 | 72527.4588 | 2499.7258 | 0 | 0 | 0 | 0 | 0 | 0
2022-12-20 11:00 | 0.54533 | 0.59379 | 35871 | 18974.6865 | 633 | 62845.3085 | 3 | 0 | 0 | 62845.3085 | 0 | 526954.6256 | 19 | 5308.0198 | 1577.148 | 111.58 | 13666.6667 | 88693.8513 | 18974.6865 | 0 | 69719.1649 | 69719.1649 | 5308.0198 | 0 | 0 | 0 | 0 | 0 | 0
2022-12-20 12:00 | 0.55753 | 0.58729 | 35871 | 19399.1839 | 633 | 62157.3641 | 3 | 0 | 0 | 62157.3641 | 0 | 589799.9341 | 19 | 5732.5172 | 1577.148 | 120.5034 | 13666.6667 | 88693.8513 | 19399.1839 | 0 | 69294.6675 | 69294.6675 | 5732.5172 | 0 | 0 | 0 | 0 | 0 | 0
2022-12-20 13:00 | 0.5247 | 0.62706 | 35871 | 18256.8683 | 633 | 66366.5255 | 3 | 0 | 0 | 66366.5255 | 0 | 651957.2982 | 19 | 4590.2016 | 1577.148 | 96.4907 | 13666.6667 | 88693.8513 | 18256.8683 | 0 | 70436.983 | 70436.983 | 4590.2016 | 0 | 0 | 0 | 0 | 0 | 0
2022-12-20 14:00 | 0.41688 | 0.5562 | 35871 | 14505.2854 | 633 | 58866.8731 | 3 | 0 | 0 | 58866.8731 | 0 | 718323.8236 | 19 | 838.6187 | 1577.148 | 17.6286 | 13666.6667 | 88693.8513 | 14505.2854 | 0 | 74188.5659 | 74188.5659 | 838.6187 | 0 | 0 | 0 | 0 | 0 | 0
2022-12-20 15:00 | 0.2633 | 0.41844 | 35871 | 9161.4893 | 633 | 44286.6853 | 3 | 4505.1774 | 0.45052 | 39781.5079 | 0 | 777190.6968 | 19 | 0 | 1577.148 | 0 | 13666.6667 | 88693.8513 | 13666.6667 | 0 | 75027.1847 | 75027.1847 | 0 | 0 | 0 | 0 | 0 | 0 | 0
2022-12-20 16:00 | 0.10255 | 0.16112 | 35871 | 3568.2139 | 633 | 17052.5541 | 3 | 10098.4527 | 1.0098 | 6954.1014 | 0 | 816972.2047 | 19 | 0 | 1577.148 | 0 | 13666.6667 | 88693.8513 | 13666.6667 | 0 | 75027.1847 | 75027.1847 | 0 | 0 | 0 | 0 | 0 | 0 | 0
2022-12-20 17:00 | 0 | 0 | 35871 | 0 | 633 | 0 | 3 | 13666.6667 | 1.3667 | 0 | 13666.6667 | 823926.3061 | 19 | 0 | 1577.148 | 0 | 13666.6667 | 88693.8513 | 13666.6667 | 0 | 75027.1847 | 75027.1847 | 0 | 0 | 0 | 0 | 0 | 0 | 0
2022-12-20 18:00 | 0 | 0 | 35871 | 0 | 633 | 0 | 3 | 13666.6667 | 1.3667 | 0 | 13666.6667 | 810259.6394 | 19 | 0 | 1577.148 | 0 | 13666.6667 | 88693.8513 | 13666.6667 | 0 | 75027.1847 | 75027.1847 | 0 | 0 | 0 | 0 | 0 | 0 | 0
2022-12-20 19:00 | 0 | 0 | 35871 | 0 | 633 | 0 | 3 | 13666.6667 | 1.3667 | 0 | 13666.6667 | 796592.9727 | 19 | 0 | 1577.148 | 0 | 13666.6667 | 88693.8513 | 13666.6667 | 0 | 75027.1847 | 75027.1847 | 0 | 0 | 0 | 0 | 0 | 0 | 0
2022-12-20 20:00 | 0 | 0 | 35871 | 0 | 633 | 0 | 3 | 13666.6667 | 1.3667 | 0 | 13666.6667 | 782926.3061 | 19 | 0 | 1577.148 | 0 | 13666.6667 | 88693.8513 | 13666.6667 | 0 | 75027.1847 | 75027.1847 | 0 | 0 | 0 | 0 | 0 | 0 | 0
2022-12-20 21:00 | 0 | 0 | 35871 | 0 | 633 | 0 | 3 | 13666.6667 | 1.3667 | 0 | 13666.6667 | 769259.6394 | 19 | 0 | 1577.148 | 0 | 13666.6667 | 88693.8513 | 13666.6667 | 0 | 75027.1847 | 75027.1847 | 0 | 0 | 0 | 0 | 0 | 0 | 0
2022-12-20 22:00 | 0 | 0 | 35871 | 0 | 633 | 0 | 3 | 13666.6667 | 1.3667 | 0 | 13666.6667 | 755592.9727 | 19 | 0 | 1577.148 | 0 | 13666.6667 | 88693.8513 | 13666.6667 | 0 | 75027.1847 | 75027.1847 | 0 | 0 | 0 | 0 | 0 | 0 | 0
2022-12-20 23:00 | 0 | 0 | 35871 | 0 | 633 | 0 | 3 | 13666.6667 | 1.3667 | 0 | 13666.6667 | 741926.3061 | 19 | 0 | 1577.148 | 0 | 13666.6667 | 88693.8513 | 13666.6667 | 0 | 75027.1847 | 75027.1847 | 0 | 0 | 0 | 0 | 0 | 0 | 0
2022-12-21 | 0 | 0 | 35871 | 0 | 633 | 0 | 3 | 18329.1667 | 1.8329 | 0 | 18329.1667 | 728259.6394 | 19 | 0 | 1577.148 | 0 | 18329.1667 | 93356.3513 | 18329.1667 | 0 | 75027.1847 | 75027.1847 | 0 | 0 | 0 | 0 | 0 | 0 | 0
2022-12-21 01:00 | 0 | 0 | 35871 | 0 | 633 | 0 | 3 | 18329.1667 | 1.8329 | 0 | 18329.1667 | 709930.4727 | 19 | 0 | 1577.148 | 0 | 18329.1667 | 93356.3513 | 18329.1667 | 0 | 75027.1847 | 75027.1847 | 0 | 0 | 0 | 0 | 0 | 0 | 0
2022-12-21 02:00 | 0 | 0 | 35871 | 0 | 633 | 0 | 3 | 18329.1667 | 1.8329 | 0 | 18329.1667 | 691601.3061 | 19 | 0 | 1577.148 | 0 | 18329.1667 | 93356.3513 | 18329.1667 | 0 | 75027.1847 | 75027.1847 | 0 | 0 | 0 | 0 | 0 | 0 | 0
2022-12-21 03:00 | 0 | 0 | 35871 | 0 | 633 | 0 | 3 | 18329.1667 | 1.8329 | 0 | 18329.1667 | 673272.1394 | 19 | 0 | 1577.148 | 0 | 18329.1667 | 93356.3513 | 18329.1667 | 0 | 75027.1847 | 75027.1847 | 0 | 0 | 0 | 0 | 0 | 0 | 0
2022-12-21 04:00 | 0 | 0 | 35871 | 0 | 633 | 0 | 3 | 18329.1667 | 1.8329 | 0 | 18329.1667 | 654942.9727 | 19 | 0 | 1577.148 | 0 | 18329.1667 | 93356.3513 | 18329.1667 | 0 | 75027.1847 | 75027.1847 | 0 | 0 | 0 | 0 | 0 | 0 | 0
2022-12-21 05:00 | 0 | 0 | 35871 | 0 | 633 | 0 | 3 | 18329.1667 | 1.8329 | 0 | 18329.1667 | 636613.8061 | 19 | 0 | 1577.148 | 0 | 18329.1667 | 93356.3513 | 18329.1667 | 0 | 75027.1847 | 75027.1847 | 0 | 0 | 0 | 0 | 0 | 0 | 0
2022-12-21 06:00 | 0 | 0 | 35871 | 0 | 633 | 0 | 3 | 18329.1667 | 1.8329 | 0 | 18329.1667 | 618284.6394 | 19 | 0 | 1577.148 | 0 | 18329.1667 | 93356.3513 | 18329.1667 | 0 | 75027.1847 | 75027.1847 | 0 | 0 | 0 | 0 | 0 | 0 | 0
2022-12-21 07:00 | 0.01568 | 0.00213 | 35871 | 545.5836 | 633 | 225.4341 | 3 | 17783.5831 | 1.7784 | 0 | 17558.149 | 599955.4727 | 19 | 0 | 1577.148 | 0 | 18329.1667 | 93356.3513 | 18329.1667 | 0 | 75027.1847 | 75027.1847 | 0 | 0 | 0 | 0 | 0 | 0 | 0
2022-12-21 08:00 | 0.1425 | 0.18854 | 35871 | 4958.269 | 633 | 19954.6211 | 3 | 13370.8977 | 1.3371 | 6583.7234 | 0 | 582397.3237 | 19 | 0 | 1577.148 | 0 | 18329.1667 | 93356.3513 | 18329.1667 | 0 | 75027.1847 | 75027.1847 | 0 | 0 | 0 | 0 | 0 | 0 | 0
2022-12-21 09:00 | 0.30385 | 0.37092 | 35871 | 10572.4212 | 633 | 39257.2826 | 3 | 7756.7454 | 0.77567 | 31500.5372 | 0 | 588981.0471 | 19 | 0 | 1577.148 | 0 | 18329.1667 | 93356.3513 | 18329.1667 | 0 | 75027.1847 | 75027.1847 | 0 | 0 | 0 | 0 | 0 | 0 | 0
2022-12-21 10:00 | 0.44492 | 0.48703 | 35871 | 15480.9336 | 633 | 51546.0863 | 3 | 2848.2331 | 0.28482 | 48697.8532 | 0 | 620481.5843 | 19 | 0 | 1577.148 | 0 | 18329.1667 | 93356.3513 | 18329.1667 | 0 | 75027.1847 | 75027.1847 | 0 | 0 | 0 | 0 | 0 | 0 | 0
2022-12-21 11:00 | 0.53312 | 0.54965 | 35871 | 18549.8411 | 633 | 58173.6368 | 3 | 0 | 0 | 58173.6368 | 0 | 669179.4375 | 19 | 220.6744 | 1577.148 | 4.6388 | 18329.1667 | 93356.3513 | 18549.8411 | 0 | 74806.5102 | 74806.5102 | 220.6744 | 0 | 0 | 0 | 0 | 0 | 0
2022-12-21 12:00 | 0.5888 | 0.73954 | 35871 | 20487.2195 | 633 | 78271.1387 | 3 | 0 | 0 | 78271.1387 | 0 | 727353.0744 | 19 | 2158.0528 | 1577.148 | 45.3645 | 18329.1667 | 93356.3513 | 20487.2195 | 0 | 72869.1319 | 72869.1319 | 2158.0528 | 0 | 0 | 0 | 0 | 0 | 0
2022-12-21 13:00 | 0.54562 | 0.73294 | 35871 | 18984.777 | 633 | 77572.6105 | 3 | 0 | 0 | 77572.6105 | 0 | 805624.2131 | 19 | 655.6103 | 1577.148 | 13.7816 | 18329.1667 | 93356.3513 | 18984.777 | 0 | 74371.5744 | 74371.5744 | 655.6103 | 0 | 0 | 0 | 0 | 0 | 0
2022-12-21 14:00 | 0.40092 | 0.55887 | 35871 | 13949.9593 | 633 | 59149.4595 | 3 | 4379.2074 | 0.43792 | 54770.2521 | 0 | 883196.8236 | 19 | 0 | 1577.148 | 0 | 18329.1667 | 93356.3513 | 18329.1667 | 0 | 75027.1847 | 75027.1847 | 0 | 0 | 0 | 0 | 0 | 0 | 0
2022-12-21 15:00 | 0.24235 | 0.31124 | 35871 | 8432.5367 | 633 | 32940.8946 | 3 | 9896.6299 | 0.98966 | 23044.2647 | 0 | 937967.0757 | 19 | 0 | 1577.148 | 0 | 18329.1667 | 93356.3513 | 18329.1667 | 0 | 75027.1847 | 75027.1847 | 0 | 0 | 0 | 0 | 0 | 0 | 0
2022-12-21 16:00 | 0.09425 | 0.09955 | 35871 | 3279.4165 | 633 | 10536.1331 | 3 | 15049.7502 | 1.505 | 0 | 4513.6171 | 961011.3405 | 19 | 0 | 1577.148 | 0 | 18329.1667 | 93356.3513 | 18329.1667 | 0 | 75027.1847 | 75027.1847 | 0 | 0 | 0 | 0 | 0 | 0 | 0
2022-12-21 17:00 | 0 | 0 | 35871 | 0 | 633 | 0 | 3 | 18329.1667 | 1.8329 | 0 | 18329.1667 | 956497.7234 | 19 | 0 | 1577.148 | 0 | 18329.1667 | 93356.3513 | 18329.1667 | 0 | 75027.1847 | 75027.1847 | 0 | 0 | 0 | 0 | 0 | 0 | 0
2022-12-21 18:00 | 0 | 0 | 35871 | 0 | 633 | 0 | 3 | 18329.1667 | 1.8329 | 0 | 18329.1667 | 938168.5567 | 19 | 0 | 1577.148 | 0 | 18329.1667 | 93356.3513 | 18329.1667 | 0 | 75027.1847 | 75027.1847 | 0 | 0 | 0 | 0 | 0 | 0 | 0
2022-12-21 19:00 | 0 | 0 | 35871 | 0 | 633 | 0 | 3 | 18329.1667 | 1.8329 | 0 | 18329.1667 | 919839.39 | 19 | 0 | 1577.148 | 0 | 18329.1667 | 93356.3513 | 18329.1667 | 0 | 75027.1847 | 75027.1847 | 0 | 0 | 0 | 0 | 0 | 0 | 0
2022-12-21 20:00 | 0 | 0 | 35871 | 0 | 633 | 0 | 3 | 18329.1667 | 1.8329 | 0 | 18329.1667 | 901510.2234 | 19 | 0 | 1577.148 | 0 | 18329.1667 | 93356.3513 | 18329.1667 | 0 | 75027.1847 | 75027.1847 | 0 | 0 | 0 | 0 | 0 | 0 | 0
2022-12-21 21:00 | 0 | 0 | 35871 | 0 | 633 | 0 | 3 | 18329.1667 | 1.8329 | 0 | 18329.1667 | 883181.0567 | 19 | 0 | 1577.148 | 0 | 18329.1667 | 93356.3513 | 18329.1667 | 0 | 75027.1847 | 75027.1847 | 0 | 0 | 0 | 0 | 0 | 0 | 0
2022-12-21 22:00 | 0 | 0 | 35871 | 0 | 633 | 0 | 3 | 18329.1667 | 1.8329 | 0 | 18329.1667 | 864851.89 | 19 | 0 | 1577.148 | 0 | 18329.1667 | 93356.3513 | 18329.1667 | 0 | 75027.1847 | 75027.1847 | 0 | 0 | 0 | 0 | 0 | 0 | 0
2022-12-21 23:00 | 0 | 0 | 35871 | 0 | 633 | 0 | 3 | 18329.1667 | 1.8329 | 0 | 18329.1667 | 846522.7234 | 19 | 0 | 1577.148 | 0 | 18329.1667 | 93356.3513 | 18329.1667 | 0 | 75027.1847 | 75027.1847 | 0 | 0 | 0 | 0 | 0 | 0 | 0
2022-12-22 | 0 | 0 | 35871 | 0 | 633 | 0 | 3 | 18629.1667 | 1.8629 | 0 | 18629.1667 | 828193.5567 | 19 | 0 | 1577.148 | 0 | 18629.1667 | 93656.3513 | 18629.1667 | 0 | 75027.1847 | 75027.1847 | 0 | 0 | 0 | 0 | 0 | 0 | 0
2022-12-22 01:00 | 0 | 0 | 35871 | 0 | 633 | 0 | 3 | 18629.1667 | 1.8629 | 0 | 18629.1667 | 809564.39 | 19 | 0 | 1577.148 | 0 | 18629.1667 | 93656.3513 | 18629.1667 | 0 | 75027.1847 | 75027.1847 | 0 | 0 | 0 | 0 | 0 | 0 | 0
2022-12-22 02:00 | 0 | 0 | 35871 | 0 | 633 | 0 | 3 | 18629.1667 | 1.8629 | 0 | 18629.1667 | 790935.2234 | 19 | 0 | 1577.148 | 0 | 18629.1667 | 93656.3513 | 18629.1667 | 0 | 75027.1847 | 75027.1847 | 0 | 0 | 0 | 0 | 0 | 0 | 0
2022-12-22 03:00 | 0 | 0 | 35871 | 0 | 633 | 0 | 3 | 18629.1667 | 1.8629 | 0 | 18629.1667 | 772306.0567 | 19 | 0 | 1577.148 | 0 | 18629.1667 | 93656.3513 | 18629.1667 | 0 | 75027.1847 | 75027.1847 | 0 | 0 | 0 | 0 | 0 | 0 | 0
2022-12-22 04:00 | 0 | 0 | 35871 | 0 | 633 | 0 | 3 | 18629.1667 | 1.8629 | 0 | 18629.1667 | 753676.89 | 19 | 0 | 1577.148 | 0 | 18629.1667 | 93656.3513 | 18629.1667 | 0 | 75027.1847 | 75027.1847 | 0 | 0 | 0 | 0 | 0 | 0 | 0
2022-12-22 05:00 | 0 | 0 | 35871 | 0 | 633 | 0 | 3 | 18629.1667 | 1.8629 | 0 | 18629.1667 | 735047.7234 | 19 | 0 | 1577.148 | 0 | 18629.1667 | 93656.3513 | 18629.1667 | 0 | 75027.1847 | 75027.1847 | 0 | 0 | 0 | 0 | 0 | 0 | 0
2022-12-22 06:00 | 0 | 0 | 35871 | 0 | 633 | 0 | 3 | 18629.1667 | 1.8629 | 0 | 18629.1667 | 716418.5567 | 19 | 0 | 1577.148 | 0 | 18629.1667 | 93656.3513 | 18629.1667 | 0 | 75027.1847 | 75027.1847 | 0 | 0 | 0 | 0 | 0 | 0 | 0
2022-12-22 07:00 | 0.01677 | 0.02625 | 35871 | 583.51 | 633 | 2778.237 | 3 | 18045.6567 | 1.8046 | 0 | 15267.4197 | 697789.39 | 19 | 0 | 1577.148 | 0 | 18629.1667 | 93656.3513 | 18629.1667 | 0 | 75027.1847 | 75027.1847 | 0 | 0 | 0 | 0 | 0 | 0 | 0
2022-12-22 08:00 | 0.16218 | 0.39983 | 35871 | 5643.032 | 633 | 42317.0476 | 3 | 12986.1347 | 1.2986 | 29330.913 | 0 | 682521.9703 | 19 | 0 | 1577.148 | 0 | 18629.1667 | 93656.3513 | 18629.1667 | 0 | 75027.1847 | 75027.1847 | 0 | 0 | 0 | 0 | 0 | 0 | 0
2022-12-22 09:00 | 0.3344 | 0.58979 | 35871 | 11635.4045 | 633 | 62421.9581 | 3 | 6993.7621 | 0.69938 | 55428.196 | 0 | 711852.8833 | 19 | 0 | 1577.148 | 0 | 18629.1667 | 93656.3513 | 18629.1667 | 0 | 75027.1847 | 75027.1847 | 0 | 0 | 0 | 0 | 0 | 0 | 0
2022-12-22 10:00 | 0.47745 | 0.69757 | 35871 | 16612.8107 | 633 | 73829.1346 | 3 | 2016.356 | 0.20164 | 71812.7786 | 0 | 767281.0793 | 19 | 0 | 1577.148 | 0 | 18629.1667 | 93656.3513 | 18629.1667 | 0 | 75027.1847 | 75027.1847 | 0 | 0 | 0 | 0 | 0 | 0 | 0
2022-12-22 11:00 | 0.5658 | 0.75909 | 35871 | 19686.9374 | 633 | 80340.2638 | 3 | 0 | 0 | 80340.2638 | 0 | 839093.8579 | 19 | 1057.7708 | 1577.148 | 22.2354 | 18629.1667 | 93656.3513 | 19686.9374 | 0 | 73969.4139 | 73969.4139 | 1057.7708 | 0 | 0 | 0 | 0 | 0 | 0
2022-12-22 12:00 | 0.58955 | 0.73971 | 35871 | 20513.3156 | 633 | 78289.1311 | 3 | 0 | 0 | 78289.1311 | 0 | 919434.1217 | 19 | 1884.1489 | 1577.148 | 39.6067 | 18629.1667 | 93656.3513 | 20513.3156 | 0 | 73143.0357 | 73143.0357 | 1884.1489 | 0 | 0 | 0 | 0 | 0 | 0
2022-12-22 13:00 | 0.5435 | 0.71685 | 35871 | 18911.0118 | 633 | 75869.6836 | 3 | 0 | 0 | 75869.6836 | 0 | 997723.2528 | 19 | 281.8452 | 1577.148 | 5.9247 | 18629.1667 | 93656.3513 | 18911.0118 | 0 | 74745.3395 | 74745.3395 | 281.8452 | 0 | 0 | 0 | 0 | 0 | 0
2022-12-22 14:00 | 0.4372 | 0.65368 | 35871 | 15212.3172 | 633 | 69183.9224 | 3 | 3416.8495 | 0.34168 | 65767.0729 | 0 | 1073592.9363 | 19 | 0 | 1577.148 | 0 | 18629.1667 | 93656.3513 | 18629.1667 | 0 | 75027.1847 | 75027.1847 | 0 | 0 | 0 | 0 | 0 | 0 | 0
2022-12-22 15:00 | 0.2801 | 0.52194 | 35871 | 9746.0431 | 633 | 55240.8769 | 3 | 8883.1236 | 0.88831 | 46357.7534 | 0 | 1139360.0092 | 19 | 0 | 1577.148 | 0 | 18629.1667 | 93656.3513 | 18629.1667 | 0 | 75027.1847 | 75027.1847 | 0 | 0 | 0 | 0 | 0 | 0 | 0
2022-12-22 16:00 | 0.11407 | 0.2589 | 35871 | 3969.0508 | 633 | 27401.3546 | 3 | 14660.1158 | 1.466 | 12741.2388 | 0 | 1185717.7626 | 19 | 0 | 1577.148 | 0 | 18629.1667 | 93656.3513 | 18629.1667 | 0 | 75027.1847 | 75027.1847 | 0 | 0 | 0 | 0 | 0 | 0 | 0
2022-12-22 17:00 | 0 | 0 | 35871 | 0 | 633 | 0 | 3 | 18629.1667 | 1.8629 | 0 | 18629.1667 | 1198459.0014 | 19 | 0 | 1577.148 | 0 | 18629.1667 | 93656.3513 | 18629.1667 | 0 | 75027.1847 | 75027.1847 | 0 | 0 | 0 | 0 | 0 | 0 | 0
2022-12-22 18:00 | 0 | 0 | 35871 | 0 | 633 | 0 | 3 | 18629.1667 | 1.8629 | 0 | 18629.1667 | 1179829.8347 | 19 | 0 | 1577.148 | 0 | 18629.1667 | 93656.3513 | 18629.1667 | 0 | 75027.1847 | 75027.1847 | 0 | 0 | 0 | 0 | 0 | 0 | 0
2022-12-22 19:00 | 0 | 0 | 35871 | 0 | 633 | 0 | 3 | 18629.1667 | 1.8629 | 0 | 18629.1667 | 1161200.668 | 19 | 0 | 1577.148 | 0 | 18629.1667 | 93656.3513 | 18629.1667 | 0 | 75027.1847 | 75027.1847 | 0 | 0 | 0 | 0 | 0 | 0 | 0
2022-12-22 20:00 | 0 | 0 | 35871 | 0 | 633 | 0 | 3 | 18629.1667 | 1.8629 | 0 | 18629.1667 | 1142571.5014 | 19 | 0 | 1577.148 | 0 | 18629.1667 | 93656.3513 | 18629.1667 | 0 | 75027.1847 | 75027.1847 | 0 | 0 | 0 | 0 | 0 | 0 | 0
2022-12-22 21:00 | 0 | 0 | 35871 | 0 | 633 | 0 | 3 | 18629.1667 | 1.8629 | 0 | 18629.1667 | 1123942.3347 | 19 | 0 | 1577.148 | 0 | 18629.1667 | 93656.3513 | 18629.1667 | 0 | 75027.1847 | 75027.1847 | 0 | 0 | 0 | 0 | 0 | 0 | 0
2022-12-22 22:00 | 0 | 0 | 35871 | 0 | 633 | 0 | 3 | 18629.1667 | 1.8629 | 0 | 18629.1667 | 1105313.168 | 19 | 0 | 1577.148 | 0 | 18629.1667 | 93656.3513 | 18629.1667 | 0 | 75027.1847 | 75027.1847 | 0 | 0 | 0 | 0 | 0 | 0 | 0
2022-12-22 23:00 | 0 | 0 | 35871 | 0 | 633 | 0 | 3 | 18629.1667 | 1.8629 | 0 | 18629.1667 | 1086684.0014 | 19 | 0 | 1577.148 | 0 | 18629.1667 | 93656.3513 | 18629.1667 | 0 | 75027.1847 | 75027.1847 | 0 | 0 | 0 | 0 | 0 | 0 | 0
2022-12-23 | 0 | 0 | 35871 | 0 | 633 | 0 | 3 | 18375 | 1.8375 | 0 | 18375 | 1068054.8347 | 19 | 0 | 1577.148 | 0 | 18375 | 93402.1847 | 18375 | 0 | 75027.1847 | 75027.1847 | 0 | 0 | 0 | 0 | 0 | 0 | 0
2022-12-23 01:00 | 0 | 0 | 35871 | 0 | 633 | 0 | 3 | 18375 | 1.8375 | 0 | 18375 | 1049679.8347 | 19 | 0 | 1577.148 | 0 | 18375 | 93402.1847 | 18375 | 0 | 75027.1847 | 75027.1847 | 0 | 0 | 0 | 0 | 0 | 0 | 0
2022-12-23 02:00 | 0 | 0 | 35871 | 0 | 633 | 0 | 3 | 18375 | 1.8375 | 0 | 18375 | 1031304.8347 | 19 | 0 | 1577.148 | 0 | 18375 | 93402.1847 | 18375 | 0 | 75027.1847 | 75027.1847 | 0 | 0 | 0 | 0 | 0 | 0 | 0
2022-12-23 03:00 | 0 | 0 | 35871 | 0 | 633 | 0 | 3 | 18375 | 1.8375 | 0 | 18375 | 1012929.8347 | 19 | 0 | 1577.148 | 0 | 18375 | 93402.1847 | 18375 | 0 | 75027.1847 | 75027.1847 | 0 | 0 | 0 | 0 | 0 | 0 | 0
2022-12-23 04:00 | 0 | 0 | 35871 | 0 | 633 | 0 | 3 | 18375 | 1.8375 | 0 | 18375 | 994554.8347 | 19 | 0 | 1577.148 | 0 | 18375 | 93402.1847 | 18375 | 0 | 75027.1847 | 75027.1847 | 0 | 0 | 0 | 0 | 0 | 0 | 0
2022-12-23 05:00 | 0 | 0 | 35871 | 0 | 633 | 0 | 3 | 18375 | 1.8375 | 0 | 18375 | 976179.8347 | 19 | 0 | 1577.148 | 0 | 18375 | 93402.1847 | 18375 | 0 | 75027.1847 | 75027.1847 | 0 | 0 | 0 | 0 | 0 | 0 | 0
2022-12-23 06:00 | 0 | 0 | 35871 | 0 | 633 | 0 | 3 | 18375 | 1.8375 | 0 | 18375 | 957804.8347 | 19 | 0 | 1577.148 | 0 | 18375 | 93402.1847 | 18375 | 0 | 75027.1847 | 75027.1847 | 0 | 0 | 0 | 0 | 0 | 0 | 0
2022-12-23 07:00 | 0.00435 | 0 | 35871 | 151.3577 | 633 | 0 | 3 | 18223.6423 | 1.8224 | 0 | 18223.6423 | 939429.8347 | 19 | 0 | 1577.148 | 0 | 18375 | 93402.1847 | 18375 | 0 | 75027.1847 | 75027.1847 | 0 | 0 | 0 | 0 | 0 | 0 | 0
2022-12-23 08:00 | 0.03672 | 0.00272 | 35871 | 1277.6676 | 633 | 287.8783 | 3 | 17097.3324 | 1.7097 | 0 | 16809.4541 | 921206.1924 | 19 | 0 | 1577.148 | 0 | 18375 | 93402.1847 | 18375 | 0 | 75027.1847 | 75027.1847 | 0 | 0 | 0 | 0 | 0 | 0 | 0
2022-12-23 09:00 | 0.07912 | 0.00473 | 35871 | 2752.9701 | 633 | 500.6118 | 3 | 15622.0299 | 1.5622 | 0 | 15121.418 | 904396.7383 | 19 | 0 | 1577.148 | 0 | 18375 | 93402.1847 | 18375 | 0 | 75027.1847 | 75027.1847 | 0 | 0 | 0 | 0 | 0 | 0 | 0
2022-12-23 10:00 | 0.11885 | 0.0101 | 35871 | 4135.3703 | 633 | 1068.9598 | 3 | 14239.6297 | 1.424 | 0 | 13170.6699 | 889275.3202 | 19 | 0 | 1577.148 | 0 | 18375 | 93402.1847 | 18375 | 0 | 75027.1847 | 75027.1847 | 0 | 0 | 0 | 0 | 0 | 0 | 0
2022-12-23 11:00 | 0.14412 | 0.01742 | 35871 | 5014.6367 | 633 | 1843.691 | 3 | 13360.3633 | 1.336 | 0 | 11516.6723 | 876104.6503 | 19 | 0 | 1577.148 | 0 | 18375 | 93402.1847 | 18375 | 0 | 75027.1847 | 75027.1847 | 0 | 0 | 0 | 0 | 0 | 0 | 0
2022-12-23 12:00 | 0.12588 | 0 | 35871 | 4379.9782 | 633 | 0 | 3 | 13995.0218 | 1.3995 | 0 | 13995.0218 | 864587.978 | 19 | 0 | 1577.148 | 0 | 18375 | 93402.1847 | 18375 | 0 | 75027.1847 | 75027.1847 | 0 | 0 | 0 | 0 | 0 | 0 | 0
2022-12-23 13:00 | 0.11362 | 0.01078 | 35871 | 3953.3931 | 633 | 1140.9293 | 3 | 14421.6069 | 1.4422 | 0 | 13280.6775 | 850592.9562 | 19 | 0 | 1577.148 | 0 | 18375 | 93402.1847 | 18375 | 0 | 75027.1847 | 75027.1847 | 0 | 0 | 0 | 0 | 0 | 0 | 0
2022-12-23 14:00 | 0.09245 | 0.00406 | 35871 | 3216.7857 | 633 | 429.7007 | 3 | 15158.2143 | 1.5158 | 0 | 14728.5136 | 837312.2787 | 19 | 0 | 1577.148 | 0 | 18375 | 93402.1847 | 18375 | 0 | 75027.1847 | 75027.1847 | 0 | 0 | 0 | 0 | 0 | 0 | 0
2022-12-23 15:00 | 0.06225 | 0.00076 | 35871 | 2165.9807 | 633 | 80.4366 | 3 | 16209.0193 | 1.6209 | 0 | 16128.5828 | 822583.765 | 19 | 0 | 1577.148 | 0 | 18375 | 93402.1847 | 18375 | 0 | 75027.1847 | 75027.1847 | 0 | 0 | 0 | 0 | 0 | 0 | 0
2022-12-23 16:00 | 0.0249 | 0 | 35871 | 866.3923 | 633 | 0 | 3 | 17508.6077 | 1.7509 | 0 | 17508.6077 | 806455.1823 | 19 | 0 | 1577.148 | 0 | 18375 | 93402.1847 | 18375 | 0 | 75027.1847 | 75027.1847 | 0 | 0 | 0 | 0 | 0 | 0 | 0
2022-12-23 17:00 | 0.00152 | 0 | 35871 | 52.8882 | 633 | 0 | 3 | 18322.1118 | 1.8322 | 0 | 18322.1118 | 788946.5745 | 19 | 0 | 1577.148 | 0 | 18375 | 93402.1847 | 18375 | 0 | 75027.1847 | 75027.1847 | 0 | 0 | 0 | 0 | 0 | 0 | 0
2022-12-23 18:00 | 0 | 0 | 35871 | 0 | 633 | 0 | 3 | 18375 | 1.8375 | 0 | 18375 | 770624.4627 | 19 | 0 | 1577.148 | 0 | 18375 | 93402.1847 | 18375 | 0 | 75027.1847 | 75027.1847 | 0 | 0 | 0 | 0 | 0 | 0 | 0
2022-12-23 19:00 | 0 | 0 | 35871 | 0 | 633 | 0 | 3 | 18375 | 1.8375 | 0 | 18375 | 752249.4627 | 19 | 0 | 1577.148 | 0 | 18375 | 93402.1847 | 18375 | 0 | 75027.1847 | 75027.1847 | 0 | 0 | 0 | 0 | 0 | 0 | 0
2022-12-23 20:00 | 0 | 0 | 35871 | 0 | 633 | 0 | 3 | 18375 | 1.8375 | 0 | 18375 | 733874.4627 | 19 | 0 | 1577.148 | 0 | 18375 | 93402.1847 | 18375 | 0 | 75027.1847 | 75027.1847 | 0 | 0 | 0 | 0 | 0 | 0 | 0
2022-12-23 21:00 | 0 | 0 | 35871 | 0 | 633 | 0 | 3 | 18375 | 1.8375 | 0 | 18375 | 715499.4627 | 19 | 0 | 1577.148 | 0 | 18375 | 93402.1847 | 18375 | 0 | 75027.1847 | 75027.1847 | 0 | 0 | 0 | 0 | 0 | 0 | 0
2022-12-23 22:00 | 0 | 0 | 35871 | 0 | 633 | 0 | 3 | 18375 | 1.8375 | 0 | 18375 | 697124.4627 | 19 | 0 | 1577.148 | 0 | 18375 | 93402.1847 | 18375 | 0 | 75027.1847 | 75027.1847 | 0 | 0 | 0 | 0 | 0 | 0 | 0
2022-12-23 23:00 | 0 | 0 | 35871 | 0 | 633 | 0 | 3 | 18375 | 1.8375 | 0 | 18375 | 678749.4627 | 19 | 0 | 1577.148 | 0 | 18375 | 93402.1847 | 18375 | 0 | 75027.1847 | 75027.1847 | 0 | 0 | 0 | 0 | 0 | 0 | 0
2022-12-24 | 0 | 0 | 35871 | 0 | 633 | 0 | 3 | 18500 | 1.85 | 0 | 18500 | 660374.4627 | 19 | 0 | 1577.148 | 0 | 18500 | 93527.1847 | 18500 | 0 | 75027.1847 | 75027.1847 | 0 | 0 | 0 | 0 | 0 | 0 | 0
2022-12-24 01:00 | 0 | 0 | 35871 | 0 | 633 | 0 | 3 | 18500 | 1.85 | 0 | 18500 | 641874.4627 | 19 | 0 | 1577.148 | 0 | 18500 | 93527.1847 | 18500 | 0 | 75027.1847 | 75027.1847 | 0 | 0 | 0 | 0 | 0 | 0 | 0
2022-12-24 02:00 | 0 | 0 | 35871 | 0 | 633 | 0 | 3 | 18500 | 1.85 | 0 | 18500 | 623374.4627 | 19 | 0 | 1577.148 | 0 | 18500 | 93527.1847 | 18500 | 0 | 75027.1847 | 75027.1847 | 0 | 0 | 0 | 0 | 0 | 0 | 0
2022-12-24 03:00 | 0 | 0 | 35871 | 0 | 633 | 0 | 3 | 18500 | 1.85 | 0 | 18500 | 604874.4627 | 19 | 0 | 1577.148 | 0 | 18500 | 93527.1847 | 18500 | 0 | 75027.1847 | 75027.1847 | 0 | 0 | 0 | 0 | 0 | 0 | 0
2022-12-24 04:00 | 0 | 0 | 35871 | 0 | 633 | 0 | 3 | 18500 | 1.85 | 0 | 18500 | 586374.4627 | 19 | 0 | 1577.148 | 0 | 18500 | 93527.1847 | 18500 | 0 | 75027.1847 | 75027.1847 | 0 | 0 | 0 | 0 | 0 | 0 | 0
2022-12-24 05:00 | 0 | 0 | 35871 | 0 | 633 | 0 | 3 | 18500 | 1.85 | 0 | 18500 | 567874.4627 | 19 | 0 | 1577.148 | 0 | 18500 | 93527.1847 | 18500 | 0 | 75027.1847 | 75027.1847 | 0 | 0 | 0 | 0 | 0 | 0 | 0
2022-12-24 06:00 | 0 | 0 | 35871 | 0 | 633 | 0 | 3 | 18500 | 1.85 | 0 | 18500 | 549374.4627 | 19 | 0 | 1577.148 | 0 | 18500 | 93527.1847 | 18500 | 0 | 75027.1847 | 75027.1847 | 0 | 0 | 0 | 0 | 0 | 0 | 0
2022-12-24 07:00 | 0.0153 | 0.01255 | 35871 | 532.3615 | 633 | 1328.2619 | 3 | 17967.6385 | 1.7968 | 0 | 16639.3766 | 530874.4627 | 19 | 0 | 1577.148 | 0 | 18500 | 93527.1847 | 18500 | 0 | 75027.1847 | 75027.1847 | 0 | 0 | 0 | 0 | 0 | 0 | 0
2022-12-24 08:00 | 0.148 | 0.28706 | 35871 | 5149.6408 | 633 | 30381.7415 | 3 | 13350.3592 | 1.335 | 17031.3822 | 0 | 514235.0861 | 19 | 0 | 1577.148 | 0 | 18500 | 93527.1847 | 18500 | 0 | 75027.1847 | 75027.1847 | 0 | 0 | 0 | 0 | 0 | 0 | 0
2022-12-24 09:00 | 0.3123 | 0.4801 | 35871 | 10866.4379 | 633 | 50812.6318 | 3 | 7633.5621 | 0.76336 | 43179.0697 | 0 | 531266.4683 | 19 | 0 | 1577.148 | 0 | 18500 | 93527.1847 | 18500 | 0 | 75027.1847 | 75027.1847 | 0 | 0 | 0 | 0 | 0 | 0 | 0
2022-12-24 10:00 | 0.44492 | 0.58444 | 35871 | 15480.9336 | 633 | 61855.7269 | 3 | 3019.0664 | 0.30191 | 58836.6605 | 0 | 574445.538 | 19 | 0 | 1577.148 | 0 | 18500 | 93527.1847 | 18500 | 0 | 75027.1847 | 75027.1847 | 0 | 0 | 0 | 0 | 0 | 0 | 0
2022-12-24 11:00 | 0.52638 | 0.63127 | 35871 | 18315.3237 | 633 | 66812.1018 | 3 | 184.6763 | 0.018468 | 66627.4254 | 0 | 633282.1985 | 19 | 0 | 1577.148 | 0 | 18500 | 93527.1847 | 18500 | 0 | 75027.1847 | 75027.1847 | 0 | 0 | 0 | 0 | 0 | 0 | 0
2022-12-24 12:00 | 0.56503 | 0.64075 | 35871 | 19660.1454 | 633 | 67815.4422 | 3 | 0 | 0 | 67815.4422 | 0 | 699909.6239 | 19 | 1160.1454 | 1577.148 | 24.3874 | 18500 | 93527.1847 | 19660.1454 | 0 | 73867.0393 | 73867.0393 | 1160.1454 | 0 | 0 | 0 | 0 | 0 | 0
2022-12-24 13:00 | 0.53203 | 0.64967 | 35871 | 18511.9147 | 633 | 68759.5136 | 3 | 0 | 0 | 68759.5136 | 0 | 767725.0661 | 19 | 11.9147 | 1577.148 | 0.25046 | 18500 | 93527.1847 | 18511.9147 | 0 | 75015.27 | 75015.27 | 11.9147 | 0 | 0 | 0 | 0 | 0 | 0
2022-12-24 14:00 | 0.41377 | 0.52611 | 35871 | 14397.0734 | 633 | 55682.2197 | 3 | 4102.9266 | 0.41029 | 51579.2931 | 0 | 836484.5797 | 19 | 0 | 1577.148 | 0 | 18500 | 93527.1847 | 18500 | 0 | 75027.1847 | 75027.1847 | 0 | 0 | 0 | 0 | 0 | 0 | 0
2022-12-24 15:00 | 0.25488 | 0.35983 | 35871 | 8868.5165 | 633 | 38083.5436 | 3 | 9631.4835 | 0.96315 | 28452.0601 | 0 | 888063.8728 | 19 | 0 | 1577.148 | 0 | 18500 | 93527.1847 | 18500 | 0 | 75027.1847 | 75027.1847 | 0 | 0 | 0 | 0 | 0 | 0 | 0
2022-12-24 16:00 | 0.0925 | 0.12104 | 35871 | 3218.5255 | 633 | 12810.5831 | 3 | 15281.4745 | 1.5281 | 0 | 2470.8914 | 916515.9329 | 19 | 0 | 1577.148 | 0 | 18500 | 93527.1847 | 18500 | 0 | 75027.1847 | 75027.1847 | 0 | 0 | 0 | 0 | 0 | 0 | 0
2022-12-24 17:00 | 0.00375 | 0.00079 | 35871 | 130.4808 | 633 | 83.6117 | 3 | 18369.5192 | 1.837 | 0 | 18285.9075 | 914045.0415 | 19 | 0 | 1577.148 | 0 | 18500 | 93527.1847 | 18500 | 0 | 75027.1847 | 75027.1847 | 0 | 0 | 0 | 0 | 0 | 0 | 0
2022-12-24 18:00 | 0 | 0 | 35871 | 0 | 633 | 0 | 3 | 18500 | 1.85 | 0 | 18500 | 895759.1339 | 19 | 0 | 1577.148 | 0 | 18500 | 93527.1847 | 18500 | 0 | 75027.1847 | 75027.1847 | 0 | 0 | 0 | 0 | 0 | 0 | 0
2022-12-24 19:00 | 0 | 0 | 35871 | 0 | 633 | 0 | 3 | 18500 | 1.85 | 0 | 18500 | 877259.1339 | 19 | 0 | 1577.148 | 0 | 18500 | 93527.1847 | 18500 | 0 | 75027.1847 | 75027.1847 | 0 | 0 | 0 | 0 | 0 | 0 | 0
2022-12-24 20:00 | 0 | 0 | 35871 | 0 | 633 | 0 | 3 | 18500 | 1.85 | 0 | 18500 | 858759.1339 | 19 | 0 | 1577.148 | 0 | 18500 | 93527.1847 | 18500 | 0 | 75027.1847 | 75027.1847 | 0 | 0 | 0 | 0 | 0 | 0 | 0
2022-12-24 21:00 | 0 | 0 | 35871 | 0 | 633 | 0 | 3 | 18500 | 1.85 | 0 | 18500 | 840259.1339 | 19 | 0 | 1577.148 | 0 | 18500 | 93527.1847 | 18500 | 0 | 75027.1847 | 75027.1847 | 0 | 0 | 0 | 0 | 0 | 0 | 0
2022-12-24 22:00 | 0 | 0 | 35871 | 0 | 633 | 0 | 3 | 18500 | 1.85 | 0 | 18500 | 821759.1339 | 19 | 0 | 1577.148 | 0 | 18500 | 93527.1847 | 18500 | 0 | 75027.1847 | 75027.1847 | 0 | 0 | 0 | 0 | 0 | 0 | 0
2022-12-24 23:00 | 0 | 0 | 35871 | 0 | 633 | 0 | 3 | 18500 | 1.85 | 0 | 18500 | 803259.1339 | 19 | 0 | 1577.148 | 0 | 18500 | 93527.1847 | 18500 | 0 | 75027.1847 | 75027.1847 | 0 | 0 | 0 | 0 | 0 | 0 | 0
2022-12-25 | 0 | 0 | 35871 | 0 | 633 | 0 | 3 | 18500 | 1.85 | 0 | 18500 | 784759.1339 | 19 | 0 | 1577.148 | 0 | 18500 | 93527.1847 | 18500 | 0 | 75027.1847 | 75027.1847 | 0 | 0 | 0 | 0 | 0 | 0 | 0
2022-12-25 01:00 | 0 | 0 | 35871 | 0 | 633 | 0 | 3 | 18500 | 1.85 | 0 | 18500 | 766259.1339 | 19 | 0 | 1577.148 | 0 | 18500 | 93527.1847 | 18500 | 0 | 75027.1847 | 75027.1847 | 0 | 0 | 0 | 0 | 0 | 0 | 0
2022-12-25 02:00 | 0 | 0 | 35871 | 0 | 633 | 0 | 3 | 18500 | 1.85 | 0 | 18500 | 747759.1339 | 19 | 0 | 1577.148 | 0 | 18500 | 93527.1847 | 18500 | 0 | 75027.1847 | 75027.1847 | 0 | 0 | 0 | 0 | 0 | 0 | 0
2022-12-25 03:00 | 0 | 0 | 35871 | 0 | 633 | 0 | 3 | 18500 | 1.85 | 0 | 18500 | 729259.1339 | 19 | 0 | 1577.148 | 0 | 18500 | 93527.1847 | 18500 | 0 | 75027.1847 | 75027.1847 | 0 | 0 | 0 | 0 | 0 | 0 | 0
2022-12-25 04:00 | 0 | 0 | 35871 | 0 | 633 | 0 | 3 | 18500 | 1.85 | 0 | 18500 | 710759.1339 | 19 | 0 | 1577.148 | 0 | 18500 | 93527.1847 | 18500 | 0 | 75027.1847 | 75027.1847 | 0 | 0 | 0 | 0 | 0 | 0 | 0
2022-12-25 05:00 | 0 | 0 | 35871 | 0 | 633 | 0 | 3 | 18500 | 1.85 | 0 | 18500 | 692259.1339 | 19 | 0 | 1577.148 | 0 | 18500 | 93527.1847 | 18500 | 0 | 75027.1847 | 75027.1847 | 0 | 0 | 0 | 0 | 0 | 0 | 0
2022-12-25 06:00 | 0 | 0 | 35871 | 0 | 633 | 0 | 3 | 18500 | 1.85 | 0 | 18500 | 673759.1339 | 19 | 0 | 1577.148 | 0 | 18500 | 93527.1847 | 18500 | 0 | 75027.1847 | 75027.1847 | 0 | 0 | 0 | 0 | 0 | 0 | 0
2022-12-25 07:00 | 0.0128 | 0.00404 | 35871 | 445.3743 | 633 | 427.5839 | 3 | 18054.6257 | 1.8055 | 0 | 17627.0418 | 655259.1339 | 19 | 0 | 1577.148 | 0 | 18500 | 93527.1847 | 18500 | 0 | 75027.1847 | 75027.1847 | 0 | 0 | 0 | 0 | 0 | 0 | 0
2022-12-25 08:00 | 0.12178 | 0.11259 | 35871 | 4237.3193 | 633 | 11916.2554 | 3 | 14262.6807 | 1.4263 | 0 | 2346.4253 | 637632.0922 | 19 | 0 | 1577.148 | 0 | 18500 | 93527.1847 | 18500 | 0 | 75027.1847 | 75027.1847 | 0 | 0 | 0 | 0 | 0 | 0 | 0
2022-12-25 09:00 | 0.26145 | 0.26128 | 35871 | 9097.1188 | 633 | 27653.2481 | 3 | 9402.8812 | 0.94029 | 18250.3669 | 0 | 635285.6668 | 19 | 0 | 1577.148 | 0 | 18500 | 93527.1847 | 18500 | 0 | 75027.1847 | 75027.1847 | 0 | 0 | 0 | 0 | 0 | 0 | 0
2022-12-25 10:00 | 0.38765 | 0.33805 | 35871 | 13488.2314 | 633 | 35778.4007 | 3 | 5011.7686 | 0.50118 | 30766.632 | 0 | 653536.0337 | 19 | 0 | 1577.148 | 0 | 18500 | 93527.1847 | 18500 | 0 | 75027.1847 | 75027.1847 | 0 | 0 | 0 | 0 | 0 | 0 | 0
2022-12-25 11:00 | 0.47195 | 0.39289 | 35871 | 16421.4389 | 633 | 41582.5347 | 3 | 2078.5611 | 0.20786 | 39503.9736 | 0 | 684302.6658 | 19 | 0 | 1577.148 | 0 | 18500 | 93527.1847 | 18500 | 0 | 75027.1847 | 75027.1847 | 0 | 0 | 0 | 0 | 0 | 0 | 0
2022-12-25 12:00 | 0.49283 | 0.40466 | 35871 | 17147.9558 | 633 | 42828.2432 | 3 | 1352.0442 | 0.1352 | 41476.199 | 0 | 723806.6393 | 19 | 0 | 1577.148 | 0 | 18500 | 93527.1847 | 18500 | 0 | 75027.1847 | 75027.1847 | 0 | 0 | 0 | 0 | 0 | 0 | 0
2022-12-25 13:00 | 0.36915 | 0.32636 | 35871 | 12844.5263 | 633 | 34541.1591 | 3 | 5655.4737 | 0.56555 | 28885.6854 | 0 | 765282.8383 | 19 | 0 | 1577.148 | 0 | 18500 | 93527.1847 | 18500 | 0 | 75027.1847 | 75027.1847 | 0 | 0 | 0 | 0 | 0 | 0 | 0
2022-12-25 14:00 | 0.29467 | 0.23389 | 35871 | 10253.0043 | 633 | 24754.3563 | 3 | 8246.9957 | 0.8247 | 16507.3606 | 0 | 794168.5237 | 19 | 0 | 1577.148 | 0 | 18500 | 93527.1847 | 18500 | 0 | 75027.1847 | 75027.1847 | 0 | 0 | 0 | 0 | 0 | 0 | 0
2022-12-25 15:00 | 0.18593 | 0.15876 | 35871 | 6469.4102 | 633 | 16802.7774 | 3 | 12030.5898 | 1.2031 | 4772.1876 | 0 | 810675.8843 | 19 | 0 | 1577.148 | 0 | 18500 | 93527.1847 | 18500 | 0 | 75027.1847 | 75027.1847 | 0 | 0 | 0 | 0 | 0 | 0 | 0
2022-12-25 16:00 | 0.0751 | 0.06435 | 35871 | 2613.0947 | 633 | 6810.6496 | 3 | 15886.9053 | 1.5887 | 0 | 9076.2557 | 815448.0719 | 19 | 0 | 1577.148 | 0 | 18500 | 93527.1847 | 18500 | 0 | 75027.1847 | 75027.1847 | 0 | 0 | 0 | 0 | 0 | 0 | 0
2022-12-25 17:00 | 0.00353 | 0.00104 | 35871 | 122.8259 | 633 | 110.0711 | 3 | 18377.1741 | 1.8377 | 0 | 18267.103 | 806371.8162 | 19 | 0 | 1577.148 | 0 | 18500 | 93527.1847 | 18500 | 0 | 75027.1847 | 75027.1847 | 0 | 0 | 0 | 0 | 0 | 0 | 0
2022-12-25 18:00 | 0 | 0 | 35871 | 0 | 633 | 0 | 3 | 18500 | 1.85 | 0 | 18500 | 788104.7132 | 19 | 0 | 1577.148 | 0 | 18500 | 93527.1847 | 18500 | 0 | 75027.1847 | 75027.1847 | 0 | 0 | 0 | 0 | 0 | 0 | 0
2022-12-25 19:00 | 0 | 0 | 35871 | 0 | 633 | 0 | 3 | 18500 | 1.85 | 0 | 18500 | 769604.7132 | 19 | 0 | 1577.148 | 0 | 18500 | 93527.1847 | 18500 | 0 | 75027.1847 | 75027.1847 | 0 | 0 | 0 | 0 | 0 | 0 | 0
2022-12-25 20:00 | 0 | 0 | 35871 | 0 | 633 | 0 | 3 | 18500 | 1.85 | 0 | 18500 | 751104.7132 | 19 | 0 | 1577.148 | 0 | 18500 | 93527.1847 | 18500 | 0 | 75027.1847 | 75027.1847 | 0 | 0 | 0 | 0 | 0 | 0 | 0
2022-12-25 21:00 | 0 | 0 | 35871 | 0 | 633 | 0 | 3 | 18500 | 1.85 | 0 | 18500 | 732604.7132 | 19 | 0 | 1577.148 | 0 | 18500 | 93527.1847 | 18500 | 0 | 75027.1847 | 75027.1847 | 0 | 0 | 0 | 0 | 0 | 0 | 0
2022-12-25 22:00 | 0 | 0 | 35871 | 0 | 633 | 0 | 3 | 18500 | 1.85 | 0 | 18500 | 714104.7132 | 19 | 0 | 1577.148 | 0 | 18500 | 93527.1847 | 18500 | 0 | 75027.1847 | 75027.1847 | 0 | 0 | 0 | 0 | 0 | 0 | 0
2022-12-25 23:00 | 0 | 0 | 35871 | 0 | 633 | 0 | 3 | 18500 | 1.85 | 0 | 18500 | 695604.7132 | 19 | 0 | 1577.148 | 0 | 18500 | 93527.1847 | 18500 | 0 | 75027.1847 | 75027.1847 | 0 | 0 | 0 | 0 | 0 | 0 | 0
2022-12-26 | 0 | 0 | 35871 | 0 | 633 | 0 | 3 | 17458.3333 | 1.7458 | 0 | 17458.3333 | 677104.7132 | 19 | 0 | 1577.148 | 0 | 17458.3333 | 92485.518 | 17458.3333 | 0 | 75027.1847 | 75027.1847 | 0 | 0 | 0 | 0 | 0 | 0 | 0
2022-12-26 01:00 | 0 | 0 | 35871 | 0 | 633 | 0 | 3 | 17458.3333 | 1.7458 | 0 | 17458.3333 | 659646.3798 | 19 | 0 | 1577.148 | 0 | 17458.3333 | 92485.518 | 17458.3333 | 0 | 75027.1847 | 75027.1847 | 0 | 0 | 0 | 0 | 0 | 0 | 0
2022-12-26 02:00 | 0 | 0 | 35871 | 0 | 633 | 0 | 3 | 17458.3333 | 1.7458 | 0 | 17458.3333 | 642188.0465 | 19 | 0 | 1577.148 | 0 | 17458.3333 | 92485.518 | 17458.3333 | 0 | 75027.1847 | 75027.1847 | 0 | 0 | 0 | 0 | 0 | 0 | 0
2022-12-26 03:00 | 0 | 0 | 35871 | 0 | 633 | 0 | 3 | 17458.3333 | 1.7458 | 0 | 17458.3333 | 624729.7132 | 19 | 0 | 1577.148 | 0 | 17458.3333 | 92485.518 | 17458.3333 | 0 | 75027.1847 | 75027.1847 | 0 | 0 | 0 | 0 | 0 | 0 | 0
2022-12-26 04:00 | 0 | 0 | 35871 | 0 | 633 | 0 | 3 | 17458.3333 | 1.7458 | 0 | 17458.3333 | 607271.3798 | 19 | 0 | 1577.148 | 0 | 17458.3333 | 92485.518 | 17458.3333 | 0 | 75027.1847 | 75027.1847 | 0 | 0 | 0 | 0 | 0 | 0 | 0
2022-12-26 05:00 | 0 | 0 | 35871 | 0 | 633 | 0 | 3 | 17458.3333 | 1.7458 | 0 | 17458.3333 | 589813.0465 | 19 | 0 | 1577.148 | 0 | 17458.3333 | 92485.518 | 17458.3333 | 0 | 75027.1847 | 75027.1847 | 0 | 0 | 0 | 0 | 0 | 0 | 0
2022-12-26 06:00 | 0 | 0 | 35871 | 0 | 633 | 0 | 3 | 17458.3333 | 1.7458 | 0 | 17458.3333 | 572354.7132 | 19 | 0 | 1577.148 | 0 | 17458.3333 | 92485.518 | 17458.3333 | 0 | 75027.1847 | 75027.1847 | 0 | 0 | 0 | 0 | 0 | 0 | 0
2022-12-26 07:00 | 0.0132 | 0.00781 | 35871 | 459.2923 | 633 | 826.5917 | 3 | 16999.041 | 1.6999 | 0 | 16172.4494 | 554896.3798 | 19 | 0 | 1577.148 | 0 | 17458.3333 | 92485.518 | 17458.3333 | 0 | 75027.1847 | 75027.1847 | 0 | 0 | 0 | 0 | 0 | 0 | 0
2022-12-26 08:00 | 0.11762 | 0.16748 | 35871 | 4092.5726 | 633 | 17725.6812 | 3 | 13365.7607 | 1.3366 | 4359.9205 | 0 | 538723.9304 | 19 | 0 | 1577.148 | 0 | 17458.3333 | 92485.518 | 17458.3333 | 0 | 75027.1847 | 75027.1847 | 0 | 0 | 0 | 0 | 0 | 0 | 0
2022-12-26 09:00 | 0.2388 | 0.21218 | 35871 | 8309.015 | 633 | 22456.622 | 3 | 9149.3184 | 0.91493 | 13307.3036 | 0 | 543083.851 | 19 | 0 | 1577.148 | 0 | 17458.3333 | 92485.518 | 17458.3333 | 0 | 75027.1847 | 75027.1847 | 0 | 0 | 0 | 0 | 0 | 0 | 0
2022-12-26 10:00 | 0.33758 | 0.22508 | 35871 | 11746.0522 | 633 | 23821.927 | 3 | 5712.2811 | 0.57123 | 18109.6459 | 0 | 556391.1546 | 19 | 0 | 1577.148 | 0 | 17458.3333 | 92485.518 | 17458.3333 | 0 | 75027.1847 | 75027.1847 | 0 | 0 | 0 | 0 | 0 | 0 | 0
2022-12-26 11:00 | 0.39958 | 0.256 | 35871 | 13903.3342 | 633 | 27094.4256 | 3 | 3554.9992 | 0.3555 | 23539.4264 | 0 | 574500.8004 | 19 | 0 | 1577.148 | 0 | 17458.3333 | 92485.518 | 17458.3333 | 0 | 75027.1847 | 75027.1847 | 0 | 0 | 0 | 0 | 0 | 0 | 0
2022-12-26 12:00 | 0.3738 | 0.14539 | 35871 | 13006.3224 | 633 | 15387.7287 | 3 | 4452.0109 | 0.4452 | 10935.7177 | 0 | 598040.2269 | 19 | 0 | 1577.148 | 0 | 17458.3333 | 92485.518 | 17458.3333 | 0 | 75027.1847 | 75027.1847 | 0 | 0 | 0 | 0 | 0 | 0 | 0
2022-12-26 13:00 | 0.35225 | 0.13297 | 35871 | 12256.493 | 633 | 14073.2257 | 3 | 5201.8404 | 0.52018 | 8871.3853 | 0 | 608975.9446 | 19 | 0 | 1577.148 | 0 | 17458.3333 | 92485.518 | 17458.3333 | 0 | 75027.1847 | 75027.1847 | 0 | 0 | 0 | 0 | 0 | 0 | 0
2022-12-26 14:00 | 0.28425 | 0.06838 | 35871 | 9890.4418 | 633 | 7237.1751 | 3 | 7567.8915 | 0.75679 | 0 | 330.7164 | 617847.3299 | 19 | 0 | 1577.148 | 0 | 17458.3333 | 92485.518 | 17458.3333 | 0 | 75027.1847 | 75027.1847 | 0 | 0 | 0 | 0 | 0 | 0 | 0
2022-12-26 15:00 | 0.1778 | 0.03116 | 35871 | 6186.5279 | 633 | 3297.8996 | 3 | 11271.8054 | 1.1272 | 0 | 7973.9058 | 617516.6135 | 19 | 0 | 1577.148 | 0 | 17458.3333 | 92485.518 | 17458.3333 | 0 | 75027.1847 | 75027.1847 | 0 | 0 | 0 | 0 | 0 | 0 | 0
2022-12-26 16:00 | 0.0706 | 0.01632 | 35871 | 2456.5178 | 633 | 1727.2696 | 3 | 15001.8155 | 1.5002 | 0 | 13274.5459 | 609542.7076 | 19 | 0 | 1577.148 | 0 | 17458.3333 | 92485.518 | 17458.3333 | 0 | 75027.1847 | 75027.1847 | 0 | 0 | 0 | 0 | 0 | 0 | 0
2022-12-26 17:00 | 0.00338 | 0 | 35871 | 117.6067 | 633 | 0 | 3 | 17340.7267 | 1.7341 | 0 | 17340.7267 | 596268.1617 | 19 | 0 | 1577.148 | 0 | 17458.3333 | 92485.518 | 17458.3333 | 0 | 75027.1847 | 75027.1847 | 0 | 0 | 0 | 0 | 0 | 0 | 0
2022-12-26 18:00 | 0 | 0 | 35871 | 0 | 633 | 0 | 3 | 17458.3333 | 1.7458 | 0 | 17458.3333 | 578927.4351 | 19 | 0 | 1577.148 | 0 | 17458.3333 | 92485.518 | 17458.3333 | 0 | 75027.1847 | 75027.1847 | 0 | 0 | 0 | 0 | 0 | 0 | 0
2022-12-26 19:00 | 0 | 0 | 35871 | 0 | 633 | 0 | 3 | 17458.3333 | 1.7458 | 0 | 17458.3333 | 561469.1017 | 19 | 0 | 1577.148 | 0 | 17458.3333 | 92485.518 | 17458.3333 | 0 | 75027.1847 | 75027.1847 | 0 | 0 | 0 | 0 | 0 | 0 | 0
2022-12-26 20:00 | 0 | 0 | 35871 | 0 | 633 | 0 | 3 | 17458.3333 | 1.7458 | 0 | 17458.3333 | 544010.7684 | 19 | 0 | 1577.148 | 0 | 17458.3333 | 92485.518 | 17458.3333 | 0 | 75027.1847 | 75027.1847 | 0 | 0 | 0 | 0 | 0 | 0 | 0
2022-12-26 21:00 | 0 | 0 | 35871 | 0 | 633 | 0 | 3 | 17458.3333 | 1.7458 | 0 | 17458.3333 | 526552.4351 | 19 | 0 | 1577.148 | 0 | 17458.3333 | 92485.518 | 17458.3333 | 0 | 75027.1847 | 75027.1847 | 0 | 0 | 0 | 0 | 0 | 0 | 0
2022-12-26 22:00 | 0 | 0 | 35871 | 0 | 633 | 0 | 3 | 17458.3333 | 1.7458 | 0 | 17458.3333 | 509094.1017 | 19 | 0 | 1577.148 | 0 | 17458.3333 | 92485.518 | 17458.3333 | 0 | 75027.1847 | 75027.1847 | 0 | 0 | 0 | 0 | 0 | 0 | 0
2022-12-26 23:00 | 0 | 0 | 35871 | 0 | 633 | 0 | 3 | 17458.3333 | 1.7458 | 0 | 17458.3333 | 491635.7684 | 19 | 0 | 1577.148 | 0 | 17458.3333 | 92485.518 | 17458.3333 | 0 | 75027.1847 | 75027.1847 | 0 | 0 | 0 | 0 | 0 | 0 | 0
2022-12-27 | 0 | 0 | 35871 | 0 | 633 | 0 | 3 | 18416.6667 | 1.8417 | 0 | 18416.6667 | 474177.4351 | 19 | 0 | 1577.148 | 0 | 18416.6667 | 93443.8513 | 18416.6667 | 0 | 75027.1847 | 75027.1847 | 0 | 0 | 0 | 0 | 0 | 0 | 0
2022-12-27 01:00 | 0 | 0 | 35871 | 0 | 633 | 0 | 3 | 18416.6667 | 1.8417 | 0 | 18416.6667 | 455760.7684 | 19 | 0 | 1577.148 | 0 | 18416.6667 | 93443.8513 | 18416.6667 | 0 | 75027.1847 | 75027.1847 | 0 | 0 | 0 | 0 | 0 | 0 | 0
2022-12-27 02:00 | 0 | 0 | 35871 | 0 | 633 | 0 | 3 | 18416.6667 | 1.8417 | 0 | 18416.6667 | 437344.1017 | 19 | 0 | 1577.148 | 0 | 18416.6667 | 93443.8513 | 18416.6667 | 0 | 75027.1847 | 75027.1847 | 0 | 0 | 0 | 0 | 0 | 0 | 0
2022-12-27 03:00 | 0 | 0 | 35871 | 0 | 633 | 0 | 3 | 18416.6667 | 1.8417 | 0 | 18416.6667 | 418927.4351 | 19 | 0 | 1577.148 | 0 | 18416.6667 | 93443.8513 | 18416.6667 | 0 | 75027.1847 | 75027.1847 | 0 | 0 | 0 | 0 | 0 | 0 | 0
2022-12-27 04:00 | 0 | 0 | 35871 | 0 | 633 | 0 | 3 | 18416.6667 | 1.8417 | 0 | 18416.6667 | 400510.7684 | 19 | 0 | 1577.148 | 0 | 18416.6667 | 93443.8513 | 18416.6667 | 0 | 75027.1847 | 75027.1847 | 0 | 0 | 0 | 0 | 0 | 0 | 0
2022-12-27 05:00 | 0 | 0 | 35871 | 0 | 633 | 0 | 3 | 18416.6667 | 1.8417 | 0 | 18416.6667 | 382094.1017 | 19 | 0 | 1577.148 | 0 | 18416.6667 | 93443.8513 | 18416.6667 | 0 | 75027.1847 | 75027.1847 | 0 | 0 | 0 | 0 | 0 | 0 | 0
2022-12-27 06:00 | 0 | 0 | 35871 | 0 | 633 | 0 | 3 | 18416.6667 | 1.8417 | 0 | 18416.6667 | 363677.4351 | 19 | 0 | 1577.148 | 0 | 18416.6667 | 93443.8513 | 18416.6667 | 0 | 75027.1847 | 75027.1847 | 0 | 0 | 0 | 0 | 0 | 0 | 0
2022-12-27 07:00 | 0.00672 | 0 | 35871 | 233.8215 | 633 | 0 | 3 | 18182.8451 | 1.8183 | 0 | 18182.8451 | 345260.7684 | 19 | 0 | 1577.148 | 0 | 18416.6667 | 93443.8513 | 18416.6667 | 0 | 75027.1847 | 75027.1847 | 0 | 0 | 0 | 0 | 0 | 0 | 0
2022-12-27 08:00 | 0.06522 | 0.01644 | 35871 | 2269.3214 | 633 | 1739.9701 | 3 | 16147.3452 | 1.6147 | 0 | 14407.3751 | 327077.9233 | 19 | 0 | 1577.148 | 0 | 18416.6667 | 93443.8513 | 18416.6667 | 0 | 75027.1847 | 75027.1847 | 0 | 0 | 0 | 0 | 0 | 0 | 0
2022-12-27 09:00 | 0.14982 | 0.02651 | 35871 | 5212.9674 | 633 | 2805.7548 | 3 | 13203.6992 | 1.3204 | 0 | 10397.9445 | 312670.5482 | 19 | 0 | 1577.148 | 0 | 18416.6667 | 93443.8513 | 18416.6667 | 0 | 75027.1847 | 75027.1847 | 0 | 0 | 0 | 0 | 0 | 0 | 0
2022-12-27 10:00 | 0.2268 | 0.03437 | 35871 | 7891.4765 | 633 | 3637.6383 | 3 | 10525.1902 | 1.0525 | 0 | 6887.5518 | 302272.6037 | 19 | 0 | 1577.148 | 0 | 18416.6667 | 93443.8513 | 18416.6667 | 0 | 75027.1847 | 75027.1847 | 0 | 0 | 0 | 0 | 0 | 0 | 0
2022-12-27 11:00 | 0.2683 | 0.03898 | 35871 | 9335.4636 | 633 | 4125.5496 | 3 | 9081.203 | 0.90812 | 0 | 4955.6534 | 295385.0519 | 19 | 0 | 1577.148 | 0 | 18416.6667 | 93443.8513 | 18416.6667 | 0 | 75027.1847 | 75027.1847 | 0 | 0 | 0 | 0 | 0 | 0 | 0
2022-12-27 12:00 | 0.23912 | 0.04668 | 35871 | 8320.1493 | 633 | 4940.4992 | 3 | 10096.5174 | 1.0097 | 0 | 5156.0182 | 290429.3985 | 19 | 0 | 1577.148 | 0 | 18416.6667 | 93443.8513 | 18416.6667 | 0 | 75027.1847 | 75027.1847 | 0 | 0 | 0 | 0 | 0 | 0 | 0
2022-12-27 13:00 | 0.18373 | 0.10644 | 35871 | 6392.8615 | 633 | 11265.3541 | 3 | 12023.8052 | 1.2024 | 0 | 758.4511 | 285273.3803 | 19 | 0 | 1577.148 | 0 | 18416.6667 | 93443.8513 | 18416.6667 | 0 | 75027.1847 | 75027.1847 | 0 | 0 | 0 | 0 | 0 | 0 | 0
2022-12-27 14:00 | 0.17085 | 0.12225 | 35871 | 5944.7035 | 633 | 12938.6466 | 3 | 12471.9631 | 1.2472 | 466.6835 | 0 | 284514.9292 | 19 | 0 | 1577.148 | 0 | 18416.6667 | 93443.8513 | 18416.6667 | 0 | 75027.1847 | 75027.1847 | 0 | 0 | 0 | 0 | 0 | 0 | 0
2022-12-27 15:00 | 0.12503 | 0.12891 | 35871 | 4350.4026 | 633 | 13643.525 | 3 | 14066.2641 | 1.4066 | 0 | 422.7391 | 284981.6127 | 19 | 0 | 1577.148 | 0 | 18416.6667 | 93443.8513 | 18416.6667 | 0 | 75027.1847 | 75027.1847 | 0 | 0 | 0 | 0 | 0 | 0 | 0
2022-12-27 16:00 | 0.05908 | 0.08469 | 35871 | 2055.6809 | 633 | 8963.3863 | 3 | 16360.9857 | 1.6361 | 0 | 7397.5994 | 284558.8736 | 19 | 0 | 1577.148 | 0 | 18416.6667 | 93443.8513 | 18416.6667 | 0 | 75027.1847 | 75027.1847 | 0 | 0 | 0 | 0 | 0 | 0 | 0
2022-12-27 17:00 | 0.00355 | 0.00408 | 35871 | 123.5218 | 633 | 431.8174 | 3 | 18293.1449 | 1.8293 | 0 | 17861.3275 | 277161.2742 | 19 | 0 | 1577.148 | 0 | 18416.6667 | 93443.8513 | 18416.6667 | 0 | 75027.1847 | 75027.1847 | 0 | 0 | 0 | 0 | 0 | 0 | 0
2022-12-27 18:00 | 0 | 0 | 35871 | 0 | 633 | 0 | 3 | 18416.6667 | 1.8417 | 0 | 18416.6667 | 259299.9468 | 19 | 0 | 1577.148 | 0 | 18416.6667 | 93443.8513 | 18416.6667 | 0 | 75027.1847 | 75027.1847 | 0 | 0 | 0 | 0 | 0 | 0 | 0
2022-12-27 19:00 | 0 | 0 | 35871 | 0 | 633 | 0 | 3 | 18416.6667 | 1.8417 | 0 | 18416.6667 | 240883.2801 | 19 | 0 | 1577.148 | 0 | 18416.6667 | 93443.8513 | 18416.6667 | 0 | 75027.1847 | 75027.1847 | 0 | 0 | 0 | 0 | 0 | 0 | 0
2022-12-27 20:00 | 0 | 0 | 35871 | 0 | 633 | 0 | 3 | 18416.6667 | 1.8417 | 0 | 18416.6667 | 222466.6134 | 19 | 0 | 1577.148 | 0 | 18416.6667 | 93443.8513 | 18416.6667 | 0 | 75027.1847 | 75027.1847 | 0 | 0 | 0 | 0 | 0 | 0 | 0
2022-12-27 21:00 | 0 | 0 | 35871 | 0 | 633 | 0 | 3 | 18416.6667 | 1.8417 | 0 | 18416.6667 | 204049.9468 | 19 | 0 | 1577.148 | 0 | 18416.6667 | 93443.8513 | 18416.6667 | 0 | 75027.1847 | 75027.1847 | 0 | 0 | 0 | 0 | 0 | 0 | 0
2022-12-27 22:00 | 0 | 0 | 35871 | 0 | 633 | 0 | 3 | 18416.6667 | 1.8417 | 0 | 18416.6667 | 185633.2801 | 19 | 0 | 1577.148 | 0 | 18416.6667 | 93443.8513 | 18416.6667 | 0 | 75027.1847 | 75027.1847 | 0 | 0 | 0 | 0 | 0 | 0 | 0
2022-12-27 23:00 | 0 | 0 | 35871 | 0 | 633 | 0 | 3 | 18416.6667 | 1.8417 | 0 | 18416.6667 | 167216.6134 | 19 | 0 | 1577.148 | 0 | 18416.6667 | 93443.8513 | 18416.6667 | 0 | 75027.1847 | 75027.1847 | 0 | 0 | 0 | 0 | 0 | 0 | 0
2022-12-28 | 0 | 0 | 35871 | 0 | 633 | 0 | 3 | 18958.3333 | 1.8958 | 0 | 18958.3333 | 148799.9468 | 19 | 0 | 1577.148 | 0 | 18958.3333 | 93985.518 | 18958.3333 | 0 | 75027.1847 | 75027.1847 | 0 | 0 | 0 | 0 | 0 | 0 | 0
2022-12-28 01:00 | 0 | 0 | 35871 | 0 | 633 | 0 | 3 | 18958.3333 | 1.8958 | 0 | 18958.3333 | 129841.6134 | 19 | 0 | 1577.148 | 0 | 18958.3333 | 93985.518 | 18958.3333 | 0 | 75027.1847 | 75027.1847 | 0 | 0 | 0 | 0 | 0 | 0 | 0
2022-12-28 02:00 | 0 | 0 | 35871 | 0 | 633 | 0 | 3 | 18958.3333 | 1.8958 | 0 | 18958.3333 | 110883.2801 | 19 | 0 | 1577.148 | 0 | 18958.3333 | 93985.518 | 18958.3333 | 0 | 75027.1847 | 75027.1847 | 0 | 0 | 0 | 0 | 0 | 0 | 0
2022-12-28 03:00 | 0 | 0 | 35871 | 0 | 633 | 0 | 3 | 18958.3333 | 1.8958 | 0 | 18958.3333 | 91924.9468 | 19 | 0 | 1577.148 | 0 | 18958.3333 | 93985.518 | 18958.3333 | 0 | 75027.1847 | 75027.1847 | 0 | 0 | 0 | 0 | 0 | 0 | 0
2022-12-28 04:00 | 0 | 0 | 35871 | 0 | 633 | 0 | 3 | 18958.3333 | 1.8958 | 0 | 18958.3333 | 72966.6134 | 19 | 0 | 1577.148 | 0 | 18958.3333 | 93985.518 | 18958.3333 | 0 | 75027.1847 | 75027.1847 | 0 | 0 | 0 | 0 | 0 | 0 | 0
2022-12-28 05:00 | 0 | 0 | 35871 | 0 | 633 | 0 | 3 | 18958.3333 | 1.8958 | 0 | 18958.3333 | 54008.2801 | 19 | 0 | 1577.148 | 0 | 18958.3333 | 93985.518 | 18958.3333 | 0 | 75027.1847 | 75027.1847 | 0 | 0 | 0 | 0 | 0 | 0 | 0
2022-12-28 06:00 | 0 | 0 | 35871 | 0 | 633 | 0 | 3 | 18958.3333 | 1.8958 | 0 | 18958.3333 | 35049.9468 | 19 | 0 | 1577.148 | 0 | 18958.3333 | 93985.518 | 18958.3333 | 0 | 75027.1847 | 75027.1847 | 0 | 0 | 0 | 0 | 0 | 0 | 0
2022-12-28 07:00 | 0.01398 | 0.02249 | 35871 | 486.4323 | 633 | 2380.2876 | 3 | 18471.9011 | 1.8472 | 0 | 16091.6134 | 16091.6134 | 19 | 1.1369e-12 | 1577.148 | 2.3898e-14 | 18958.3333 | 93985.518 | 18958.3333 | 0 | 75027.1847 | 75027.1847 | 1.1369e-12 | 0 | 0 | 0 | 0 | 0 | 0
2022-12-28 08:00 | 0.1468 | 0.31687 | 35871 | 5107.8869 | 633 | 33536.7603 | 3 | 14395.2612 | 1.4395 | 19141.4991 | 0 | 0 | 19 | 544.8148 | 1577.148 | 11.4526 | 18958.3333 | 93985.518 | 19503.1481 | 0 | 74482.3699 | 74482.3699 | 0 | 544.8148 | 0 | 0 | 0 | 0 | 0
2022-12-28 09:00 | 0.32065 | 0.58101 | 35871 | 11156.9751 | 633 | 61492.704 | 3 | 7801.3583 | 0.78014 | 53691.3457 | 0 | 19141.4991 | 19 | 0 | 1577.148 | 0 | 18958.3333 | 93985.518 | 18958.3333 | 0 | 75027.1847 | 75027.1847 | 0 | 0 | 0 | 0 | 0 | 0 | 0
2022-12-28 10:00 | 0.46485 | 0.71816 | 35871 | 16174.3953 | 633 | 76008.3308 | 3 | 2783.938 | 0.27839 | 73224.3928 | 0 | 72832.8448 | 19 | 0 | 1577.148 | 0 | 18958.3333 | 93985.518 | 18958.3333 | 0 | 75027.1847 | 75027.1847 | 0 | 0 | 0 | 0 | 0 | 0 | 0
2022-12-28 11:00 | 0.55903 | 0.77648 | 35871 | 19451.3762 | 633 | 82180.7796 | 3 | 0 | 0 | 82180.7796 | 0 | 146057.2376 | 19 | 493.0428 | 1577.148 | 10.3643 | 18958.3333 | 93985.518 | 19451.3762 | 0 | 74534.1418 | 74534.1418 | 493.0428 | 0 | 0 | 0 | 0 | 0 | 0
2022-12-28 12:00 | 0.51553 | 0.63182 | 35871 | 17937.7993 | 633 | 66870.3124 | 3 | 1020.534 | 0.10205 | 65849.7784 | 0 | 228238.0173 | 19 | 0 | 1577.148 | 0 | 18958.3333 | 93985.518 | 18958.3333 | 0 | 75027.1847 | 75027.1847 | 0 | 0 | 0 | 0 | 0 | 0 | 0
2022-12-28 13:00 | 0.4544 | 0.35991 | 35871 | 15810.7889 | 633 | 38092.0106 | 3 | 3147.5444 | 0.31475 | 34944.4662 | 0 | 294087.7957 | 19 | 0 | 1577.148 | 0 | 18958.3333 | 93985.518 | 18958.3333 | 0 | 75027.1847 | 75027.1847 | 0 | 0 | 0 | 0 | 0 | 0 | 0
2022-12-28 14:00 | 0.3594 | 0.37785 | 35871 | 12505.2763 | 633 | 39990.7372 | 3 | 6453.0571 | 0.64531 | 33537.6801 | 0 | 329032.2619 | 19 | 0 | 1577.148 | 0 | 18958.3333 | 93985.518 | 18958.3333 | 0 | 75027.1847 | 75027.1847 | 0 | 0 | 0 | 0 | 0 | 0 | 0
2022-12-28 15:00 | 0.23388 | 0.33924 | 35871 | 8137.8242 | 633 | 35904.3474 | 3 | 10820.5091 | 1.0821 | 25083.8383 | 0 | 362569.942 | 19 | 0 | 1577.148 | 0 | 18958.3333 | 93985.518 | 18958.3333 | 0 | 75027.1847 | 75027.1847 | 0 | 0 | 0 | 0 | 0 | 0 | 0
2022-12-28 16:00 | 0.0951 | 0.20964 | 35871 | 3308.9921 | 633 | 22187.7945 | 3 | 15649.3412 | 1.5649 | 6538.4533 | 0 | 387653.7803 | 19 | 0 | 1577.148 | 0 | 18958.3333 | 93985.518 | 18958.3333 | 0 | 75027.1847 | 75027.1847 | 0 | 0 | 0 | 0 | 0 | 0 | 0
2022-12-28 17:00 | 0.00465 | 0.01402 | 35871 | 161.7961 | 633 | 1483.8432 | 3 | 18796.5372 | 1.8797 | 0 | 17312.694 | 394192.2336 | 19 | 8.5265e-14 | 1577.148 | 1.7924e-15 | 18958.3333 | 93985.518 | 18958.3333 | 0 | 75027.1847 | 75027.1847 | 8.5265e-14 | 0 | 0 | 0 | 0 | 0 | 0
2022-12-28 18:00 | 0 | 0 | 35871 | 0 | 633 | 0 | 3 | 18958.3333 | 1.8958 | 0 | 18958.3333 | 376879.5395 | 19 | 0 | 1577.148 | 0 | 18958.3333 | 93985.518 | 18958.3333 | 0 | 75027.1847 | 75027.1847 | 0 | 0 | 0 | 0 | 0 | 0 | 0
2022-12-28 19:00 | 0 | 0 | 35871 | 0 | 633 | 0 | 3 | 18958.3333 | 1.8958 | 0 | 18958.3333 | 357921.2062 | 19 | 0 | 1577.148 | 0 | 18958.3333 | 93985.518 | 18958.3333 | 0 | 75027.1847 | 75027.1847 | 0 | 0 | 0 | 0 | 0 | 0 | 0
2022-12-28 20:00 | 0 | 0 | 35871 | 0 | 633 | 0 | 3 | 18958.3333 | 1.8958 | 0 | 18958.3333 | 338962.8729 | 19 | 0 | 1577.148 | 0 | 18958.3333 | 93985.518 | 18958.3333 | 0 | 75027.1847 | 75027.1847 | 0 | 0 | 0 | 0 | 0 | 0 | 0
2022-12-28 21:00 | 0 | 0 | 35871 | 0 | 633 | 0 | 3 | 18958.3333 | 1.8958 | 0 | 18958.3333 | 320004.5395 | 19 | 0 | 1577.148 | 0 | 18958.3333 | 93985.518 | 18958.3333 | 0 | 75027.1847 | 75027.1847 | 0 | 0 | 0 | 0 | 0 | 0 | 0
2022-12-28 22:00 | 0 | 0 | 35871 | 0 | 633 | 0 | 3 | 18958.3333 | 1.8958 | 0 | 18958.3333 | 301046.2062 | 19 | 0 | 1577.148 | 0 | 18958.3333 | 93985.518 | 18958.3333 | 0 | 75027.1847 | 75027.1847 | 0 | 0 | 0 | 0 | 0 | 0 | 0
2022-12-28 23:00 | 0 | 0 | 35871 | 0 | 633 | 0 | 3 | 18958.3333 | 1.8958 | 0 | 18958.3333 | 282087.8729 | 19 | 0 | 1577.148 | 0 | 18958.3333 | 93985.518 | 18958.3333 | 0 | 75027.1847 | 75027.1847 | 0 | 0 | 0 | 0 | 0 | 0 | 0
2022-12-29 | 0 | 0 | 35871 | 0 | 633 | 0 | 3 | 19083.3333 | 1.9083 | 0 | 19083.3333 | 263129.5395 | 19 | 0 | 1577.148 | 0 | 19083.3333 | 94110.518 | 19083.3333 | 0 | 75027.1847 | 75027.1847 | 0 | 0 | 0 | 0 | 0 | 0 | 0
2022-12-29 01:00 | 0 | 0 | 35871 | 0 | 633 | 0 | 3 | 19083.3333 | 1.9083 | 0 | 19083.3333 | 244046.2062 | 19 | 0 | 1577.148 | 0 | 19083.3333 | 94110.518 | 19083.3333 | 0 | 75027.1847 | 75027.1847 | 0 | 0 | 0 | 0 | 0 | 0 | 0
2022-12-29 02:00 | 0 | 0 | 35871 | 0 | 633 | 0 | 3 | 19083.3333 | 1.9083 | 0 | 19083.3333 | 224962.8729 | 19 | 0 | 1577.148 | 0 | 19083.3333 | 94110.518 | 19083.3333 | 0 | 75027.1847 | 75027.1847 | 0 | 0 | 0 | 0 | 0 | 0 | 0
2022-12-29 03:00 | 0 | 0 | 35871 | 0 | 633 | 0 | 3 | 19083.3333 | 1.9083 | 0 | 19083.3333 | 205879.5395 | 19 | 0 | 1577.148 | 0 | 19083.3333 | 94110.518 | 19083.3333 | 0 | 75027.1847 | 75027.1847 | 0 | 0 | 0 | 0 | 0 | 0 | 0
2022-12-29 04:00 | 0 | 0 | 35871 | 0 | 633 | 0 | 3 | 19083.3333 | 1.9083 | 0 | 19083.3333 | 186796.2062 | 19 | 0 | 1577.148 | 0 | 19083.3333 | 94110.518 | 19083.3333 | 0 | 75027.1847 | 75027.1847 | 0 | 0 | 0 | 0 | 0 | 0 | 0
2022-12-29 05:00 | 0 | 0 | 35871 | 0 | 633 | 0 | 3 | 19083.3333 | 1.9083 | 0 | 19083.3333 | 167712.8729 | 19 | 0 | 1577.148 | 0 | 19083.3333 | 94110.518 | 19083.3333 | 0 | 75027.1847 | 75027.1847 | 0 | 0 | 0 | 0 | 0 | 0 | 0
2022-12-29 06:00 | 0 | 0 | 35871 | 0 | 633 | 0 | 3 | 19083.3333 | 1.9083 | 0 | 19083.3333 | 148629.5395 | 19 | 0 | 1577.148 | 0 | 19083.3333 | 94110.518 | 19083.3333 | 0 | 75027.1847 | 75027.1847 | 0 | 0 | 0 | 0 | 0 | 0 | 0
2022-12-29 07:00 | 0.0157 | 0.07018 | 35871 | 546.2795 | 633 | 7427.6828 | 3 | 18537.0539 | 1.8537 | 0 | 11109.3711 | 129546.2062 | 19 | 0 | 1577.148 | 0 | 19083.3333 | 94110.518 | 19083.3333 | 0 | 75027.1847 | 75027.1847 | 0 | 0 | 0 | 0 | 0 | 0 | 0
2022-12-29 08:00 | 0.17052 | 0.53488 | 35871 | 5933.2212 | 633 | 56610.4155 | 3 | 13150.1121 | 1.315 | 43460.3034 | 0 | 118436.8351 | 19 | 0 | 1577.148 | 0 | 19083.3333 | 94110.518 | 19083.3333 | 0 | 75027.1847 | 75027.1847 | 0 | 0 | 0 | 0 | 0 | 0 | 0
2022-12-29 09:00 | 0.3567 | 0.76539 | 35871 | 12411.3301 | 633 | 81007.0407 | 3 | 6672.0032 | 0.6672 | 74335.0375 | 0 | 161897.1385 | 19 | 0 | 1577.148 | 0 | 19083.3333 | 94110.518 | 19083.3333 | 0 | 75027.1847 | 75027.1847 | 0 | 0 | 0 | 0 | 0 | 0 | 0
2022-12-29 10:00 | 0.49427 | 0.85487 | 35871 | 17198.0604 | 633 | 90477.3891 | 3 | 1885.2729 | 0.18853 | 88592.1162 | 0 | 236232.1759 | 19 | 0 | 1577.148 | 0 | 19083.3333 | 94110.518 | 19083.3333 | 0 | 75027.1847 | 75027.1847 | 0 | 0 | 0 | 0 | 0 | 0 | 0
2022-12-29 11:00 | 0.5927 | 0.89888 | 35871 | 20622.9194 | 633 | 95135.3019 | 3 | 0 | 0 | 95135.3019 | 0 | 324824.2921 | 19 | 1539.5861 | 1577.148 | 32.3637 | 19083.3333 | 94110.518 | 20622.9194 | 0 | 73487.5985 | 73487.5985 | 1539.5861 | 0 | 0 | 0 | 0 | 0 | 0
2022-12-29 12:00 | 0.57817 | 0.65743 | 35871 | 20117.35 | 633 | 69580.8134 | 3 | 0 | 0 | 69580.8134 | 0 | 419959.594 | 19 | 1034.0167 | 1577.148 | 21.7361 | 19083.3333 | 94110.518 | 20117.35 | 0 | 73993.168 | 73993.168 | 1034.0167 | 0 | 0 | 0 | 0 | 0 | 0
2022-12-29 13:00 | 0.54845 | 0.72319 | 35871 | 19083.2465 | 633 | 76540.6939 | 3 | 0.086882 | 8.6882e-06 | 76540.6071 | 0 | 489540.4074 | 19 | 1.3824e-10 | 1577.148 | 2.906e-12 | 19083.3333 | 94110.518 | 19083.3333 | 0 | 75027.1847 | 75027.1847 | 1.3824e-10 | 0 | 0 | 0 | 0 | 0 | 0
2022-12-29 14:00 | 0.4298 | 0.67362 | 35871 | 14954.8351 | 633 | 71294.3241 | 3 | 4128.4982 | 0.41285 | 67165.8259 | 0 | 566081.0144 | 19 | 0 | 1577.148 | 0 | 19083.3333 | 94110.518 | 19083.3333 | 0 | 75027.1847 | 75027.1847 | 0 | 0 | 0 | 0 | 0 | 0 | 0
2022-12-29 15:00 | 0.28762 | 0.60762 | 35871 | 10007.7005 | 633 | 64309.0425 | 3 | 9075.6328 | 0.90756 | 55233.4097 | 0 | 633246.8403 | 19 | 0 | 1577.148 | 0 | 19083.3333 | 94110.518 | 19083.3333 | 0 | 75027.1847 | 75027.1847 | 0 | 0 | 0 | 0 | 0 | 0 | 0
2022-12-29 16:00 | 0.1187 | 0.34988 | 35871 | 4130.1511 | 633 | 37030.4595 | 3 | 14953.1823 | 1.4953 | 22077.2772 | 0 | 688480.25 | 19 | 0 | 1577.148 | 0 | 19083.3333 | 94110.518 | 19083.3333 | 0 | 75027.1847 | 75027.1847 | 0 | 0 | 0 | 0 | 0 | 0 | 0
2022-12-29 17:00 | 0.00578 | 0.01737 | 35871 | 201.1143 | 633 | 1838.3991 | 3 | 18882.219 | 1.8882 | 0 | 17043.8199 | 710557.5273 | 19 | 0 | 1577.148 | 0 | 19083.3333 | 94110.518 | 19083.3333 | 0 | 75027.1847 | 75027.1847 | 0 | 0 | 0 | 0 | 0 | 0 | 0
2022-12-29 18:00 | 0 | 0 | 35871 | 0 | 633 | 0 | 3 | 19083.3333 | 1.9083 | 0 | 19083.3333 | 693513.7074 | 19 | 0 | 1577.148 | 0 | 19083.3333 | 94110.518 | 19083.3333 | 0 | 75027.1847 | 75027.1847 | 0 | 0 | 0 | 0 | 0 | 0 | 0
2022-12-29 19:00 | 0 | 0 | 35871 | 0 | 633 | 0 | 3 | 19083.3333 | 1.9083 | 0 | 19083.3333 | 674430.374 | 19 | 0 | 1577.148 | 0 | 19083.3333 | 94110.518 | 19083.3333 | 0 | 75027.1847 | 75027.1847 | 0 | 0 | 0 | 0 | 0 | 0 | 0
2022-12-29 20:00 | 0 | 0 | 35871 | 0 | 633 | 0 | 3 | 19083.3333 | 1.9083 | 0 | 19083.3333 | 655347.0407 | 19 | 0 | 1577.148 | 0 | 19083.3333 | 94110.518 | 19083.3333 | 0 | 75027.1847 | 75027.1847 | 0 | 0 | 0 | 0 | 0 | 0 | 0
2022-12-29 21:00 | 0 | 0 | 35871 | 0 | 633 | 0 | 3 | 19083.3333 | 1.9083 | 0 | 19083.3333 | 636263.7074 | 19 | 0 | 1577.148 | 0 | 19083.3333 | 94110.518 | 19083.3333 | 0 | 75027.1847 | 75027.1847 | 0 | 0 | 0 | 0 | 0 | 0 | 0
2022-12-29 22:00 | 0 | 0 | 35871 | 0 | 633 | 0 | 3 | 19083.3333 | 1.9083 | 0 | 19083.3333 | 617180.374 | 19 | 0 | 1577.148 | 0 | 19083.3333 | 94110.518 | 19083.3333 | 0 | 75027.1847 | 75027.1847 | 0 | 0 | 0 | 0 | 0 | 0 | 0
2022-12-29 23:00 | 0 | 0 | 35871 | 0 | 633 | 0 | 3 | 19083.3333 | 1.9083 | 0 | 19083.3333 | 598097.0407 | 19 | 0 | 1577.148 | 0 | 19083.3333 | 94110.518 | 19083.3333 | 0 | 75027.1847 | 75027.1847 | 0 | 0 | 0 | 0 | 0 | 0 | 0
2022-12-30 | 0 | 0 | 35871 | 0 | 633 | 0 | 3 | 18250 | 1.825 | 0 | 18250 | 579013.7074 | 19 | 0 | 1577.148 | 0 | 18250 | 93277.1847 | 18250 | 0 | 75027.1847 | 75027.1847 | 0 | 0 | 0 | 0 | 0 | 0 | 0
2022-12-30 01:00 | 0 | 0 | 35871 | 0 | 633 | 0 | 3 | 18250 | 1.825 | 0 | 18250 | 560763.7074 | 19 | 0 | 1577.148 | 0 | 18250 | 93277.1847 | 18250 | 0 | 75027.1847 | 75027.1847 | 0 | 0 | 0 | 0 | 0 | 0 | 0
2022-12-30 02:00 | 0 | 0 | 35871 | 0 | 633 | 0 | 3 | 18250 | 1.825 | 0 | 18250 | 542513.7074 | 19 | 0 | 1577.148 | 0 | 18250 | 93277.1847 | 18250 | 0 | 75027.1847 | 75027.1847 | 0 | 0 | 0 | 0 | 0 | 0 | 0
2022-12-30 03:00 | 0 | 0 | 35871 | 0 | 633 | 0 | 3 | 18250 | 1.825 | 0 | 18250 | 524263.7074 | 19 | 0 | 1577.148 | 0 | 18250 | 93277.1847 | 18250 | 0 | 75027.1847 | 75027.1847 | 0 | 0 | 0 | 0 | 0 | 0 | 0
2022-12-30 04:00 | 0 | 0 | 35871 | 0 | 633 | 0 | 3 | 18250 | 1.825 | 0 | 18250 | 506013.7074 | 19 | 0 | 1577.148 | 0 | 18250 | 93277.1847 | 18250 | 0 | 75027.1847 | 75027.1847 | 0 | 0 | 0 | 0 | 0 | 0 | 0
2022-12-30 05:00 | 0 | 0 | 35871 | 0 | 633 | 0 | 3 | 18250 | 1.825 | 0 | 18250 | 487763.7074 | 19 | 0 | 1577.148 | 0 | 18250 | 93277.1847 | 18250 | 0 | 75027.1847 | 75027.1847 | 0 | 0 | 0 | 0 | 0 | 0 | 0
2022-12-30 06:00 | 0 | 0 | 35871 | 0 | 633 | 0 | 3 | 18250 | 1.825 | 0 | 18250 | 469513.7074 | 19 | 0 | 1577.148 | 0 | 18250 | 93277.1847 | 18250 | 0 | 75027.1847 | 75027.1847 | 0 | 0 | 0 | 0 | 0 | 0 | 0
2022-12-30 07:00 | 0.0148 | 0.03507 | 35871 | 514.9641 | 633 | 3711.7246 | 3 | 17735.0359 | 1.7735 | 0 | 14023.3113 | 451263.7074 | 19 | 0 | 1577.148 | 0 | 18250 | 93277.1847 | 18250 | 0 | 75027.1847 | 75027.1847 | 0 | 0 | 0 | 0 | 0 | 0 | 0
2022-12-30 08:00 | 0.15552 | 0.36841 | 35871 | 5411.2982 | 633 | 38991.6302 | 3 | 12838.7018 | 1.2839 | 26152.9284 | 0 | 437240.3961 | 19 | 0 | 1577.148 | 0 | 18250 | 93277.1847 | 18250 | 0 | 75027.1847 | 75027.1847 | 0 | 0 | 0 | 0 | 0 | 0 | 0
2022-12-30 09:00 | 0.33065 | 0.5948 | 35871 | 11504.9238 | 633 | 62952.2045 | 3 | 6745.0762 | 0.67451 | 56207.1282 | 0 | 463393.3245 | 19 | 0 | 1577.148 | 0 | 18250 | 93277.1847 | 18250 | 0 | 75027.1847 | 75027.1847 | 0 | 0 | 0 | 0 | 0 | 0 | 0
2022-12-30 10:00 | 0.4772 | 0.68889 | 35871 | 16604.112 | 633 | 72910.4643 | 3 | 1645.888 | 0.16459 | 71264.5762 | 0 | 519600.4527 | 19 | 0 | 1577.148 | 0 | 18250 | 93277.1847 | 18250 | 0 | 75027.1847 | 75027.1847 | 0 | 0 | 0 | 0 | 0 | 0 | 0
2022-12-30 11:00 | 0.5673 | 0.73059 | 35871 | 19739.1298 | 633 | 77323.8922 | 3 | 0 | 0 | 77323.8922 | 0 | 590865.029 | 19 | 1489.1298 | 1577.148 | 31.303 | 18250 | 93277.1847 | 19739.1298 | 0 | 73538.0549 | 73538.0549 | 1489.1298 | 0 | 0 | 0 | 0 | 0 | 0
2022-12-30 12:00 | 0.59195 | 0.70687 | 35871 | 20596.8233 | 633 | 74813.4243 | 3 | 0 | 0 | 74813.4243 | 0 | 668188.9211 | 19 | 2346.8233 | 1577.148 | 49.3326 | 18250 | 93277.1847 | 20596.8233 | 0 | 72680.3614 | 72680.3614 | 2346.8233 | 0 | 0 | 0 | 0 | 0 | 0
2022-12-30 13:00 | 0.5454 | 0.658 | 35871 | 18977.1221 | 633 | 69641.1408 | 3 | 0 | 0 | 69641.1408 | 0 | 743002.3455 | 19 | 727.1221 | 1577.148 | 15.2848 | 18250 | 93277.1847 | 18977.1221 | 0 | 74300.0626 | 74300.0626 | 727.1221 | 0 | 0 | 0 | 0 | 0 | 0
2022-12-30 14:00 | 0.44112 | 0.59604 | 35871 | 15348.7131 | 633 | 63083.4431 | 3 | 2901.2869 | 0.29013 | 60182.1562 | 0 | 812643.4863 | 19 | 0 | 1577.148 | 0 | 18250 | 93277.1847 | 18250 | 0 | 75027.1847 | 75027.1847 | 0 | 0 | 0 | 0 | 0 | 0 | 0
2022-12-30 15:00 | 0.28605 | 0.46313 | 35871 | 9953.0726 | 633 | 49016.5677 | 3 | 8296.9274 | 0.82969 | 40719.6403 | 0 | 872825.6424 | 19 | 0 | 1577.148 | 0 | 18250 | 93277.1847 | 18250 | 0 | 75027.1847 | 75027.1847 | 0 | 0 | 0 | 0 | 0 | 0 | 0
2022-12-30 16:00 | 0.11265 | 0.19289 | 35871 | 3919.6421 | 633 | 20415.0147 | 3 | 14330.3579 | 1.433 | 6084.6568 | 0 | 913545.2827 | 19 | 0 | 1577.148 | 0 | 18250 | 93277.1847 | 18250 | 0 | 75027.1847 | 75027.1847 | 0 | 0 | 0 | 0 | 0 | 0 | 0
2022-12-30 17:00 | 0.00575 | 0.00114 | 35871 | 200.0705 | 633 | 120.6549 | 3 | 18049.9295 | 1.805 | 0 | 17929.2746 | 919629.9394 | 19 | 0 | 1577.148 | 0 | 18250 | 93277.1847 | 18250 | 0 | 75027.1847 | 75027.1847 | 0 | 0 | 0 | 0 | 0 | 0 | 0
2022-12-30 18:00 | 0 | 0 | 35871 | 0 | 633 | 0 | 3 | 18250 | 1.825 | 0 | 18250 | 901700.6648 | 19 | 0 | 1577.148 | 0 | 18250 | 93277.1847 | 18250 | 0 | 75027.1847 | 75027.1847 | 0 | 0 | 0 | 0 | 0 | 0 | 0
2022-12-30 19:00 | 0 | 0 | 35871 | 0 | 633 | 0 | 3 | 18250 | 1.825 | 0 | 18250 | 883450.6648 | 19 | 0 | 1577.148 | 0 | 18250 | 93277.1847 | 18250 | 0 | 75027.1847 | 75027.1847 | 0 | 0 | 0 | 0 | 0 | 0 | 0
2022-12-30 20:00 | 0 | 0 | 35871 | 0 | 633 | 0 | 3 | 18250 | 1.825 | 0 | 18250 | 865200.6648 | 19 | 0 | 1577.148 | 0 | 18250 | 93277.1847 | 18250 | 0 | 75027.1847 | 75027.1847 | 0 | 0 | 0 | 0 | 0 | 0 | 0
2022-12-30 21:00 | 0 | 0 | 35871 | 0 | 633 | 0 | 3 | 18250 | 1.825 | 0 | 18250 | 846950.6648 | 19 | 0 | 1577.148 | 0 | 18250 | 93277.1847 | 18250 | 0 | 75027.1847 | 75027.1847 | 0 | 0 | 0 | 0 | 0 | 0 | 0
2022-12-30 22:00 | 0 | 0 | 35871 | 0 | 633 | 0 | 3 | 18250 | 1.825 | 0 | 18250 | 828700.6648 | 19 | 0 | 1577.148 | 0 | 18250 | 93277.1847 | 18250 | 0 | 75027.1847 | 75027.1847 | 0 | 0 | 0 | 0 | 0 | 0 | 0
2022-12-30 23:00 | 0 | 0 | 35871 | 0 | 633 | 0 | 3 | 18250 | 1.825 | 0 | 18250 | 810450.6648 | 19 | 0 | 1577.148 | 0 | 18250 | 93277.1847 | 18250 | 0 | 75027.1847 | 75027.1847 | 0 | 0 | 0 | 0 | 0 | 0 | 0
2022-12-31 | 0 | 0 | 35871 | 0 | 633 | 0 | 3 | 18666.6667 | 1.8667 | 0 | 18666.6667 | 792200.6648 | 19 | 0 | 1577.148 | 0 | 18666.6667 | 93693.8513 | 18666.6667 | 0 | 75027.1847 | 75027.1847 | 0 | 0 | 0 | 0 | 0 | 0 | 0
2022-12-31 01:00 | 0 | 0 | 35871 | 0 | 633 | 0 | 3 | 18666.6667 | 1.8667 | 0 | 18666.6667 | 773533.9981 | 19 | 0 | 1577.148 | 0 | 18666.6667 | 93693.8513 | 18666.6667 | 0 | 75027.1847 | 75027.1847 | 0 | 0 | 0 | 0 | 0 | 0 | 0
2022-12-31 02:00 | 0 | 0 | 35871 | 0 | 633 | 0 | 3 | 18666.6667 | 1.8667 | 0 | 18666.6667 | 754867.3315 | 19 | 0 | 1577.148 | 0 | 18666.6667 | 93693.8513 | 18666.6667 | 0 | 75027.1847 | 75027.1847 | 0 | 0 | 0 | 0 | 0 | 0 | 0
2022-12-31 03:00 | 0 | 0 | 35871 | 0 | 633 | 0 | 3 | 18666.6667 | 1.8667 | 0 | 18666.6667 | 736200.6648 | 19 | 0 | 1577.148 | 0 | 18666.6667 | 93693.8513 | 18666.6667 | 0 | 75027.1847 | 75027.1847 | 0 | 0 | 0 | 0 | 0 | 0 | 0
2022-12-31 04:00 | 0 | 0 | 35871 | 0 | 633 | 0 | 3 | 18666.6667 | 1.8667 | 0 | 18666.6667 | 717533.9981 | 19 | 0 | 1577.148 | 0 | 18666.6667 | 93693.8513 | 18666.6667 | 0 | 75027.1847 | 75027.1847 | 0 | 0 | 0 | 0 | 0 | 0 | 0
2022-12-31 05:00 | 0 | 0 | 35871 | 0 | 633 | 0 | 3 | 18666.6667 | 1.8667 | 0 | 18666.6667 | 698867.3315 | 19 | 0 | 1577.148 | 0 | 18666.6667 | 93693.8513 | 18666.6667 | 0 | 75027.1847 | 75027.1847 | 0 | 0 | 0 | 0 | 0 | 0 | 0
2022-12-31 06:00 | 0 | 0 | 35871 | 0 | 633 | 0 | 3 | 18666.6667 | 1.8667 | 0 | 18666.6667 | 680200.6648 | 19 | 0 | 1577.148 | 0 | 18666.6667 | 93693.8513 | 18666.6667 | 0 | 75027.1847 | 75027.1847 | 0 | 0 | 0 | 0 | 0 | 0 | 0
2022-12-31 07:00 | 0.01175 | 0.001 | 35871 | 408.8397 | 633 | 105.8376 | 3 | 18257.8269 | 1.8258 | 0 | 18151.9893 | 661533.9981 | 19 | 0 | 1577.148 | 0 | 18666.6667 | 93693.8513 | 18666.6667 | 0 | 75027.1847 | 75027.1847 | 0 | 0 | 0 | 0 | 0 | 0 | 0
2022-12-31 08:00 | 0.1244 | 0.1271 | 35871 | 4328.4818 | 633 | 13451.959 | 3 | 14338.1848 | 1.4338 | 0 | 886.2259 | 643382.0088 | 19 | 0 | 1577.148 | 0 | 18666.6667 | 93693.8513 | 18666.6667 | 0 | 75027.1847 | 75027.1847 | 0 | 0 | 0 | 0 | 0 | 0 | 0
2022-12-31 09:00 | 0.2848 | 0.32775 | 35871 | 9909.579 | 633 | 34688.2734 | 3 | 8757.0877 | 0.87571 | 25931.1857 | 0 | 642495.7829 | 19 | 0 | 1577.148 | 0 | 18666.6667 | 93693.8513 | 18666.6667 | 0 | 75027.1847 | 75027.1847 | 0 | 0 | 0 | 0 | 0 | 0 | 0
2022-12-31 10:00 | 0.43067 | 0.46894 | 35871 | 14985.1067 | 633 | 49631.4841 | 3 | 3681.56 | 0.36816 | 45949.9241 | 0 | 668426.9686 | 19 | 0 | 1577.148 | 0 | 18666.6667 | 93693.8513 | 18666.6667 | 0 | 75027.1847 | 75027.1847 | 0 | 0 | 0 | 0 | 0 | 0 | 0
2022-12-31 11:00 | 0.5313 | 0.5543 | 35871 | 18486.5144 | 633 | 58665.7817 | 3 | 180.1522 | 0.018015 | 58485.6294 | 0 | 714376.8928 | 19 | 0 | 1577.148 | 0 | 18666.6667 | 93693.8513 | 18666.6667 | 0 | 75027.1847 | 75027.1847 | 0 | 0 | 0 | 0 | 0 | 0 | 0
2022-12-31 12:00 | 0.52428 | 0.44471 | 35871 | 18242.2544 | 633 | 47067.0391 | 3 | 424.4122 | 0.042441 | 46642.6269 | 0 | 772862.5222 | 19 | 0 | 1577.148 | 0 | 18666.6667 | 93693.8513 | 18666.6667 | 0 | 75027.1847 | 75027.1847 | 0 | 0 | 0 | 0 | 0 | 0 | 0
2022-12-31 13:00 | 0.50835 | 0.50964 | 35871 | 17687.9722 | 633 | 53939.0745 | 3 | 978.6945 | 0.097869 | 52960.38 | 0 | 819505.1491 | 19 | 0 | 1577.148 | 0 | 18666.6667 | 93693.8513 | 18666.6667 | 0 | 75027.1847 | 75027.1847 | 0 | 0 | 0 | 0 | 0 | 0 | 0
2022-12-31 14:00 | 0.40995 | 0.4478 | 35871 | 14264.157 | 633 | 47394.0773 | 3 | 4402.5097 | 0.44025 | 42991.5676 | 0 | 872465.529 | 19 | 0 | 1577.148 | 0 | 18666.6667 | 93693.8513 | 18666.6667 | 0 | 75027.1847 | 75027.1847 | 0 | 0 | 0 | 0 | 0 | 0 | 0
2022-12-31 15:00 | 0.26467 | 0.34097 | 35871 | 9209.1582 | 633 | 36087.4465 | 3 | 9457.5084 | 0.94575 | 26629.938 | 0 | 915457.0966 | 19 | 0 | 1577.148 | 0 | 18666.6667 | 93693.8513 | 18666.6667 | 0 | 75027.1847 | 75027.1847 | 0 | 0 | 0 | 0 | 0 | 0 | 0
2022-12-31 16:00 | 0.10368 | 0.1313 | 35871 | 3607.5321 | 633 | 13896.4769 | 3 | 15059.1345 | 1.5059 | 0 | 1162.6577 | 942087.0347 | 19 | 0 | 1577.148 | 0 | 18666.6667 | 93693.8513 | 18666.6667 | 0 | 75027.1847 | 75027.1847 | 0 | 0 | 0 | 0 | 0 | 0 | 0
2022-12-31 17:00 | 0.00572 | 0.00053 | 35871 | 199.0267 | 633 | 56.0939 | 3 | 18467.64 | 1.8468 | 0 | 18411.5461 | 940924.377 | 19 | 0 | 1577.148 | 0 | 18666.6667 | 93693.8513 | 18666.6667 | 0 | 75027.1847 | 75027.1847 | 0 | 0 | 0 | 0 | 0 | 0 | 0
2022-12-31 18:00 | 0 | 0 | 35871 | 0 | 633 | 0 | 3 | 18666.6667 | 1.8667 | 0 | 18666.6667 | 922512.8309 | 19 | 0 | 1577.148 | 0 | 18666.6667 | 93693.8513 | 18666.6667 | 0 | 75027.1847 | 75027.1847 | 0 | 0 | 0 | 0 | 0 | 0 | 0
2022-12-31 19:00 | 0 | 0 | 35871 | 0 | 633 | 0 | 3 | 18666.6667 | 1.8667 | 0 | 18666.6667 | 903846.1642 | 19 | 0 | 1577.148 | 0 | 18666.6667 | 93693.8513 | 18666.6667 | 0 | 75027.1847 | 75027.1847 | 0 | 0 | 0 | 0 | 0 | 0 | 0
2022-12-31 20:00 | 0 | 0 | 35871 | 0 | 633 | 0 | 3 | 18666.6667 | 1.8667 | 0 | 18666.6667 | 885179.4976 | 19 | 0 | 1577.148 | 0 | 18666.6667 | 93693.8513 | 18666.6667 | 0 | 75027.1847 | 75027.1847 | 0 | 0 | 0 | 0 | 0 | 0 | 0
2022-12-31 21:00 | 0 | 0 | 35871 | 0 | 633 | 0 | 3 | 18666.6667 | 1.8667 | 0 | 18666.6667 | 866512.8309 | 19 | 0 | 1577.148 | 0 | 18666.6667 | 93693.8513 | 18666.6667 | 0 | 75027.1847 | 75027.1847 | 0 | 0 | 0 | 0 | 0 | 0 | 0
2022-12-31 22:00 | 0 | 0 | 35871 | 0 | 633 | 0 | 3 | 18666.6667 | 1.8667 | 0 | 18666.6667 | 847846.1642 | 19 | 0 | 1577.148 | 0 | 18666.6667 | 93693.8513 | 18666.6667 | 0 | 75027.1847 | 75027.1847 | 0 | 0 | 0 | 0 | 0 | 0 | 0
2022-12-31 23:00 | 0 | 0 | 35871 | 0 | 633 | 0 | 3 | 18666.6667 | 1.8667 | 0 | 18666.6667 | 829179.4976 | 19 | 0 | 1577.148 | 0 | 18666.6667 | 93693.8513 | 18666.6667 | 0 | 75027.1847 | 75027.1847 | 0 | 0 | 0 | 0 | 0 | 0 | 0

## Summary
Metric | Value_yearly
H2_prod_kg | 1312622.1873
HFO_displaced_kg | 3937866.5619
Total_Elec_E_kWh | 62443312.6249
Total_Load_kWh | 1192934884.5149
Total_y_Site_Load_kWh | 185960810
Total_y_Site_USD | 37192162
Unserved_Total_kWh | 944530761.8899
Served_Total_kWh | 248404122.6249
PV_export_kWh | 1346759.3667
PV_area_m2 | 215226
PV_area_ha | 21.5226
PV_area_km2 | 0.21523
Total_CAPEX_USD | 245854050
Annualised_CAPEX_USD | 4917081
Fixed_Opex_USD | 3092952
TruckingCost_USD | 630058.6499
WaterCost_USD | 47254.3987
FuelSaved_Revenue_USD | 1575146.6248
PV_Export_Revenue_USD | 0
NetCost_USD | -31340079.8759 | -36257160.8759 | -6.7808 | -7.8447
CO2_avoided_kg | 12729941.2348
Road_CO2_kg | 25328357.7263
CO2_Total_y_Site_Load_kWh | 145049431.8
CH4_avoided_kg | 11813.5997
N2O_avoided_kg | 28352.6392

## CostBreakdown
Item | USD_or_units_per_year_or_total
Num_PV | 35871
Total_PV_MWp | 35.871
PV_Area_m2 | 215226
PV_Area_ha | 21.5226
PV_Area_km2 | 0.21523
Num_Elec | 19
Total_Elec_MW | 9.5
Num_Batt | 0
Total_Batt_MWh | 0
Num_CSP_Turb | 3
CSP_Turbine_MW_e | 30
Num_CSP_Store | 24
CSP_Store_MWh_e | 1200
Num_CSP_Field | 633
CSP_Field_m2 | 633000
CAPEX_PV_USD | 19729050
CAPEX_Elec_USD | 18525000
CAPEX_Batt_USD | 0
CAPEX_CSP_Turb_USD | 45000000
CAPEX_CSP_Store_USD | 36000000
CAPEX_CSP_Field_USD | 126600000
OPEX_PV_USD_per_year | 430452
OPEX_Elec_USD_per_year | 712500
OPEX_Batt_USD_per_year | 0
OPEX_CSP_Turb_USD_per_year | 1950000
Total_Water_m3_per_year | 11813.5997
CAPEX_total_USD | 245854050
Annualised_CAPEX_USD | 4917081
Fixed_Opex_USD | 3092952
Water_cost_USD | 47254.3987
Trucking_cost_USD | 630058.6499
Revenue_HFO_saved_USD | 1575146.6248
Revenue_PV_export_USD | 0
NetCost_USD | -31340079.8759

## Emissions
Pollutant_or_Item | Value | Units
CO2 avoided (combustion) | 12729941.2348 | kg/yr
Road transport CO2 | 25328357.7263 | kg/yr
CH4 avoided | 11813.5997 | kg/yr
N2O avoided | 28352.6392 | kg/yr
CO2_Total_y_Site_Load_kWh | 145049431.8 | kg/yr

## Assumptions
Parameter | Value | Struct
kgHFO_per_kgH2 | 3 | econ
HFO_Price_USD_kg | 0.4 | econ
HFO_Truck_capacity_kg | 30000 | econ
HFO_Transport_distance_km | 2400 | econ
HFO_Trucking_cost_USD_km | 2 | econ
HFO_CO2_EF_kgkg | 3.2327 | econ
HFO_CH4_EF_kgkg | 0.003 | econ
HFO_N2O_EF_kgkg | 0.0072 | econ
Road_CO2_EF_kg_tkm | 2.68 | econ
Cost_Water_USD_m3 | 4 | econ
Water_req_L_kgH2 | 9 | econ
Price_Excess_Elec_USD_kWh | 0.2 | econ
CO2_red_factor_PVvsDiesel | 0.78 | econ
Price_export_energy_kWh_USD | 0 | econ
price_CO2_emission | 0 | econ
price_CH4_emission | 0 | econ
price_N2O_emission | 0 | econ
cost_of_CAPEX | 0.02 | econ
unserved_cost_USD_per_kWh | 0 | econ
PV_kWp | 1 | unit
PV_Capex | 550 | unit
PV_Opex | 12 | unit
inv_eff | 0.97 | unit
PV_area_m2_per_kWp | 6 | unit
Batt_kWh | 250 | unit
Batt_Capex | 250 | unit
Batt_Opex | 7.5 | unit
batt_eta | 0.92 | unit
Batt_maxChg | 250 | unit
Batt_maxDis | 250 | unit
Batt_SOC_min | 0.1 | unit
Batt_SOC_max | 0.95 | unit
Elec_kW | 500 | unit
Elec_Capex | 1950 | unit
Elec_Opex | 75 | unit
elec_eta | 0.7 | unit
CSP_turb_unit_kW_e | 10000 | unit
CSP_store_unit_kWh_e | 50000 | unit
CSP_field_unit_m2 | 1000 | unit
CSP_store_charge_kW_per_unit | 6250 | unit
CSP_opt_eff | 0.8 | unit
CSP_therm_eff | 0.55 | unit
CSP_cycle_eff | 0.38 | unit
CSP_Capex_turb_USD_per_kWe | 1500 | unit
CSP_Capex_store_USD_per_kWh_e | 30 | unit
CSP_Capex_field_USD_per_m2 | 200 | unit
CSP_Opex_USD_per_kWe_yr | 65 | unit

## Monthly
Month | PV_kWh | CSP_Field_kWh_e | H2_demand_total_kg | H2_prod_total_kg | Site_Load_kWh
2022-01-01 | 3914677.9214 | 17118852.9014 | 1614313.3417 | 96110.4554 | 15808910
2022-02-01 | 4598377.9797 | 16277585.8038 | 1534981.5834 | 84442.7401 | 15220800
2022-03-01 | 6297570.1464 | 17928235.3636 | 1690638.3685 | 110823.415 | 16747800
2022-04-01 | 6844294.9798 | 14740103.0977 | 1389996.4691 | 98218.2465 | 16382000
2022-05-01 | 8351449.7356 | 20446323.5428 | 1928094.8947 | 136583.9127 | 16270500
2022-06-01 | 8603572.3198 | 23960685.3935 | 2259500.349 | 127433.1392 | 16292500
2022-07-01 | 8870365.117 | 27516446.6797 | 2594809.7834 | 132076.582 | 16734500
2022-08-01 | 7767797.1067 | 21068535.3846 | 1986769.6718 | 128213.5434 | 17244700
2022-09-01 | 6846373.2773 | 22538711.7273 | 2125407.7744 | 124927.3728 | 16186800
2022-10-01 | 5380374.9376 | 16483252.6032 | 1554376.0288 | 113457.7774 | 15422000
2022-11-01 | 3822336.5118 | 13948380.6974 | 1315336.7918 | 94485.0485 | 12277200
2022-12-01 | 3322855.805 | 12443203.8604 | 1173398.1313 | 65849.9543 | 11373100